F11_Commercial_Interruptible - Health_Existing_Water Heating_Natural Gas_Water Heater - Circulation Pump Controls_A_Technical Potential | F11 | Commercial | Interruptible - Health | Existing | Water Heating | Natural Gas | Water Heater - Circulation Pump Controls | A | Purchases (Cumulative) | Technical Potential | 0 | 0 | 0.30438 | 0.67811 | 1.1354 | 1.6663 | 2.2719 | 2.9798 | 3.7565 | 4.5499 | 5.2976 | 5.9403 | 6.4376 | 6.7789 | 6.7789 | 6.7789 | 6.7789 | 6.7789 | 6.7789 | 6.7789 | 6.7789 | 6.7789 | 6.7789 | 6.7789 | 6.7789 | 6.7789 | 6.7789
F1_Commercial_Interruptible - Health_Existing_Water Heating_Natural Gas_Water Heater - Pipe Insulation_A_Technical Potential | F1 | Commercial | Interruptible - Health | Existing | Water Heating | Natural Gas | Water Heater - Pipe Insulation | A | Integrated Unit Energy Savings (kWh or therms) | Technical Potential | 0 | 0 | 4.7609 | 4.6071 | 4.4645 | 4.3289 | 4.1997 | 4.0742 | 3.957 | 3.8477 | 3.7453 | 3.6526 | 3.6132 | 3.5848 | 3.575 | 3.5544 | 3.5385 | 3.5258 | 3.5156 | 3.5069 | 3.5019 | 3.499 | 3.4976 | 3.4965 | 3.493 | 3.4923 | 3.4918
F2_Commercial_Interruptible - Health_Existing_Water Heating_Natural Gas_Water Heater - Pipe Insulation_A_Technical Potential | F2 | Commercial | Interruptible - Health | Existing | Water Heating | Natural Gas | Water Heater - Pipe Insulation | A | Integrated Unit Summer Peak Savings (kW) | Technical Potential | 0 | 0 | 0 | 0 | 0 | 0 | 0 | 0 | 0 | 0 | 0 | 0 | 0 | 0 | 0 | 0 | 0 | 0 | 0 | 0 | 0 | 0 | 0 | 0 | 0 | 0 | 0
F3_Commercial_Interruptible - Health_Existing_Water Heating_Natural Gas_Water Heater - Pipe Insulation_A_Technical Potential | F3 | Commercial | Interruptible - Health | Existing | Water Heating | Natural Gas | Water Heater - Pipe Insulation | A | Integrated Unit Winter Peak Savings (kW) | Technical Potential | 0 | 0 | 0 | 0 | 0 | 0 | 0 | 0 | 0 | 0 | 0 | 0 | 0 | 0 | 0 | 0 | 0 | 0 | 0 | 0 | 0 | 0 | 0 | 0 | 0 | 0 | 0
F4_Commercial_Interruptible - Health_Existing_Water Heating_Natural Gas_Water Heater - Pipe Insulation_A_Technical Potential | F4 | Commercial | Interruptible - Health | Existing | Water Heating | Natural Gas | Water Heater - Pipe Insulation | A | Incremental Energy Savings (MWh or mTherms) | Technical Potential | 0 | 0 | 0.024403 | 0.028995 | 0.034383 | 0.038701 | 0.042827 | 0.048574 | 0.051753 | 0.051409 | 0.047157 | 0.039533 | 0.030262 | 0.020605 | 0.012296 | 0.0057101 | 0 | 0 | 0 | 0 | 0 | 0 | 0 | 0 | 0 | 0 | 0
F5_Commercial_Interruptible - Health_Existing_Water Heating_Natural Gas_Water Heater - Pipe Insulation_A_Technical Potential | F5 | Commercial | Interruptible - Health | Existing | Water Heating | Natural Gas | Water Heater - Pipe Insulation | A | Incremental Summer Peak Savings (MW) | Technical Potential | 0 | 0 | 0 | 0 | 0 | 0 | 0 | 0 | 0 | 0 | 0 | 0 | 0 | 0 | 0 | 0 | 0 | 0 | 0 | 0 | 0 | 0 | 0 | 0 | 0 | 0 | 0
F6_Commercial_Interruptible - Health_Existing_Water Heating_Natural Gas_Water Heater - Pipe Insulation_A_Technical Potential | F6 | Commercial | Interruptible - Health | Existing | Water Heating | Natural Gas | Water Heater - Pipe Insulation | A | Incremental Winter Peak Savings (MW) | Technical Potential | 0 | 0 | 0 | 0 | 0 | 0 | 0 | 0 | 0 | 0 | 0 | 0 | 0 | 0 | 0 | 0 | 0 | 0 | 0 | 0 | 0 | 0 | 0 | 0 | 0 | 0 | 0
F7_Commercial_Interruptible - Health_Existing_Water Heating_Natural Gas_Water Heater - Pipe Insulation_A_Technical Potential | F7 | Commercial | Interruptible - Health | Existing | Water Heating | Natural Gas | Water Heater - Pipe Insulation | A | Cumulative Energy Savings (MWh or mTherms) | Technical Potential | 0 | 0 | 0.024403 | 0.05261 | 0.085365 | 0.12147 | 0.16068 | 0.20445 | 0.25032 | 0.29481 | 0.33412 | 0.36539 | 0.39171 | 0.40923 | 0.42041 | 0.4237 | 0.4218 | 0.42029 | 0.41907 | 0.41804 | 0.41743 | 0.41709 | 0.41692 | 0.41679 | 0.41638 | 0.4163 | 0.41623
F8_Commercial_Interruptible - Health_Existing_Water Heating_Natural Gas_Water Heater - Pipe Insulation_A_Technical Potential | F8 | Commercial | Interruptible - Health | Existing | Water Heating | Natural Gas | Water Heater - Pipe Insulation | A | Cumulative Summer Peak Savings (MW) | Technical Potential | 0 | 0 | 0 | 0 | 0 | 0 | 0 | 0 | 0 | 0 | 0 | 0 | 0 | 0 | 0 | 0 | 0 | 0 | 0 | 0 | 0 | 0 | 0 | 0 | 0 | 0 | 0
F9_Commercial_Interruptible - Health_Existing_Water Heating_Natural Gas_Water Heater - Pipe Insulation_A_Technical Potential | F9 | Commercial | Interruptible - Health | Existing | Water Heating | Natural Gas | Water Heater - Pipe Insulation | A | Cumulative Winter Peak Savings (MW) | Technical Potential | 0 | 0 | 0 | 0 | 0 | 0 | 0 | 0 | 0 | 0 | 0 | 0 | 0 | 0 | 0 | 0 | 0 | 0 | 0 | 0 | 0 | 0 | 0 | 0 | 0 | 0 | 0
F10_Commercial_Interruptible - Health_Existing_Water Heating_Natural Gas_Water Heater - Pipe Insulation_A_Technical Potential | F10 | Commercial | Interruptible - Health | Existing | Water Heating | Natural Gas | Water Heater - Pipe Insulation | A | Purchases (Incremental) | Technical Potential | 0 | 0 | 5.1258 | 6.2936 | 7.7015 | 8.9403 | 10.1975 | 11.9221 | 13.0788 | 13.3609 | 12.591 | 10.823 | 8.3753 | 5.7478 | 3.4395 | 1.6065 | 0 | 0 | 0 | 0 | 0 | 0 | 0 | 0 | 0 | 0 | 0
F11_Commercial_Interruptible - Health_Existing_Water Heating_Natural Gas_Water Heater - Pipe Insulation_A_Technical Potential | F11 | Commercial | Interruptible - Health | Existing | Water Heating | Natural Gas | Water Heater - Pipe Insulation | A | Purchases (Cumulative) | Technical Potential | 0 | 0 | 5.1258 | 11.4194 | 19.1209 | 28.0612 | 38.2587 | 50.1808 | 63.2596 | 76.6205 | 89.2115 | 100.0345 | 108.4099 | 114.1577 | 117.5972 | 119.2037 | 119.2037 | 119.2037 | 119.2037 | 119.2037 | 119.2037 | 119.2037 | 119.2037 | 119.2037 | 119.2037 | 119.2037 | 119.2037
F1_Commercial_Interruptible - Health_Existing_Water Heating_Natural Gas_Water Heater - Motion Control Faucet_A_Technical Potential | F1 | Commercial | Interruptible - Health | Existing | Water Heating | Natural Gas | Water Heater - Motion Control Faucet | A | Integrated Unit Energy Savings (kWh or therms) | Technical Potential | 0 | 0 | 0 | 0 | 0 | 0 | 0 | 0 | 0 | 0 | 0 | 0 | 0 | 0 | 0 | 0 | 0 | 0 | 0 | 0 | 0 | 0 | 0 | 0 | 0 | 0 | 0
F2_Commercial_Interruptible - Health_Existing_Water Heating_Natural Gas_Water Heater - Motion Control Faucet_A_Technical Potential | F2 | Commercial | Interruptible - Health | Existing | Water Heating | Natural Gas | Water Heater - Motion Control Faucet | A | Integrated Unit Summer Peak Savings (kW) | Technical Potential | 0 | 0 | 0 | 0 | 0 | 0 | 0 | 0 | 0 | 0 | 0 | 0 | 0 | 0 | 0 | 0 | 0 | 0 | 0 | 0 | 0 | 0 | 0 | 0 | 0 | 0 | 0
F3_Commercial_Interruptible - Health_Existing_Water Heating_Natural Gas_Water Heater - Motion Control Faucet_A_Technical Potential | F3 | Commercial | Interruptible - Health | Existing | Water Heating | Natural Gas | Water Heater - Motion Control Faucet | A | Integrated Unit Winter Peak Savings (kW) | Technical Potential | 0 | 0 | 0 | 0 | 0 | 0 | 0 | 0 | 0 | 0 | 0 | 0 | 0 | 0 | 0 | 0 | 0 | 0 | 0 | 0 | 0 | 0 | 0 | 0 | 0 | 0 | 0
F4_Commercial_Interruptible - Health_Existing_Water Heating_Natural Gas_Water Heater - Motion Control Faucet_A_Technical Potential | F4 | Commercial | Interruptible - Health | Existing | Water Heating | Natural Gas | Water Heater - Motion Control Faucet | A | Incremental Energy Savings (MWh or mTherms) | Technical Potential | 0 | 0 | 0 | 0 | 0 | 0 | 0 | 0 | 0 | 0 | 0 | 0 | 0 | 0 | 0 | 0 | 0 | 0 | 0 | 0 | 0 | 0 | 0 | 0 | 0 | 0 | 0
F5_Commercial_Interruptible - Health_Existing_Water Heating_Natural Gas_Water Heater - Motion Control Faucet_A_Technical Potential | F5 | Commercial | Interruptible - Health | Existing | Water Heating | Natural Gas | Water Heater - Motion Control Faucet | A | Incremental Summer Peak Savings (MW) | Technical Potential | 0 | 0 | 0 | 0 | 0 | 0 | 0 | 0 | 0 | 0 | 0 | 0 | 0 | 0 | 0 | 0 | 0 | 0 | 0 | 0 | 0 | 0 | 0 | 0 | 0 | 0 | 0
F6_Commercial_Interruptible - Health_Existing_Water Heating_Natural Gas_Water Heater - Motion Control Faucet_A_Technical Potential | F6 | Commercial | Interruptible - Health | Existing | Water Heating | Natural Gas | Water Heater - Motion Control Faucet | A | Incremental Winter Peak Savings (MW) | Technical Potential | 0 | 0 | 0 | 0 | 0 | 0 | 0 | 0 | 0 | 0 | 0 | 0 | 0 | 0 | 0 | 0 | 0 | 0 | 0 | 0 | 0 | 0 | 0 | 0 | 0 | 0 | 0
F7_Commercial_Interruptible - Health_Existing_Water Heating_Natural Gas_Water Heater - Motion Control Faucet_A_Technical Potential | F7 | Commercial | Interruptible - Health | Existing | Water Heating | Natural Gas | Water Heater - Motion Control Faucet | A | Cumulative Energy Savings (MWh or mTherms) | Technical Potential | 0 | 0 | 0 | 0 | 0 | 0 | 0 | 0 | 0 | 0 | 0 | 0 | 0 | 0 | 0 | 0 | 0 | 0 | 0 | 0 | 0 | 0 | 0 | 0 | 0 | 0 | 0
F8_Commercial_Interruptible - Health_Existing_Water Heating_Natural Gas_Water Heater - Motion Control Faucet_A_Technical Potential | F8 | Commercial | Interruptible - Health | Existing | Water Heating | Natural Gas | Water Heater - Motion Control Faucet | A | Cumulative Summer Peak Savings (MW) | Technical Potential | 0 | 0 | 0 | 0 | 0 | 0 | 0 | 0 | 0 | 0 | 0 | 0 | 0 | 0 | 0 | 0 | 0 | 0 | 0 | 0 | 0 | 0 | 0 | 0 | 0 | 0 | 0
F9_Commercial_Interruptible - Health_Existing_Water Heating_Natural Gas_Water Heater - Motion Control Faucet_A_Technical Potential | F9 | Commercial | Interruptible - Health | Existing | Water Heating | Natural Gas | Water Heater - Motion Control Faucet | A | Cumulative Winter Peak Savings (MW) | Technical Potential | 0 | 0 | 0 | 0 | 0 | 0 | 0 | 0 | 0 | 0 | 0 | 0 | 0 | 0 | 0 | 0 | 0 | 0 | 0 | 0 | 0 | 0 | 0 | 0 | 0 | 0 | 0
F10_Commercial_Interruptible - Health_Existing_Water Heating_Natural Gas_Water Heater - Motion Control Faucet_A_Technical Potential | F10 | Commercial | Interruptible - Health | Existing | Water Heating | Natural Gas | Water Heater - Motion Control Faucet | A | Purchases (Incremental) | Technical Potential | 0 | 0 | 22353.5634 | 27446.6108 | 33586.6196 | 38988.7733 | 44471.6332 | 29639.1215 | 29590.1719 | 24680.4828 | 15920.9781 | 2727.9491 | 0 | 0 | 0 | 0 | 0 | 0 | 0 | 0 | 0 | 0 | 0 | 0 | 0 | 0 | 0
F11_Commercial_Interruptible - Health_Existing_Water Heating_Natural Gas_Water Heater - Motion Control Faucet_A_Technical Potential | F11 | Commercial | Interruptible - Health | Existing | Water Heating | Natural Gas | Water Heater - Motion Control Faucet | A | Purchases (Cumulative) | Technical Potential | 0 | 0 | 22353.5634 | 49800.1742 | 83386.7938 | 122375.5672 | 166847.2004 | 196486.3219 | 226076.4938 | 250756.9766 | 266677.9547 | 269405.9038 | 269405.9038 | 269405.9038 | 269405.9038 | 269405.9038 | 269405.9038 | 269405.9038 | 269405.9038 | 269405.9038 | 269405.9038 | 269405.9038 | 269405.9038 | 269405.9038 | 269405.9038 | 269405.9038 | 269405.9038
F1_Commercial_Interruptible - Health_Existing_Water Heating_Natural Gas_Water Heater - Solar System_A_Technical Potential | F1 | Commercial | Interruptible - Health | Existing | Water Heating | Natural Gas | Water Heater - Solar System | A | Integrated Unit Energy Savings (kWh or therms) | Technical Potential | 0 | 0 | 38.0801 | 36.848 | 35.7048 | 34.6176 | 33.5817 | 32.5749 | 31.6339 | 30.7565 | 29.9344 | 29.1911 | 28.8738 | 28.6454 | 28.566 | 28.4011 | 28.2741 | 28.1725 | 28.0912 | 28.0217 | 27.9814 | 27.9584 | 27.9472 | 27.9383 | 27.911 | 27.9053 | 27.9007
F2_Commercial_Interruptible - Health_Existing_Water Heating_Natural Gas_Water Heater - Solar System_A_Technical Potential | F2 | Commercial | Interruptible - Health | Existing | Water Heating | Natural Gas | Water Heater - Solar System | A | Integrated Unit Summer Peak Savings (kW) | Technical Potential | 0 | 0 | 0 | 0 | 0 | 0 | 0 | 0 | 0 | 0 | 0 | 0 | 0 | 0 | 0 | 0 | 0 | 0 | 0 | 0 | 0 | 0 | 0 | 0 | 0 | 0 | 0
F3_Commercial_Interruptible - Health_Existing_Water Heating_Natural Gas_Water Heater - Solar System_A_Technical Potential | F3 | Commercial | Interruptible - Health | Existing | Water Heating | Natural Gas | Water Heater - Solar System | A | Integrated Unit Winter Peak Savings (kW) | Technical Potential | 0 | 0 | 0 | 0 | 0 | 0 | 0 | 0 | 0 | 0 | 0 | 0 | 0 | 0 | 0 | 0 | 0 | 0 | 0 | 0 | 0 | 0 | 0 | 0 | 0 | 0 | 0
F4_Commercial_Interruptible - Health_Existing_Water Heating_Natural Gas_Water Heater - Solar System_A_Technical Potential | F4 | Commercial | Interruptible - Health | Existing | Water Heating | Natural Gas | Water Heater - Solar System | A | Incremental Energy Savings (MWh or mTherms) | Technical Potential | 0 | 0 | 0.48369 | 0.54681 | 0.62195 | 0.6762 | 0.72715 | 0.80552 | 0.84185 | 0.82322 | 0.80215 | 0.6945 | 0.53931 | 0.36823 | 0.21873 | 0.13207 | 0 | 0 | 0 | 0 | 0 | 0 | 0 | 0 | 0 | 0 | 0
F5_Commercial_Interruptible - Health_Existing_Water Heating_Natural Gas_Water Heater - Solar System_A_Technical Potential | F5 | Commercial | Interruptible - Health | Existing | Water Heating | Natural Gas | Water Heater - Solar System | A | Incremental Summer Peak Savings (MW) | Technical Potential | 0 | 0 | 0 | 0 | 0 | 0 | 0 | 0 | 0 | 0 | 0 | 0 | 0 | 0 | 0 | 0 | 0 | 0 | 0 | 0 | 0 | 0 | 0 | 0 | 0 | 0 | 0
F6_Commercial_Interruptible - Health_Existing_Water Heating_Natural Gas_Water Heater - Solar System_A_Technical Potential | F6 | Commercial | Interruptible - Health | Existing | Water Heating | Natural Gas | Water Heater - Solar System | A | Incremental Winter Peak Savings (MW) | Technical Potential | 0 | 0 | 0 | 0 | 0 | 0 | 0 | 0 | 0 | 0 | 0 | 0 | 0 | 0 | 0 | 0 | 0 | 0 | 0 | 0 | 0 | 0 | 0 | 0 | 0 | 0 | 0
F7_Commercial_Interruptible - Health_Existing_Water Heating_Natural Gas_Water Heater - Solar System_A_Technical Potential | F7 | Commercial | Interruptible - Health | Existing | Water Heating | Natural Gas | Water Heater - Solar System | A | Cumulative Energy Savings (MWh or mTherms) | Technical Potential | 0 | 0 | 0.48369 | 1.0148 | 1.6053 | 2.2326 | 2.893 | 3.6118 | 4.3493 | 5.0519 | 5.719 | 6.2715 | 6.7426 | 7.0575 | 7.2567 | 7.3469 | 7.314 | 7.2877 | 7.2667 | 7.2487 | 7.2383 | 7.2323 | 7.2295 | 7.2272 | 7.2201 | 7.2186 | 7.2174
F8_Commercial_Interruptible - Health_Existing_Water Heating_Natural Gas_Water Heater - Solar System_A_Technical Potential | F8 | Commercial | Interruptible - Health | Existing | Water Heating | Natural Gas | Water Heater - Solar System | A | Cumulative Summer Peak Savings (MW) | Technical Potential | 0 | 0 | 0 | 0 | 0 | 0 | 0 | 0 | 0 | 0 | 0 | 0 | 0 | 0 | 0 | 0 | 0 | 0 | 0 | 0 | 0 | 0 | 0 | 0 | 0 | 0 | 0
F9_Commercial_Interruptible - Health_Existing_Water Heating_Natural Gas_Water Heater - Solar System_A_Technical Potential | F9 | Commercial | Interruptible - Health | Existing | Water Heating | Natural Gas | Water Heater - Solar System | A | Cumulative Winter Peak Savings (MW) | Technical Potential | 0 | 0 | 0 | 0 | 0 | 0 | 0 | 0 | 0 | 0 | 0 | 0 | 0 | 0 | 0 | 0 | 0 | 0 | 0 | 0 | 0 | 0 | 0 | 0 | 0 | 0 | 0
F10_Commercial_Interruptible - Health_Existing_Water Heating_Natural Gas_Water Heater - Solar System_A_Technical Potential | F10 | Commercial | Interruptible - Health | Existing | Water Heating | Natural Gas | Water Heater - Solar System | A | Purchases (Incremental) | Technical Potential | 0 | 0 | 12.7018 | 14.8397 | 17.4191 | 19.5334 | 21.653 | 24.7283 | 26.6124 | 26.7656 | 26.7971 | 23.7915 | 18.6783 | 12.8549 | 7.657 | 4.6501 | 0 | 0 | 0 | 0 | 0 | 0 | 0 | 0 | 0 | 0 | 0
F11_Commercial_Interruptible - Health_Existing_Water Heating_Natural Gas_Water Heater - Solar System_A_Technical Potential | F11 | Commercial | Interruptible - Health | Existing | Water Heating | Natural Gas | Water Heater - Solar System | A | Purchases (Cumulative) | Technical Potential | 0 | 0 | 12.7018 | 27.5415 | 44.9606 | 64.4941 | 86.1471 | 110.8754 | 137.4878 | 164.2535 | 191.0506 | 214.8421 | 233.5204 | 246.3753 | 254.0322 | 258.6824 | 258.6824 | 258.6824 | 258.6824 | 258.6824 | 258.6824 | 258.6824 | 258.6824 | 258.6824 | 258.6824 | 258.6824 | 258.6824
F1_Commercial_Interruptible - Health_Existing_Water Heating_Natural Gas_Commercial Laundry - Ozone Treatment_A_Technical Potential | F1 | Commercial | Interruptible - Health | Existing | Water Heating | Natural Gas | Commercial Laundry - Ozone Treatment | A | Integrated Unit Energy Savings (kWh or therms) | Technical Potential | 0 | 0 | 1736.9378 | 1678.9672 | 1624.8677 | 1573.2015 | 1523.7705 | 1475.4829 | 1430.1336 | 1387.805 | 1348.1132 | 1312.3916 | 1296.3827 | 1284.9368 | 1280.6651 | 1272.8462 | 1267.1549 | 1262.6018 | 1258.9594 | 1255.8449 | 1254.0352 | 1253.0044 | 1252.5061 | 1252.1075 | 1250.8812 | 1250.626 | 1250.4219
F2_Commercial_Interruptible - Health_Existing_Water Heating_Natural Gas_Commercial Laundry - Ozone Treatment_A_Technical Potential | F2 | Commercial | Interruptible - Health | Existing | Water Heating | Natural Gas | Commercial Laundry - Ozone Treatment | A | Integrated Unit Summer Peak Savings (kW) | Technical Potential | 0 | 0 | 0 | 0 | 0 | 0 | 0 | 0 | 0 | 0 | 0 | 0 | 0 | 0 | 0 | 0 | 0 | 0 | 0 | 0 | 0 | 0 | 0 | 0 | 0 | 0 | 0
F3_Commercial_Interruptible - Health_Existing_Water Heating_Natural Gas_Commercial Laundry - Ozone Treatment_A_Technical Potential | F3 | Commercial | Interruptible - Health | Existing | Water Heating | Natural Gas | Commercial Laundry - Ozone Treatment | A | Integrated Unit Winter Peak Savings (kW) | Technical Potential | 0 | 0 | 0 | 0 | 0 | 0 | 0 | 0 | 0 | 0 | 0 | 0 | 0 | 0 | 0 | 0 | 0 | 0 | 0 | 0 | 0 | 0 | 0 | 0 | 0 | 0 | 0
F4_Commercial_Interruptible - Health_Existing_Water Heating_Natural Gas_Commercial Laundry - Ozone Treatment_A_Technical Potential | F4 | Commercial | Interruptible - Health | Existing | Water Heating | Natural Gas | Commercial Laundry - Ozone Treatment | A | Incremental Energy Savings (MWh or mTherms) | Technical Potential | 0 | 0 | 0.14098 | 0.16733 | 0.19816 | 0.22272 | 0.24606 | 0.27856 | 0.29619 | 0.29362 | 0.26879 | 0.22492 | 0.066709 | 0 | 0 | 0 | 0 | 0 | 0 | 0 | 0 | 0 | 0 | 0 | 0 | 0 | 0
F5_Commercial_Interruptible - Health_Existing_Water Heating_Natural Gas_Commercial Laundry - Ozone Treatment_A_Technical Potential | F5 | Commercial | Interruptible - Health | Existing | Water Heating | Natural Gas | Commercial Laundry - Ozone Treatment | A | Incremental Summer Peak Savings (MW) | Technical Potential | 0 | 0 | 0 | 0 | 0 | 0 | 0 | 0 | 0 | 0 | 0 | 0 | 0 | 0 | 0 | 0 | 0 | 0 | 0 | 0 | 0 | 0 | 0 | 0 | 0 | 0 | 0
F6_Commercial_Interruptible - Health_Existing_Water Heating_Natural Gas_Commercial Laundry - Ozone Treatment_A_Technical Potential | F6 | Commercial | Interruptible - Health | Existing | Water Heating | Natural Gas | Commercial Laundry - Ozone Treatment | A | Incremental Winter Peak Savings (MW) | Technical Potential | 0 | 0 | 0 | 0 | 0 | 0 | 0 | 0 | 0 | 0 | 0 | 0 | 0 | 0 | 0 | 0 | 0 | 0 | 0 | 0 | 0 | 0 | 0 | 0 | 0 | 0 | 0
F7_Commercial_Interruptible - Health_Existing_Water Heating_Natural Gas_Commercial Laundry - Ozone Treatment_A_Technical Potential | F7 | Commercial | Interruptible - Health | Existing | Water Heating | Natural Gas | Commercial Laundry - Ozone Treatment | A | Cumulative Energy Savings (MWh or mTherms) | Technical Potential | 0 | 0 | 0.14098 | 0.30361 | 0.49198 | 0.69906 | 0.92315 | 1.1725 | 1.4326 | 1.6838 | 1.9045 | 2.0789 | 2.1203 | 2.1016 | 2.0946 | 2.0818 | 2.0725 | 2.065 | 2.0591 | 2.054 | 2.051 | 2.0493 | 2.0485 | 2.0479 | 2.0459 | 2.0454 | 2.0451
F8_Commercial_Interruptible - Health_Existing_Water Heating_Natural Gas_Commercial Laundry - Ozone Treatment_A_Technical Potential | F8 | Commercial | Interruptible - Health | Existing | Water Heating | Natural Gas | Commercial Laundry - Ozone Treatment | A | Cumulative Summer Peak Savings (MW) | Technical Potential | 0 | 0 | 0 | 0 | 0 | 0 | 0 | 0 | 0 | 0 | 0 | 0 | 0 | 0 | 0 | 0 | 0 | 0 | 0 | 0 | 0 | 0 | 0 | 0 | 0 | 0 | 0
F9_Commercial_Interruptible - Health_Existing_Water Heating_Natural Gas_Commercial Laundry - Ozone Treatment_A_Technical Potential | F9 | Commercial | Interruptible - Health | Existing | Water Heating | Natural Gas | Commercial Laundry - Ozone Treatment | A | Cumulative Winter Peak Savings (MW) | Technical Potential | 0 | 0 | 0 | 0 | 0 | 0 | 0 | 0 | 0 | 0 | 0 | 0 | 0 | 0 | 0 | 0 | 0 | 0 | 0 | 0 | 0 | 0 | 0 | 0 | 0 | 0 | 0
F10_Commercial_Interruptible - Health_Existing_Water Heating_Natural Gas_Commercial Laundry - Ozone Treatment_A_Technical Potential | F10 | Commercial | Interruptible - Health | Existing | Water Heating | Natural Gas | Commercial Laundry - Ozone Treatment | A | Purchases (Incremental) | Technical Potential | 0 | 0 | 0.081168 | 0.099661 | 0.12196 | 0.14157 | 0.16148 | 0.18879 | 0.20711 | 0.21157 | 0.19938 | 0.17139 | 0.051458 | 0 | 0 | 0 | 0 | 0 | 0 | 0 | 0 | 0 | 0 | 0 | 0 | 0 | 0
F11_Commercial_Interruptible - Health_Existing_Water Heating_Natural Gas_Commercial Laundry - Ozone Treatment_A_Technical Potential | F11 | Commercial | Interruptible - Health | Existing | Water Heating | Natural Gas | Commercial Laundry - Ozone Treatment | A | Purchases (Cumulative) | Technical Potential | 0 | 0 | 0.081168 | 0.18083 | 0.30278 | 0.44436 | 0.60584 | 0.79463 | 1.0017 | 1.2133 | 1.4127 | 1.5841 | 1.6355 | 1.6355 | 1.6355 | 1.6355 | 1.6355 | 1.6355 | 1.6355 | 1.6355 | 1.6355 | 1.6355 | 1.6355 | 1.6355 | 1.6355 | 1.6355 | 1.6355
F1_Commercial_Interruptible - Health_Existing_Water Heating_Natural Gas_Commercial Laundry - ENERGY STAR Washer_A_Technical Potential | F1 | Commercial | Interruptible - Health | Existing | Water Heating | Natural Gas | Commercial Laundry - ENERGY STAR Washer | A | Integrated Unit Energy Savings (kWh or therms) | Technical Potential | 0 | 0 | 33.6299 | 32.4904 | 31.4232 | 30.4013 | 29.421 | 28.4602 | 27.5553 | 26.7098 | 25.9185 | 25.2088 | 24.8904 | 24.666 | 24.584 | 24.4339 | 24.3246 | 24.2372 | 24.1673 | 24.1075 | 24.0728 | 24.053 | 24.0434 | 24.0358 | 24.0122 | 24.0074 | 24.0034
F2_Commercial_Interruptible - Health_Existing_Water Heating_Natural Gas_Commercial Laundry - ENERGY STAR Washer_A_Technical Potential | F2 | Commercial | Interruptible - Health | Existing | Water Heating | Natural Gas | Commercial Laundry - ENERGY STAR Washer | A | Integrated Unit Summer Peak Savings (kW) | Technical Potential | 0 | 0 | 0 | 0 | 0 | 0 | 0 | 0 | 0 | 0 | 0 | 0 | 0 | 0 | 0 | 0 | 0 | 0 | 0 | 0 | 0 | 0 | 0 | 0 | 0 | 0 | 0
F3_Commercial_Interruptible - Health_Existing_Water Heating_Natural Gas_Commercial Laundry - ENERGY STAR Washer_A_Technical Potential | F3 | Commercial | Interruptible - Health | Existing | Water Heating | Natural Gas | Commercial Laundry - ENERGY STAR Washer | A | Integrated Unit Winter Peak Savings (kW) | Technical Potential | 0 | 0 | 0 | 0 | 0 | 0 | 0 | 0 | 0 | 0 | 0 | 0 | 0 | 0 | 0 | 0 | 0 | 0 | 0 | 0 | 0 | 0 | 0 | 0 | 0 | 0 | 0
F4_Commercial_Interruptible - Health_Existing_Water Heating_Natural Gas_Commercial Laundry - ENERGY STAR Washer_A_Technical Potential | F4 | Commercial | Interruptible - Health | Existing | Water Heating | Natural Gas | Commercial Laundry - ENERGY STAR Washer | A | Incremental Energy Savings (MWh or mTherms) | Technical Potential | 0 | 0 | 0.00085095 | 0.0010094 | 0.0011947 | 0.0013417 | 0.0014811 | 0.001675 | 0.0017791 | 0.0010858 | 0.00080574 | 0.00038845 | 0 | 0 | 0 | 0 | 0 | 0 | 0 | 0 | 0 | 0 | 0 | 0 | 0 | 0 | 0
F5_Commercial_Interruptible - Health_Existing_Water Heating_Natural Gas_Commercial Laundry - ENERGY STAR Washer_A_Technical Potential | F5 | Commercial | Interruptible - Health | Existing | Water Heating | Natural Gas | Commercial Laundry - ENERGY STAR Washer | A | Incremental Summer Peak Savings (MW) | Technical Potential | 0 | 0 | 0 | 0 | 0 | 0 | 0 | 0 | 0 | 0 | 0 | 0 | 0 | 0 | 0 | 0 | 0 | 0 | 0 | 0 | 0 | 0 | 0 | 0 | 0 | 0 | 0
F6_Commercial_Interruptible - Health_Existing_Water Heating_Natural Gas_Commercial Laundry - ENERGY STAR Washer_A_Technical Potential | F6 | Commercial | Interruptible - Health | Existing | Water Heating | Natural Gas | Commercial Laundry - ENERGY STAR Washer | A | Incremental Winter Peak Savings (MW) | Technical Potential | 0 | 0 | 0 | 0 | 0 | 0 | 0 | 0 | 0 | 0 | 0 | 0 | 0 | 0 | 0 | 0 | 0 | 0 | 0 | 0 | 0 | 0 | 0 | 0 | 0 | 0 | 0
F7_Commercial_Interruptible - Health_Existing_Water Heating_Natural Gas_Commercial Laundry - ENERGY STAR Washer_A_Technical Potential | F7 | Commercial | Interruptible - Health | Existing | Water Heating | Natural Gas | Commercial Laundry - ENERGY STAR Washer | A | Cumulative Energy Savings (MWh or mTherms) | Technical Potential | 0 | 0 | 0.00085095 | 0.0018315 | 0.0029661 | 0.0042113 | 0.0055566 | 0.0070501 | 0.008605 | 0.0094268 | 0.0099533 | 0.010069 | 0.009942 | 0.0098524 | 0.0098196 | 0.0097597 | 0.0097161 | 0.0096811 | 0.0096532 | 0.0096293 | 0.0096155 | 0.0096076 | 0.0096037 | 0.0096007 | 0.0095913 | 0.0095893 | 0.0095878
F8_Commercial_Interruptible - Health_Existing_Water Heating_Natural Gas_Commercial Laundry - ENERGY STAR Washer_A_Technical Potential | F8 | Commercial | Interruptible - Health | Existing | Water Heating | Natural Gas | Commercial Laundry - ENERGY STAR Washer | A | Cumulative Summer Peak Savings (MW) | Technical Potential | 0 | 0 | 0 | 0 | 0 | 0 | 0 | 0 | 0 | 0 | 0 | 0 | 0 | 0 | 0 | 0 | 0 | 0 | 0 | 0 | 0 | 0 | 0 | 0 | 0 | 0 | 0
F9_Commercial_Interruptible - Health_Existing_Water Heating_Natural Gas_Commercial Laundry - ENERGY STAR Washer_A_Technical Potential | F9 | Commercial | Interruptible - Health | Existing | Water Heating | Natural Gas | Commercial Laundry - ENERGY STAR Washer | A | Cumulative Winter Peak Savings (MW) | Technical Potential | 0 | 0 | 0 | 0 | 0 | 0 | 0 | 0 | 0 | 0 | 0 | 0 | 0 | 0 | 0 | 0 | 0 | 0 | 0 | 0 | 0 | 0 | 0 | 0 | 0 | 0 | 0
F10_Commercial_Interruptible - Health_Existing_Water Heating_Natural Gas_Commercial Laundry - ENERGY STAR Washer_A_Technical Potential | F10 | Commercial | Interruptible - Health | Existing | Water Heating | Natural Gas | Commercial Laundry - ENERGY STAR Washer | A | Purchases (Incremental) | Technical Potential | 0 | 0 | 0.025303 | 0.031069 | 0.038019 | 0.044134 | 0.05034 | 0.058854 | 0.064564 | 0.040653 | 0.031087 | 0.015409 | 0 | 0 | 0 | 0 | 0 | 0 | 0 | 0 | 0 | 0 | 0 | 0 | 0 | 0 | 0
F11_Commercial_Interruptible - Health_Existing_Water Heating_Natural Gas_Commercial Laundry - ENERGY STAR Washer_A_Technical Potential | F11 | Commercial | Interruptible - Health | Existing | Water Heating | Natural Gas | Commercial Laundry - ENERGY STAR Washer | A | Purchases (Cumulative) | Technical Potential | 0 | 0 | 0.025303 | 0.056372 | 0.094391 | 0.13852 | 0.18887 | 0.24772 | 0.31228 | 0.35294 | 0.38402 | 0.39943 | 0.39943 | 0.39943 | 0.39943 | 0.39943 | 0.39943 | 0.39943 | 0.39943 | 0.39943 | 0.39943 | 0.39943 | 0.39943 | 0.39943 | 0.39943 | 0.39943 | 0.39943
F1_Commercial_Interruptible - Health_Existing_Water Heating_Natural Gas_Water Heater - Efficient Dishwasher_A_Technical Potential | F1 | Commercial | Interruptible - Health | Existing | Water Heating | Natural Gas | Water Heater - Efficient Dishwasher | A | Integrated Unit Energy Savings (kWh or therms) | Technical Potential | 0 | 0 | 97.392 | 94.1111 | 91.0427 | 88.1074 | 85.2944 | 82.5409 | 79.9502 | 77.5306 | 75.2644 | 73.2293 | 72.3239 | 71.6853 | 71.447 | 71.0108 | 70.6933 | 70.4393 | 70.2361 | 70.0623 | 69.9614 | 69.9039 | 69.8761 | 69.8538 | 69.7854 | 69.7712 | 69.7598
F2_Commercial_Interruptible - Health_Existing_Water Heating_Natural Gas_Water Heater - Efficient Dishwasher_A_Technical Potential | F2 | Commercial | Interruptible - Health | Existing | Water Heating | Natural Gas | Water Heater - Efficient Dishwasher | A | Integrated Unit Summer Peak Savings (kW) | Technical Potential | 0 | 0 | 0 | 0 | 0 | 0 | 0 | 0 | 0 | 0 | 0 | 0 | 0 | 0 | 0 | 0 | 0 | 0 | 0 | 0 | 0 | 0 | 0 | 0 | 0 | 0 | 0
F3_Commercial_Interruptible - Health_Existing_Water Heating_Natural Gas_Water Heater - Efficient Dishwasher_A_Technical Potential | F3 | Commercial | Interruptible - Health | Existing | Water Heating | Natural Gas | Water Heater - Efficient Dishwasher | A | Integrated Unit Winter Peak Savings (kW) | Technical Potential | 0 | 0 | 0 | 0 | 0 | 0 | 0 | 0 | 0 | 0 | 0 | 0 | 0 | 0 | 0 | 0 | 0 | 0 | 0 | 0 | 0 | 0 | 0 | 0 | 0 | 0 | 0
F4_Commercial_Interruptible - Health_Existing_Water Heating_Natural Gas_Water Heater - Efficient Dishwasher_A_Technical Potential | F4 | Commercial | Interruptible - Health | Existing | Water Heating | Natural Gas | Water Heater - Efficient Dishwasher | A | Incremental Energy Savings (MWh or mTherms) | Technical Potential | 0 | 0 | 0.088932 | 0.10552 | 0.12491 | 0.14033 | 0.15495 | 0.17531 | 0.18628 | 0.18454 | 0.16882 | 0.14119 | 0.10791 | 0.073402 | 0 | 0 | 0 | 0 | 0 | 0 | 0 | 0 | 0 | 0 | 0 | 0 | 0
F5_Commercial_Interruptible - Health_Existing_Water Heating_Natural Gas_Water Heater - Efficient Dishwasher_A_Technical Potential | F5 | Commercial | Interruptible - Health | Existing | Water Heating | Natural Gas | Water Heater - Efficient Dishwasher | A | Incremental Summer Peak Savings (MW) | Technical Potential | 0 | 0 | 0 | 0 | 0 | 0 | 0 | 0 | 0 | 0 | 0 | 0 | 0 | 0 | 0 | 0 | 0 | 0 | 0 | 0 | 0 | 0 | 0 | 0 | 0 | 0 | 0
F6_Commercial_Interruptible - Health_Existing_Water Heating_Natural Gas_Water Heater - Efficient Dishwasher_A_Technical Potential | F6 | Commercial | Interruptible - Health | Existing | Water Heating | Natural Gas | Water Heater - Efficient Dishwasher | A | Incremental Winter Peak Savings (MW) | Technical Potential | 0 | 0 | 0 | 0 | 0 | 0 | 0 | 0 | 0 | 0 | 0 | 0 | 0 | 0 | 0 | 0 | 0 | 0 | 0 | 0 | 0 | 0 | 0 | 0 | 0 | 0 | 0
F7_Commercial_Interruptible - Health_Existing_Water Heating_Natural Gas_Water Heater - Efficient Dishwasher_A_Technical Potential | F7 | Commercial | Interruptible - Health | Existing | Water Heating | Natural Gas | Water Heater - Efficient Dishwasher | A | Cumulative Energy Savings (MWh or mTherms) | Technical Potential | 0 | 0 | 0.088932 | 0.19145 | 0.31012 | 0.44045 | 0.58134 | 0.73788 | 0.901 | 1.0583 | 1.1962 | 1.305 | 1.3968 | 1.4578 | 1.453 | 1.4441 | 1.4377 | 1.4325 | 1.4284 | 1.4248 | 1.4228 | 1.4216 | 1.4211 | 1.4206 | 1.4192 | 1.4189 | 1.4187
F8_Commercial_Interruptible - Health_Existing_Water Heating_Natural Gas_Water Heater - Efficient Dishwasher_A_Technical Potential | F8 | Commercial | Interruptible - Health | Existing | Water Heating | Natural Gas | Water Heater - Efficient Dishwasher | A | Cumulative Summer Peak Savings (MW) | Technical Potential | 0 | 0 | 0 | 0 | 0 | 0 | 0 | 0 | 0 | 0 | 0 | 0 | 0 | 0 | 0 | 0 | 0 | 0 | 0 | 0 | 0 | 0 | 0 | 0 | 0 | 0 | 0
F9_Commercial_Interruptible - Health_Existing_Water Heating_Natural Gas_Water Heater - Efficient Dishwasher_A_Technical Potential | F9 | Commercial | Interruptible - Health | Existing | Water Heating | Natural Gas | Water Heater - Efficient Dishwasher | A | Cumulative Winter Peak Savings (MW) | Technical Potential | 0 | 0 | 0 | 0 | 0 | 0 | 0 | 0 | 0 | 0 | 0 | 0 | 0 | 0 | 0 | 0 | 0 | 0 | 0 | 0 | 0 | 0 | 0 | 0 | 0 | 0 | 0
F10_Commercial_Interruptible - Health_Existing_Water Heating_Natural Gas_Water Heater - Efficient Dishwasher_A_Technical Potential | F10 | Commercial | Interruptible - Health | Existing | Water Heating | Natural Gas | Water Heater - Efficient Dishwasher | A | Purchases (Incremental) | Technical Potential | 0 | 0 | 0.91314 | 1.1212 | 1.372 | 1.5927 | 1.8167 | 2.1239 | 2.3299 | 2.3802 | 2.243 | 1.9281 | 1.492 | 1.024 | 0 | 0 | 0 | 0 | 0 | 0 | 0 | 0 | 0 | 0 | 0 | 0 | 0
F11_Commercial_Interruptible - Health_Existing_Water Heating_Natural Gas_Water Heater - Efficient Dishwasher_A_Technical Potential | F11 | Commercial | Interruptible - Health | Existing | Water Heating | Natural Gas | Water Heater - Efficient Dishwasher | A | Purchases (Cumulative) | Technical Potential | 0 | 0 | 0.91314 | 2.0343 | 3.4063 | 4.999 | 6.8157 | 8.9395 | 11.2695 | 13.6497 | 15.8927 | 17.8208 | 19.3128 | 20.3368 | 20.3368 | 20.3368 | 20.3368 | 20.3368 | 20.3368 | 20.3368 | 20.3368 | 20.3368 | 20.3368 | 20.3368 | 20.3368 | 20.3368 | 20.3368
F1_Commercial_Interruptible - Health_Existing_Water Heating_Natural Gas_Commercial Laundry - Alternative Dry-Cleaning Methods_A_Technical Potential | F1 | Commercial | Interruptible - Health | Existing | Water Heating | Natural Gas | Commercial Laundry - Alternative Dry-Cleaning Methods | A | Integrated Unit Energy Savings (kWh or therms) | Technical Potential | 0 | 0 | 0 | 0 | 0 | 0 | 0 | 0 | 0 | 0 | 0 | 0 | 0 | 0 | 0 | 0 | 0 | 0 | 0 | 0 | 0 | 0 | 0 | 0 | 0 | 0 | 0
F2_Commercial_Interruptible - Health_Existing_Water Heating_Natural Gas_Commercial Laundry - Alternative Dry-Cleaning Methods_A_Technical Potential | F2 | Commercial | Interruptible - Health | Existing | Water Heating | Natural Gas | Commercial Laundry - Alternative Dry-Cleaning Methods | A | Integrated Unit Summer Peak Savings (kW) | Technical Potential | 0 | 0 | 0 | 0 | 0 | 0 | 0 | 0 | 0 | 0 | 0 | 0 | 0 | 0 | 0 | 0 | 0 | 0 | 0 | 0 | 0 | 0 | 0 | 0 | 0 | 0 | 0
F3_Commercial_Interruptible - Health_Existing_Water Heating_Natural Gas_Commercial Laundry - Alternative Dry-Cleaning Methods_A_Technical Potential | F3 | Commercial | Interruptible - Health | Existing | Water Heating | Natural Gas | Commercial Laundry - Alternative Dry-Cleaning Methods | A | Integrated Unit Winter Peak Savings (kW) | Technical Potential | 0 | 0 | 0 | 0 | 0 | 0 | 0 | 0 | 0 | 0 | 0 | 0 | 0 | 0 | 0 | 0 | 0 | 0 | 0 | 0 | 0 | 0 | 0 | 0 | 0 | 0 | 0
F4_Commercial_Interruptible - Health_Existing_Water Heating_Natural Gas_Commercial Laundry - Alternative Dry-Cleaning Methods_A_Technical Potential | F4 | Commercial | Interruptible - Health | Existing | Water Heating | Natural Gas | Commercial Laundry - Alternative Dry-Cleaning Methods | A | Incremental Energy Savings (MWh or mTherms) | Technical Potential | 0 | 0 | 0 | 0 | 0 | 0 | 0 | 0 | 0 | 0 | 0 | 0 | 0 | 0 | 0 | 0 | 0 | 0 | 0 | 0 | 0 | 0 | 0 | 0 | 0 | 0 | 0
F5_Commercial_Interruptible - Health_Existing_Water Heating_Natural Gas_Commercial Laundry - Alternative Dry-Cleaning Methods_A_Technical Potential | F5 | Commercial | Interruptible - Health | Existing | Water Heating | Natural Gas | Commercial Laundry - Alternative Dry-Cleaning Methods | A | Incremental Summer Peak Savings (MW) | Technical Potential | 0 | 0 | 0 | 0 | 0 | 0 | 0 | 0 | 0 | 0 | 0 | 0 | 0 | 0 | 0 | 0 | 0 | 0 | 0 | 0 | 0 | 0 | 0 | 0 | 0 | 0 | 0
F6_Commercial_Interruptible - Health_Existing_Water Heating_Natural Gas_Commercial Laundry - Alternative Dry-Cleaning Methods_A_Technical Potential | F6 | Commercial | Interruptible - Health | Existing | Water Heating | Natural Gas | Commercial Laundry - Alternative Dry-Cleaning Methods | A | Incremental Winter Peak Savings (MW) | Technical Potential | 0 | 0 | 0 | 0 | 0 | 0 | 0 | 0 | 0 | 0 | 0 | 0 | 0 | 0 | 0 | 0 | 0 | 0 | 0 | 0 | 0 | 0 | 0 | 0 | 0 | 0 | 0
F7_Commercial_Interruptible - Health_Existing_Water Heating_Natural Gas_Commercial Laundry - Alternative Dry-Cleaning Methods_A_Technical Potential | F7 | Commercial | Interruptible - Health | Existing | Water Heating | Natural Gas | Commercial Laundry - Alternative Dry-Cleaning Methods | A | Cumulative Energy Savings (MWh or mTherms) | Technical Potential | 0 | 0 | 0 | 0 | 0 | 0 | 0 | 0 | 0 | 0 | 0 | 0 | 0 | 0 | 0 | 0 | 0 | 0 | 0 | 0 | 0 | 0 | 0 | 0 | 0 | 0 | 0
F8_Commercial_Interruptible - Health_Existing_Water Heating_Natural Gas_Commercial Laundry - Alternative Dry-Cleaning Methods_A_Technical Potential | F8 | Commercial | Interruptible - Health | Existing | Water Heating | Natural Gas | Commercial Laundry - Alternative Dry-Cleaning Methods | A | Cumulative Summer Peak Savings (MW) | Technical Potential | 0 | 0 | 0 | 0 | 0 | 0 | 0 | 0 | 0 | 0 | 0 | 0 | 0 | 0 | 0 | 0 | 0 | 0 | 0 | 0 | 0 | 0 | 0 | 0 | 0 | 0 | 0
F9_Commercial_Interruptible - Health_Existing_Water Heating_Natural Gas_Commercial Laundry - Alternative Dry-Cleaning Methods_A_Technical Potential | F9 | Commercial | Interruptible - Health | Existing | Water Heating | Natural Gas | Commercial Laundry - Alternative Dry-Cleaning Methods | A | Cumulative Winter Peak Savings (MW) | Technical Potential | 0 | 0 | 0 | 0 | 0 | 0 | 0 | 0 | 0 | 0 | 0 | 0 | 0 | 0 | 0 | 0 | 0 | 0 | 0 | 0 | 0 | 0 | 0 | 0 | 0 | 0 | 0
F10_Commercial_Interruptible - Health_Existing_Water Heating_Natural Gas_Commercial Laundry - Alternative Dry-Cleaning Methods_A_Technical Potential | F10 | Commercial | Interruptible - Health | Existing | Water Heating | Natural Gas | Commercial Laundry - Alternative Dry-Cleaning Methods | A | Purchases (Incremental) | Technical Potential | 0 | 0 | 0.081168 | 0.099661 | 0.12196 | 0.14157 | 0.16148 | 0.18879 | 0.20711 | 0.21157 | 0.19938 | 0.17139 | 0.13263 | 0.091018 | 0.054466 | 0.025439 | 0 | 0 | 0 | 0 | 0 | 0 | 0 | 0 | 0 | 0 | 0
F11_Commercial_Interruptible - Health_Existing_Water Heating_Natural Gas_Commercial Laundry - Alternative Dry-Cleaning Methods_A_Technical Potential | F11 | Commercial | Interruptible - Health | Existing | Water Heating | Natural Gas | Commercial Laundry - Alternative Dry-Cleaning Methods | A | Purchases (Cumulative) | Technical Potential | 0 | 0 | 0.081168 | 0.18083 | 0.30278 | 0.44436 | 0.60584 | 0.79463 | 1.0017 | 1.2133 | 1.4127 | 1.5841 | 1.7167 | 1.8077 | 1.8622 | 1.8876 | 1.8876 | 1.8876 | 1.8876 | 1.8876 | 1.8876 | 1.8876 | 1.8876 | 1.8876 | 1.8876 | 1.8876 | 1.8876
F1_Commercial_Interruptible - Health_Existing_Space Heating_Natural Gas_Advanced Kitchen Ventilation Controls_A_Technical Potential | F1 | Commercial | Interruptible - Health | Existing | Space Heating | Natural Gas | Advanced Kitchen Ventilation Controls | A | Integrated Unit Energy Savings (kWh or therms) | Technical Potential | 0 | 0 | 0.040398 | 0.039721 | 0.039016 | 0.038287 | 0.03753 | 0.036736 | 0.035903 | 0.035028 | 0.034112 | 0.033162 | 0.032193 | 0.031221 | 0.030269 | 0.029358 | 0.028505 | 0.027736 | 0.027053 | 0.026423 | 0.025854 | 0.025303 | 0.024825 | 0.024354 | 0.023888 | 0.023428 | 0.022973
F2_Commercial_Interruptible - Health_Existing_Space Heating_Natural Gas_Advanced Kitchen Ventilation Controls_A_Technical Potential | F2 | Commercial | Interruptible - Health | Existing | Space Heating | Natural Gas | Advanced Kitchen Ventilation Controls | A | Integrated Unit Summer Peak Savings (kW) | Technical Potential | 0 | 0 | 0 | 0 | 0 | 0 | 0 | 0 | 0 | 0 | 0 | 0 | 0 | 0 | 0 | 0 | 0 | 0 | 0 | 0 | 0 | 0 | 0 | 0 | 0 | 0 | 0
F3_Commercial_Interruptible - Health_Existing_Space Heating_Natural Gas_Advanced Kitchen Ventilation Controls_A_Technical Potential | F3 | Commercial | Interruptible - Health | Existing | Space Heating | Natural Gas | Advanced Kitchen Ventilation Controls | A | Integrated Unit Winter Peak Savings (kW) | Technical Potential | 0 | 0 | 0 | 0 | 0 | 0 | 0 | 0 | 0 | 0 | 0 | 0 | 0 | 0 | 0 | 0 | 0 | 0 | 0 | 0 | 0 | 0 | 0 | 0 | 0 | 0 | 0
F4_Commercial_Interruptible - Health_Existing_Space Heating_Natural Gas_Advanced Kitchen Ventilation Controls_A_Technical Potential | F4 | Commercial | Interruptible - Health | Existing | Space Heating | Natural Gas | Advanced Kitchen Ventilation Controls | A | Incremental Energy Savings (MWh or mTherms) | Technical Potential | 0 | 0 | 0.12595 | 0.2542 | 0.24968 | 0.24502 | 0.24017 | 0.23509 | 0.22976 | 0.22416 | 0.2183 | 0.21222 | 0.20602 | 0.1998 | 0.19371 | 0.18787 | 0.18242 | 0.091026 | 0 | 2.8838e-16 | 2.3514e-17 | 0 | 0 | 0 | 0 | 0 | 0
F5_Commercial_Interruptible - Health_Existing_Space Heating_Natural Gas_Advanced Kitchen Ventilation Controls_A_Technical Potential | F5 | Commercial | Interruptible - Health | Existing | Space Heating | Natural Gas | Advanced Kitchen Ventilation Controls | A | Incremental Summer Peak Savings (MW) | Technical Potential | 0 | 0 | 0 | 0 | 0 | 0 | 0 | 0 | 0 | 0 | 0 | 0 | 0 | 0 | 0 | 0 | 0 | 0 | 0 | 0 | 0 | 0 | 0 | 0 | 0 | 0 | 0
F6_Commercial_Interruptible - Health_Existing_Space Heating_Natural Gas_Advanced Kitchen Ventilation Controls_A_Technical Potential | F6 | Commercial | Interruptible - Health | Existing | Space Heating | Natural Gas | Advanced Kitchen Ventilation Controls | A | Incremental Winter Peak Savings (MW) | Technical Potential | 0 | 0 | 0 | 0 | 0 | 0 | 0 | 0 | 0 | 0 | 0 | 0 | 0 | 0 | 0 | 0 | 0 | 0 | 0 | 0 | 0 | 0 | 0 | 0 | 0 | 0 | 0
F7_Commercial_Interruptible - Health_Existing_Space Heating_Natural Gas_Advanced Kitchen Ventilation Controls_A_Technical Potential | F7 | Commercial | Interruptible - Health | Existing | Space Heating | Natural Gas | Advanced Kitchen Ventilation Controls | A | Cumulative Energy Savings (MWh or mTherms) | Technical Potential | 0 | 0 | 0.12595 | 0.37804 | 0.62101 | 0.85444 | 1.0777 | 1.29 | 1.4905 | 1.6783 | 1.8527 | 2.0134 | 2.1606 | 2.2951 | 2.4188 | 2.5339 | 2.6427 | 2.6625 | 2.5969 | 2.5364 | 2.4818 | 2.429 | 2.383 | 2.3378 | 2.2931 | 2.2489 | 2.2052
F8_Commercial_Interruptible - Health_Existing_Space Heating_Natural Gas_Advanced Kitchen Ventilation Controls_A_Technical Potential | F8 | Commercial | Interruptible - Health | Existing | Space Heating | Natural Gas | Advanced Kitchen Ventilation Controls | A | Cumulative Summer Peak Savings (MW) | Technical Potential | 0 | 0 | 0 | 0 | 0 | 0 | 0 | 0 | 0 | 0 | 0 | 0 | 0 | 0 | 0 | 0 | 0 | 0 | 0 | 0 | 0 | 0 | 0 | 0 | 0 | 0 | 0
F9_Commercial_Interruptible - Health_Existing_Space Heating_Natural Gas_Advanced Kitchen Ventilation Controls_A_Technical Potential | F9 | Commercial | Interruptible - Health | Existing | Space Heating | Natural Gas | Advanced Kitchen Ventilation Controls | A | Cumulative Winter Peak Savings (MW) | Technical Potential | 0 | 0 | 0 | 0 | 0 | 0 | 0 | 0 | 0 | 0 | 0 | 0 | 0 | 0 | 0 | 0 | 0 | 0 | 0 | 0 | 0 | 0 | 0 | 0 | 0 | 0 | 0
F10_Commercial_Interruptible - Health_Existing_Space Heating_Natural Gas_Advanced Kitchen Ventilation Controls_A_Technical Potential | F10 | Commercial | Interruptible - Health | Existing | Space Heating | Natural Gas | Advanced Kitchen Ventilation Controls | A | Purchases (Incremental) | Technical Potential | 0 | 0 | 3117.7293 | 6399.5496 | 6399.5496 | 6399.5496 | 6399.5496 | 6399.5496 | 6399.5496 | 6399.5496 | 6399.5496 | 6399.5496 | 6399.5496 | 6399.5496 | 6399.5496 | 6399.5496 | 6399.5496 | 3281.8203 | 0 | 1.0914e-11 | 9.0949e-13 | 0 | 0 | 0 | 0 | 0 | 0
F11_Commercial_Interruptible - Health_Existing_Space Heating_Natural Gas_Advanced Kitchen Ventilation Controls_A_Technical Potential | F11 | Commercial | Interruptible - Health | Existing | Space Heating | Natural Gas | Advanced Kitchen Ventilation Controls | A | Purchases (Cumulative) | Technical Potential | 0 | 0 | 3117.7293 | 9517.2789 | 15916.8286 | 22316.3782 | 28715.9278 | 35115.4775 | 41515.0271 | 47914.5767 | 54314.1264 | 60713.676 | 67113.2256 | 73512.7753 | 79912.3249 | 86311.8745 | 92711.4241 | 95993.2445 | 95993.2445 | 95993.2445 | 95993.2445 | 95993.2445 | 95993.2445 | 95993.2445 | 95993.2445 | 95993.2445 | 95993.2445
F1_Commercial_Interruptible - Health_Existing_Space Heating_Natural Gas_Infiltration Control - Loading Dock Sealing_A_Technical Potential | F1 | Commercial | Interruptible - Health | Existing | Space Heating | Natural Gas | Infiltration Control - Loading Dock Sealing | A | Integrated Unit Energy Savings (kWh or therms) | Technical Potential | 0 | 0 | 210.3497 | 205.2129 | 199.7861 | 194.1423 | 188.2211 | 181.9543 | 175.3318 | 168.3783 | 161.1599 | 153.7911 | 146.5195 | 139.4724 | 132.7749 | 126.5462 | 120.9173 | 116.1498 | 112.221 | 108.7567 | 105.8383 | 103.0639 | 101.1147 | 99.1928 | 97.2944 | 95.4209 | 93.5653
F2_Commercial_Interruptible - Health_Existing_Space Heating_Natural Gas_Infiltration Control - Loading Dock Sealing_A_Technical Potential | F2 | Commercial | Interruptible - Health | Existing | Space Heating | Natural Gas | Infiltration Control - Loading Dock Sealing | A | Integrated Unit Summer Peak Savings (kW) | Technical Potential | 0 | 0 | 0 | 0 | 0 | 0 | 0 | 0 | 0 | 0 | 0 | 0 | 0 | 0 | 0 | 0 | 0 | 0 | 0 | 0 | 0 | 0 | 0 | 0 | 0 | 0 | 0
F3_Commercial_Interruptible - Health_Existing_Space Heating_Natural Gas_Infiltration Control - Loading Dock Sealing_A_Technical Potential | F3 | Commercial | Interruptible - Health | Existing | Space Heating | Natural Gas | Infiltration Control - Loading Dock Sealing | A | Integrated Unit Winter Peak Savings (kW) | Technical Potential | 0 | 0 | 0 | 0 | 0 | 0 | 0 | 0 | 0 | 0 | 0 | 0 | 0 | 0 | 0 | 0 | 0 | 0 | 0 | 0 | 0 | 0 | 0 | 0 | 0 | 0 | 0
F4_Commercial_Interruptible - Health_Existing_Space Heating_Natural Gas_Infiltration Control - Loading Dock Sealing_A_Technical Potential | F4 | Commercial | Interruptible - Health | Existing | Space Heating | Natural Gas | Infiltration Control - Loading Dock Sealing | A | Incremental Energy Savings (MWh or mTherms) | Technical Potential | 0 | 0 | 0 | 0 | 0 | 0 | 0 | 0 | 0 | 0 | 0 | 0 | 0 | 0 | 0 | 0 | 0 | 0 | 0 | 0 | 0 | 0 | 0 | 0 | 0 | 0 | 0
F5_Commercial_Interruptible - Health_Existing_Space Heating_Natural Gas_Infiltration Control - Loading Dock Sealing_A_Technical Potential | F5 | Commercial | Interruptible - Health | Existing | Space Heating | Natural Gas | Infiltration Control - Loading Dock Sealing | A | Incremental Summer Peak Savings (MW) | Technical Potential | 0 | 0 | 0 | 0 | 0 | 0 | 0 | 0 | 0 | 0 | 0 | 0 | 0 | 0 | 0 | 0 | 0 | 0 | 0 | 0 | 0 | 0 | 0 | 0 | 0 | 0 | 0
F6_Commercial_Interruptible - Health_Existing_Space Heating_Natural Gas_Infiltration Control - Loading Dock Sealing_A_Technical Potential | F6 | Commercial | Interruptible - Health | Existing | Space Heating | Natural Gas | Infiltration Control - Loading Dock Sealing | A | Incremental Winter Peak Savings (MW) | Technical Potential | 0 | 0 | 0 | 0 | 0 | 0 | 0 | 0 | 0 | 0 | 0 | 0 | 0 | 0 | 0 | 0 | 0 | 0 | 0 | 0 | 0 | 0 | 0 | 0 | 0 | 0 | 0
F7_Commercial_Interruptible - Health_Existing_Space Heating_Natural Gas_Infiltration Control - Loading Dock Sealing_A_Technical Potential | F7 | Commercial | Interruptible - Health | Existing | Space Heating | Natural Gas | Infiltration Control - Loading Dock Sealing | A | Cumulative Energy Savings (MWh or mTherms) | Technical Potential | 0 | 0 | 0 | 0 | 0 | 0 | 0 | 0 | 0 | 0 | 0 | 0 | 0 | 0 | 0 | 0 | 0 | 0 | 0 | 0 | 0 | 0 | 0 | 0 | 0 | 0 | 0
F8_Commercial_Interruptible - Health_Existing_Space Heating_Natural Gas_Infiltration Control - Loading Dock Sealing_A_Technical Potential | F8 | Commercial | Interruptible - Health | Existing | Space Heating | Natural Gas | Infiltration Control - Loading Dock Sealing | A | Cumulative Summer Peak Savings (MW) | Technical Potential | 0 | 0 | 0 | 0 | 0 | 0 | 0 | 0 | 0 | 0 | 0 | 0 | 0 | 0 | 0 | 0 | 0 | 0 | 0 | 0 | 0 | 0 | 0 | 0 | 0 | 0 | 0
F9_Commercial_Interruptible - Health_Existing_Space Heating_Natural Gas_Infiltration Control - Loading Dock Sealing_A_Technical Potential | F9 | Commercial | Interruptible - Health | Existing | Space Heating | Natural Gas | Infiltration Control - Loading Dock Sealing | A | Cumulative Winter Peak Savings (MW) | Technical Potential | 0 | 0 | 0 | 0 | 0 | 0 | 0 | 0 | 0 | 0 | 0 | 0 | 0 | 0 | 0 | 0 | 0 | 0 | 0 | 0 | 0 | 0 | 0 | 0 | 0 | 0 | 0
F10_Commercial_Interruptible - Health_Existing_Space Heating_Natural Gas_Infiltration Control - Loading Dock Sealing_A_Technical Potential | F10 | Commercial | Interruptible - Health | Existing | Space Heating | Natural Gas | Infiltration Control - Loading Dock Sealing | A | Purchases (Incremental) | Technical Potential | 0 | 0 | 0 | 0 | 0 | 0 | 0 | 0 | 0 | 0 | 0 | 0 | 0 | 0 | 0 | 0 | 0 | 0 | 0 | 0 | 0 | 0 | 0 | 0 | 0 | 0 | 0
F11_Commercial_Interruptible - Health_Existing_Space Heating_Natural Gas_Infiltration Control - Loading Dock Sealing_A_Technical Potential | F11 | Commercial | Interruptible - Health | Existing | Space Heating | Natural Gas | Infiltration Control - Loading Dock Sealing | A | Purchases (Cumulative) | Technical Potential | 0 | 0 | 0 | 0 | 0 | 0 | 0 | 0 | 0 | 0 | 0 | 0 | 0 | 0 | 0 | 0 | 0 | 0 | 0 | 0 | 0 | 0 | 0 | 0 | 0 | 0 | 0
F1_Commercial_Interruptible - Health_Existing_Space Heating_Natural Gas_Greenhouse Heat Curtain_A_Technical Potential | F1 | Commercial | Interruptible - Health | Existing | Space Heating | Natural Gas | Greenhouse Heat Curtain | A | Integrated Unit Energy Savings (kWh or therms) | Technical Potential | 0 | 0 | 184.075 | 180.2589 | 176.2091 | 171.9772 | 167.5062 | 162.7437 | 157.6559 | 152.232 | 146.4964 | 140.5235 | 134.4364 | 128.3908 | 122.5653 | 117.1237 | 112.1906 | 108.0057 | 104.5542 | 101.514 | 98.9588 | 96.5286 | 94.7038 | 92.9045 | 91.127 | 89.3728 | 87.6353
F2_Commercial_Interruptible - Health_Existing_Space Heating_Natural Gas_Greenhouse Heat Curtain_A_Technical Potential | F2 | Commercial | Interruptible - Health | Existing | Space Heating | Natural Gas | Greenhouse Heat Curtain | A | Integrated Unit Summer Peak Savings (kW) | Technical Potential | 0 | 0 | 0 | 0 | 0 | 0 | 0 | 0 | 0 | 0 | 0 | 0 | 0 | 0 | 0 | 0 | 0 | 0 | 0 | 0 | 0 | 0 | 0 | 0 | 0 | 0 | 0
F3_Commercial_Interruptible - Health_Existing_Space Heating_Natural Gas_Greenhouse Heat Curtain_A_Technical Potential | F3 | Commercial | Interruptible - Health | Existing | Space Heating | Natural Gas | Greenhouse Heat Curtain | A | Integrated Unit Winter Peak Savings (kW) | Technical Potential | 0 | 0 | 0 | 0 | 0 | 0 | 0 | 0 | 0 | 0 | 0 | 0 | 0 | 0 | 0 | 0 | 0 | 0 | 0 | 0 | 0 | 0 | 0 | 0 | 0 | 0 | 0
F4_Commercial_Interruptible - Health_Existing_Space Heating_Natural Gas_Greenhouse Heat Curtain_A_Technical Potential | F4 | Commercial | Interruptible - Health | Existing | Space Heating | Natural Gas | Greenhouse Heat Curtain | A | Incremental Energy Savings (MWh or mTherms) | Technical Potential | 0 | 0 | 0 | 0 | 0 | 0 | 0 | 0 | 0 | 0 | 0 | 0 | 0 | 0 | 0 | 0 | 0 | 0 | 0 | 0 | 0 | 0 | 0 | 0 | 0 | 0 | 0
F5_Commercial_Interruptible - Health_Existing_Space Heating_Natural Gas_Greenhouse Heat Curtain_A_Technical Potential | F5 | Commercial | Interruptible - Health | Existing | Space Heating | Natural Gas | Greenhouse Heat Curtain | A | Incremental Summer Peak Savings (MW) | Technical Potential | 0 | 0 | 0 | 0 | 0 | 0 | 0 | 0 | 0 | 0 | 0 | 0 | 0 | 0 | 0 | 0 | 0 | 0 | 0 | 0 | 0 | 0 | 0 | 0 | 0 | 0 | 0
F6_Commercial_Interruptible - Health_Existing_Space Heating_Natural Gas_Greenhouse Heat Curtain_A_Technical Potential | F6 | Commercial | Interruptible - Health | Existing | Space Heating | Natural Gas | Greenhouse Heat Curtain | A | Incremental Winter Peak Savings (MW) | Technical Potential | 0 | 0 | 0 | 0 | 0 | 0 | 0 | 0 | 0 | 0 | 0 | 0 | 0 | 0 | 0 | 0 | 0 | 0 | 0 | 0 | 0 | 0 | 0 | 0 | 0 | 0 | 0
F7_Commercial_Interruptible - Health_Existing_Space Heating_Natural Gas_Greenhouse Heat Curtain_A_Technical Potential | F7 | Commercial | Interruptible - Health | Existing | Space Heating | Natural Gas | Greenhouse Heat Curtain | A | Cumulative Energy Savings (MWh or mTherms) | Technical Potential | 0 | 0 | 0 | 0 | 0 | 0 | 0 | 0 | 0 | 0 | 0 | 0 | 0 | 0 | 0 | 0 | 0 | 0 | 0 | 0 | 0 | 0 | 0 | 0 | 0 | 0 | 0
F8_Commercial_Interruptible - Health_Existing_Space Heating_Natural Gas_Greenhouse Heat Curtain_A_Technical Potential | F8 | Commercial | Interruptible - Health | Existing | Space Heating | Natural Gas | Greenhouse Heat Curtain | A | Cumulative Summer Peak Savings (MW) | Technical Potential | 0 | 0 | 0 | 0 | 0 | 0 | 0 | 0 | 0 | 0 | 0 | 0 | 0 | 0 | 0 | 0 | 0 | 0 | 0 | 0 | 0 | 0 | 0 | 0 | 0 | 0 | 0
F9_Commercial_Interruptible - Health_Existing_Space Heating_Natural Gas_Greenhouse Heat Curtain_A_Technical Potential | F9 | Commercial | Interruptible - Health | Existing | Space Heating | Natural Gas | Greenhouse Heat Curtain | A | Cumulative Winter Peak Savings (MW) | Technical Potential | 0 | 0 | 0 | 0 | 0 | 0 | 0 | 0 | 0 | 0 | 0 | 0 | 0 | 0 | 0 | 0 | 0 | 0 | 0 | 0 | 0 | 0 | 0 | 0 | 0 | 0 | 0
F10_Commercial_Interruptible - Health_Existing_Space Heating_Natural Gas_Greenhouse Heat Curtain_A_Technical Potential | F10 | Commercial | Interruptible - Health | Existing | Space Heating | Natural Gas | Greenhouse Heat Curtain | A | Purchases (Incremental) | Technical Potential | 0 | 0 | 0 | 0 | 0 | 0 | 0 | 0 | 0 | 0 | 0 | 0 | 0 | 0 | 0 | 0 | 0 | 0 | 0 | 0 | 0 | 0 | 0 | 0 | 0 | 0 | 0
F11_Commercial_Interruptible - Health_Existing_Space Heating_Natural Gas_Greenhouse Heat Curtain_A_Technical Potential | F11 | Commercial | Interruptible - Health | Existing | Space Heating | Natural Gas | Greenhouse Heat Curtain | A | Purchases (Cumulative) | Technical Potential | 0 | 0 | 0 | 0 | 0 | 0 | 0 | 0 | 0 | 0 | 0 | 0 | 0 | 0 | 0 | 0 | 0 | 0 | 0 | 0 | 0 | 0 | 0 | 0 | 0 | 0 | 0
F1_Commercial_Interruptible - Health_Existing_Space Heating_Natural Gas_Ventilation - Parking Garages, Demand Controlled_A_Technical Potential | F1 | Commercial | Interruptible - Health | Existing | Space Heating | Natural Gas | Ventilation - Parking Garages, Demand Controlled | A | Integrated Unit Energy Savings (kWh or therms) | Technical Potential | 0 | 0 | 0 | 0 | 0 | 0 | 0 | 0 | 0 | 0 | 0 | 0 | 0 | 0 | 0 | 0 | 0 | 0 | 0 | 0 | 0 | 0 | 0 | 0 | 0 | 0 | 0
F2_Commercial_Interruptible - Health_Existing_Space Heating_Natural Gas_Ventilation - Parking Garages, Demand Controlled_A_Technical Potential | F2 | Commercial | Interruptible - Health | Existing | Space Heating | Natural Gas | Ventilation - Parking Garages, Demand Controlled | A | Integrated Unit Summer Peak Savings (kW) | Technical Potential | 0 | 0 | 0 | 0 | 0 | 0 | 0 | 0 | 0 | 0 | 0 | 0 | 0 | 0 | 0 | 0 | 0 | 0 | 0 | 0 | 0 | 0 | 0 | 0 | 0 | 0 | 0
F3_Commercial_Interruptible - Health_Existing_Space Heating_Natural Gas_Ventilation - Parking Garages, Demand Controlled_A_Technical Potential | F3 | Commercial | Interruptible - Health | Existing | Space Heating | Natural Gas | Ventilation - Parking Garages, Demand Controlled | A | Integrated Unit Winter Peak Savings (kW) | Technical Potential | 0 | 0 | 0 | 0 | 0 | 0 | 0 | 0 | 0 | 0 | 0 | 0 | 0 | 0 | 0 | 0 | 0 | 0 | 0 | 0 | 0 | 0 | 0 | 0 | 0 | 0 | 0
F4_Commercial_Interruptible - Health_Existing_Space Heating_Natural Gas_Ventilation - Parking Garages, Demand Controlled_A_Technical Potential | F4 | Commercial | Interruptible - Health | Existing | Space Heating | Natural Gas | Ventilation - Parking Garages, Demand Controlled | A | Incremental Energy Savings (MWh or mTherms) | Technical Potential | 0 | 0 | 0 | 0 | 0 | 0 | 0 | 0 | 0 | 0 | 0 | 0 | 0 | 0 | 0 | 0 | 0 | 0 | 0 | 0 | 0 | 0 | 0 | 0 | 0 | 0 | 0
F5_Commercial_Interruptible - Health_Existing_Space Heating_Natural Gas_Ventilation - Parking Garages, Demand Controlled_A_Technical Potential | F5 | Commercial | Interruptible - Health | Existing | Space Heating | Natural Gas | Ventilation - Parking Garages, Demand Controlled | A | Incremental Summer Peak Savings (MW) | Technical Potential | 0 | 0 | 0 | 0 | 0 | 0 | 0 | 0 | 0 | 0 | 0 | 0 | 0 | 0 | 0 | 0 | 0 | 0 | 0 | 0 | 0 | 0 | 0 | 0 | 0 | 0 | 0
F6_Commercial_Interruptible - Health_Existing_Space Heating_Natural Gas_Ventilation - Parking Garages, Demand Controlled_A_Technical Potential | F6 | Commercial | Interruptible - Health | Existing | Space Heating | Natural Gas | Ventilation - Parking Garages, Demand Controlled | A | Incremental Winter Peak Savings (MW) | Technical Potential | 0 | 0 | 0 | 0 | 0 | 0 | 0 | 0 | 0 | 0 | 0 | 0 | 0 | 0 | 0 | 0 | 0 | 0 | 0 | 0 | 0 | 0 | 0 | 0 | 0 | 0 | 0
F7_Commercial_Interruptible - Health_Existing_Space Heating_Natural Gas_Ventilation - Parking Garages, Demand Controlled_A_Technical Potential | F7 | Commercial | Interruptible - Health | Existing | Space Heating | Natural Gas | Ventilation - Parking Garages, Demand Controlled | A | Cumulative Energy Savings (MWh or mTherms) | Technical Potential | 0 | 0 | 0 | 0 | 0 | 0 | 0 | 0 | 0 | 0 | 0 | 0 | 0 | 0 | 0 | 0 | 0 | 0 | 0 | 0 | 0 | 0 | 0 | 0 | 0 | 0 | 0
F8_Commercial_Interruptible - Health_Existing_Space Heating_Natural Gas_Ventilation - Parking Garages, Demand Controlled_A_Technical Potential | F8 | Commercial | Interruptible - Health | Existing | Space Heating | Natural Gas | Ventilation - Parking Garages, Demand Controlled | A | Cumulative Summer Peak Savings (MW) | Technical Potential | 0 | 0 | 0 | 0 | 0 | 0 | 0 | 0 | 0 | 0 | 0 | 0 | 0 | 0 | 0 | 0 | 0 | 0 | 0 | 0 | 0 | 0 | 0 | 0 | 0 | 0 | 0
F9_Commercial_Interruptible - Health_Existing_Space Heating_Natural Gas_Ventilation - Parking Garages, Demand Controlled_A_Technical Potential | F9 | Commercial | Interruptible - Health | Existing | Space Heating | Natural Gas | Ventilation - Parking Garages, Demand Controlled | A | Cumulative Winter Peak Savings (MW) | Technical Potential | 0 | 0 | 0 | 0 | 0 | 0 | 0 | 0 | 0 | 0 | 0 | 0 | 0 | 0 | 0 | 0 | 0 | 0 | 0 | 0 | 0 | 0 | 0 | 0 | 0 | 0 | 0
F10_Commercial_Interruptible - Health_Existing_Space Heating_Natural Gas_Ventilation - Parking Garages, Demand Controlled_A_Technical Potential | F10 | Commercial | Interruptible - Health | Existing | Space Heating | Natural Gas | Ventilation - Parking Garages, Demand Controlled | A | Purchases (Incremental) | Technical Potential | 0 | 0 | 0 | 0 | 0 | 0 | 0 | 0 | 0 | 0 | 0 | 0 | 0 | 0 | 0 | 0 | 0 | 0 | 0 | 0 | 0 | 0 | 0 | 0 | 0 | 0 | 0
F11_Commercial_Interruptible - Health_Existing_Space Heating_Natural Gas_Ventilation - Parking Garages, Demand Controlled_A_Technical Potential | F11 | Commercial | Interruptible - Health | Existing | Space Heating | Natural Gas | Ventilation - Parking Garages, Demand Controlled | A | Purchases (Cumulative) | Technical Potential | 0 | 0 | 0 | 0 | 0 | 0 | 0 | 0 | 0 | 0 | 0 | 0 | 0 | 0 | 0 | 0 | 0 | 0 | 0 | 0 | 0 | 0 | 0 | 0 | 0 | 0 | 0
F1_Commercial_Interruptible - Health_Existing_Miscellaneous_Natural Gas_Pool Heater - Night Covers_A_Technical Potential | F1 | Commercial | Interruptible - Health | Existing | Miscellaneous | Natural Gas | Pool Heater - Night Covers | A | Integrated Unit Energy Savings (kWh or therms) | Technical Potential | 0 | 0 | 0 | 0 | 0 | 0 | 0 | 0 | 0 | 0 | 0 | 0 | 0 | 0 | 0 | 0 | 0 | 0 | 0 | 0 | 0 | 0 | 0 | 0 | 0 | 0 | 0
F2_Commercial_Interruptible - Health_Existing_Miscellaneous_Natural Gas_Pool Heater - Night Covers_A_Technical Potential | F2 | Commercial | Interruptible - Health | Existing | Miscellaneous | Natural Gas | Pool Heater - Night Covers | A | Integrated Unit Summer Peak Savings (kW) | Technical Potential | 0 | 0 | 0 | 0 | 0 | 0 | 0 | 0 | 0 | 0 | 0 | 0 | 0 | 0 | 0 | 0 | 0 | 0 | 0 | 0 | 0 | 0 | 0 | 0 | 0 | 0 | 0
F3_Commercial_Interruptible - Health_Existing_Miscellaneous_Natural Gas_Pool Heater - Night Covers_A_Technical Potential | F3 | Commercial | Interruptible - Health | Existing | Miscellaneous | Natural Gas | Pool Heater - Night Covers | A | Integrated Unit Winter Peak Savings (kW) | Technical Potential | 0 | 0 | 0 | 0 | 0 | 0 | 0 | 0 | 0 | 0 | 0 | 0 | 0 | 0 | 0 | 0 | 0 | 0 | 0 | 0 | 0 | 0 | 0 | 0 | 0 | 0 | 0
F4_Commercial_Interruptible - Health_Existing_Miscellaneous_Natural Gas_Pool Heater - Night Covers_A_Technical Potential | F4 | Commercial | Interruptible - Health | Existing | Miscellaneous | Natural Gas | Pool Heater - Night Covers | A | Incremental Energy Savings (MWh or mTherms) | Technical Potential | 0 | 0 | 0 | 0 | 0 | 0 | 0 | 0 | 0 | 0 | 0 | 0 | 0 | 0 | 0 | 0 | 0 | 0 | 0 | 0 | 0 | 0 | 0 | 0 | 0 | 0 | 0
F5_Commercial_Interruptible - Health_Existing_Miscellaneous_Natural Gas_Pool Heater - Night Covers_A_Technical Potential | F5 | Commercial | Interruptible - Health | Existing | Miscellaneous | Natural Gas | Pool Heater - Night Covers | A | Incremental Summer Peak Savings (MW) | Technical Potential | 0 | 0 | 0 | 0 | 0 | 0 | 0 | 0 | 0 | 0 | 0 | 0 | 0 | 0 | 0 | 0 | 0 | 0 | 0 | 0 | 0 | 0 | 0 | 0 | 0 | 0 | 0
F6_Commercial_Interruptible - Health_Existing_Miscellaneous_Natural Gas_Pool Heater - Night Covers_A_Technical Potential | F6 | Commercial | Interruptible - Health | Existing | Miscellaneous | Natural Gas | Pool Heater - Night Covers | A | Incremental Winter Peak Savings (MW) | Technical Potential | 0 | 0 | 0 | 0 | 0 | 0 | 0 | 0 | 0 | 0 | 0 | 0 | 0 | 0 | 0 | 0 | 0 | 0 | 0 | 0 | 0 | 0 | 0 | 0 | 0 | 0 | 0
F7_Commercial_Interruptible - Health_Existing_Miscellaneous_Natural Gas_Pool Heater - Night Covers_A_Technical Potential | F7 | Commercial | Interruptible - Health | Existing | Miscellaneous | Natural Gas | Pool Heater - Night Covers | A | Cumulative Energy Savings (MWh or mTherms) | Technical Potential | 0 | 0 | 0 | 0 | 0 | 0 | 0 | 0 | 0 | 0 | 0 | 0 | 0 | 0 | 0 | 0 | 0 | 0 | 0 | 0 | 0 | 0 | 0 | 0 | 0 | 0 | 0
F8_Commercial_Interruptible - Health_Existing_Miscellaneous_Natural Gas_Pool Heater - Night Covers_A_Technical Potential | F8 | Commercial | Interruptible - Health | Existing | Miscellaneous | Natural Gas | Pool Heater - Night Covers | A | Cumulative Summer Peak Savings (MW) | Technical Potential | 0 | 0 | 0 | 0 | 0 | 0 | 0 | 0 | 0 | 0 | 0 | 0 | 0 | 0 | 0 | 0 | 0 | 0 | 0 | 0 | 0 | 0 | 0 | 0 | 0 | 0 | 0
F9_Commercial_Interruptible - Health_Existing_Miscellaneous_Natural Gas_Pool Heater - Night Covers_A_Technical Potential | F9 | Commercial | Interruptible - Health | Existing | Miscellaneous | Natural Gas | Pool Heater - Night Covers | A | Cumulative Winter Peak Savings (MW) | Technical Potential | 0 | 0 | 0 | 0 | 0 | 0 | 0 | 0 | 0 | 0 | 0 | 0 | 0 | 0 | 0 | 0 | 0 | 0 | 0 | 0 | 0 | 0 | 0 | 0 | 0 | 0 | 0
F10_Commercial_Interruptible - Health_Existing_Miscellaneous_Natural Gas_Pool Heater - Night Covers_A_Technical Potential | F10 | Commercial | Interruptible - Health | Existing | Miscellaneous | Natural Gas | Pool Heater - Night Covers | A | Purchases (Incremental) | Technical Potential | 0 | 0 | 0 | 0 | 0 | 0 | 0 | 0 | 0 | 0 | 0 | 0 | 0 | 0 | 0 | 0 | 0 | 0 | 0 | 0 | 0 | 0 | 0 | 0 | 0 | 0 | 0
F11_Commercial_Interruptible - Health_Existing_Miscellaneous_Natural Gas_Pool Heater - Night Covers_A_Technical Potential | F11 | Commercial | Interruptible - Health | Existing | Miscellaneous | Natural Gas | Pool Heater - Night Covers | A | Purchases (Cumulative) | Technical Potential | 0 | 0 | 0 | 0 | 0 | 0 | 0 | 0 | 0 | 0 | 0 | 0 | 0 | 0 | 0 | 0 | 0 | 0 | 0 | 0 | 0 | 0 | 0 | 0 | 0 | 0 | 0
F1_Commercial_Interruptible - Health_Existing_Space Heating_Natural Gas_Advanced New Construction Designs_A_Technical Potential | F1 | Commercial | Interruptible - Health | Existing | Space Heating | Natural Gas | Advanced New Construction Designs | A | Integrated Unit Energy Savings (kWh or therms) | Technical Potential | 0 | 0 | 0 | 0 | 0 | 0 | 0 | 0 | 0 | 0 | 0 | 0 | 0 | 0 | 0 | 0 | 0 | 0 | 0 | 0 | 0 | 0 | 0 | 0 | 0 | 0 | 0
F2_Commercial_Interruptible - Health_Existing_Space Heating_Natural Gas_Advanced New Construction Designs_A_Technical Potential | F2 | Commercial | Interruptible - Health | Existing | Space Heating | Natural Gas | Advanced New Construction Designs | A | Integrated Unit Summer Peak Savings (kW) | Technical Potential | 0 | 0 | 0 | 0 | 0 | 0 | 0 | 0 | 0 | 0 | 0 | 0 | 0 | 0 | 0 | 0 | 0 | 0 | 0 | 0 | 0 | 0 | 0 | 0 | 0 | 0 | 0
F3_Commercial_Interruptible - Health_Existing_Space Heating_Natural Gas_Advanced New Construction Designs_A_Technical Potential | F3 | Commercial | Interruptible - Health | Existing | Space Heating | Natural Gas | Advanced New Construction Designs | A | Integrated Unit Winter Peak Savings (kW) | Technical Potential | 0 | 0 | 0 | 0 | 0 | 0 | 0 | 0 | 0 | 0 | 0 | 0 | 0 | 0 | 0 | 0 | 0 | 0 | 0 | 0 | 0 | 0 | 0 | 0 | 0 | 0 | 0
F4_Commercial_Interruptible - Health_Existing_Space Heating_Natural Gas_Advanced New Construction Designs_A_Technical Potential | F4 | Commercial | Interruptible - Health | Existing | Space Heating | Natural Gas | Advanced New Construction Designs | A | Incremental Energy Savings (MWh or mTherms) | Technical Potential | 0 | 0 | 0 | 0 | 0 | 0 | 0 | 0 | 0 | 0 | 0 | 0 | 0 | 0 | 0 | 0 | 0 | 0 | 0 | 0 | 0 | 0 | 0 | 0 | 0 | 0 | 0
F5_Commercial_Interruptible - Health_Existing_Space Heating_Natural Gas_Advanced New Construction Designs_A_Technical Potential | F5 | Commercial | Interruptible - Health | Existing | Space Heating | Natural Gas | Advanced New Construction Designs | A | Incremental Summer Peak Savings (MW) | Technical Potential | 0 | 0 | 0 | 0 | 0 | 0 | 0 | 0 | 0 | 0 | 0 | 0 | 0 | 0 | 0 | 0 | 0 | 0 | 0 | 0 | 0 | 0 | 0 | 0 | 0 | 0 | 0
F6_Commercial_Interruptible - Health_Existing_Space Heating_Natural Gas_Advanced New Construction Designs_A_Technical Potential | F6 | Commercial | Interruptible - Health | Existing | Space Heating | Natural Gas | Advanced New Construction Designs | A | Incremental Winter Peak Savings (MW) | Technical Potential | 0 | 0 | 0 | 0 | 0 | 0 | 0 | 0 | 0 | 0 | 0 | 0 | 0 | 0 | 0 | 0 | 0 | 0 | 0 | 0 | 0 | 0 | 0 | 0 | 0 | 0 | 0
F7_Commercial_Interruptible - Health_Existing_Space Heating_Natural Gas_Advanced New Construction Designs_A_Technical Potential | F7 | Commercial | Interruptible - Health | Existing | Space Heating | Natural Gas | Advanced New Construction Designs | A | Cumulative Energy Savings (MWh or mTherms) | Technical Potential | 0 | 0 | 0 | 0 | 0 | 0 | 0 | 0 | 0 | 0 | 0 | 0 | 0 | 0 | 0 | 0 | 0 | 0 | 0 | 0 | 0 | 0 | 0 | 0 | 0 | 0 | 0
F8_Commercial_Interruptible - Health_Existing_Space Heating_Natural Gas_Advanced New Construction Designs_A_Technical Potential | F8 | Commercial | Interruptible - Health | Existing | Space Heating | Natural Gas | Advanced New Construction Designs | A | Cumulative Summer Peak Savings (MW) | Technical Potential | 0 | 0 | 0 | 0 | 0 | 0 | 0 | 0 | 0 | 0 | 0 | 0 | 0 | 0 | 0 | 0 | 0 | 0 | 0 | 0 | 0 | 0 | 0 | 0 | 0 | 0 | 0
F9_Commercial_Interruptible - Health_Existing_Space Heating_Natural Gas_Advanced New Construction Designs_A_Technical Potential | F9 | Commercial | Interruptible - Health | Existing | Space Heating | Natural Gas | Advanced New Construction Designs | A | Cumulative Winter Peak Savings (MW) | Technical Potential | 0 | 0 | 0 | 0 | 0 | 0 | 0 | 0 | 0 | 0 | 0 | 0 | 0 | 0 | 0 | 0 | 0 | 0 | 0 | 0 | 0 | 0 | 0 | 0 | 0 | 0 | 0
F10_Commercial_Interruptible - Health_Existing_Space Heating_Natural Gas_Advanced New Construction Designs_A_Technical Potential | F10 | Commercial | Interruptible - Health | Existing | Space Heating | Natural Gas | Advanced New Construction Designs | A | Purchases (Incremental) | Technical Potential | 0 | 0 | 0 | 0 | 0 | 0 | 0 | 0 | 0 | 0 | 0 | 0 | 0 | 0 | 0 | 0 | 0 | 0 | 0 | 0 | 0 | 0 | 0 | 0 | 0 | 0 | 0
F11_Commercial_Interruptible - Health_Existing_Space Heating_Natural Gas_Advanced New Construction Designs_A_Technical Potential | F11 | Commercial | Interruptible - Health | Existing | Space Heating | Natural Gas | Advanced New Construction Designs | A | Purchases (Cumulative) | Technical Potential | 0 | 0 | 0 | 0 | 0 | 0 | 0 | 0 | 0 | 0 | 0 | 0 | 0 | 0 | 0 | 0 | 0 | 0 | 0 | 0 | 0 | 0 | 0 | 0 | 0 | 0 | 0
F1_Commercial_Interruptible - Health_Existing_Water Heating_Natural Gas_Advanced New Construction Designs_A_Technical Potential | F1 | Commercial | Interruptible - Health | Existing | Water Heating | Natural Gas | Advanced New Construction Designs | A | Integrated Unit Energy Savings (kWh or therms) | Technical Potential | 0 | 0 | 0 | 0 | 0 | 0 | 0 | 0 | 0 | 0 | 0 | 0 | 0 | 0 | 0 | 0 | 0 | 0 | 0 | 0 | 0 | 0 | 0 | 0 | 0 | 0 | 0
F2_Commercial_Interruptible - Health_Existing_Water Heating_Natural Gas_Advanced New Construction Designs_A_Technical Potential | F2 | Commercial | Interruptible - Health | Existing | Water Heating | Natural Gas | Advanced New Construction Designs | A | Integrated Unit Summer Peak Savings (kW) | Technical Potential | 0 | 0 | 0 | 0 | 0 | 0 | 0 | 0 | 0 | 0 | 0 | 0 | 0 | 0 | 0 | 0 | 0 | 0 | 0 | 0 | 0 | 0 | 0 | 0 | 0 | 0 | 0
F3_Commercial_Interruptible - Health_Existing_Water Heating_Natural Gas_Advanced New Construction Designs_A_Technical Potential | F3 | Commercial | Interruptible - Health | Existing | Water Heating | Natural Gas | Advanced New Construction Designs | A | Integrated Unit Winter Peak Savings (kW) | Technical Potential | 0 | 0 | 0 | 0 | 0 | 0 | 0 | 0 | 0 | 0 | 0 | 0 | 0 | 0 | 0 | 0 | 0 | 0 | 0 | 0 | 0 | 0 | 0 | 0 | 0 | 0 | 0
F4_Commercial_Interruptible - Health_Existing_Water Heating_Natural Gas_Advanced New Construction Designs_A_Technical Potential | F4 | Commercial | Interruptible - Health | Existing | Water Heating | Natural Gas | Advanced New Construction Designs | A | Incremental Energy Savings (MWh or mTherms) | Technical Potential | 0 | 0 | 0 | 0 | 0 | 0 | 0 | 0 | 0 | 0 | 0 | 0 | 0 | 0 | 0 | 0 | 0 | 0 | 0 | 0 | 0 | 0 | 0 | 0 | 0 | 0 | 0
F5_Commercial_Interruptible - Health_Existing_Water Heating_Natural Gas_Advanced New Construction Designs_A_Technical Potential | F5 | Commercial | Interruptible - Health | Existing | Water Heating | Natural Gas | Advanced New Construction Designs | A | Incremental Summer Peak Savings (MW) | Technical Potential | 0 | 0 | 0 | 0 | 0 | 0 | 0 | 0 | 0 | 0 | 0 | 0 | 0 | 0 | 0 | 0 | 0 | 0 | 0 | 0 | 0 | 0 | 0 | 0 | 0 | 0 | 0
F6_Commercial_Interruptible - Health_Existing_Water Heating_Natural Gas_Advanced New Construction Designs_A_Technical Potential | F6 | Commercial | Interruptible - Health | Existing | Water Heating | Natural Gas | Advanced New Construction Designs | A | Incremental Winter Peak Savings (MW) | Technical Potential | 0 | 0 | 0 | 0 | 0 | 0 | 0 | 0 | 0 | 0 | 0 | 0 | 0 | 0 | 0 | 0 | 0 | 0 | 0 | 0 | 0 | 0 | 0 | 0 | 0 | 0 | 0
F7_Commercial_Interruptible - Health_Existing_Water Heating_Natural Gas_Advanced New Construction Designs_A_Technical Potential | F7 | Commercial | Interruptible - Health | Existing | Water Heating | Natural Gas | Advanced New Construction Designs | A | Cumulative Energy Savings (MWh or mTherms) | Technical Potential | 0 | 0 | 0 | 0 | 0 | 0 | 0 | 0 | 0 | 0 | 0 | 0 | 0 | 0 | 0 | 0 | 0 | 0 | 0 | 0 | 0 | 0 | 0 | 0 | 0 | 0 | 0
F8_Commercial_Interruptible - Health_Existing_Water Heating_Natural Gas_Advanced New Construction Designs_A_Technical Potential | F8 | Commercial | Interruptible - Health | Existing | Water Heating | Natural Gas | Advanced New Construction Designs | A | Cumulative Summer Peak Savings (MW) | Technical Potential | 0 | 0 | 0 | 0 | 0 | 0 | 0 | 0 | 0 | 0 | 0 | 0 | 0 | 0 | 0 | 0 | 0 | 0 | 0 | 0 | 0 | 0 | 0 | 0 | 0 | 0 | 0
F9_Commercial_Interruptible - Health_Existing_Water Heating_Natural Gas_Advanced New Construction Designs_A_Technical Potential | F9 | Commercial | Interruptible - Health | Existing | Water Heating | Natural Gas | Advanced New Construction Designs | A | Cumulative Winter Peak Savings (MW) | Technical Potential | 0 | 0 | 0 | 0 | 0 | 0 | 0 | 0 | 0 | 0 | 0 | 0 | 0 | 0 | 0 | 0 | 0 | 0 | 0 | 0 | 0 | 0 | 0 | 0 | 0 | 0 | 0
F10_Commercial_Interruptible - Health_Existing_Water Heating_Natural Gas_Advanced New Construction Designs_A_Technical Potential | F10 | Commercial | Interruptible - Health | Existing | Water Heating | Natural Gas | Advanced New Construction Designs | A | Purchases (Incremental) | Technical Potential | 0 | 0 | 0 | 0 | 0 | 0 | 0 | 0 | 0 | 0 | 0 | 0 | 0 | 0 | 0 | 0 | 0 | 0 | 0 | 0 | 0 | 0 | 0 | 0 | 0 | 0 | 0
F11_Commercial_Interruptible - Health_Existing_Water Heating_Natural Gas_Advanced New Construction Designs_A_Technical Potential | F11 | Commercial | Interruptible - Health | Existing | Water Heating | Natural Gas | Advanced New Construction Designs | A | Purchases (Cumulative) | Technical Potential | 0 | 0 | 0 | 0 | 0 | 0 | 0 | 0 | 0 | 0 | 0 | 0 | 0 | 0 | 0 | 0 | 0 | 0 | 0 | 0 | 0 | 0 | 0 | 0 | 0 | 0 | 0
F1_Commercial_Interruptible - Health_Existing_Space Heating_Natural Gas_Strategic Energy Management_A_Technical Potential | F1 | Commercial | Interruptible - Health | Existing | Space Heating | Natural Gas | Strategic Energy Management | A | Integrated Unit Energy Savings (kWh or therms) | Technical Potential | 0 | 0 | 0.024503 | 0.023818 | 0.023095 | 0.022364 | 0.021618 | 0.020841 | 0.020024 | 0.019176 | 0.01831 | 0.017442 | 0.016596 | 0.015784 | 0.015018 | 0.01431 | 0.013673 | 0.013134 | 0.01269 | 0.012298 | 0.011968 | 0.011654 | 0.011434 | 0.011216 | 0.011002 | 0.01079 | 0.01058
F2_Commercial_Interruptible - Health_Existing_Space Heating_Natural Gas_Strategic Energy Management_A_Technical Potential | F2 | Commercial | Interruptible - Health | Existing | Space Heating | Natural Gas | Strategic Energy Management | A | Integrated Unit Summer Peak Savings (kW) | Technical Potential | 0 | 0 | 0 | 0 | 0 | 0 | 0 | 0 | 0 | 0 | 0 | 0 | 0 | 0 | 0 | 0 | 0 | 0 | 0 | 0 | 0 | 0 | 0 | 0 | 0 | 0 | 0
F3_Commercial_Interruptible - Health_Existing_Space Heating_Natural Gas_Strategic Energy Management_A_Technical Potential | F3 | Commercial | Interruptible - Health | Existing | Space Heating | Natural Gas | Strategic Energy Management | A | Integrated Unit Winter Peak Savings (kW) | Technical Potential | 0 | 0 | 0 | 0 | 0 | 0 | 0 | 0 | 0 | 0 | 0 | 0 | 0 | 0 | 0 | 0 | 0 | 0 | 0 | 0 | 0 | 0 | 0 | 0 | 0 | 0 | 0
F4_Commercial_Interruptible - Health_Existing_Space Heating_Natural Gas_Strategic Energy Management_A_Technical Potential | F4 | Commercial | Interruptible - Health | Existing | Space Heating | Natural Gas | Strategic Energy Management | A | Incremental Energy Savings (MWh or mTherms) | Technical Potential | 0 | 0 | 0.23682 | 0.47252 | 0.45817 | 0.22752 | 0 | 0 | 0 | 1.3953e-16 | 0 | 0 | 0 | 0 | 0 | 0 | 0 | 0 | 0 | 0 | 0 | 0 | 0 | 0 | 0 | 0 | 0
F5_Commercial_Interruptible - Health_Existing_Space Heating_Natural Gas_Strategic Energy Management_A_Technical Potential | F5 | Commercial | Interruptible - Health | Existing | Space Heating | Natural Gas | Strategic Energy Management | A | Incremental Summer Peak Savings (MW) | Technical Potential | 0 | 0 | 0 | 0 | 0 | 0 | 0 | 0 | 0 | 0 | 0 | 0 | 0 | 0 | 0 | 0 | 0 | 0 | 0 | 0 | 0 | 0 | 0 | 0 | 0 | 0 | 0
F6_Commercial_Interruptible - Health_Existing_Space Heating_Natural Gas_Strategic Energy Management_A_Technical Potential | F6 | Commercial | Interruptible - Health | Existing | Space Heating | Natural Gas | Strategic Energy Management | A | Incremental Winter Peak Savings (MW) | Technical Potential | 0 | 0 | 0 | 0 | 0 | 0 | 0 | 0 | 0 | 0 | 0 | 0 | 0 | 0 | 0 | 0 | 0 | 0 | 0 | 0 | 0 | 0 | 0 | 0 | 0 | 0 | 0
F7_Commercial_Interruptible - Health_Existing_Space Heating_Natural Gas_Strategic Energy Management_A_Technical Potential | F7 | Commercial | Interruptible - Health | Existing | Space Heating | Natural Gas | Strategic Energy Management | A | Cumulative Energy Savings (MWh or mTherms) | Technical Potential | 0 | 0 | 0.23682 | 0.70272 | 1.1396 | 1.331 | 1.2866 | 1.2404 | 1.1918 | 1.1413 | 1.0897 | 1.0381 | 0.98772 | 0.93937 | 0.89379 | 0.85164 | 0.81376 | 0.78168 | 0.75523 | 0.73192 | 0.71228 | 0.6936 | 0.68049 | 0.66755 | 0.65477 | 0.64217 | 0.62968
F8_Commercial_Interruptible - Health_Existing_Space Heating_Natural Gas_Strategic Energy Management_A_Technical Potential | F8 | Commercial | Interruptible - Health | Existing | Space Heating | Natural Gas | Strategic Energy Management | A | Cumulative Summer Peak Savings (MW) | Technical Potential | 0 | 0 | 0 | 0 | 0 | 0 | 0 | 0 | 0 | 0 | 0 | 0 | 0 | 0 | 0 | 0 | 0 | 0 | 0 | 0 | 0 | 0 | 0 | 0 | 0 | 0 | 0
F9_Commercial_Interruptible - Health_Existing_Space Heating_Natural Gas_Strategic Energy Management_A_Technical Potential | F9 | Commercial | Interruptible - Health | Existing | Space Heating | Natural Gas | Strategic Energy Management | A | Cumulative Winter Peak Savings (MW) | Technical Potential | 0 | 0 | 0 | 0 | 0 | 0 | 0 | 0 | 0 | 0 | 0 | 0 | 0 | 0 | 0 | 0 | 0 | 0 | 0 | 0 | 0 | 0 | 0 | 0 | 0 | 0 | 0
F10_Commercial_Interruptible - Health_Existing_Space Heating_Natural Gas_Strategic Energy Management_A_Technical Potential | F10 | Commercial | Interruptible - Health | Existing | Space Heating | Natural Gas | Strategic Energy Management | A | Purchases (Incremental) | Technical Potential | 0 | 0 | 9664.9609 | 19838.6039 | 19838.6039 | 10173.643 | 0 | 0 | 0 | 7.276e-12 | 0 | 0 | 0 | 0 | 0 | 0 | 0 | 0 | 0 | 0 | 0 | 0 | 0 | 0 | 0 | 0 | 0
F11_Commercial_Interruptible - Health_Existing_Space Heating_Natural Gas_Strategic Energy Management_A_Technical Potential | F11 | Commercial | Interruptible - Health | Existing | Space Heating | Natural Gas | Strategic Energy Management | A | Purchases (Cumulative) | Technical Potential | 0 | 0 | 9664.9609 | 29503.5647 | 49342.1686 | 59515.8116 | 59515.8116 | 59515.8116 | 59515.8116 | 59515.8116 | 59515.8116 | 59515.8116 | 59515.8116 | 59515.8116 | 59515.8116 | 59515.8116 | 59515.8116 | 59515.8116 | 59515.8116 | 59515.8116 | 59515.8116 | 59515.8116 | 59515.8116 | 59515.8116 | 59515.8116 | 59515.8116 | 59515.8116
F1_Commercial_Interruptible - Health_Existing_Water Heating_Natural Gas_Strategic Energy Management_A_Technical Potential | F1 | Commercial | Interruptible - Health | Existing | Water Heating | Natural Gas | Strategic Energy Management | A | Integrated Unit Energy Savings (kWh or therms) | Technical Potential | 0 | 0 | 0.022677 | 0.021868 | 0.021112 | 0.020406 | 0.019748 | 0.019102 | 0.018495 | 0.017927 | 0.017396 | 0.016919 | 0.016706 | 0.016555 | 0.0165 | 0.016399 | 0.016326 | 0.016267 | 0.01622 | 0.01618 | 0.016157 | 0.016144 | 0.016137 | 0.016132 | 0.016116 | 0.016113 | 0.01611
F2_Commercial_Interruptible - Health_Existing_Water Heating_Natural Gas_Strategic Energy Management_A_Technical Potential | F2 | Commercial | Interruptible - Health | Existing | Water Heating | Natural Gas | Strategic Energy Management | A | Integrated Unit Summer Peak Savings (kW) | Technical Potential | 0 | 0 | 0 | 0 | 0 | 0 | 0 | 0 | 0 | 0 | 0 | 0 | 0 | 0 | 0 | 0 | 0 | 0 | 0 | 0 | 0 | 0 | 0 | 0 | 0 | 0 | 0
F3_Commercial_Interruptible - Health_Existing_Water Heating_Natural Gas_Strategic Energy Management_A_Technical Potential | F3 | Commercial | Interruptible - Health | Existing | Water Heating | Natural Gas | Strategic Energy Management | A | Integrated Unit Winter Peak Savings (kW) | Technical Potential | 0 | 0 | 0 | 0 | 0 | 0 | 0 | 0 | 0 | 0 | 0 | 0 | 0 | 0 | 0 | 0 | 0 | 0 | 0 | 0 | 0 | 0 | 0 | 0 | 0 | 0 | 0
F4_Commercial_Interruptible - Health_Existing_Water Heating_Natural Gas_Strategic Energy Management_A_Technical Potential | F4 | Commercial | Interruptible - Health | Existing | Water Heating | Natural Gas | Strategic Energy Management | A | Incremental Energy Savings (MWh or mTherms) | Technical Potential | 0 | 0 | 0.20302 | 0.40188 | 0.38797 | 0.19231 | 0 | 0 | 0 | 0 | 0 | 0 | 0 | 0 | 0 | 0 | 0 | 0 | 0 | 0 | 0 | 0 | 0 | 0 | 0 | 0 | 0
F5_Commercial_Interruptible - Health_Existing_Water Heating_Natural Gas_Strategic Energy Management_A_Technical Potential | F5 | Commercial | Interruptible - Health | Existing | Water Heating | Natural Gas | Strategic Energy Management | A | Incremental Summer Peak Savings (MW) | Technical Potential | 0 | 0 | 0 | 0 | 0 | 0 | 0 | 0 | 0 | 0 | 0 | 0 | 0 | 0 | 0 | 0 | 0 | 0 | 0 | 0 | 0 | 0 | 0 | 0 | 0 | 0 | 0
F6_Commercial_Interruptible - Health_Existing_Water Heating_Natural Gas_Strategic Energy Management_A_Technical Potential | F6 | Commercial | Interruptible - Health | Existing | Water Heating | Natural Gas | Strategic Energy Management | A | Incremental Winter Peak Savings (MW) | Technical Potential | 0 | 0 | 0 | 0 | 0 | 0 | 0 | 0 | 0 | 0 | 0 | 0 | 0 | 0 | 0 | 0 | 0 | 0 | 0 | 0 | 0 | 0 | 0 | 0 | 0 | 0 | 0
F7_Commercial_Interruptible - Health_Existing_Water Heating_Natural Gas_Strategic Energy Management_A_Technical Potential | F7 | Commercial | Interruptible - Health | Existing | Water Heating | Natural Gas | Strategic Energy Management | A | Cumulative Energy Savings (MWh or mTherms) | Technical Potential | 0 | 0 | 0.20302 | 0.59767 | 0.96496 | 1.125 | 1.0887 | 1.0531 | 1.0196 | 0.98834 | 0.95906 | 0.9328 | 0.92101 | 0.91271 | 0.90968 | 0.90412 | 0.90008 | 0.89685 | 0.89426 | 0.89205 | 0.89076 | 0.89003 | 0.88968 | 0.88939 | 0.88852 | 0.88834 | 0.8882
F8_Commercial_Interruptible - Health_Existing_Water Heating_Natural Gas_Strategic Energy Management_A_Technical Potential | F8 | Commercial | Interruptible - Health | Existing | Water Heating | Natural Gas | Strategic Energy Management | A | Cumulative Summer Peak Savings (MW) | Technical Potential | 0 | 0 | 0 | 0 | 0 | 0 | 0 | 0 | 0 | 0 | 0 | 0 | 0 | 0 | 0 | 0 | 0 | 0 | 0 | 0 | 0 | 0 | 0 | 0 | 0 | 0 | 0
F9_Commercial_Interruptible - Health_Existing_Water Heating_Natural Gas_Strategic Energy Management_A_Technical Potential | F9 | Commercial | Interruptible - Health | Existing | Water Heating | Natural Gas | Strategic Energy Management | A | Cumulative Winter Peak Savings (MW) | Technical Potential | 0 | 0 | 0 | 0 | 0 | 0 | 0 | 0 | 0 | 0 | 0 | 0 | 0 | 0 | 0 | 0 | 0 | 0 | 0 | 0 | 0 | 0 | 0 | 0 | 0 | 0 | 0
F10_Commercial_Interruptible - Health_Existing_Water Heating_Natural Gas_Strategic Energy Management_A_Technical Potential | F10 | Commercial | Interruptible - Health | Existing | Water Heating | Natural Gas | Strategic Energy Management | A | Purchases (Incremental) | Technical Potential | 0 | 0 | 8952.9776 | 18377.1645 | 18377.1645 | 9424.1869 | 0 | 0 | 0 | 0 | 0 | 0 | 0 | 0 | 0 | 0 | 0 | 0 | 0 | 0 | 0 | 0 | 0 | 0 | 0 | 0 | 0
F11_Commercial_Interruptible - Health_Existing_Water Heating_Natural Gas_Strategic Energy Management_A_Technical Potential | F11 | Commercial | Interruptible - Health | Existing | Water Heating | Natural Gas | Strategic Energy Management | A | Purchases (Cumulative) | Technical Potential | 0 | 0 | 8952.9776 | 27330.1421 | 45707.3066 | 55131.4935 | 55131.4935 | 55131.4935 | 55131.4935 | 55131.4935 | 55131.4935 | 55131.4935 | 55131.4935 | 55131.4935 | 55131.4935 | 55131.4935 | 55131.4935 | 55131.4935 | 55131.4935 | 55131.4935 | 55131.4935 | 55131.4935 | 55131.4935 | 55131.4935 | 55131.4935 | 55131.4935 | 55131.4935
F1_Commercial_Interruptible - Health_Existing_Space Heating_Natural Gas_Retrocommissioning_A_Technical Potential | F1 | Commercial | Interruptible - Health | Existing | Space Heating | Natural Gas | Retrocommissioning | A | Integrated Unit Energy Savings (kWh or therms) | Technical Potential | 0 | 0 | 0.030114 | 0.029325 | 0.028486 | 0.02761 | 0.026689 | 0.02573 | 0.024721 | 0.023674 | 0.022605 | 0.021533 | 0.020489 | 0.019486 | 0.01854 | 0.017666 | 0.01688 | 0.016215 | 0.015666 | 0.015182 | 0.014775 | 0.014388 | 0.014116 | 0.013847 | 0.013582 | 0.013321 | 0.013062
F2_Commercial_Interruptible - Health_Existing_Space Heating_Natural Gas_Retrocommissioning_A_Technical Potential | F2 | Commercial | Interruptible - Health | Existing | Space Heating | Natural Gas | Retrocommissioning | A | Integrated Unit Summer Peak Savings (kW) | Technical Potential | 0 | 0 | 0 | 0 | 0 | 0 | 0 | 0 | 0 | 0 | 0 | 0 | 0 | 0 | 0 | 0 | 0 | 0 | 0 | 0 | 0 | 0 | 0 | 0 | 0 | 0 | 0
F3_Commercial_Interruptible - Health_Existing_Space Heating_Natural Gas_Retrocommissioning_A_Technical Potential | F3 | Commercial | Interruptible - Health | Existing | Space Heating | Natural Gas | Retrocommissioning | A | Integrated Unit Winter Peak Savings (kW) | Technical Potential | 0 | 0 | 0 | 0 | 0 | 0 | 0 | 0 | 0 | 0 | 0 | 0 | 0 | 0 | 0 | 0 | 0 | 0 | 0 | 0 | 0 | 0 | 0 | 0 | 0 | 0 | 0
F4_Commercial_Interruptible - Health_Existing_Space Heating_Natural Gas_Retrocommissioning_A_Technical Potential | F4 | Commercial | Interruptible - Health | Existing | Space Heating | Natural Gas | Retrocommissioning | A | Incremental Energy Savings (MWh or mTherms) | Technical Potential | 0 | 0 | 0.54767 | 1.0947 | 1.0634 | 0.52856 | 0 | 0 | 0 | 3.4451e-16 | 0 | 0 | 0 | 0 | 0 | 0 | 0 | 0 | 0 | 0 | 0 | 0 | 0 | 0 | 0 | 0 | 0
F5_Commercial_Interruptible - Health_Existing_Space Heating_Natural Gas_Retrocommissioning_A_Technical Potential | F5 | Commercial | Interruptible - Health | Existing | Space Heating | Natural Gas | Retrocommissioning | A | Incremental Summer Peak Savings (MW) | Technical Potential | 0 | 0 | 0 | 0 | 0 | 0 | 0 | 0 | 0 | 0 | 0 | 0 | 0 | 0 | 0 | 0 | 0 | 0 | 0 | 0 | 0 | 0 | 0 | 0 | 0 | 0 | 0
F6_Commercial_Interruptible - Health_Existing_Space Heating_Natural Gas_Retrocommissioning_A_Technical Potential | F6 | Commercial | Interruptible - Health | Existing | Space Heating | Natural Gas | Retrocommissioning | A | Incremental Winter Peak Savings (MW) | Technical Potential | 0 | 0 | 0 | 0 | 0 | 0 | 0 | 0 | 0 | 0 | 0 | 0 | 0 | 0 | 0 | 0 | 0 | 0 | 0 | 0 | 0 | 0 | 0 | 0 | 0 | 0 | 0
F7_Commercial_Interruptible - Health_Existing_Space Heating_Natural Gas_Retrocommissioning_A_Technical Potential | F7 | Commercial | Interruptible - Health | Existing | Space Heating | Natural Gas | Retrocommissioning | A | Cumulative Energy Savings (MWh or mTherms) | Technical Potential | 0 | 0 | 0.54767 | 1.628 | 2.6449 | 3.0921 | 2.989 | 2.8815 | 2.7686 | 2.6514 | 2.5315 | 2.4116 | 2.2946 | 2.1823 | 2.0764 | 1.9785 | 1.8904 | 1.8159 | 1.7545 | 1.7003 | 1.6547 | 1.6113 | 1.5808 | 1.5508 | 1.5211 | 1.4918 | 1.4628
F8_Commercial_Interruptible - Health_Existing_Space Heating_Natural Gas_Retrocommissioning_A_Technical Potential | F8 | Commercial | Interruptible - Health | Existing | Space Heating | Natural Gas | Retrocommissioning | A | Cumulative Summer Peak Savings (MW) | Technical Potential | 0 | 0 | 0 | 0 | 0 | 0 | 0 | 0 | 0 | 0 | 0 | 0 | 0 | 0 | 0 | 0 | 0 | 0 | 0 | 0 | 0 | 0 | 0 | 0 | 0 | 0 | 0
F9_Commercial_Interruptible - Health_Existing_Space Heating_Natural Gas_Retrocommissioning_A_Technical Potential | F9 | Commercial | Interruptible - Health | Existing | Space Heating | Natural Gas | Retrocommissioning | A | Cumulative Winter Peak Savings (MW) | Technical Potential | 0 | 0 | 0 | 0 | 0 | 0 | 0 | 0 | 0 | 0 | 0 | 0 | 0 | 0 | 0 | 0 | 0 | 0 | 0 | 0 | 0 | 0 | 0 | 0 | 0 | 0 | 0
F10_Commercial_Interruptible - Health_Existing_Space Heating_Natural Gas_Retrocommissioning_A_Technical Potential | F10 | Commercial | Interruptible - Health | Existing | Space Heating | Natural Gas | Retrocommissioning | A | Purchases (Incremental) | Technical Potential | 0 | 0 | 18186.7543 | 37330.7062 | 37330.7062 | 19143.9519 | 0 | 0 | 0 | 1.4552e-11 | 0 | 0 | 0 | 0 | 0 | 0 | 0 | 0 | 0 | 0 | 0 | 0 | 0 | 0 | 0 | 0 | 0
F11_Commercial_Interruptible - Health_Existing_Space Heating_Natural Gas_Retrocommissioning_A_Technical Potential | F11 | Commercial | Interruptible - Health | Existing | Space Heating | Natural Gas | Retrocommissioning | A | Purchases (Cumulative) | Technical Potential | 0 | 0 | 18186.7543 | 55517.4605 | 92848.1667 | 111992.1185 | 111992.1185 | 111992.1185 | 111992.1185 | 111992.1185 | 111992.1185 | 111992.1185 | 111992.1185 | 111992.1185 | 111992.1185 | 111992.1185 | 111992.1185 | 111992.1185 | 111992.1185 | 111992.1185 | 111992.1185 | 111992.1185 | 111992.1185 | 111992.1185 | 111992.1185 | 111992.1185 | 111992.1185
F1_Commercial_Interruptible - Health_Existing_Water Heating_Natural Gas_Retrocommissioning_A_Technical Potential | F1 | Commercial | Interruptible - Health | Existing | Water Heating | Natural Gas | Retrocommissioning | A | Integrated Unit Energy Savings (kWh or therms) | Technical Potential | 0 | 0 | 0.027869 | 0.026924 | 0.02604 | 0.025192 | 0.02438 | 0.023583 | 0.022833 | 0.022132 | 0.021476 | 0.020888 | 0.020624 | 0.020438 | 0.02037 | 0.020246 | 0.020156 | 0.020083 | 0.020025 | 0.019976 | 0.019947 | 0.01993 | 0.019922 | 0.019916 | 0.019897 | 0.019893 | 0.019889
F2_Commercial_Interruptible - Health_Existing_Water Heating_Natural Gas_Retrocommissioning_A_Technical Potential | F2 | Commercial | Interruptible - Health | Existing | Water Heating | Natural Gas | Retrocommissioning | A | Integrated Unit Summer Peak Savings (kW) | Technical Potential | 0 | 0 | 0 | 0 | 0 | 0 | 0 | 0 | 0 | 0 | 0 | 0 | 0 | 0 | 0 | 0 | 0 | 0 | 0 | 0 | 0 | 0 | 0 | 0 | 0 | 0 | 0
F3_Commercial_Interruptible - Health_Existing_Water Heating_Natural Gas_Retrocommissioning_A_Technical Potential | F3 | Commercial | Interruptible - Health | Existing | Water Heating | Natural Gas | Retrocommissioning | A | Integrated Unit Winter Peak Savings (kW) | Technical Potential | 0 | 0 | 0 | 0 | 0 | 0 | 0 | 0 | 0 | 0 | 0 | 0 | 0 | 0 | 0 | 0 | 0 | 0 | 0 | 0 | 0 | 0 | 0 | 0 | 0 | 0 | 0
F4_Commercial_Interruptible - Health_Existing_Water Heating_Natural Gas_Retrocommissioning_A_Technical Potential | F4 | Commercial | Interruptible - Health | Existing | Water Heating | Natural Gas | Retrocommissioning | A | Incremental Energy Savings (MWh or mTherms) | Technical Potential | 0 | 0 | 0.46951 | 0.93106 | 0.90047 | 0.44675 | 0 | 0 | 0 | 0 | 0 | 0 | 0 | 0 | 0 | 0 | 0 | 0 | 0 | 0 | 0 | 0 | 0 | 0 | 0 | 0 | 0
F5_Commercial_Interruptible - Health_Existing_Water Heating_Natural Gas_Retrocommissioning_A_Technical Potential | F5 | Commercial | Interruptible - Health | Existing | Water Heating | Natural Gas | Retrocommissioning | A | Incremental Summer Peak Savings (MW) | Technical Potential | 0 | 0 | 0 | 0 | 0 | 0 | 0 | 0 | 0 | 0 | 0 | 0 | 0 | 0 | 0 | 0 | 0 | 0 | 0 | 0 | 0 | 0 | 0 | 0 | 0 | 0 | 0
F6_Commercial_Interruptible - Health_Existing_Water Heating_Natural Gas_Retrocommissioning_A_Technical Potential | F6 | Commercial | Interruptible - Health | Existing | Water Heating | Natural Gas | Retrocommissioning | A | Incremental Winter Peak Savings (MW) | Technical Potential | 0 | 0 | 0 | 0 | 0 | 0 | 0 | 0 | 0 | 0 | 0 | 0 | 0 | 0 | 0 | 0 | 0 | 0 | 0 | 0 | 0 | 0 | 0 | 0 | 0 | 0 | 0
F7_Commercial_Interruptible - Health_Existing_Water Heating_Natural Gas_Retrocommissioning_A_Technical Potential | F7 | Commercial | Interruptible - Health | Existing | Water Heating | Natural Gas | Retrocommissioning | A | Cumulative Energy Savings (MWh or mTherms) | Technical Potential | 0 | 0 | 0.46951 | 1.3847 | 2.2396 | 2.6135 | 2.5292 | 2.4466 | 2.3687 | 2.296 | 2.228 | 2.167 | 2.1396 | 2.1203 | 2.1133 | 2.1004 | 2.091 | 2.0835 | 2.0774 | 2.0723 | 2.0693 | 2.0676 | 2.0668 | 2.0661 | 2.0641 | 2.0637 | 2.0634
F8_Commercial_Interruptible - Health_Existing_Water Heating_Natural Gas_Retrocommissioning_A_Technical Potential | F8 | Commercial | Interruptible - Health | Existing | Water Heating | Natural Gas | Retrocommissioning | A | Cumulative Summer Peak Savings (MW) | Technical Potential | 0 | 0 | 0 | 0 | 0 | 0 | 0 | 0 | 0 | 0 | 0 | 0 | 0 | 0 | 0 | 0 | 0 | 0 | 0 | 0 | 0 | 0 | 0 | 0 | 0 | 0 | 0
F9_Commercial_Interruptible - Health_Existing_Water Heating_Natural Gas_Retrocommissioning_A_Technical Potential | F9 | Commercial | Interruptible - Health | Existing | Water Heating | Natural Gas | Retrocommissioning | A | Cumulative Winter Peak Savings (MW) | Technical Potential | 0 | 0 | 0 | 0 | 0 | 0 | 0 | 0 | 0 | 0 | 0 | 0 | 0 | 0 | 0 | 0 | 0 | 0 | 0 | 0 | 0 | 0 | 0 | 0 | 0 | 0 | 0
F10_Commercial_Interruptible - Health_Existing_Water Heating_Natural Gas_Retrocommissioning_A_Technical Potential | F10 | Commercial | Interruptible - Health | Existing | Water Heating | Natural Gas | Retrocommissioning | A | Purchases (Incremental) | Technical Potential | 0 | 0 | 16847.0008 | 34580.6859 | 34580.6859 | 17733.6851 | 0 | 0 | 0 | 0 | 0 | 0 | 0 | 0 | 0 | 0 | 0 | 0 | 0 | 0 | 0 | 0 | 0 | 0 | 0 | 0 | 0
F11_Commercial_Interruptible - Health_Existing_Water Heating_Natural Gas_Retrocommissioning_A_Technical Potential | F11 | Commercial | Interruptible - Health | Existing | Water Heating | Natural Gas | Retrocommissioning | A | Purchases (Cumulative) | Technical Potential | 0 | 0 | 16847.0008 | 51427.6867 | 86008.3726 | 103742.0577 | 103742.0577 | 103742.0577 | 103742.0577 | 103742.0577 | 103742.0577 | 103742.0577 | 103742.0577 | 103742.0577 | 103742.0577 | 103742.0577 | 103742.0577 | 103742.0577 | 103742.0577 | 103742.0577 | 103742.0577 | 103742.0577 | 103742.0577 | 103742.0577 | 103742.0577 | 103742.0577 | 103742.0577
F1_Commercial_Interruptible - Health_New_Space Heating_Natural Gas_Insulation - Ceiling_A_Technical Potential | F1 | Commercial | Interruptible - Health | New | Space Heating | Natural Gas | Insulation - Ceiling | A | Integrated Unit Energy Savings (kWh or therms) | Technical Potential | 0 | 0 | 0 | 0 | 0 | 0 | 0 | 0 | 0 | 0 | 0 | 0 | 0 | 0 | 0 | 0 | 0 | 0 | 0 | 0 | 0 | 0 | 0 | 0 | 0 | 0 | 0
F2_Commercial_Interruptible - Health_New_Space Heating_Natural Gas_Insulation - Ceiling_A_Technical Potential | F2 | Commercial | Interruptible - Health | New | Space Heating | Natural Gas | Insulation - Ceiling | A | Integrated Unit Summer Peak Savings (kW) | Technical Potential | 0 | 0 | 0 | 0 | 0 | 0 | 0 | 0 | 0 | 0 | 0 | 0 | 0 | 0 | 0 | 0 | 0 | 0 | 0 | 0 | 0 | 0 | 0 | 0 | 0 | 0 | 0
F3_Commercial_Interruptible - Health_New_Space Heating_Natural Gas_Insulation - Ceiling_A_Technical Potential | F3 | Commercial | Interruptible - Health | New | Space Heating | Natural Gas | Insulation - Ceiling | A | Integrated Unit Winter Peak Savings (kW) | Technical Potential | 0 | 0 | 0 | 0 | 0 | 0 | 0 | 0 | 0 | 0 | 0 | 0 | 0 | 0 | 0 | 0 | 0 | 0 | 0 | 0 | 0 | 0 | 0 | 0 | 0 | 0 | 0
F4_Commercial_Interruptible - Health_New_Space Heating_Natural Gas_Insulation - Ceiling_A_Technical Potential | F4 | Commercial | Interruptible - Health | New | Space Heating | Natural Gas | Insulation - Ceiling | A | Incremental Energy Savings (MWh or mTherms) | Technical Potential | 0 | 0 | 0 | 0 | 0 | 0 | 0 | 0 | 0 | 0 | 0 | 0 | 0 | 0 | 0 | 0 | 0 | 0 | 0 | 0 | 0 | 0 | 0 | 0 | 0 | 0 | 0
F5_Commercial_Interruptible - Health_New_Space Heating_Natural Gas_Insulation - Ceiling_A_Technical Potential | F5 | Commercial | Interruptible - Health | New | Space Heating | Natural Gas | Insulation - Ceiling | A | Incremental Summer Peak Savings (MW) | Technical Potential | 0 | 0 | 0 | 0 | 0 | 0 | 0 | 0 | 0 | 0 | 0 | 0 | 0 | 0 | 0 | 0 | 0 | 0 | 0 | 0 | 0 | 0 | 0 | 0 | 0 | 0 | 0
F6_Commercial_Interruptible - Health_New_Space Heating_Natural Gas_Insulation - Ceiling_A_Technical Potential | F6 | Commercial | Interruptible - Health | New | Space Heating | Natural Gas | Insulation - Ceiling | A | Incremental Winter Peak Savings (MW) | Technical Potential | 0 | 0 | 0 | 0 | 0 | 0 | 0 | 0 | 0 | 0 | 0 | 0 | 0 | 0 | 0 | 0 | 0 | 0 | 0 | 0 | 0 | 0 | 0 | 0 | 0 | 0 | 0
F7_Commercial_Interruptible - Health_New_Space Heating_Natural Gas_Insulation - Ceiling_A_Technical Potential | F7 | Commercial | Interruptible - Health | New | Space Heating | Natural Gas | Insulation - Ceiling | A | Cumulative Energy Savings (MWh or mTherms) | Technical Potential | 0 | 0 | 0 | 0 | 0 | 0 | 0 | 0 | 0 | 0 | 0 | 0 | 0 | 0 | 0 | 0 | 0 | 0 | 0 | 0 | 0 | 0 | 0 | 0 | 0 | 0 | 0
F8_Commercial_Interruptible - Health_New_Space Heating_Natural Gas_Insulation - Ceiling_A_Technical Potential | F8 | Commercial | Interruptible - Health | New | Space Heating | Natural Gas | Insulation - Ceiling | A | Cumulative Summer Peak Savings (MW) | Technical Potential | 0 | 0 | 0 | 0 | 0 | 0 | 0 | 0 | 0 | 0 | 0 | 0 | 0 | 0 | 0 | 0 | 0 | 0 | 0 | 0 | 0 | 0 | 0 | 0 | 0 | 0 | 0
F9_Commercial_Interruptible - Health_New_Space Heating_Natural Gas_Insulation - Ceiling_A_Technical Potential | F9 | Commercial | Interruptible - Health | New | Space Heating | Natural Gas | Insulation - Ceiling | A | Cumulative Winter Peak Savings (MW) | Technical Potential | 0 | 0 | 0 | 0 | 0 | 0 | 0 | 0 | 0 | 0 | 0 | 0 | 0 | 0 | 0 | 0 | 0 | 0 | 0 | 0 | 0 | 0 | 0 | 0 | 0 | 0 | 0
F10_Commercial_Interruptible - Health_New_Space Heating_Natural Gas_Insulation - Ceiling_A_Technical Potential | F10 | Commercial | Interruptible - Health | New | Space Heating | Natural Gas | Insulation - Ceiling | A | Purchases (Incremental) | Technical Potential | 0 | 0 | 0 | 0 | 0 | 0 | 0 | 0 | 0 | 0 | 0 | 0 | 0 | 0 | 0 | 0 | 0 | 0 | 0 | 0 | 0 | 0 | 0 | 0 | 0 | 0 | 0
F11_Commercial_Interruptible - Health_New_Space Heating_Natural Gas_Insulation - Ceiling_A_Technical Potential | F11 | Commercial | Interruptible - Health | New | Space Heating | Natural Gas | Insulation - Ceiling | A | Purchases (Cumulative) | Technical Potential | 0 | 0 | 0 | 0 | 0 | 0 | 0 | 0 | 0 | 0 | 0 | 0 | 0 | 0 | 0 | 0 | 0 | 0 | 0 | 0 | 0 | 0 | 0 | 0 | 0 | 0 | 0
F1_Commercial_Interruptible - Health_New_Space Heating_Natural Gas_Insulation - Ducting_A_Technical Potential | F1 | Commercial | Interruptible - Health | New | Space Heating | Natural Gas | Insulation - Ducting | A | Integrated Unit Energy Savings (kWh or therms) | Technical Potential | 0 | 0 | 0 | 0 | 0 | 0 | 0 | 0 | 0 | 0 | 0 | 0 | 0 | 0 | 0 | 0 | 0 | 0 | 0 | 0 | 0 | 0 | 0 | 0 | 0 | 0 | 0
F2_Commercial_Interruptible - Health_New_Space Heating_Natural Gas_Insulation - Ducting_A_Technical Potential | F2 | Commercial | Interruptible - Health | New | Space Heating | Natural Gas | Insulation - Ducting | A | Integrated Unit Summer Peak Savings (kW) | Technical Potential | 0 | 0 | 0 | 0 | 0 | 0 | 0 | 0 | 0 | 0 | 0 | 0 | 0 | 0 | 0 | 0 | 0 | 0 | 0 | 0 | 0 | 0 | 0 | 0 | 0 | 0 | 0
F3_Commercial_Interruptible - Health_New_Space Heating_Natural Gas_Insulation - Ducting_A_Technical Potential | F3 | Commercial | Interruptible - Health | New | Space Heating | Natural Gas | Insulation - Ducting | A | Integrated Unit Winter Peak Savings (kW) | Technical Potential | 0 | 0 | 0 | 0 | 0 | 0 | 0 | 0 | 0 | 0 | 0 | 0 | 0 | 0 | 0 | 0 | 0 | 0 | 0 | 0 | 0 | 0 | 0 | 0 | 0 | 0 | 0
F4_Commercial_Interruptible - Health_New_Space Heating_Natural Gas_Insulation - Ducting_A_Technical Potential | F4 | Commercial | Interruptible - Health | New | Space Heating | Natural Gas | Insulation - Ducting | A | Incremental Energy Savings (MWh or mTherms) | Technical Potential | 0 | 0 | 0 | 0 | 0 | 0 | 0 | 0 | 0 | 0 | 0 | 0 | 0 | 0 | 0 | 0 | 0 | 0 | 0 | 0 | 0 | 0 | 0 | 0 | 0 | 0 | 0
F5_Commercial_Interruptible - Health_New_Space Heating_Natural Gas_Insulation - Ducting_A_Technical Potential | F5 | Commercial | Interruptible - Health | New | Space Heating | Natural Gas | Insulation - Ducting | A | Incremental Summer Peak Savings (MW) | Technical Potential | 0 | 0 | 0 | 0 | 0 | 0 | 0 | 0 | 0 | 0 | 0 | 0 | 0 | 0 | 0 | 0 | 0 | 0 | 0 | 0 | 0 | 0 | 0 | 0 | 0 | 0 | 0
F6_Commercial_Interruptible - Health_New_Space Heating_Natural Gas_Insulation - Ducting_A_Technical Potential | F6 | Commercial | Interruptible - Health | New | Space Heating | Natural Gas | Insulation - Ducting | A | Incremental Winter Peak Savings (MW) | Technical Potential | 0 | 0 | 0 | 0 | 0 | 0 | 0 | 0 | 0 | 0 | 0 | 0 | 0 | 0 | 0 | 0 | 0 | 0 | 0 | 0 | 0 | 0 | 0 | 0 | 0 | 0 | 0
F7_Commercial_Interruptible - Health_New_Space Heating_Natural Gas_Insulation - Ducting_A_Technical Potential | F7 | Commercial | Interruptible - Health | New | Space Heating | Natural Gas | Insulation - Ducting | A | Cumulative Energy Savings (MWh or mTherms) | Technical Potential | 0 | 0 | 0 | 0 | 0 | 0 | 0 | 0 | 0 | 0 | 0 | 0 | 0 | 0 | 0 | 0 | 0 | 0 | 0 | 0 | 0 | 0 | 0 | 0 | 0 | 0 | 0
F8_Commercial_Interruptible - Health_New_Space Heating_Natural Gas_Insulation - Ducting_A_Technical Potential | F8 | Commercial | Interruptible - Health | New | Space Heating | Natural Gas | Insulation - Ducting | A | Cumulative Summer Peak Savings (MW) | Technical Potential | 0 | 0 | 0 | 0 | 0 | 0 | 0 | 0 | 0 | 0 | 0 | 0 | 0 | 0 | 0 | 0 | 0 | 0 | 0 | 0 | 0 | 0 | 0 | 0 | 0 | 0 | 0
F9_Commercial_Interruptible - Health_New_Space Heating_Natural Gas_Insulation - Ducting_A_Technical Potential | F9 | Commercial | Interruptible - Health | New | Space Heating | Natural Gas | Insulation - Ducting | A | Cumulative Winter Peak Savings (MW) | Technical Potential | 0 | 0 | 0 | 0 | 0 | 0 | 0 | 0 | 0 | 0 | 0 | 0 | 0 | 0 | 0 | 0 | 0 | 0 | 0 | 0 | 0 | 0 | 0 | 0 | 0 | 0 | 0
F10_Commercial_Interruptible - Health_New_Space Heating_Natural Gas_Insulation - Ducting_A_Technical Potential | F10 | Commercial | Interruptible - Health | New | Space Heating | Natural Gas | Insulation - Ducting | A | Purchases (Incremental) | Technical Potential | 0 | 0 | 0 | 0 | 0 | 0 | 0 | 0 | 0 | 0 | 0 | 0 | 0 | 0 | 0 | 0 | 0 | 0 | 0 | 0 | 0 | 0 | 0 | 0 | 0 | 0 | 0
F11_Commercial_Interruptible - Health_New_Space Heating_Natural Gas_Insulation - Ducting_A_Technical Potential | F11 | Commercial | Interruptible - Health | New | Space Heating | Natural Gas | Insulation - Ducting | A | Purchases (Cumulative) | Technical Potential | 0 | 0 | 0 | 0 | 0 | 0 | 0 | 0 | 0 | 0 | 0 | 0 | 0 | 0 | 0 | 0 | 0 | 0 | 0 | 0 | 0 | 0 | 0 | 0 | 0 | 0 | 0
F1_Commercial_Interruptible - Health_New_Space Heating_Natural Gas_Insulation - Wall Cavity_A_Technical Potential | F1 | Commercial | Interruptible - Health | New | Space Heating | Natural Gas | Insulation - Wall Cavity | A | Integrated Unit Energy Savings (kWh or therms) | Technical Potential | 0 | 0 | 0 | 0 | 0 | 0 | 0 | 0 | 0 | 0 | 0 | 0 | 0 | 0 | 0 | 0 | 0 | 0 | 0 | 0 | 0 | 0 | 0 | 0 | 0 | 0 | 0
F2_Commercial_Interruptible - Health_New_Space Heating_Natural Gas_Insulation - Wall Cavity_A_Technical Potential | F2 | Commercial | Interruptible - Health | New | Space Heating | Natural Gas | Insulation - Wall Cavity | A | Integrated Unit Summer Peak Savings (kW) | Technical Potential | 0 | 0 | 0 | 0 | 0 | 0 | 0 | 0 | 0 | 0 | 0 | 0 | 0 | 0 | 0 | 0 | 0 | 0 | 0 | 0 | 0 | 0 | 0 | 0 | 0 | 0 | 0
F3_Commercial_Interruptible - Health_New_Space Heating_Natural Gas_Insulation - Wall Cavity_A_Technical Potential | F3 | Commercial | Interruptible - Health | New | Space Heating | Natural Gas | Insulation - Wall Cavity | A | Integrated Unit Winter Peak Savings (kW) | Technical Potential | 0 | 0 | 0 | 0 | 0 | 0 | 0 | 0 | 0 | 0 | 0 | 0 | 0 | 0 | 0 | 0 | 0 | 0 | 0 | 0 | 0 | 0 | 0 | 0 | 0 | 0 | 0
F4_Commercial_Interruptible - Health_New_Space Heating_Natural Gas_Insulation - Wall Cavity_A_Technical Potential | F4 | Commercial | Interruptible - Health | New | Space Heating | Natural Gas | Insulation - Wall Cavity | A | Incremental Energy Savings (MWh or mTherms) | Technical Potential | 0 | 0 | 0 | 0 | 0 | 0 | 0 | 0 | 0 | 0 | 0 | 0 | 0 | 0 | 0 | 0 | 0 | 0 | 0 | 0 | 0 | 0 | 0 | 0 | 0 | 0 | 0
F5_Commercial_Interruptible - Health_New_Space Heating_Natural Gas_Insulation - Wall Cavity_A_Technical Potential | F5 | Commercial | Interruptible - Health | New | Space Heating | Natural Gas | Insulation - Wall Cavity | A | Incremental Summer Peak Savings (MW) | Technical Potential | 0 | 0 | 0 | 0 | 0 | 0 | 0 | 0 | 0 | 0 | 0 | 0 | 0 | 0 | 0 | 0 | 0 | 0 | 0 | 0 | 0 | 0 | 0 | 0 | 0 | 0 | 0
F6_Commercial_Interruptible - Health_New_Space Heating_Natural Gas_Insulation - Wall Cavity_A_Technical Potential | F6 | Commercial | Interruptible - Health | New | Space Heating | Natural Gas | Insulation - Wall Cavity | A | Incremental Winter Peak Savings (MW) | Technical Potential | 0 | 0 | 0 | 0 | 0 | 0 | 0 | 0 | 0 | 0 | 0 | 0 | 0 | 0 | 0 | 0 | 0 | 0 | 0 | 0 | 0 | 0 | 0 | 0 | 0 | 0 | 0
F7_Commercial_Interruptible - Health_New_Space Heating_Natural Gas_Insulation - Wall Cavity_A_Technical Potential | F7 | Commercial | Interruptible - Health | New | Space Heating | Natural Gas | Insulation - Wall Cavity | A | Cumulative Energy Savings (MWh or mTherms) | Technical Potential | 0 | 0 | 0 | 0 | 0 | 0 | 0 | 0 | 0 | 0 | 0 | 0 | 0 | 0 | 0 | 0 | 0 | 0 | 0 | 0 | 0 | 0 | 0 | 0 | 0 | 0 | 0
F8_Commercial_Interruptible - Health_New_Space Heating_Natural Gas_Insulation - Wall Cavity_A_Technical Potential | F8 | Commercial | Interruptible - Health | New | Space Heating | Natural Gas | Insulation - Wall Cavity | A | Cumulative Summer Peak Savings (MW) | Technical Potential | 0 | 0 | 0 | 0 | 0 | 0 | 0 | 0 | 0 | 0 | 0 | 0 | 0 | 0 | 0 | 0 | 0 | 0 | 0 | 0 | 0 | 0 | 0 | 0 | 0 | 0 | 0
F9_Commercial_Interruptible - Health_New_Space Heating_Natural Gas_Insulation - Wall Cavity_A_Technical Potential | F9 | Commercial | Interruptible - Health | New | Space Heating | Natural Gas | Insulation - Wall Cavity | A | Cumulative Winter Peak Savings (MW) | Technical Potential | 0 | 0 | 0 | 0 | 0 | 0 | 0 | 0 | 0 | 0 | 0 | 0 | 0 | 0 | 0 | 0 | 0 | 0 | 0 | 0 | 0 | 0 | 0 | 0 | 0 | 0 | 0
F10_Commercial_Interruptible - Health_New_Space Heating_Natural Gas_Insulation - Wall Cavity_A_Technical Potential | F10 | Commercial | Interruptible - Health | New | Space Heating | Natural Gas | Insulation - Wall Cavity | A | Purchases (Incremental) | Technical Potential | 0 | 0 | 0 | 0 | 0 | 0 | 0 | 0 | 0 | 0 | 0 | 0 | 0 | 0 | 0 | 0 | 0 | 0 | 0 | 0 | 0 | 0 | 0 | 0 | 0 | 0 | 0
F11_Commercial_Interruptible - Health_New_Space Heating_Natural Gas_Insulation - Wall Cavity_A_Technical Potential | F11 | Commercial | Interruptible - Health | New | Space Heating | Natural Gas | Insulation - Wall Cavity | A | Purchases (Cumulative) | Technical Potential | 0 | 0 | 0 | 0 | 0 | 0 | 0 | 0 | 0 | 0 | 0 | 0 | 0 | 0 | 0 | 0 | 0 | 0 | 0 | 0 | 0 | 0 | 0 | 0 | 0 | 0 | 0
F1_Commercial_Interruptible - Health_New_Space Heating_Natural Gas_Green Roof - Vegetated Rooftop_A_Technical Potential | F1 | Commercial | Interruptible - Health | New | Space Heating | Natural Gas | Green Roof - Vegetated Rooftop | A | Integrated Unit Energy Savings (kWh or therms) | Technical Potential | 0 | 0 | 0 | 0 | 0 | 0 | 0 | 0 | 0 | 0 | 0 | 0 | 0 | 0 | 0 | 0 | 0 | 0 | 0 | 0 | 0 | 0 | 0 | 0 | 0 | 0 | 0
F2_Commercial_Interruptible - Health_New_Space Heating_Natural Gas_Green Roof - Vegetated Rooftop_A_Technical Potential | F2 | Commercial | Interruptible - Health | New | Space Heating | Natural Gas | Green Roof - Vegetated Rooftop | A | Integrated Unit Summer Peak Savings (kW) | Technical Potential | 0 | 0 | 0 | 0 | 0 | 0 | 0 | 0 | 0 | 0 | 0 | 0 | 0 | 0 | 0 | 0 | 0 | 0 | 0 | 0 | 0 | 0 | 0 | 0 | 0 | 0 | 0
F3_Commercial_Interruptible - Health_New_Space Heating_Natural Gas_Green Roof - Vegetated Rooftop_A_Technical Potential | F3 | Commercial | Interruptible - Health | New | Space Heating | Natural Gas | Green Roof - Vegetated Rooftop | A | Integrated Unit Winter Peak Savings (kW) | Technical Potential | 0 | 0 | 0 | 0 | 0 | 0 | 0 | 0 | 0 | 0 | 0 | 0 | 0 | 0 | 0 | 0 | 0 | 0 | 0 | 0 | 0 | 0 | 0 | 0 | 0 | 0 | 0
F4_Commercial_Interruptible - Health_New_Space Heating_Natural Gas_Green Roof - Vegetated Rooftop_A_Technical Potential | F4 | Commercial | Interruptible - Health | New | Space Heating | Natural Gas | Green Roof - Vegetated Rooftop | A | Incremental Energy Savings (MWh or mTherms) | Technical Potential | 0 | 0 | 0 | 0 | 0 | 0 | 0 | 0 | 0 | 0 | 0 | 0 | 0 | 0 | 0 | 0 | 0 | 0 | 0 | 0 | 0 | 0 | 0 | 0 | 0 | 0 | 0
F5_Commercial_Interruptible - Health_New_Space Heating_Natural Gas_Green Roof - Vegetated Rooftop_A_Technical Potential | F5 | Commercial | Interruptible - Health | New | Space Heating | Natural Gas | Green Roof - Vegetated Rooftop | A | Incremental Summer Peak Savings (MW) | Technical Potential | 0 | 0 | 0 | 0 | 0 | 0 | 0 | 0 | 0 | 0 | 0 | 0 | 0 | 0 | 0 | 0 | 0 | 0 | 0 | 0 | 0 | 0 | 0 | 0 | 0 | 0 | 0
F6_Commercial_Interruptible - Health_New_Space Heating_Natural Gas_Green Roof - Vegetated Rooftop_A_Technical Potential | F6 | Commercial | Interruptible - Health | New | Space Heating | Natural Gas | Green Roof - Vegetated Rooftop | A | Incremental Winter Peak Savings (MW) | Technical Potential | 0 | 0 | 0 | 0 | 0 | 0 | 0 | 0 | 0 | 0 | 0 | 0 | 0 | 0 | 0 | 0 | 0 | 0 | 0 | 0 | 0 | 0 | 0 | 0 | 0 | 0 | 0
F7_Commercial_Interruptible - Health_New_Space Heating_Natural Gas_Green Roof - Vegetated Rooftop_A_Technical Potential | F7 | Commercial | Interruptible - Health | New | Space Heating | Natural Gas | Green Roof - Vegetated Rooftop | A | Cumulative Energy Savings (MWh or mTherms) | Technical Potential | 0 | 0 | 0 | 0 | 0 | 0 | 0 | 0 | 0 | 0 | 0 | 0 | 0 | 0 | 0 | 0 | 0 | 0 | 0 | 0 | 0 | 0 | 0 | 0 | 0 | 0 | 0
F8_Commercial_Interruptible - Health_New_Space Heating_Natural Gas_Green Roof - Vegetated Rooftop_A_Technical Potential | F8 | Commercial | Interruptible - Health | New | Space Heating | Natural Gas | Green Roof - Vegetated Rooftop | A | Cumulative Summer Peak Savings (MW) | Technical Potential | 0 | 0 | 0 | 0 | 0 | 0 | 0 | 0 | 0 | 0 | 0 | 0 | 0 | 0 | 0 | 0 | 0 | 0 | 0 | 0 | 0 | 0 | 0 | 0 | 0 | 0 | 0
F9_Commercial_Interruptible - Health_New_Space Heating_Natural Gas_Green Roof - Vegetated Rooftop_A_Technical Potential | F9 | Commercial | Interruptible - Health | New | Space Heating | Natural Gas | Green Roof - Vegetated Rooftop | A | Cumulative Winter Peak Savings (MW) | Technical Potential | 0 | 0 | 0 | 0 | 0 | 0 | 0 | 0 | 0 | 0 | 0 | 0 | 0 | 0 | 0 | 0 | 0 | 0 | 0 | 0 | 0 | 0 | 0 | 0 | 0 | 0 | 0
F10_Commercial_Interruptible - Health_New_Space Heating_Natural Gas_Green Roof - Vegetated Rooftop_A_Technical Potential | F10 | Commercial | Interruptible - Health | New | Space Heating | Natural Gas | Green Roof - Vegetated Rooftop | A | Purchases (Incremental) | Technical Potential | 0 | 0 | 0 | 0 | 0 | 0 | 0 | 0 | 0 | 0 | 0 | 0 | 0 | 0 | 0 | 0 | 0 | 0 | 0 | 0 | 0 | 0 | 0 | 0 | 0 | 0 | 0
F11_Commercial_Interruptible - Health_New_Space Heating_Natural Gas_Green Roof - Vegetated Rooftop_A_Technical Potential | F11 | Commercial | Interruptible - Health | New | Space Heating | Natural Gas | Green Roof - Vegetated Rooftop | A | Purchases (Cumulative) | Technical Potential | 0 | 0 | 0 | 0 | 0 | 0 | 0 | 0 | 0 | 0 | 0 | 0 | 0 | 0 | 0 | 0 | 0 | 0 | 0 | 0 | 0 | 0 | 0 | 0 | 0 | 0 | 0
F1_Commercial_Interruptible - Health_New_Space Heating_Natural Gas_Ducting - Repair and Sealing_A_Technical Potential | F1 | Commercial | Interruptible - Health | New | Space Heating | Natural Gas | Ducting - Repair and Sealing | A | Integrated Unit Energy Savings (kWh or therms) | Technical Potential | 0 | 0 | 0 | 0 | 0 | 0 | 0 | 0 | 0 | 0 | 0 | 0 | 0 | 0 | 0 | 0 | 0 | 0 | 0 | 0 | 0 | 0 | 0 | 0 | 0 | 0 | 0
F2_Commercial_Interruptible - Health_New_Space Heating_Natural Gas_Ducting - Repair and Sealing_A_Technical Potential | F2 | Commercial | Interruptible - Health | New | Space Heating | Natural Gas | Ducting - Repair and Sealing | A | Integrated Unit Summer Peak Savings (kW) | Technical Potential | 0 | 0 | 0 | 0 | 0 | 0 | 0 | 0 | 0 | 0 | 0 | 0 | 0 | 0 | 0 | 0 | 0 | 0 | 0 | 0 | 0 | 0 | 0 | 0 | 0 | 0 | 0
F3_Commercial_Interruptible - Health_New_Space Heating_Natural Gas_Ducting - Repair and Sealing_A_Technical Potential | F3 | Commercial | Interruptible - Health | New | Space Heating | Natural Gas | Ducting - Repair and Sealing | A | Integrated Unit Winter Peak Savings (kW) | Technical Potential | 0 | 0 | 0 | 0 | 0 | 0 | 0 | 0 | 0 | 0 | 0 | 0 | 0 | 0 | 0 | 0 | 0 | 0 | 0 | 0 | 0 | 0 | 0 | 0 | 0 | 0 | 0
F4_Commercial_Interruptible - Health_New_Space Heating_Natural Gas_Ducting - Repair and Sealing_A_Technical Potential | F4 | Commercial | Interruptible - Health | New | Space Heating | Natural Gas | Ducting - Repair and Sealing | A | Incremental Energy Savings (MWh or mTherms) | Technical Potential | 0 | 0 | 0 | 0 | 0 | 0 | 0 | 0 | 0 | 0 | 0 | 0 | 0 | 0 | 0 | 0 | 0 | 0 | 0 | 0 | 0 | 0 | 0 | 0 | 0 | 0 | 0
F5_Commercial_Interruptible - Health_New_Space Heating_Natural Gas_Ducting - Repair and Sealing_A_Technical Potential | F5 | Commercial | Interruptible - Health | New | Space Heating | Natural Gas | Ducting - Repair and Sealing | A | Incremental Summer Peak Savings (MW) | Technical Potential | 0 | 0 | 0 | 0 | 0 | 0 | 0 | 0 | 0 | 0 | 0 | 0 | 0 | 0 | 0 | 0 | 0 | 0 | 0 | 0 | 0 | 0 | 0 | 0 | 0 | 0 | 0
F6_Commercial_Interruptible - Health_New_Space Heating_Natural Gas_Ducting - Repair and Sealing_A_Technical Potential | F6 | Commercial | Interruptible - Health | New | Space Heating | Natural Gas | Ducting - Repair and Sealing | A | Incremental Winter Peak Savings (MW) | Technical Potential | 0 | 0 | 0 | 0 | 0 | 0 | 0 | 0 | 0 | 0 | 0 | 0 | 0 | 0 | 0 | 0 | 0 | 0 | 0 | 0 | 0 | 0 | 0 | 0 | 0 | 0 | 0
F7_Commercial_Interruptible - Health_New_Space Heating_Natural Gas_Ducting - Repair and Sealing_A_Technical Potential | F7 | Commercial | Interruptible - Health | New | Space Heating | Natural Gas | Ducting - Repair and Sealing | A | Cumulative Energy Savings (MWh or mTherms) | Technical Potential | 0 | 0 | 0 | 0 | 0 | 0 | 0 | 0 | 0 | 0 | 0 | 0 | 0 | 0 | 0 | 0 | 0 | 0 | 0 | 0 | 0 | 0 | 0 | 0 | 0 | 0 | 0
F8_Commercial_Interruptible - Health_New_Space Heating_Natural Gas_Ducting - Repair and Sealing_A_Technical Potential | F8 | Commercial | Interruptible - Health | New | Space Heating | Natural Gas | Ducting - Repair and Sealing | A | Cumulative Summer Peak Savings (MW) | Technical Potential | 0 | 0 | 0 | 0 | 0 | 0 | 0 | 0 | 0 | 0 | 0 | 0 | 0 | 0 | 0 | 0 | 0 | 0 | 0 | 0 | 0 | 0 | 0 | 0 | 0 | 0 | 0
F9_Commercial_Interruptible - Health_New_Space Heating_Natural Gas_Ducting - Repair and Sealing_A_Technical Potential | F9 | Commercial | Interruptible - Health | New | Space Heating | Natural Gas | Ducting - Repair and Sealing | A | Cumulative Winter Peak Savings (MW) | Technical Potential | 0 | 0 | 0 | 0 | 0 | 0 | 0 | 0 | 0 | 0 | 0 | 0 | 0 | 0 | 0 | 0 | 0 | 0 | 0 | 0 | 0 | 0 | 0 | 0 | 0 | 0 | 0
F10_Commercial_Interruptible - Health_New_Space Heating_Natural Gas_Ducting - Repair and Sealing_A_Technical Potential | F10 | Commercial | Interruptible - Health | New | Space Heating | Natural Gas | Ducting - Repair and Sealing | A | Purchases (Incremental) | Technical Potential | 0 | 0 | 0 | 0 | 0 | 0 | 0 | 0 | 0 | 0 | 0 | 0 | 0 | 0 | 0 | 0 | 0 | 0 | 0 | 0 | 0 | 0 | 0 | 0 | 0 | 0 | 0
F11_Commercial_Interruptible - Health_New_Space Heating_Natural Gas_Ducting - Repair and Sealing_A_Technical Potential | F11 | Commercial | Interruptible - Health | New | Space Heating | Natural Gas | Ducting - Repair and Sealing | A | Purchases (Cumulative) | Technical Potential | 0 | 0 | 0 | 0 | 0 | 0 | 0 | 0 | 0 | 0 | 0 | 0 | 0 | 0 | 0 | 0 | 0 | 0 | 0 | 0 | 0 | 0 | 0 | 0 | 0 | 0 | 0
F1_Commercial_Interruptible - Health_New_Space Heating_Natural Gas_Windows - High Efficiency Glazing_A_Technical Potential | F1 | Commercial | Interruptible - Health | New | Space Heating | Natural Gas | Windows - High Efficiency Glazing | A | Integrated Unit Energy Savings (kWh or therms) | Technical Potential | 0 | 0 | 0 | 0 | 0 | 0 | 0 | 0 | 0 | 0 | 0 | 0 | 0 | 0 | 0 | 0 | 0 | 0 | 0 | 0 | 0 | 0 | 0 | 0 | 0 | 0 | 0
F2_Commercial_Interruptible - Health_New_Space Heating_Natural Gas_Windows - High Efficiency Glazing_A_Technical Potential | F2 | Commercial | Interruptible - Health | New | Space Heating | Natural Gas | Windows - High Efficiency Glazing | A | Integrated Unit Summer Peak Savings (kW) | Technical Potential | 0 | 0 | 0 | 0 | 0 | 0 | 0 | 0 | 0 | 0 | 0 | 0 | 0 | 0 | 0 | 0 | 0 | 0 | 0 | 0 | 0 | 0 | 0 | 0 | 0 | 0 | 0
F3_Commercial_Interruptible - Health_New_Space Heating_Natural Gas_Windows - High Efficiency Glazing_A_Technical Potential | F3 | Commercial | Interruptible - Health | New | Space Heating | Natural Gas | Windows - High Efficiency Glazing | A | Integrated Unit Winter Peak Savings (kW) | Technical Potential | 0 | 0 | 0 | 0 | 0 | 0 | 0 | 0 | 0 | 0 | 0 | 0 | 0 | 0 | 0 | 0 | 0 | 0 | 0 | 0 | 0 | 0 | 0 | 0 | 0 | 0 | 0
F4_Commercial_Interruptible - Health_New_Space Heating_Natural Gas_Windows - High Efficiency Glazing_A_Technical Potential | F4 | Commercial | Interruptible - Health | New | Space Heating | Natural Gas | Windows - High Efficiency Glazing | A | Incremental Energy Savings (MWh or mTherms) | Technical Potential | 0 | 0 | 0 | 0 | 0 | 0 | 0 | 0 | 0 | 0 | 0 | 0 | 0 | 0 | 0 | 0 | 0 | 0 | 0 | 0 | 0 | 0 | 0 | 0 | 0 | 0 | 0
F5_Commercial_Interruptible - Health_New_Space Heating_Natural Gas_Windows - High Efficiency Glazing_A_Technical Potential | F5 | Commercial | Interruptible - Health | New | Space Heating | Natural Gas | Windows - High Efficiency Glazing | A | Incremental Summer Peak Savings (MW) | Technical Potential | 0 | 0 | 0 | 0 | 0 | 0 | 0 | 0 | 0 | 0 | 0 | 0 | 0 | 0 | 0 | 0 | 0 | 0 | 0 | 0 | 0 | 0 | 0 | 0 | 0 | 0 | 0
F6_Commercial_Interruptible - Health_New_Space Heating_Natural Gas_Windows - High Efficiency Glazing_A_Technical Potential | F6 | Commercial | Interruptible - Health | New | Space Heating | Natural Gas | Windows - High Efficiency Glazing | A | Incremental Winter Peak Savings (MW) | Technical Potential | 0 | 0 | 0 | 0 | 0 | 0 | 0 | 0 | 0 | 0 | 0 | 0 | 0 | 0 | 0 | 0 | 0 | 0 | 0 | 0 | 0 | 0 | 0 | 0 | 0 | 0 | 0
F7_Commercial_Interruptible - Health_New_Space Heating_Natural Gas_Windows - High Efficiency Glazing_A_Technical Potential | F7 | Commercial | Interruptible - Health | New | Space Heating | Natural Gas | Windows - High Efficiency Glazing | A | Cumulative Energy Savings (MWh or mTherms) | Technical Potential | 0 | 0 | 0 | 0 | 0 | 0 | 0 | 0 | 0 | 0 | 0 | 0 | 0 | 0 | 0 | 0 | 0 | 0 | 0 | 0 | 0 | 0 | 0 | 0 | 0 | 0 | 0
F8_Commercial_Interruptible - Health_New_Space Heating_Natural Gas_Windows - High Efficiency Glazing_A_Technical Potential | F8 | Commercial | Interruptible - Health | New | Space Heating | Natural Gas | Windows - High Efficiency Glazing | A | Cumulative Summer Peak Savings (MW) | Technical Potential | 0 | 0 | 0 | 0 | 0 | 0 | 0 | 0 | 0 | 0 | 0 | 0 | 0 | 0 | 0 | 0 | 0 | 0 | 0 | 0 | 0 | 0 | 0 | 0 | 0 | 0 | 0
F9_Commercial_Interruptible - Health_New_Space Heating_Natural Gas_Windows - High Efficiency Glazing_A_Technical Potential | F9 | Commercial | Interruptible - Health | New | Space Heating | Natural Gas | Windows - High Efficiency Glazing | A | Cumulative Winter Peak Savings (MW) | Technical Potential | 0 | 0 | 0 | 0 | 0 | 0 | 0 | 0 | 0 | 0 | 0 | 0 | 0 | 0 | 0 | 0 | 0 | 0 | 0 | 0 | 0 | 0 | 0 | 0 | 0 | 0 | 0
F10_Commercial_Interruptible - Health_New_Space Heating_Natural Gas_Windows - High Efficiency Glazing_A_Technical Potential | F10 | Commercial | Interruptible - Health | New | Space Heating | Natural Gas | Windows - High Efficiency Glazing | A | Purchases (Incremental) | Technical Potential | 0 | 0 | 0 | 0 | 0 | 0 | 0 | 0 | 0 | 0 | 0 | 0 | 0 | 0 | 0 | 0 | 0 | 0 | 0 | 0 | 0 | 0 | 0 | 0 | 0 | 0 | 0
F11_Commercial_Interruptible - Health_New_Space Heating_Natural Gas_Windows - High Efficiency Glazing_A_Technical Potential | F11 | Commercial | Interruptible - Health | New | Space Heating | Natural Gas | Windows - High Efficiency Glazing | A | Purchases (Cumulative) | Technical Potential | 0 | 0 | 0 | 0 | 0 | 0 | 0 | 0 | 0 | 0 | 0 | 0 | 0 | 0 | 0 | 0 | 0 | 0 | 0 | 0 | 0 | 0 | 0 | 0 | 0 | 0 | 0
F1_Commercial_Interruptible - Health_New_Space Heating_Natural Gas_Windows - Secondary Glazing Systems_A_Technical Potential | F1 | Commercial | Interruptible - Health | New | Space Heating | Natural Gas | Windows - Secondary Glazing Systems | A | Integrated Unit Energy Savings (kWh or therms) | Technical Potential | 0 | 0 | 0 | 0 | 0 | 0 | 0 | 0 | 0 | 0 | 0 | 0 | 0 | 0 | 0 | 0 | 0 | 0 | 0 | 0 | 0 | 0 | 0 | 0 | 0 | 0 | 0
F2_Commercial_Interruptible - Health_New_Space Heating_Natural Gas_Windows - Secondary Glazing Systems_A_Technical Potential | F2 | Commercial | Interruptible - Health | New | Space Heating | Natural Gas | Windows - Secondary Glazing Systems | A | Integrated Unit Summer Peak Savings (kW) | Technical Potential | 0 | 0 | 0 | 0 | 0 | 0 | 0 | 0 | 0 | 0 | 0 | 0 | 0 | 0 | 0 | 0 | 0 | 0 | 0 | 0 | 0 | 0 | 0 | 0 | 0 | 0 | 0
F3_Commercial_Interruptible - Health_New_Space Heating_Natural Gas_Windows - Secondary Glazing Systems_A_Technical Potential | F3 | Commercial | Interruptible - Health | New | Space Heating | Natural Gas | Windows - Secondary Glazing Systems | A | Integrated Unit Winter Peak Savings (kW) | Technical Potential | 0 | 0 | 0 | 0 | 0 | 0 | 0 | 0 | 0 | 0 | 0 | 0 | 0 | 0 | 0 | 0 | 0 | 0 | 0 | 0 | 0 | 0 | 0 | 0 | 0 | 0 | 0
F4_Commercial_Interruptible - Health_New_Space Heating_Natural Gas_Windows - Secondary Glazing Systems_A_Technical Potential | F4 | Commercial | Interruptible - Health | New | Space Heating | Natural Gas | Windows - Secondary Glazing Systems | A | Incremental Energy Savings (MWh or mTherms) | Technical Potential | 0 | 0 | 0 | 0 | 0 | 0 | 0 | 0 | 0 | 0 | 0 | 0 | 0 | 0 | 0 | 0 | 0 | 0 | 0 | 0 | 0 | 0 | 0 | 0 | 0 | 0 | 0
F5_Commercial_Interruptible - Health_New_Space Heating_Natural Gas_Windows - Secondary Glazing Systems_A_Technical Potential | F5 | Commercial | Interruptible - Health | New | Space Heating | Natural Gas | Windows - Secondary Glazing Systems | A | Incremental Summer Peak Savings (MW) | Technical Potential | 0 | 0 | 0 | 0 | 0 | 0 | 0 | 0 | 0 | 0 | 0 | 0 | 0 | 0 | 0 | 0 | 0 | 0 | 0 | 0 | 0 | 0 | 0 | 0 | 0 | 0 | 0
F6_Commercial_Interruptible - Health_New_Space Heating_Natural Gas_Windows - Secondary Glazing Systems_A_Technical Potential | F6 | Commercial | Interruptible - Health | New | Space Heating | Natural Gas | Windows - Secondary Glazing Systems | A | Incremental Winter Peak Savings (MW) | Technical Potential | 0 | 0 | 0 | 0 | 0 | 0 | 0 | 0 | 0 | 0 | 0 | 0 | 0 | 0 | 0 | 0 | 0 | 0 | 0 | 0 | 0 | 0 | 0 | 0 | 0 | 0 | 0
F7_Commercial_Interruptible - Health_New_Space Heating_Natural Gas_Windows - Secondary Glazing Systems_A_Technical Potential | F7 | Commercial | Interruptible - Health | New | Space Heating | Natural Gas | Windows - Secondary Glazing Systems | A | Cumulative Energy Savings (MWh or mTherms) | Technical Potential | 0 | 0 | 0 | 0 | 0 | 0 | 0 | 0 | 0 | 0 | 0 | 0 | 0 | 0 | 0 | 0 | 0 | 0 | 0 | 0 | 0 | 0 | 0 | 0 | 0 | 0 | 0
F8_Commercial_Interruptible - Health_New_Space Heating_Natural Gas_Windows - Secondary Glazing Systems_A_Technical Potential | F8 | Commercial | Interruptible - Health | New | Space Heating | Natural Gas | Windows - Secondary Glazing Systems | A | Cumulative Summer Peak Savings (MW) | Technical Potential | 0 | 0 | 0 | 0 | 0 | 0 | 0 | 0 | 0 | 0 | 0 | 0 | 0 | 0 | 0 | 0 | 0 | 0 | 0 | 0 | 0 | 0 | 0 | 0 | 0 | 0 | 0
F9_Commercial_Interruptible - Health_New_Space Heating_Natural Gas_Windows - Secondary Glazing Systems_A_Technical Potential | F9 | Commercial | Interruptible - Health | New | Space Heating | Natural Gas | Windows - Secondary Glazing Systems | A | Cumulative Winter Peak Savings (MW) | Technical Potential | 0 | 0 | 0 | 0 | 0 | 0 | 0 | 0 | 0 | 0 | 0 | 0 | 0 | 0 | 0 | 0 | 0 | 0 | 0 | 0 | 0 | 0 | 0 | 0 | 0 | 0 | 0
F10_Commercial_Interruptible - Health_New_Space Heating_Natural Gas_Windows - Secondary Glazing Systems_A_Technical Potential | F10 | Commercial | Interruptible - Health | New | Space Heating | Natural Gas | Windows - Secondary Glazing Systems | A | Purchases (Incremental) | Technical Potential | 0 | 0 | 0 | 0 | 0 | 0 | 0 | 0 | 0 | 0 | 0 | 0 | 0 | 0 | 0 | 0 | 0 | 0 | 0 | 0 | 0 | 0 | 0 | 0 | 0 | 0 | 0
F11_Commercial_Interruptible - Health_New_Space Heating_Natural Gas_Windows - Secondary Glazing Systems_A_Technical Potential | F11 | Commercial | Interruptible - Health | New | Space Heating | Natural Gas | Windows - Secondary Glazing Systems | A | Purchases (Cumulative) | Technical Potential | 0 | 0 | 0 | 0 | 0 | 0 | 0 | 0 | 0 | 0 | 0 | 0 | 0 | 0 | 0 | 0 | 0 | 0 | 0 | 0 | 0 | 0 | 0 | 0 | 0 | 0 | 0
F1_Commercial_Interruptible - Health_New_Space Heating_Natural Gas_HVAC - Energy Recovery Ventilator_A_Technical Potential | F1 | Commercial | Interruptible - Health | New | Space Heating | Natural Gas | HVAC - Energy Recovery Ventilator | A | Integrated Unit Energy Savings (kWh or therms) | Technical Potential | 0 | 0 | 0 | 0 | 0 | 0 | 0 | 0 | 0 | 0 | 0 | 0 | 0 | 0 | 0 | 0 | 0 | 0 | 0 | 0 | 0 | 0 | 0 | 0 | 0 | 0 | 0
F2_Commercial_Interruptible - Health_New_Space Heating_Natural Gas_HVAC - Energy Recovery Ventilator_A_Technical Potential | F2 | Commercial | Interruptible - Health | New | Space Heating | Natural Gas | HVAC - Energy Recovery Ventilator | A | Integrated Unit Summer Peak Savings (kW) | Technical Potential | 0 | 0 | 0 | 0 | 0 | 0 | 0 | 0 | 0 | 0 | 0 | 0 | 0 | 0 | 0 | 0 | 0 | 0 | 0 | 0 | 0 | 0 | 0 | 0 | 0 | 0 | 0
F3_Commercial_Interruptible - Health_New_Space Heating_Natural Gas_HVAC - Energy Recovery Ventilator_A_Technical Potential | F3 | Commercial | Interruptible - Health | New | Space Heating | Natural Gas | HVAC - Energy Recovery Ventilator | A | Integrated Unit Winter Peak Savings (kW) | Technical Potential | 0 | 0 | 0 | 0 | 0 | 0 | 0 | 0 | 0 | 0 | 0 | 0 | 0 | 0 | 0 | 0 | 0 | 0 | 0 | 0 | 0 | 0 | 0 | 0 | 0 | 0 | 0
F4_Commercial_Interruptible - Health_New_Space Heating_Natural Gas_HVAC - Energy Recovery Ventilator_A_Technical Potential | F4 | Commercial | Interruptible - Health | New | Space Heating | Natural Gas | HVAC - Energy Recovery Ventilator | A | Incremental Energy Savings (MWh or mTherms) | Technical Potential | 0 | 0 | 0 | 0 | 0 | 0 | 0 | 0 | 0 | 0 | 0 | 0 | 0 | 0 | 0 | 0 | 0 | 0 | 0 | 0 | 0 | 0 | 0 | 0 | 0 | 0 | 0
F5_Commercial_Interruptible - Health_New_Space Heating_Natural Gas_HVAC - Energy Recovery Ventilator_A_Technical Potential | F5 | Commercial | Interruptible - Health | New | Space Heating | Natural Gas | HVAC - Energy Recovery Ventilator | A | Incremental Summer Peak Savings (MW) | Technical Potential | 0 | 0 | 0 | 0 | 0 | 0 | 0 | 0 | 0 | 0 | 0 | 0 | 0 | 0 | 0 | 0 | 0 | 0 | 0 | 0 | 0 | 0 | 0 | 0 | 0 | 0 | 0
F6_Commercial_Interruptible - Health_New_Space Heating_Natural Gas_HVAC - Energy Recovery Ventilator_A_Technical Potential | F6 | Commercial | Interruptible - Health | New | Space Heating | Natural Gas | HVAC - Energy Recovery Ventilator | A | Incremental Winter Peak Savings (MW) | Technical Potential | 0 | 0 | 0 | 0 | 0 | 0 | 0 | 0 | 0 | 0 | 0 | 0 | 0 | 0 | 0 | 0 | 0 | 0 | 0 | 0 | 0 | 0 | 0 | 0 | 0 | 0 | 0
F7_Commercial_Interruptible - Health_New_Space Heating_Natural Gas_HVAC - Energy Recovery Ventilator_A_Technical Potential | F7 | Commercial | Interruptible - Health | New | Space Heating | Natural Gas | HVAC - Energy Recovery Ventilator | A | Cumulative Energy Savings (MWh or mTherms) | Technical Potential | 0 | 0 | 0 | 0 | 0 | 0 | 0 | 0 | 0 | 0 | 0 | 0 | 0 | 0 | 0 | 0 | 0 | 0 | 0 | 0 | 0 | 0 | 0 | 0 | 0 | 0 | 0
F8_Commercial_Interruptible - Health_New_Space Heating_Natural Gas_HVAC - Energy Recovery Ventilator_A_Technical Potential | F8 | Commercial | Interruptible - Health | New | Space Heating | Natural Gas | HVAC - Energy Recovery Ventilator | A | Cumulative Summer Peak Savings (MW) | Technical Potential | 0 | 0 | 0 | 0 | 0 | 0 | 0 | 0 | 0 | 0 | 0 | 0 | 0 | 0 | 0 | 0 | 0 | 0 | 0 | 0 | 0 | 0 | 0 | 0 | 0 | 0 | 0
F9_Commercial_Interruptible - Health_New_Space Heating_Natural Gas_HVAC - Energy Recovery Ventilator_A_Technical Potential | F9 | Commercial | Interruptible - Health | New | Space Heating | Natural Gas | HVAC - Energy Recovery Ventilator | A | Cumulative Winter Peak Savings (MW) | Technical Potential | 0 | 0 | 0 | 0 | 0 | 0 | 0 | 0 | 0 | 0 | 0 | 0 | 0 | 0 | 0 | 0 | 0 | 0 | 0 | 0 | 0 | 0 | 0 | 0 | 0 | 0 | 0
F10_Commercial_Interruptible - Health_New_Space Heating_Natural Gas_HVAC - Energy Recovery Ventilator_A_Technical Potential | F10 | Commercial | Interruptible - Health | New | Space Heating | Natural Gas | HVAC - Energy Recovery Ventilator | A | Purchases (Incremental) | Technical Potential | 0 | 0 | 0 | 0 | 0 | 0 | 0 | 0 | 0 | 0 | 0 | 0 | 0 | 0 | 0 | 0 | 0 | 0 | 0 | 0 | 0 | 0 | 0 | 0 | 0 | 0 | 0
F11_Commercial_Interruptible - Health_New_Space Heating_Natural Gas_HVAC - Energy Recovery Ventilator_A_Technical Potential | F11 | Commercial | Interruptible - Health | New | Space Heating | Natural Gas | HVAC - Energy Recovery Ventilator | A | Purchases (Cumulative) | Technical Potential | 0 | 0 | 0 | 0 | 0 | 0 | 0 | 0 | 0 | 0 | 0 | 0 | 0 | 0 | 0 | 0 | 0 | 0 | 0 | 0 | 0 | 0 | 0 | 0 | 0 | 0 | 0
F1_Commercial_Interruptible - Health_New_Space Heating_Natural Gas_Building Shell - Air Sealing (Infiltration Control)_A_Technical Potential | F1 | Commercial | Interruptible - Health | New | Space Heating | Natural Gas | Building Shell - Air Sealing (Infiltration Control) | A | Integrated Unit Energy Savings (kWh or therms) | Technical Potential | 0 | 0 | 0 | 0 | 0 | 0 | 0 | 0 | 0 | 0 | 0 | 0 | 0 | 0 | 0 | 0 | 0 | 0 | 0 | 0 | 0 | 0 | 0 | 0 | 0 | 0 | 0
F2_Commercial_Interruptible - Health_New_Space Heating_Natural Gas_Building Shell - Air Sealing (Infiltration Control)_A_Technical Potential | F2 | Commercial | Interruptible - Health | New | Space Heating | Natural Gas | Building Shell - Air Sealing (Infiltration Control) | A | Integrated Unit Summer Peak Savings (kW) | Technical Potential | 0 | 0 | 0 | 0 | 0 | 0 | 0 | 0 | 0 | 0 | 0 | 0 | 0 | 0 | 0 | 0 | 0 | 0 | 0 | 0 | 0 | 0 | 0 | 0 | 0 | 0 | 0
F3_Commercial_Interruptible - Health_New_Space Heating_Natural Gas_Building Shell - Air Sealing (Infiltration Control)_A_Technical Potential | F3 | Commercial | Interruptible - Health | New | Space Heating | Natural Gas | Building Shell - Air Sealing (Infiltration Control) | A | Integrated Unit Winter Peak Savings (kW) | Technical Potential | 0 | 0 | 0 | 0 | 0 | 0 | 0 | 0 | 0 | 0 | 0 | 0 | 0 | 0 | 0 | 0 | 0 | 0 | 0 | 0 | 0 | 0 | 0 | 0 | 0 | 0 | 0
F4_Commercial_Interruptible - Health_New_Space Heating_Natural Gas_Building Shell - Air Sealing (Infiltration Control)_A_Technical Potential | F4 | Commercial | Interruptible - Health | New | Space Heating | Natural Gas | Building Shell - Air Sealing (Infiltration Control) | A | Incremental Energy Savings (MWh or mTherms) | Technical Potential | 0 | 0 | 0 | 0 | 0 | 0 | 0 | 0 | 0 | 0 | 0 | 0 | 0 | 0 | 0 | 0 | 0 | 0 | 0 | 0 | 0 | 0 | 0 | 0 | 0 | 0 | 0
F5_Commercial_Interruptible - Health_New_Space Heating_Natural Gas_Building Shell - Air Sealing (Infiltration Control)_A_Technical Potential | F5 | Commercial | Interruptible - Health | New | Space Heating | Natural Gas | Building Shell - Air Sealing (Infiltration Control) | A | Incremental Summer Peak Savings (MW) | Technical Potential | 0 | 0 | 0 | 0 | 0 | 0 | 0 | 0 | 0 | 0 | 0 | 0 | 0 | 0 | 0 | 0 | 0 | 0 | 0 | 0 | 0 | 0 | 0 | 0 | 0 | 0 | 0
F6_Commercial_Interruptible - Health_New_Space Heating_Natural Gas_Building Shell - Air Sealing (Infiltration Control)_A_Technical Potential | F6 | Commercial | Interruptible - Health | New | Space Heating | Natural Gas | Building Shell - Air Sealing (Infiltration Control) | A | Incremental Winter Peak Savings (MW) | Technical Potential | 0 | 0 | 0 | 0 | 0 | 0 | 0 | 0 | 0 | 0 | 0 | 0 | 0 | 0 | 0 | 0 | 0 | 0 | 0 | 0 | 0 | 0 | 0 | 0 | 0 | 0 | 0
F7_Commercial_Interruptible - Health_New_Space Heating_Natural Gas_Building Shell - Air Sealing (Infiltration Control)_A_Technical Potential | F7 | Commercial | Interruptible - Health | New | Space Heating | Natural Gas | Building Shell - Air Sealing (Infiltration Control) | A | Cumulative Energy Savings (MWh or mTherms) | Technical Potential | 0 | 0 | 0 | 0 | 0 | 0 | 0 | 0 | 0 | 0 | 0 | 0 | 0 | 0 | 0 | 0 | 0 | 0 | 0 | 0 | 0 | 0 | 0 | 0 | 0 | 0 | 0
F8_Commercial_Interruptible - Health_New_Space Heating_Natural Gas_Building Shell - Air Sealing (Infiltration Control)_A_Technical Potential | F8 | Commercial | Interruptible - Health | New | Space Heating | Natural Gas | Building Shell - Air Sealing (Infiltration Control) | A | Cumulative Summer Peak Savings (MW) | Technical Potential | 0 | 0 | 0 | 0 | 0 | 0 | 0 | 0 | 0 | 0 | 0 | 0 | 0 | 0 | 0 | 0 | 0 | 0 | 0 | 0 | 0 | 0 | 0 | 0 | 0 | 0 | 0
F9_Commercial_Interruptible - Health_New_Space Heating_Natural Gas_Building Shell - Air Sealing (Infiltration Control)_A_Technical Potential | F9 | Commercial | Interruptible - Health | New | Space Heating | Natural Gas | Building Shell - Air Sealing (Infiltration Control) | A | Cumulative Winter Peak Savings (MW) | Technical Potential | 0 | 0 | 0 | 0 | 0 | 0 | 0 | 0 | 0 | 0 | 0 | 0 | 0 | 0 | 0 | 0 | 0 | 0 | 0 | 0 | 0 | 0 | 0 | 0 | 0 | 0 | 0
F10_Commercial_Interruptible - Health_New_Space Heating_Natural Gas_Building Shell - Air Sealing (Infiltration Control)_A_Technical Potential | F10 | Commercial | Interruptible - Health | New | Space Heating | Natural Gas | Building Shell - Air Sealing (Infiltration Control) | A | Purchases (Incremental) | Technical Potential | 0 | 0 | 0 | 0 | 0 | 0 | 0 | 0 | 0 | 0 | 0 | 0 | 0 | 0 | 0 | 0 | 0 | 0 | 0 | 0 | 0 | 0 | 0 | 0 | 0 | 0 | 0
F11_Commercial_Interruptible - Health_New_Space Heating_Natural Gas_Building Shell - Air Sealing (Infiltration Control)_A_Technical Potential | F11 | Commercial | Interruptible - Health | New | Space Heating | Natural Gas | Building Shell - Air Sealing (Infiltration Control) | A | Purchases (Cumulative) | Technical Potential | 0 | 0 | 0 | 0 | 0 | 0 | 0 | 0 | 0 | 0 | 0 | 0 | 0 | 0 | 0 | 0 | 0 | 0 | 0 | 0 | 0 | 0 | 0 | 0 | 0 | 0 | 0
F1_Commercial_Interruptible - Health_New_Space Heating_Natural Gas_Ventilation - Demand Controlled_A_Technical Potential | F1 | Commercial | Interruptible - Health | New | Space Heating | Natural Gas | Ventilation - Demand Controlled | A | Integrated Unit Energy Savings (kWh or therms) | Technical Potential | 0 | 0 | 0 | 0 | 0 | 0 | 0 | 0 | 0 | 0 | 0 | 0 | 0 | 0 | 0 | 0 | 0 | 0 | 0 | 0 | 0 | 0 | 0 | 0 | 0 | 0 | 0
F2_Commercial_Interruptible - Health_New_Space Heating_Natural Gas_Ventilation - Demand Controlled_A_Technical Potential | F2 | Commercial | Interruptible - Health | New | Space Heating | Natural Gas | Ventilation - Demand Controlled | A | Integrated Unit Summer Peak Savings (kW) | Technical Potential | 0 | 0 | 0 | 0 | 0 | 0 | 0 | 0 | 0 | 0 | 0 | 0 | 0 | 0 | 0 | 0 | 0 | 0 | 0 | 0 | 0 | 0 | 0 | 0 | 0 | 0 | 0
F3_Commercial_Interruptible - Health_New_Space Heating_Natural Gas_Ventilation - Demand Controlled_A_Technical Potential | F3 | Commercial | Interruptible - Health | New | Space Heating | Natural Gas | Ventilation - Demand Controlled | A | Integrated Unit Winter Peak Savings (kW) | Technical Potential | 0 | 0 | 0 | 0 | 0 | 0 | 0 | 0 | 0 | 0 | 0 | 0 | 0 | 0 | 0 | 0 | 0 | 0 | 0 | 0 | 0 | 0 | 0 | 0 | 0 | 0 | 0
F4_Commercial_Interruptible - Health_New_Space Heating_Natural Gas_Ventilation - Demand Controlled_A_Technical Potential | F4 | Commercial | Interruptible - Health | New | Space Heating | Natural Gas | Ventilation - Demand Controlled | A | Incremental Energy Savings (MWh or mTherms) | Technical Potential | 0 | 0 | 0 | 0 | 0 | 0 | 0 | 0 | 0 | 0 | 0 | 0 | 0 | 0 | 0 | 0 | 0 | 0 | 0 | 0 | 0 | 0 | 0 | 0 | 0 | 0 | 0
F5_Commercial_Interruptible - Health_New_Space Heating_Natural Gas_Ventilation - Demand Controlled_A_Technical Potential | F5 | Commercial | Interruptible - Health | New | Space Heating | Natural Gas | Ventilation - Demand Controlled | A | Incremental Summer Peak Savings (MW) | Technical Potential | 0 | 0 | 0 | 0 | 0 | 0 | 0 | 0 | 0 | 0 | 0 | 0 | 0 | 0 | 0 | 0 | 0 | 0 | 0 | 0 | 0 | 0 | 0 | 0 | 0 | 0 | 0
F6_Commercial_Interruptible - Health_New_Space Heating_Natural Gas_Ventilation - Demand Controlled_A_Technical Potential | F6 | Commercial | Interruptible - Health | New | Space Heating | Natural Gas | Ventilation - Demand Controlled | A | Incremental Winter Peak Savings (MW) | Technical Potential | 0 | 0 | 0 | 0 | 0 | 0 | 0 | 0 | 0 | 0 | 0 | 0 | 0 | 0 | 0 | 0 | 0 | 0 | 0 | 0 | 0 | 0 | 0 | 0 | 0 | 0 | 0
F7_Commercial_Interruptible - Health_New_Space Heating_Natural Gas_Ventilation - Demand Controlled_A_Technical Potential | F7 | Commercial | Interruptible - Health | New | Space Heating | Natural Gas | Ventilation - Demand Controlled | A | Cumulative Energy Savings (MWh or mTherms) | Technical Potential | 0 | 0 | 0 | 0 | 0 | 0 | 0 | 0 | 0 | 0 | 0 | 0 | 0 | 0 | 0 | 0 | 0 | 0 | 0 | 0 | 0 | 0 | 0 | 0 | 0 | 0 | 0
F8_Commercial_Interruptible - Health_New_Space Heating_Natural Gas_Ventilation - Demand Controlled_A_Technical Potential | F8 | Commercial | Interruptible - Health | New | Space Heating | Natural Gas | Ventilation - Demand Controlled | A | Cumulative Summer Peak Savings (MW) | Technical Potential | 0 | 0 | 0 | 0 | 0 | 0 | 0 | 0 | 0 | 0 | 0 | 0 | 0 | 0 | 0 | 0 | 0 | 0 | 0 | 0 | 0 | 0 | 0 | 0 | 0 | 0 | 0
F9_Commercial_Interruptible - Health_New_Space Heating_Natural Gas_Ventilation - Demand Controlled_A_Technical Potential | F9 | Commercial | Interruptible - Health | New | Space Heating | Natural Gas | Ventilation - Demand Controlled | A | Cumulative Winter Peak Savings (MW) | Technical Potential | 0 | 0 | 0 | 0 | 0 | 0 | 0 | 0 | 0 | 0 | 0 | 0 | 0 | 0 | 0 | 0 | 0 | 0 | 0 | 0 | 0 | 0 | 0 | 0 | 0 | 0 | 0
F10_Commercial_Interruptible - Health_New_Space Heating_Natural Gas_Ventilation - Demand Controlled_A_Technical Potential | F10 | Commercial | Interruptible - Health | New | Space Heating | Natural Gas | Ventilation - Demand Controlled | A | Purchases (Incremental) | Technical Potential | 0 | 0 | 0 | 0 | 0 | 0 | 0 | 0 | 0 | 0 | 0 | 0 | 0 | 0 | 0 | 0 | 0 | 0 | 0 | 0 | 0 | 0 | 0 | 0 | 0 | 0 | 0
F11_Commercial_Interruptible - Health_New_Space Heating_Natural Gas_Ventilation - Demand Controlled_A_Technical Potential | F11 | Commercial | Interruptible - Health | New | Space Heating | Natural Gas | Ventilation - Demand Controlled | A | Purchases (Cumulative) | Technical Potential | 0 | 0 | 0 | 0 | 0 | 0 | 0 | 0 | 0 | 0 | 0 | 0 | 0 | 0 | 0 | 0 | 0 | 0 | 0 | 0 | 0 | 0 | 0 | 0 | 0 | 0 | 0
F1_Commercial_Interruptible - Health_New_Space Heating_Natural Gas_HVAC - Dedicated Outdoor Air System (DOAS)_A_Technical Potential | F1 | Commercial | Interruptible - Health | New | Space Heating | Natural Gas | HVAC - Dedicated Outdoor Air System (DOAS) | A | Integrated Unit Energy Savings (kWh or therms) | Technical Potential | 0 | 0 | 0 | 0 | 0 | 0 | 0 | 0 | 0 | 0 | 0 | 0 | 0 | 0 | 0 | 0 | 0 | 0 | 0 | 0 | 0 | 0 | 0 | 0 | 0 | 0 | 0
F2_Commercial_Interruptible - Health_New_Space Heating_Natural Gas_HVAC - Dedicated Outdoor Air System (DOAS)_A_Technical Potential | F2 | Commercial | Interruptible - Health | New | Space Heating | Natural Gas | HVAC - Dedicated Outdoor Air System (DOAS) | A | Integrated Unit Summer Peak Savings (kW) | Technical Potential | 0 | 0 | 0 | 0 | 0 | 0 | 0 | 0 | 0 | 0 | 0 | 0 | 0 | 0 | 0 | 0 | 0 | 0 | 0 | 0 | 0 | 0 | 0 | 0 | 0 | 0 | 0
F3_Commercial_Interruptible - Health_New_Space Heating_Natural Gas_HVAC - Dedicated Outdoor Air System (DOAS)_A_Technical Potential | F3 | Commercial | Interruptible - Health | New | Space Heating | Natural Gas | HVAC - Dedicated Outdoor Air System (DOAS) | A | Integrated Unit Winter Peak Savings (kW) | Technical Potential | 0 | 0 | 0 | 0 | 0 | 0 | 0 | 0 | 0 | 0 | 0 | 0 | 0 | 0 | 0 | 0 | 0 | 0 | 0 | 0 | 0 | 0 | 0 | 0 | 0 | 0 | 0
F4_Commercial_Interruptible - Health_New_Space Heating_Natural Gas_HVAC - Dedicated Outdoor Air System (DOAS)_A_Technical Potential | F4 | Commercial | Interruptible - Health | New | Space Heating | Natural Gas | HVAC - Dedicated Outdoor Air System (DOAS) | A | Incremental Energy Savings (MWh or mTherms) | Technical Potential | 0 | 0 | 0 | 0 | 0 | 0 | 0 | 0 | 0 | 0 | 0 | 0 | 0 | 0 | 0 | 0 | 0 | 0 | 0 | 0 | 0 | 0 | 0 | 0 | 0 | 0 | 0
F5_Commercial_Interruptible - Health_New_Space Heating_Natural Gas_HVAC - Dedicated Outdoor Air System (DOAS)_A_Technical Potential | F5 | Commercial | Interruptible - Health | New | Space Heating | Natural Gas | HVAC - Dedicated Outdoor Air System (DOAS) | A | Incremental Summer Peak Savings (MW) | Technical Potential | 0 | 0 | 0 | 0 | 0 | 0 | 0 | 0 | 0 | 0 | 0 | 0 | 0 | 0 | 0 | 0 | 0 | 0 | 0 | 0 | 0 | 0 | 0 | 0 | 0 | 0 | 0
F6_Commercial_Interruptible - Health_New_Space Heating_Natural Gas_HVAC - Dedicated Outdoor Air System (DOAS)_A_Technical Potential | F6 | Commercial | Interruptible - Health | New | Space Heating | Natural Gas | HVAC - Dedicated Outdoor Air System (DOAS) | A | Incremental Winter Peak Savings (MW) | Technical Potential | 0 | 0 | 0 | 0 | 0 | 0 | 0 | 0 | 0 | 0 | 0 | 0 | 0 | 0 | 0 | 0 | 0 | 0 | 0 | 0 | 0 | 0 | 0 | 0 | 0 | 0 | 0
F7_Commercial_Interruptible - Health_New_Space Heating_Natural Gas_HVAC - Dedicated Outdoor Air System (DOAS)_A_Technical Potential | F7 | Commercial | Interruptible - Health | New | Space Heating | Natural Gas | HVAC - Dedicated Outdoor Air System (DOAS) | A | Cumulative Energy Savings (MWh or mTherms) | Technical Potential | 0 | 0 | 0 | 0 | 0 | 0 | 0 | 0 | 0 | 0 | 0 | 0 | 0 | 0 | 0 | 0 | 0 | 0 | 0 | 0 | 0 | 0 | 0 | 0 | 0 | 0 | 0
F8_Commercial_Interruptible - Health_New_Space Heating_Natural Gas_HVAC - Dedicated Outdoor Air System (DOAS)_A_Technical Potential | F8 | Commercial | Interruptible - Health | New | Space Heating | Natural Gas | HVAC - Dedicated Outdoor Air System (DOAS) | A | Cumulative Summer Peak Savings (MW) | Technical Potential | 0 | 0 | 0 | 0 | 0 | 0 | 0 | 0 | 0 | 0 | 0 | 0 | 0 | 0 | 0 | 0 | 0 | 0 | 0 | 0 | 0 | 0 | 0 | 0 | 0 | 0 | 0
F9_Commercial_Interruptible - Health_New_Space Heating_Natural Gas_HVAC - Dedicated Outdoor Air System (DOAS)_A_Technical Potential | F9 | Commercial | Interruptible - Health | New | Space Heating | Natural Gas | HVAC - Dedicated Outdoor Air System (DOAS) | A | Cumulative Winter Peak Savings (MW) | Technical Potential | 0 | 0 | 0 | 0 | 0 | 0 | 0 | 0 | 0 | 0 | 0 | 0 | 0 | 0 | 0 | 0 | 0 | 0 | 0 | 0 | 0 | 0 | 0 | 0 | 0 | 0 | 0
F10_Commercial_Interruptible - Health_New_Space Heating_Natural Gas_HVAC - Dedicated Outdoor Air System (DOAS)_A_Technical Potential | F10 | Commercial | Interruptible - Health | New | Space Heating | Natural Gas | HVAC - Dedicated Outdoor Air System (DOAS) | A | Purchases (Incremental) | Technical Potential | 0 | 0 | 0 | 0 | 0 | 0 | 0 | 0 | 0 | 0 | 0 | 0 | 0 | 0 | 0 | 0 | 0 | 0 | 0 | 0 | 0 | 0 | 0 | 0 | 0 | 0 | 0
F11_Commercial_Interruptible - Health_New_Space Heating_Natural Gas_HVAC - Dedicated Outdoor Air System (DOAS)_A_Technical Potential | F11 | Commercial | Interruptible - Health | New | Space Heating | Natural Gas | HVAC - Dedicated Outdoor Air System (DOAS) | A | Purchases (Cumulative) | Technical Potential | 0 | 0 | 0 | 0 | 0 | 0 | 0 | 0 | 0 | 0 | 0 | 0 | 0 | 0 | 0 | 0 | 0 | 0 | 0 | 0 | 0 | 0 | 0 | 0 | 0 | 0 | 0
F1_Commercial_Interruptible - Health_New_Space Heating_Natural Gas_Destratification Fans (HVLS)_A_Technical Potential | F1 | Commercial | Interruptible - Health | New | Space Heating | Natural Gas | Destratification Fans (HVLS) | A | Integrated Unit Energy Savings (kWh or therms) | Technical Potential | 0 | 0 | 0 | 0 | 0 | 0 | 0 | 0 | 0 | 0 | 0 | 0 | 0 | 0 | 0 | 0 | 0 | 0 | 0 | 0 | 0 | 0 | 0 | 0 | 0 | 0 | 0
F2_Commercial_Interruptible - Health_New_Space Heating_Natural Gas_Destratification Fans (HVLS)_A_Technical Potential | F2 | Commercial | Interruptible - Health | New | Space Heating | Natural Gas | Destratification Fans (HVLS) | A | Integrated Unit Summer Peak Savings (kW) | Technical Potential | 0 | 0 | 0 | 0 | 0 | 0 | 0 | 0 | 0 | 0 | 0 | 0 | 0 | 0 | 0 | 0 | 0 | 0 | 0 | 0 | 0 | 0 | 0 | 0 | 0 | 0 | 0
F3_Commercial_Interruptible - Health_New_Space Heating_Natural Gas_Destratification Fans (HVLS)_A_Technical Potential | F3 | Commercial | Interruptible - Health | New | Space Heating | Natural Gas | Destratification Fans (HVLS) | A | Integrated Unit Winter Peak Savings (kW) | Technical Potential | 0 | 0 | 0 | 0 | 0 | 0 | 0 | 0 | 0 | 0 | 0 | 0 | 0 | 0 | 0 | 0 | 0 | 0 | 0 | 0 | 0 | 0 | 0 | 0 | 0 | 0 | 0
F4_Commercial_Interruptible - Health_New_Space Heating_Natural Gas_Destratification Fans (HVLS)_A_Technical Potential | F4 | Commercial | Interruptible - Health | New | Space Heating | Natural Gas | Destratification Fans (HVLS) | A | Incremental Energy Savings (MWh or mTherms) | Technical Potential | 0 | 0 | 0 | 0 | 0 | 0 | 0 | 0 | 0 | 0 | 0 | 0 | 0 | 0 | 0 | 0 | 0 | 0 | 0 | 0 | 0 | 0 | 0 | 0 | 0 | 0 | 0
F5_Commercial_Interruptible - Health_New_Space Heating_Natural Gas_Destratification Fans (HVLS)_A_Technical Potential | F5 | Commercial | Interruptible - Health | New | Space Heating | Natural Gas | Destratification Fans (HVLS) | A | Incremental Summer Peak Savings (MW) | Technical Potential | 0 | 0 | 0 | 0 | 0 | 0 | 0 | 0 | 0 | 0 | 0 | 0 | 0 | 0 | 0 | 0 | 0 | 0 | 0 | 0 | 0 | 0 | 0 | 0 | 0 | 0 | 0
F6_Commercial_Interruptible - Health_New_Space Heating_Natural Gas_Destratification Fans (HVLS)_A_Technical Potential | F6 | Commercial | Interruptible - Health | New | Space Heating | Natural Gas | Destratification Fans (HVLS) | A | Incremental Winter Peak Savings (MW) | Technical Potential | 0 | 0 | 0 | 0 | 0 | 0 | 0 | 0 | 0 | 0 | 0 | 0 | 0 | 0 | 0 | 0 | 0 | 0 | 0 | 0 | 0 | 0 | 0 | 0 | 0 | 0 | 0
F7_Commercial_Interruptible - Health_New_Space Heating_Natural Gas_Destratification Fans (HVLS)_A_Technical Potential | F7 | Commercial | Interruptible - Health | New | Space Heating | Natural Gas | Destratification Fans (HVLS) | A | Cumulative Energy Savings (MWh or mTherms) | Technical Potential | 0 | 0 | 0 | 0 | 0 | 0 | 0 | 0 | 0 | 0 | 0 | 0 | 0 | 0 | 0 | 0 | 0 | 0 | 0 | 0 | 0 | 0 | 0 | 0 | 0 | 0 | 0
F8_Commercial_Interruptible - Health_New_Space Heating_Natural Gas_Destratification Fans (HVLS)_A_Technical Potential | F8 | Commercial | Interruptible - Health | New | Space Heating | Natural Gas | Destratification Fans (HVLS) | A | Cumulative Summer Peak Savings (MW) | Technical Potential | 0 | 0 | 0 | 0 | 0 | 0 | 0 | 0 | 0 | 0 | 0 | 0 | 0 | 0 | 0 | 0 | 0 | 0 | 0 | 0 | 0 | 0 | 0 | 0 | 0 | 0 | 0
F9_Commercial_Interruptible - Health_New_Space Heating_Natural Gas_Destratification Fans (HVLS)_A_Technical Potential | F9 | Commercial | Interruptible - Health | New | Space Heating | Natural Gas | Destratification Fans (HVLS) | A | Cumulative Winter Peak Savings (MW) | Technical Potential | 0 | 0 | 0 | 0 | 0 | 0 | 0 | 0 | 0 | 0 | 0 | 0 | 0 | 0 | 0 | 0 | 0 | 0 | 0 | 0 | 0 | 0 | 0 | 0 | 0 | 0 | 0
F10_Commercial_Interruptible - Health_New_Space Heating_Natural Gas_Destratification Fans (HVLS)_A_Technical Potential | F10 | Commercial | Interruptible - Health | New | Space Heating | Natural Gas | Destratification Fans (HVLS) | A | Purchases (Incremental) | Technical Potential | 0 | 0 | 0 | 0 | 0 | 0 | 0 | 0 | 0 | 0 | 0 | 0 | 0 | 0 | 0 | 0 | 0 | 0 | 0 | 0 | 0 | 0 | 0 | 0 | 0 | 0 | 0
F11_Commercial_Interruptible - Health_New_Space Heating_Natural Gas_Destratification Fans (HVLS)_A_Technical Potential | F11 | Commercial | Interruptible - Health | New | Space Heating | Natural Gas | Destratification Fans (HVLS) | A | Purchases (Cumulative) | Technical Potential | 0 | 0 | 0 | 0 | 0 | 0 | 0 | 0 | 0 | 0 | 0 | 0 | 0 | 0 | 0 | 0 | 0 | 0 | 0 | 0 | 0 | 0 | 0 | 0 | 0 | 0 | 0
F1_Commercial_Interruptible - Health_New_Space Heating_Natural Gas_Gas Boiler - Maintenance_A_Technical Potential | F1 | Commercial | Interruptible - Health | New | Space Heating | Natural Gas | Gas Boiler - Maintenance | A | Integrated Unit Energy Savings (kWh or therms) | Technical Potential | 0 | 0 | 0 | 0 | 0 | 0 | 0 | 0 | 0 | 0 | 0 | 0 | 0 | 0 | 0 | 0 | 0 | 0 | 0 | 0 | 0 | 0 | 0 | 0 | 0 | 0 | 0
F2_Commercial_Interruptible - Health_New_Space Heating_Natural Gas_Gas Boiler - Maintenance_A_Technical Potential | F2 | Commercial | Interruptible - Health | New | Space Heating | Natural Gas | Gas Boiler - Maintenance | A | Integrated Unit Summer Peak Savings (kW) | Technical Potential | 0 | 0 | 0 | 0 | 0 | 0 | 0 | 0 | 0 | 0 | 0 | 0 | 0 | 0 | 0 | 0 | 0 | 0 | 0 | 0 | 0 | 0 | 0 | 0 | 0 | 0 | 0
F3_Commercial_Interruptible - Health_New_Space Heating_Natural Gas_Gas Boiler - Maintenance_A_Technical Potential | F3 | Commercial | Interruptible - Health | New | Space Heating | Natural Gas | Gas Boiler - Maintenance | A | Integrated Unit Winter Peak Savings (kW) | Technical Potential | 0 | 0 | 0 | 0 | 0 | 0 | 0 | 0 | 0 | 0 | 0 | 0 | 0 | 0 | 0 | 0 | 0 | 0 | 0 | 0 | 0 | 0 | 0 | 0 | 0 | 0 | 0
F4_Commercial_Interruptible - Health_New_Space Heating_Natural Gas_Gas Boiler - Maintenance_A_Technical Potential | F4 | Commercial | Interruptible - Health | New | Space Heating | Natural Gas | Gas Boiler - Maintenance | A | Incremental Energy Savings (MWh or mTherms) | Technical Potential | 0 | 0 | 0 | 0 | 0 | 0 | 0 | 0 | 0 | 0 | 0 | 0 | 0 | 0 | 0 | 0 | 0 | 0 | 0 | 0 | 0 | 0 | 0 | 0 | 0 | 0 | 0
F5_Commercial_Interruptible - Health_New_Space Heating_Natural Gas_Gas Boiler - Maintenance_A_Technical Potential | F5 | Commercial | Interruptible - Health | New | Space Heating | Natural Gas | Gas Boiler - Maintenance | A | Incremental Summer Peak Savings (MW) | Technical Potential | 0 | 0 | 0 | 0 | 0 | 0 | 0 | 0 | 0 | 0 | 0 | 0 | 0 | 0 | 0 | 0 | 0 | 0 | 0 | 0 | 0 | 0 | 0 | 0 | 0 | 0 | 0
F6_Commercial_Interruptible - Health_New_Space Heating_Natural Gas_Gas Boiler - Maintenance_A_Technical Potential | F6 | Commercial | Interruptible - Health | New | Space Heating | Natural Gas | Gas Boiler - Maintenance | A | Incremental Winter Peak Savings (MW) | Technical Potential | 0 | 0 | 0 | 0 | 0 | 0 | 0 | 0 | 0 | 0 | 0 | 0 | 0 | 0 | 0 | 0 | 0 | 0 | 0 | 0 | 0 | 0 | 0 | 0 | 0 | 0 | 0
F7_Commercial_Interruptible - Health_New_Space Heating_Natural Gas_Gas Boiler - Maintenance_A_Technical Potential | F7 | Commercial | Interruptible - Health | New | Space Heating | Natural Gas | Gas Boiler - Maintenance | A | Cumulative Energy Savings (MWh or mTherms) | Technical Potential | 0 | 0 | 0 | 0 | 0 | 0 | 0 | 0 | 0 | 0 | 0 | 0 | 0 | 0 | 0 | 0 | 0 | 0 | 0 | 0 | 0 | 0 | 0 | 0 | 0 | 0 | 0
F8_Commercial_Interruptible - Health_New_Space Heating_Natural Gas_Gas Boiler - Maintenance_A_Technical Potential | F8 | Commercial | Interruptible - Health | New | Space Heating | Natural Gas | Gas Boiler - Maintenance | A | Cumulative Summer Peak Savings (MW) | Technical Potential | 0 | 0 | 0 | 0 | 0 | 0 | 0 | 0 | 0 | 0 | 0 | 0 | 0 | 0 | 0 | 0 | 0 | 0 | 0 | 0 | 0 | 0 | 0 | 0 | 0 | 0 | 0
F9_Commercial_Interruptible - Health_New_Space Heating_Natural Gas_Gas Boiler - Maintenance_A_Technical Potential | F9 | Commercial | Interruptible - Health | New | Space Heating | Natural Gas | Gas Boiler - Maintenance | A | Cumulative Winter Peak Savings (MW) | Technical Potential | 0 | 0 | 0 | 0 | 0 | 0 | 0 | 0 | 0 | 0 | 0 | 0 | 0 | 0 | 0 | 0 | 0 | 0 | 0 | 0 | 0 | 0 | 0 | 0 | 0 | 0 | 0
F10_Commercial_Interruptible - Health_New_Space Heating_Natural Gas_Gas Boiler - Maintenance_A_Technical Potential | F10 | Commercial | Interruptible - Health | New | Space Heating | Natural Gas | Gas Boiler - Maintenance | A | Purchases (Incremental) | Technical Potential | 0 | 0 | 0 | 0 | 0 | 0 | 0 | 0 | 0 | 0 | 0 | 0 | 0 | 0 | 0 | 0 | 0 | 0 | 0 | 0 | 0 | 0 | 0 | 0 | 0 | 0 | 0
F11_Commercial_Interruptible - Health_New_Space Heating_Natural Gas_Gas Boiler - Maintenance_A_Technical Potential | F11 | Commercial | Interruptible - Health | New | Space Heating | Natural Gas | Gas Boiler - Maintenance | A | Purchases (Cumulative) | Technical Potential | 0 | 0 | 0 | 0 | 0 | 0 | 0 | 0 | 0 | 0 | 0 | 0 | 0 | 0 | 0 | 0 | 0 | 0 | 0 | 0 | 0 | 0 | 0 | 0 | 0 | 0 | 0
F1_Commercial_Interruptible - Health_New_Space Heating_Natural Gas_Gas Furnace - Maintenance_A_Technical Potential | F1 | Commercial | Interruptible - Health | New | Space Heating | Natural Gas | Gas Furnace - Maintenance | A | Integrated Unit Energy Savings (kWh or therms) | Technical Potential | 0 | 0 | 0 | 0 | 0 | 0 | 0 | 0 | 0 | 0 | 0 | 0 | 0 | 0 | 0 | 0 | 0 | 0 | 0 | 0 | 0 | 0 | 0 | 0 | 0 | 0 | 0
F2_Commercial_Interruptible - Health_New_Space Heating_Natural Gas_Gas Furnace - Maintenance_A_Technical Potential | F2 | Commercial | Interruptible - Health | New | Space Heating | Natural Gas | Gas Furnace - Maintenance | A | Integrated Unit Summer Peak Savings (kW) | Technical Potential | 0 | 0 | 0 | 0 | 0 | 0 | 0 | 0 | 0 | 0 | 0 | 0 | 0 | 0 | 0 | 0 | 0 | 0 | 0 | 0 | 0 | 0 | 0 | 0 | 0 | 0 | 0
F3_Commercial_Interruptible - Health_New_Space Heating_Natural Gas_Gas Furnace - Maintenance_A_Technical Potential | F3 | Commercial | Interruptible - Health | New | Space Heating | Natural Gas | Gas Furnace - Maintenance | A | Integrated Unit Winter Peak Savings (kW) | Technical Potential | 0 | 0 | 0 | 0 | 0 | 0 | 0 | 0 | 0 | 0 | 0 | 0 | 0 | 0 | 0 | 0 | 0 | 0 | 0 | 0 | 0 | 0 | 0 | 0 | 0 | 0 | 0
F4_Commercial_Interruptible - Health_New_Space Heating_Natural Gas_Gas Furnace - Maintenance_A_Technical Potential | F4 | Commercial | Interruptible - Health | New | Space Heating | Natural Gas | Gas Furnace - Maintenance | A | Incremental Energy Savings (MWh or mTherms) | Technical Potential | 0 | 0 | 0 | 0 | 0 | 0 | 0 | 0 | 0 | 0 | 0 | 0 | 0 | 0 | 0 | 0 | 0 | 0 | 0 | 0 | 0 | 0 | 0 | 0 | 0 | 0 | 0
F5_Commercial_Interruptible - Health_New_Space Heating_Natural Gas_Gas Furnace - Maintenance_A_Technical Potential | F5 | Commercial | Interruptible - Health | New | Space Heating | Natural Gas | Gas Furnace - Maintenance | A | Incremental Summer Peak Savings (MW) | Technical Potential | 0 | 0 | 0 | 0 | 0 | 0 | 0 | 0 | 0 | 0 | 0 | 0 | 0 | 0 | 0 | 0 | 0 | 0 | 0 | 0 | 0 | 0 | 0 | 0 | 0 | 0 | 0
F6_Commercial_Interruptible - Health_New_Space Heating_Natural Gas_Gas Furnace - Maintenance_A_Technical Potential | F6 | Commercial | Interruptible - Health | New | Space Heating | Natural Gas | Gas Furnace - Maintenance | A | Incremental Winter Peak Savings (MW) | Technical Potential | 0 | 0 | 0 | 0 | 0 | 0 | 0 | 0 | 0 | 0 | 0 | 0 | 0 | 0 | 0 | 0 | 0 | 0 | 0 | 0 | 0 | 0 | 0 | 0 | 0 | 0 | 0
F7_Commercial_Interruptible - Health_New_Space Heating_Natural Gas_Gas Furnace - Maintenance_A_Technical Potential | F7 | Commercial | Interruptible - Health | New | Space Heating | Natural Gas | Gas Furnace - Maintenance | A | Cumulative Energy Savings (MWh or mTherms) | Technical Potential | 0 | 0 | 0 | 0 | 0 | 0 | 0 | 0 | 0 | 0 | 0 | 0 | 0 | 0 | 0 | 0 | 0 | 0 | 0 | 0 | 0 | 0 | 0 | 0 | 0 | 0 | 0
F8_Commercial_Interruptible - Health_New_Space Heating_Natural Gas_Gas Furnace - Maintenance_A_Technical Potential | F8 | Commercial | Interruptible - Health | New | Space Heating | Natural Gas | Gas Furnace - Maintenance | A | Cumulative Summer Peak Savings (MW) | Technical Potential | 0 | 0 | 0 | 0 | 0 | 0 | 0 | 0 | 0 | 0 | 0 | 0 | 0 | 0 | 0 | 0 | 0 | 0 | 0 | 0 | 0 | 0 | 0 | 0 | 0 | 0 | 0
F9_Commercial_Interruptible - Health_New_Space Heating_Natural Gas_Gas Furnace - Maintenance_A_Technical Potential | F9 | Commercial | Interruptible - Health | New | Space Heating | Natural Gas | Gas Furnace - Maintenance | A | Cumulative Winter Peak Savings (MW) | Technical Potential | 0 | 0 | 0 | 0 | 0 | 0 | 0 | 0 | 0 | 0 | 0 | 0 | 0 | 0 | 0 | 0 | 0 | 0 | 0 | 0 | 0 | 0 | 0 | 0 | 0 | 0 | 0
F10_Commercial_Interruptible - Health_New_Space Heating_Natural Gas_Gas Furnace - Maintenance_A_Technical Potential | F10 | Commercial | Interruptible - Health | New | Space Heating | Natural Gas | Gas Furnace - Maintenance | A | Purchases (Incremental) | Technical Potential | 0 | 0 | 0 | 0 | 0 | 0 | 0 | 0 | 0 | 0 | 0 | 0 | 0 | 0 | 0 | 0 | 0 | 0 | 0 | 0 | 0 | 0 | 0 | 0 | 0 | 0 | 0
F11_Commercial_Interruptible - Health_New_Space Heating_Natural Gas_Gas Furnace - Maintenance_A_Technical Potential | F11 | Commercial | Interruptible - Health | New | Space Heating | Natural Gas | Gas Furnace - Maintenance | A | Purchases (Cumulative) | Technical Potential | 0 | 0 | 0 | 0 | 0 | 0 | 0 | 0 | 0 | 0 | 0 | 0 | 0 | 0 | 0 | 0 | 0 | 0 | 0 | 0 | 0 | 0 | 0 | 0 | 0 | 0 | 0
F1_Commercial_Interruptible - Health_New_Space Heating_Natural Gas_Gas Boiler - Hot Water Reset_A_Technical Potential | F1 | Commercial | Interruptible - Health | New | Space Heating | Natural Gas | Gas Boiler - Hot Water Reset | A | Integrated Unit Energy Savings (kWh or therms) | Technical Potential | 0 | 0 | 0 | 0 | 0 | 0 | 0 | 0 | 0 | 0 | 0 | 0 | 0 | 0 | 0 | 0 | 0 | 0 | 0 | 0 | 0 | 0 | 0 | 0 | 0 | 0 | 0
F2_Commercial_Interruptible - Health_New_Space Heating_Natural Gas_Gas Boiler - Hot Water Reset_A_Technical Potential | F2 | Commercial | Interruptible - Health | New | Space Heating | Natural Gas | Gas Boiler - Hot Water Reset | A | Integrated Unit Summer Peak Savings (kW) | Technical Potential | 0 | 0 | 0 | 0 | 0 | 0 | 0 | 0 | 0 | 0 | 0 | 0 | 0 | 0 | 0 | 0 | 0 | 0 | 0 | 0 | 0 | 0 | 0 | 0 | 0 | 0 | 0
F3_Commercial_Interruptible - Health_New_Space Heating_Natural Gas_Gas Boiler - Hot Water Reset_A_Technical Potential | F3 | Commercial | Interruptible - Health | New | Space Heating | Natural Gas | Gas Boiler - Hot Water Reset | A | Integrated Unit Winter Peak Savings (kW) | Technical Potential | 0 | 0 | 0 | 0 | 0 | 0 | 0 | 0 | 0 | 0 | 0 | 0 | 0 | 0 | 0 | 0 | 0 | 0 | 0 | 0 | 0 | 0 | 0 | 0 | 0 | 0 | 0
F4_Commercial_Interruptible - Health_New_Space Heating_Natural Gas_Gas Boiler - Hot Water Reset_A_Technical Potential | F4 | Commercial | Interruptible - Health | New | Space Heating | Natural Gas | Gas Boiler - Hot Water Reset | A | Incremental Energy Savings (MWh or mTherms) | Technical Potential | 0 | 0 | 0 | 0 | 0 | 0 | 0 | 0 | 0 | 0 | 0 | 0 | 0 | 0 | 0 | 0 | 0 | 0 | 0 | 0 | 0 | 0 | 0 | 0 | 0 | 0 | 0
F5_Commercial_Interruptible - Health_New_Space Heating_Natural Gas_Gas Boiler - Hot Water Reset_A_Technical Potential | F5 | Commercial | Interruptible - Health | New | Space Heating | Natural Gas | Gas Boiler - Hot Water Reset | A | Incremental Summer Peak Savings (MW) | Technical Potential | 0 | 0 | 0 | 0 | 0 | 0 | 0 | 0 | 0 | 0 | 0 | 0 | 0 | 0 | 0 | 0 | 0 | 0 | 0 | 0 | 0 | 0 | 0 | 0 | 0 | 0 | 0
F6_Commercial_Interruptible - Health_New_Space Heating_Natural Gas_Gas Boiler - Hot Water Reset_A_Technical Potential | F6 | Commercial | Interruptible - Health | New | Space Heating | Natural Gas | Gas Boiler - Hot Water Reset | A | Incremental Winter Peak Savings (MW) | Technical Potential | 0 | 0 | 0 | 0 | 0 | 0 | 0 | 0 | 0 | 0 | 0 | 0 | 0 | 0 | 0 | 0 | 0 | 0 | 0 | 0 | 0 | 0 | 0 | 0 | 0 | 0 | 0
F7_Commercial_Interruptible - Health_New_Space Heating_Natural Gas_Gas Boiler - Hot Water Reset_A_Technical Potential | F7 | Commercial | Interruptible - Health | New | Space Heating | Natural Gas | Gas Boiler - Hot Water Reset | A | Cumulative Energy Savings (MWh or mTherms) | Technical Potential | 0 | 0 | 0 | 0 | 0 | 0 | 0 | 0 | 0 | 0 | 0 | 0 | 0 | 0 | 0 | 0 | 0 | 0 | 0 | 0 | 0 | 0 | 0 | 0 | 0 | 0 | 0
F8_Commercial_Interruptible - Health_New_Space Heating_Natural Gas_Gas Boiler - Hot Water Reset_A_Technical Potential | F8 | Commercial | Interruptible - Health | New | Space Heating | Natural Gas | Gas Boiler - Hot Water Reset | A | Cumulative Summer Peak Savings (MW) | Technical Potential | 0 | 0 | 0 | 0 | 0 | 0 | 0 | 0 | 0 | 0 | 0 | 0 | 0 | 0 | 0 | 0 | 0 | 0 | 0 | 0 | 0 | 0 | 0 | 0 | 0 | 0 | 0
F9_Commercial_Interruptible - Health_New_Space Heating_Natural Gas_Gas Boiler - Hot Water Reset_A_Technical Potential | F9 | Commercial | Interruptible - Health | New | Space Heating | Natural Gas | Gas Boiler - Hot Water Reset | A | Cumulative Winter Peak Savings (MW) | Technical Potential | 0 | 0 | 0 | 0 | 0 | 0 | 0 | 0 | 0 | 0 | 0 | 0 | 0 | 0 | 0 | 0 | 0 | 0 | 0 | 0 | 0 | 0 | 0 | 0 | 0 | 0 | 0
F10_Commercial_Interruptible - Health_New_Space Heating_Natural Gas_Gas Boiler - Hot Water Reset_A_Technical Potential | F10 | Commercial | Interruptible - Health | New | Space Heating | Natural Gas | Gas Boiler - Hot Water Reset | A | Purchases (Incremental) | Technical Potential | 0 | 0 | 0 | 0 | 0 | 0 | 0 | 0 | 0 | 0 | 0 | 0 | 0 | 0 | 0 | 0 | 0 | 0 | 0 | 0 | 0 | 0 | 0 | 0 | 0 | 0 | 0
F11_Commercial_Interruptible - Health_New_Space Heating_Natural Gas_Gas Boiler - Hot Water Reset_A_Technical Potential | F11 | Commercial | Interruptible - Health | New | Space Heating | Natural Gas | Gas Boiler - Hot Water Reset | A | Purchases (Cumulative) | Technical Potential | 0 | 0 | 0 | 0 | 0 | 0 | 0 | 0 | 0 | 0 | 0 | 0 | 0 | 0 | 0 | 0 | 0 | 0 | 0 | 0 | 0 | 0 | 0 | 0 | 0 | 0 | 0
F1_Commercial_Interruptible - Health_New_Space Heating_Natural Gas_Gas Boiler - Steam Trap Replacement_A_Technical Potential | F1 | Commercial | Interruptible - Health | New | Space Heating | Natural Gas | Gas Boiler - Steam Trap Replacement | A | Integrated Unit Energy Savings (kWh or therms) | Technical Potential | 0 | 0 | 0 | 0 | 0 | 0 | 0 | 0 | 0 | 0 | 0 | 0 | 0 | 0 | 0 | 0 | 0 | 0 | 0 | 0 | 0 | 0 | 0 | 0 | 0 | 0 | 0
F2_Commercial_Interruptible - Health_New_Space Heating_Natural Gas_Gas Boiler - Steam Trap Replacement_A_Technical Potential | F2 | Commercial | Interruptible - Health | New | Space Heating | Natural Gas | Gas Boiler - Steam Trap Replacement | A | Integrated Unit Summer Peak Savings (kW) | Technical Potential | 0 | 0 | 0 | 0 | 0 | 0 | 0 | 0 | 0 | 0 | 0 | 0 | 0 | 0 | 0 | 0 | 0 | 0 | 0 | 0 | 0 | 0 | 0 | 0 | 0 | 0 | 0
F3_Commercial_Interruptible - Health_New_Space Heating_Natural Gas_Gas Boiler - Steam Trap Replacement_A_Technical Potential | F3 | Commercial | Interruptible - Health | New | Space Heating | Natural Gas | Gas Boiler - Steam Trap Replacement | A | Integrated Unit Winter Peak Savings (kW) | Technical Potential | 0 | 0 | 0 | 0 | 0 | 0 | 0 | 0 | 0 | 0 | 0 | 0 | 0 | 0 | 0 | 0 | 0 | 0 | 0 | 0 | 0 | 0 | 0 | 0 | 0 | 0 | 0
F4_Commercial_Interruptible - Health_New_Space Heating_Natural Gas_Gas Boiler - Steam Trap Replacement_A_Technical Potential | F4 | Commercial | Interruptible - Health | New | Space Heating | Natural Gas | Gas Boiler - Steam Trap Replacement | A | Incremental Energy Savings (MWh or mTherms) | Technical Potential | 0 | 0 | 0 | 0 | 0 | 0 | 0 | 0 | 0 | 0 | 0 | 0 | 0 | 0 | 0 | 0 | 0 | 0 | 0 | 0 | 0 | 0 | 0 | 0 | 0 | 0 | 0
F5_Commercial_Interruptible - Health_New_Space Heating_Natural Gas_Gas Boiler - Steam Trap Replacement_A_Technical Potential | F5 | Commercial | Interruptible - Health | New | Space Heating | Natural Gas | Gas Boiler - Steam Trap Replacement | A | Incremental Summer Peak Savings (MW) | Technical Potential | 0 | 0 | 0 | 0 | 0 | 0 | 0 | 0 | 0 | 0 | 0 | 0 | 0 | 0 | 0 | 0 | 0 | 0 | 0 | 0 | 0 | 0 | 0 | 0 | 0 | 0 | 0
F6_Commercial_Interruptible - Health_New_Space Heating_Natural Gas_Gas Boiler - Steam Trap Replacement_A_Technical Potential | F6 | Commercial | Interruptible - Health | New | Space Heating | Natural Gas | Gas Boiler - Steam Trap Replacement | A | Incremental Winter Peak Savings (MW) | Technical Potential | 0 | 0 | 0 | 0 | 0 | 0 | 0 | 0 | 0 | 0 | 0 | 0 | 0 | 0 | 0 | 0 | 0 | 0 | 0 | 0 | 0 | 0 | 0 | 0 | 0 | 0 | 0
F7_Commercial_Interruptible - Health_New_Space Heating_Natural Gas_Gas Boiler - Steam Trap Replacement_A_Technical Potential | F7 | Commercial | Interruptible - Health | New | Space Heating | Natural Gas | Gas Boiler - Steam Trap Replacement | A | Cumulative Energy Savings (MWh or mTherms) | Technical Potential | 0 | 0 | 0 | 0 | 0 | 0 | 0 | 0 | 0 | 0 | 0 | 0 | 0 | 0 | 0 | 0 | 0 | 0 | 0 | 0 | 0 | 0 | 0 | 0 | 0 | 0 | 0
F8_Commercial_Interruptible - Health_New_Space Heating_Natural Gas_Gas Boiler - Steam Trap Replacement_A_Technical Potential | F8 | Commercial | Interruptible - Health | New | Space Heating | Natural Gas | Gas Boiler - Steam Trap Replacement | A | Cumulative Summer Peak Savings (MW) | Technical Potential | 0 | 0 | 0 | 0 | 0 | 0 | 0 | 0 | 0 | 0 | 0 | 0 | 0 | 0 | 0 | 0 | 0 | 0 | 0 | 0 | 0 | 0 | 0 | 0 | 0 | 0 | 0
F9_Commercial_Interruptible - Health_New_Space Heating_Natural Gas_Gas Boiler - Steam Trap Replacement_A_Technical Potential | F9 | Commercial | Interruptible - Health | New | Space Heating | Natural Gas | Gas Boiler - Steam Trap Replacement | A | Cumulative Winter Peak Savings (MW) | Technical Potential | 0 | 0 | 0 | 0 | 0 | 0 | 0 | 0 | 0 | 0 | 0 | 0 | 0 | 0 | 0 | 0 | 0 | 0 | 0 | 0 | 0 | 0 | 0 | 0 | 0 | 0 | 0
F10_Commercial_Interruptible - Health_New_Space Heating_Natural Gas_Gas Boiler - Steam Trap Replacement_A_Technical Potential | F10 | Commercial | Interruptible - Health | New | Space Heating | Natural Gas | Gas Boiler - Steam Trap Replacement | A | Purchases (Incremental) | Technical Potential | 0 | 0 | 0 | 0 | 0 | 0 | 0 | 0 | 0 | 0 | 0 | 0 | 0 | 0 | 0 | 0 | 0 | 0 | 0 | 0 | 0 | 0 | 0 | 0 | 0 | 0 | 0
F11_Commercial_Interruptible - Health_New_Space Heating_Natural Gas_Gas Boiler - Steam Trap Replacement_A_Technical Potential | F11 | Commercial | Interruptible - Health | New | Space Heating | Natural Gas | Gas Boiler - Steam Trap Replacement | A | Purchases (Cumulative) | Technical Potential | 0 | 0 | 0 | 0 | 0 | 0 | 0 | 0 | 0 | 0 | 0 | 0 | 0 | 0 | 0 | 0 | 0 | 0 | 0 | 0 | 0 | 0 | 0 | 0 | 0 | 0 | 0
F1_Commercial_Interruptible - Health_New_Space Heating_Natural Gas_Gas Boiler - High Turndown Burner_A_Technical Potential | F1 | Commercial | Interruptible - Health | New | Space Heating | Natural Gas | Gas Boiler - High Turndown Burner | A | Integrated Unit Energy Savings (kWh or therms) | Technical Potential | 0 | 0 | 0 | 0 | 0 | 0 | 0 | 0 | 0 | 0 | 0 | 0 | 0 | 0 | 0 | 0 | 0 | 0 | 0 | 0 | 0 | 0 | 0 | 0 | 0 | 0 | 0
F2_Commercial_Interruptible - Health_New_Space Heating_Natural Gas_Gas Boiler - High Turndown Burner_A_Technical Potential | F2 | Commercial | Interruptible - Health | New | Space Heating | Natural Gas | Gas Boiler - High Turndown Burner | A | Integrated Unit Summer Peak Savings (kW) | Technical Potential | 0 | 0 | 0 | 0 | 0 | 0 | 0 | 0 | 0 | 0 | 0 | 0 | 0 | 0 | 0 | 0 | 0 | 0 | 0 | 0 | 0 | 0 | 0 | 0 | 0 | 0 | 0
F3_Commercial_Interruptible - Health_New_Space Heating_Natural Gas_Gas Boiler - High Turndown Burner_A_Technical Potential | F3 | Commercial | Interruptible - Health | New | Space Heating | Natural Gas | Gas Boiler - High Turndown Burner | A | Integrated Unit Winter Peak Savings (kW) | Technical Potential | 0 | 0 | 0 | 0 | 0 | 0 | 0 | 0 | 0 | 0 | 0 | 0 | 0 | 0 | 0 | 0 | 0 | 0 | 0 | 0 | 0 | 0 | 0 | 0 | 0 | 0 | 0
F4_Commercial_Interruptible - Health_New_Space Heating_Natural Gas_Gas Boiler - High Turndown Burner_A_Technical Potential | F4 | Commercial | Interruptible - Health | New | Space Heating | Natural Gas | Gas Boiler - High Turndown Burner | A | Incremental Energy Savings (MWh or mTherms) | Technical Potential | 0 | 0 | 0 | 0 | 0 | 0 | 0 | 0 | 0 | 0 | 0 | 0 | 0 | 0 | 0 | 0 | 0 | 0 | 0 | 0 | 0 | 0 | 0 | 0 | 0 | 0 | 0
F5_Commercial_Interruptible - Health_New_Space Heating_Natural Gas_Gas Boiler - High Turndown Burner_A_Technical Potential | F5 | Commercial | Interruptible - Health | New | Space Heating | Natural Gas | Gas Boiler - High Turndown Burner | A | Incremental Summer Peak Savings (MW) | Technical Potential | 0 | 0 | 0 | 0 | 0 | 0 | 0 | 0 | 0 | 0 | 0 | 0 | 0 | 0 | 0 | 0 | 0 | 0 | 0 | 0 | 0 | 0 | 0 | 0 | 0 | 0 | 0
F6_Commercial_Interruptible - Health_New_Space Heating_Natural Gas_Gas Boiler - High Turndown Burner_A_Technical Potential | F6 | Commercial | Interruptible - Health | New | Space Heating | Natural Gas | Gas Boiler - High Turndown Burner | A | Incremental Winter Peak Savings (MW) | Technical Potential | 0 | 0 | 0 | 0 | 0 | 0 | 0 | 0 | 0 | 0 | 0 | 0 | 0 | 0 | 0 | 0 | 0 | 0 | 0 | 0 | 0 | 0 | 0 | 0 | 0 | 0 | 0
F7_Commercial_Interruptible - Health_New_Space Heating_Natural Gas_Gas Boiler - High Turndown Burner_A_Technical Potential | F7 | Commercial | Interruptible - Health | New | Space Heating | Natural Gas | Gas Boiler - High Turndown Burner | A | Cumulative Energy Savings (MWh or mTherms) | Technical Potential | 0 | 0 | 0 | 0 | 0 | 0 | 0 | 0 | 0 | 0 | 0 | 0 | 0 | 0 | 0 | 0 | 0 | 0 | 0 | 0 | 0 | 0 | 0 | 0 | 0 | 0 | 0
F8_Commercial_Interruptible - Health_New_Space Heating_Natural Gas_Gas Boiler - High Turndown Burner_A_Technical Potential | F8 | Commercial | Interruptible - Health | New | Space Heating | Natural Gas | Gas Boiler - High Turndown Burner | A | Cumulative Summer Peak Savings (MW) | Technical Potential | 0 | 0 | 0 | 0 | 0 | 0 | 0 | 0 | 0 | 0 | 0 | 0 | 0 | 0 | 0 | 0 | 0 | 0 | 0 | 0 | 0 | 0 | 0 | 0 | 0 | 0 | 0
F9_Commercial_Interruptible - Health_New_Space Heating_Natural Gas_Gas Boiler - High Turndown Burner_A_Technical Potential | F9 | Commercial | Interruptible - Health | New | Space Heating | Natural Gas | Gas Boiler - High Turndown Burner | A | Cumulative Winter Peak Savings (MW) | Technical Potential | 0 | 0 | 0 | 0 | 0 | 0 | 0 | 0 | 0 | 0 | 0 | 0 | 0 | 0 | 0 | 0 | 0 | 0 | 0 | 0 | 0 | 0 | 0 | 0 | 0 | 0 | 0
F10_Commercial_Interruptible - Health_New_Space Heating_Natural Gas_Gas Boiler - High Turndown Burner_A_Technical Potential | F10 | Commercial | Interruptible - Health | New | Space Heating | Natural Gas | Gas Boiler - High Turndown Burner | A | Purchases (Incremental) | Technical Potential | 0 | 0 | 0 | 0 | 0 | 0 | 0 | 0 | 0 | 0 | 0 | 0 | 0 | 0 | 0 | 0 | 0 | 0 | 0 | 0 | 0 | 0 | 0 | 0 | 0 | 0 | 0
F11_Commercial_Interruptible - Health_New_Space Heating_Natural Gas_Gas Boiler - High Turndown Burner_A_Technical Potential | F11 | Commercial | Interruptible - Health | New | Space Heating | Natural Gas | Gas Boiler - High Turndown Burner | A | Purchases (Cumulative) | Technical Potential | 0 | 0 | 0 | 0 | 0 | 0 | 0 | 0 | 0 | 0 | 0 | 0 | 0 | 0 | 0 | 0 | 0 | 0 | 0 | 0 | 0 | 0 | 0 | 0 | 0 | 0 | 0
F1_Commercial_Interruptible - Health_New_Space Heating_Natural Gas_Gas Boiler - Burner Control Optimization_A_Technical Potential | F1 | Commercial | Interruptible - Health | New | Space Heating | Natural Gas | Gas Boiler - Burner Control Optimization | A | Integrated Unit Energy Savings (kWh or therms) | Technical Potential | 0 | 0 | 0 | 0 | 0 | 0 | 0 | 0 | 0 | 0 | 0 | 0 | 0 | 0 | 0 | 0 | 0 | 0 | 0 | 0 | 0 | 0 | 0 | 0 | 0 | 0 | 0
F2_Commercial_Interruptible - Health_New_Space Heating_Natural Gas_Gas Boiler - Burner Control Optimization_A_Technical Potential | F2 | Commercial | Interruptible - Health | New | Space Heating | Natural Gas | Gas Boiler - Burner Control Optimization | A | Integrated Unit Summer Peak Savings (kW) | Technical Potential | 0 | 0 | 0 | 0 | 0 | 0 | 0 | 0 | 0 | 0 | 0 | 0 | 0 | 0 | 0 | 0 | 0 | 0 | 0 | 0 | 0 | 0 | 0 | 0 | 0 | 0 | 0
F3_Commercial_Interruptible - Health_New_Space Heating_Natural Gas_Gas Boiler - Burner Control Optimization_A_Technical Potential | F3 | Commercial | Interruptible - Health | New | Space Heating | Natural Gas | Gas Boiler - Burner Control Optimization | A | Integrated Unit Winter Peak Savings (kW) | Technical Potential | 0 | 0 | 0 | 0 | 0 | 0 | 0 | 0 | 0 | 0 | 0 | 0 | 0 | 0 | 0 | 0 | 0 | 0 | 0 | 0 | 0 | 0 | 0 | 0 | 0 | 0 | 0
F4_Commercial_Interruptible - Health_New_Space Heating_Natural Gas_Gas Boiler - Burner Control Optimization_A_Technical Potential | F4 | Commercial | Interruptible - Health | New | Space Heating | Natural Gas | Gas Boiler - Burner Control Optimization | A | Incremental Energy Savings (MWh or mTherms) | Technical Potential | 0 | 0 | 0 | 0 | 0 | 0 | 0 | 0 | 0 | 0 | 0 | 0 | 0 | 0 | 0 | 0 | 0 | 0 | 0 | 0 | 0 | 0 | 0 | 0 | 0 | 0 | 0
F5_Commercial_Interruptible - Health_New_Space Heating_Natural Gas_Gas Boiler - Burner Control Optimization_A_Technical Potential | F5 | Commercial | Interruptible - Health | New | Space Heating | Natural Gas | Gas Boiler - Burner Control Optimization | A | Incremental Summer Peak Savings (MW) | Technical Potential | 0 | 0 | 0 | 0 | 0 | 0 | 0 | 0 | 0 | 0 | 0 | 0 | 0 | 0 | 0 | 0 | 0 | 0 | 0 | 0 | 0 | 0 | 0 | 0 | 0 | 0 | 0
F6_Commercial_Interruptible - Health_New_Space Heating_Natural Gas_Gas Boiler - Burner Control Optimization_A_Technical Potential | F6 | Commercial | Interruptible - Health | New | Space Heating | Natural Gas | Gas Boiler - Burner Control Optimization | A | Incremental Winter Peak Savings (MW) | Technical Potential | 0 | 0 | 0 | 0 | 0 | 0 | 0 | 0 | 0 | 0 | 0 | 0 | 0 | 0 | 0 | 0 | 0 | 0 | 0 | 0 | 0 | 0 | 0 | 0 | 0 | 0 | 0
F7_Commercial_Interruptible - Health_New_Space Heating_Natural Gas_Gas Boiler - Burner Control Optimization_A_Technical Potential | F7 | Commercial | Interruptible - Health | New | Space Heating | Natural Gas | Gas Boiler - Burner Control Optimization | A | Cumulative Energy Savings (MWh or mTherms) | Technical Potential | 0 | 0 | 0 | 0 | 0 | 0 | 0 | 0 | 0 | 0 | 0 | 0 | 0 | 0 | 0 | 0 | 0 | 0 | 0 | 0 | 0 | 0 | 0 | 0 | 0 | 0 | 0
F8_Commercial_Interruptible - Health_New_Space Heating_Natural Gas_Gas Boiler - Burner Control Optimization_A_Technical Potential | F8 | Commercial | Interruptible - Health | New | Space Heating | Natural Gas | Gas Boiler - Burner Control Optimization | A | Cumulative Summer Peak Savings (MW) | Technical Potential | 0 | 0 | 0 | 0 | 0 | 0 | 0 | 0 | 0 | 0 | 0 | 0 | 0 | 0 | 0 | 0 | 0 | 0 | 0 | 0 | 0 | 0 | 0 | 0 | 0 | 0 | 0
F9_Commercial_Interruptible - Health_New_Space Heating_Natural Gas_Gas Boiler - Burner Control Optimization_A_Technical Potential | F9 | Commercial | Interruptible - Health | New | Space Heating | Natural Gas | Gas Boiler - Burner Control Optimization | A | Cumulative Winter Peak Savings (MW) | Technical Potential | 0 | 0 | 0 | 0 | 0 | 0 | 0 | 0 | 0 | 0 | 0 | 0 | 0 | 0 | 0 | 0 | 0 | 0 | 0 | 0 | 0 | 0 | 0 | 0 | 0 | 0 | 0
F10_Commercial_Interruptible - Health_New_Space Heating_Natural Gas_Gas Boiler - Burner Control Optimization_A_Technical Potential | F10 | Commercial | Interruptible - Health | New | Space Heating | Natural Gas | Gas Boiler - Burner Control Optimization | A | Purchases (Incremental) | Technical Potential | 0 | 0 | 0 | 0 | 0 | 0 | 0 | 0 | 0 | 0 | 0 | 0 | 0 | 0 | 0 | 0 | 0 | 0 | 0 | 0 | 0 | 0 | 0 | 0 | 0 | 0 | 0
F11_Commercial_Interruptible - Health_New_Space Heating_Natural Gas_Gas Boiler - Burner Control Optimization_A_Technical Potential | F11 | Commercial | Interruptible - Health | New | Space Heating | Natural Gas | Gas Boiler - Burner Control Optimization | A | Purchases (Cumulative) | Technical Potential | 0 | 0 | 0 | 0 | 0 | 0 | 0 | 0 | 0 | 0 | 0 | 0 | 0 | 0 | 0 | 0 | 0 | 0 | 0 | 0 | 0 | 0 | 0 | 0 | 0 | 0 | 0
F1_Commercial_Interruptible - Health_New_Space Heating_Natural Gas_Gas Boiler - Stack Economizer_A_Technical Potential | F1 | Commercial | Interruptible - Health | New | Space Heating | Natural Gas | Gas Boiler - Stack Economizer | A | Integrated Unit Energy Savings (kWh or therms) | Technical Potential | 0 | 0 | 0 | 0 | 0 | 0 | 0 | 0 | 0 | 0 | 0 | 0 | 0 | 0 | 0 | 0 | 0 | 0 | 0 | 0 | 0 | 0 | 0 | 0 | 0 | 0 | 0
F2_Commercial_Interruptible - Health_New_Space Heating_Natural Gas_Gas Boiler - Stack Economizer_A_Technical Potential | F2 | Commercial | Interruptible - Health | New | Space Heating | Natural Gas | Gas Boiler - Stack Economizer | A | Integrated Unit Summer Peak Savings (kW) | Technical Potential | 0 | 0 | 0 | 0 | 0 | 0 | 0 | 0 | 0 | 0 | 0 | 0 | 0 | 0 | 0 | 0 | 0 | 0 | 0 | 0 | 0 | 0 | 0 | 0 | 0 | 0 | 0
F3_Commercial_Interruptible - Health_New_Space Heating_Natural Gas_Gas Boiler - Stack Economizer_A_Technical Potential | F3 | Commercial | Interruptible - Health | New | Space Heating | Natural Gas | Gas Boiler - Stack Economizer | A | Integrated Unit Winter Peak Savings (kW) | Technical Potential | 0 | 0 | 0 | 0 | 0 | 0 | 0 | 0 | 0 | 0 | 0 | 0 | 0 | 0 | 0 | 0 | 0 | 0 | 0 | 0 | 0 | 0 | 0 | 0 | 0 | 0 | 0
F4_Commercial_Interruptible - Health_New_Space Heating_Natural Gas_Gas Boiler - Stack Economizer_A_Technical Potential | F4 | Commercial | Interruptible - Health | New | Space Heating | Natural Gas | Gas Boiler - Stack Economizer | A | Incremental Energy Savings (MWh or mTherms) | Technical Potential | 0 | 0 | 0 | 0 | 0 | 0 | 0 | 0 | 0 | 0 | 0 | 0 | 0 | 0 | 0 | 0 | 0 | 0 | 0 | 0 | 0 | 0 | 0 | 0 | 0 | 0 | 0
F5_Commercial_Interruptible - Health_New_Space Heating_Natural Gas_Gas Boiler - Stack Economizer_A_Technical Potential | F5 | Commercial | Interruptible - Health | New | Space Heating | Natural Gas | Gas Boiler - Stack Economizer | A | Incremental Summer Peak Savings (MW) | Technical Potential | 0 | 0 | 0 | 0 | 0 | 0 | 0 | 0 | 0 | 0 | 0 | 0 | 0 | 0 | 0 | 0 | 0 | 0 | 0 | 0 | 0 | 0 | 0 | 0 | 0 | 0 | 0
F6_Commercial_Interruptible - Health_New_Space Heating_Natural Gas_Gas Boiler - Stack Economizer_A_Technical Potential | F6 | Commercial | Interruptible - Health | New | Space Heating | Natural Gas | Gas Boiler - Stack Economizer | A | Incremental Winter Peak Savings (MW) | Technical Potential | 0 | 0 | 0 | 0 | 0 | 0 | 0 | 0 | 0 | 0 | 0 | 0 | 0 | 0 | 0 | 0 | 0 | 0 | 0 | 0 | 0 | 0 | 0 | 0 | 0 | 0 | 0
F7_Commercial_Interruptible - Health_New_Space Heating_Natural Gas_Gas Boiler - Stack Economizer_A_Technical Potential | F7 | Commercial | Interruptible - Health | New | Space Heating | Natural Gas | Gas Boiler - Stack Economizer | A | Cumulative Energy Savings (MWh or mTherms) | Technical Potential | 0 | 0 | 0 | 0 | 0 | 0 | 0 | 0 | 0 | 0 | 0 | 0 | 0 | 0 | 0 | 0 | 0 | 0 | 0 | 0 | 0 | 0 | 0 | 0 | 0 | 0 | 0
F8_Commercial_Interruptible - Health_New_Space Heating_Natural Gas_Gas Boiler - Stack Economizer_A_Technical Potential | F8 | Commercial | Interruptible - Health | New | Space Heating | Natural Gas | Gas Boiler - Stack Economizer | A | Cumulative Summer Peak Savings (MW) | Technical Potential | 0 | 0 | 0 | 0 | 0 | 0 | 0 | 0 | 0 | 0 | 0 | 0 | 0 | 0 | 0 | 0 | 0 | 0 | 0 | 0 | 0 | 0 | 0 | 0 | 0 | 0 | 0
F9_Commercial_Interruptible - Health_New_Space Heating_Natural Gas_Gas Boiler - Stack Economizer_A_Technical Potential | F9 | Commercial | Interruptible - Health | New | Space Heating | Natural Gas | Gas Boiler - Stack Economizer | A | Cumulative Winter Peak Savings (MW) | Technical Potential | 0 | 0 | 0 | 0 | 0 | 0 | 0 | 0 | 0 | 0 | 0 | 0 | 0 | 0 | 0 | 0 | 0 | 0 | 0 | 0 | 0 | 0 | 0 | 0 | 0 | 0 | 0
F10_Commercial_Interruptible - Health_New_Space Heating_Natural Gas_Gas Boiler - Stack Economizer_A_Technical Potential | F10 | Commercial | Interruptible - Health | New | Space Heating | Natural Gas | Gas Boiler - Stack Economizer | A | Purchases (Incremental) | Technical Potential | 0 | 0 | 0 | 0 | 0 | 0 | 0 | 0 | 0 | 0 | 0 | 0 | 0 | 0 | 0 | 0 | 0 | 0 | 0 | 0 | 0 | 0 | 0 | 0 | 0 | 0 | 0
F11_Commercial_Interruptible - Health_New_Space Heating_Natural Gas_Gas Boiler - Stack Economizer_A_Technical Potential | F11 | Commercial | Interruptible - Health | New | Space Heating | Natural Gas | Gas Boiler - Stack Economizer | A | Purchases (Cumulative) | Technical Potential | 0 | 0 | 0 | 0 | 0 | 0 | 0 | 0 | 0 | 0 | 0 | 0 | 0 | 0 | 0 | 0 | 0 | 0 | 0 | 0 | 0 | 0 | 0 | 0 | 0 | 0 | 0
F1_Commercial_Interruptible - Health_New_Space Heating_Natural Gas_Gas Boiler - Thermostatic Radiator Valves_A_Technical Potential | F1 | Commercial | Interruptible - Health | New | Space Heating | Natural Gas | Gas Boiler - Thermostatic Radiator Valves | A | Integrated Unit Energy Savings (kWh or therms) | Technical Potential | 0 | 0 | 0 | 0 | 0 | 0 | 0 | 0 | 0 | 0 | 0 | 0 | 0 | 0 | 0 | 0 | 0 | 0 | 0 | 0 | 0 | 0 | 0 | 0 | 0 | 0 | 0
F2_Commercial_Interruptible - Health_New_Space Heating_Natural Gas_Gas Boiler - Thermostatic Radiator Valves_A_Technical Potential | F2 | Commercial | Interruptible - Health | New | Space Heating | Natural Gas | Gas Boiler - Thermostatic Radiator Valves | A | Integrated Unit Summer Peak Savings (kW) | Technical Potential | 0 | 0 | 0 | 0 | 0 | 0 | 0 | 0 | 0 | 0 | 0 | 0 | 0 | 0 | 0 | 0 | 0 | 0 | 0 | 0 | 0 | 0 | 0 | 0 | 0 | 0 | 0
F3_Commercial_Interruptible - Health_New_Space Heating_Natural Gas_Gas Boiler - Thermostatic Radiator Valves_A_Technical Potential | F3 | Commercial | Interruptible - Health | New | Space Heating | Natural Gas | Gas Boiler - Thermostatic Radiator Valves | A | Integrated Unit Winter Peak Savings (kW) | Technical Potential | 0 | 0 | 0 | 0 | 0 | 0 | 0 | 0 | 0 | 0 | 0 | 0 | 0 | 0 | 0 | 0 | 0 | 0 | 0 | 0 | 0 | 0 | 0 | 0 | 0 | 0 | 0
F4_Commercial_Interruptible - Health_New_Space Heating_Natural Gas_Gas Boiler - Thermostatic Radiator Valves_A_Technical Potential | F4 | Commercial | Interruptible - Health | New | Space Heating | Natural Gas | Gas Boiler - Thermostatic Radiator Valves | A | Incremental Energy Savings (MWh or mTherms) | Technical Potential | 0 | 0 | 0 | 0 | 0 | 0 | 0 | 0 | 0 | 0 | 0 | 0 | 0 | 0 | 0 | 0 | 0 | 0 | 0 | 0 | 0 | 0 | 0 | 0 | 0 | 0 | 0
F5_Commercial_Interruptible - Health_New_Space Heating_Natural Gas_Gas Boiler - Thermostatic Radiator Valves_A_Technical Potential | F5 | Commercial | Interruptible - Health | New | Space Heating | Natural Gas | Gas Boiler - Thermostatic Radiator Valves | A | Incremental Summer Peak Savings (MW) | Technical Potential | 0 | 0 | 0 | 0 | 0 | 0 | 0 | 0 | 0 | 0 | 0 | 0 | 0 | 0 | 0 | 0 | 0 | 0 | 0 | 0 | 0 | 0 | 0 | 0 | 0 | 0 | 0
F6_Commercial_Interruptible - Health_New_Space Heating_Natural Gas_Gas Boiler - Thermostatic Radiator Valves_A_Technical Potential | F6 | Commercial | Interruptible - Health | New | Space Heating | Natural Gas | Gas Boiler - Thermostatic Radiator Valves | A | Incremental Winter Peak Savings (MW) | Technical Potential | 0 | 0 | 0 | 0 | 0 | 0 | 0 | 0 | 0 | 0 | 0 | 0 | 0 | 0 | 0 | 0 | 0 | 0 | 0 | 0 | 0 | 0 | 0 | 0 | 0 | 0 | 0
F7_Commercial_Interruptible - Health_New_Space Heating_Natural Gas_Gas Boiler - Thermostatic Radiator Valves_A_Technical Potential | F7 | Commercial | Interruptible - Health | New | Space Heating | Natural Gas | Gas Boiler - Thermostatic Radiator Valves | A | Cumulative Energy Savings (MWh or mTherms) | Technical Potential | 0 | 0 | 0 | 0 | 0 | 0 | 0 | 0 | 0 | 0 | 0 | 0 | 0 | 0 | 0 | 0 | 0 | 0 | 0 | 0 | 0 | 0 | 0 | 0 | 0 | 0 | 0
F8_Commercial_Interruptible - Health_New_Space Heating_Natural Gas_Gas Boiler - Thermostatic Radiator Valves_A_Technical Potential | F8 | Commercial | Interruptible - Health | New | Space Heating | Natural Gas | Gas Boiler - Thermostatic Radiator Valves | A | Cumulative Summer Peak Savings (MW) | Technical Potential | 0 | 0 | 0 | 0 | 0 | 0 | 0 | 0 | 0 | 0 | 0 | 0 | 0 | 0 | 0 | 0 | 0 | 0 | 0 | 0 | 0 | 0 | 0 | 0 | 0 | 0 | 0
F9_Commercial_Interruptible - Health_New_Space Heating_Natural Gas_Gas Boiler - Thermostatic Radiator Valves_A_Technical Potential | F9 | Commercial | Interruptible - Health | New | Space Heating | Natural Gas | Gas Boiler - Thermostatic Radiator Valves | A | Cumulative Winter Peak Savings (MW) | Technical Potential | 0 | 0 | 0 | 0 | 0 | 0 | 0 | 0 | 0 | 0 | 0 | 0 | 0 | 0 | 0 | 0 | 0 | 0 | 0 | 0 | 0 | 0 | 0 | 0 | 0 | 0 | 0
F10_Commercial_Interruptible - Health_New_Space Heating_Natural Gas_Gas Boiler - Thermostatic Radiator Valves_A_Technical Potential | F10 | Commercial | Interruptible - Health | New | Space Heating | Natural Gas | Gas Boiler - Thermostatic Radiator Valves | A | Purchases (Incremental) | Technical Potential | 0 | 0 | 0 | 0 | 0 | 0 | 0 | 0 | 0 | 0 | 0 | 0 | 0 | 0 | 0 | 0 | 0 | 0 | 0 | 0 | 0 | 0 | 0 | 0 | 0 | 0 | 0
F11_Commercial_Interruptible - Health_New_Space Heating_Natural Gas_Gas Boiler - Thermostatic Radiator Valves_A_Technical Potential | F11 | Commercial | Interruptible - Health | New | Space Heating | Natural Gas | Gas Boiler - Thermostatic Radiator Valves | A | Purchases (Cumulative) | Technical Potential | 0 | 0 | 0 | 0 | 0 | 0 | 0 | 0 | 0 | 0 | 0 | 0 | 0 | 0 | 0 | 0 | 0 | 0 | 0 | 0 | 0 | 0 | 0 | 0 | 0 | 0 | 0
F1_Commercial_Interruptible - Health_New_Space Heating_Natural Gas_HVAC - Shut Off Damper_A_Technical Potential | F1 | Commercial | Interruptible - Health | New | Space Heating | Natural Gas | HVAC - Shut Off Damper | A | Integrated Unit Energy Savings (kWh or therms) | Technical Potential | 0 | 0 | 0 | 0 | 0 | 0 | 0 | 0 | 0 | 0 | 0 | 0 | 0 | 0 | 0 | 0 | 0 | 0 | 0 | 0 | 0 | 0 | 0 | 0 | 0 | 0 | 0
F2_Commercial_Interruptible - Health_New_Space Heating_Natural Gas_HVAC - Shut Off Damper_A_Technical Potential | F2 | Commercial | Interruptible - Health | New | Space Heating | Natural Gas | HVAC - Shut Off Damper | A | Integrated Unit Summer Peak Savings (kW) | Technical Potential | 0 | 0 | 0 | 0 | 0 | 0 | 0 | 0 | 0 | 0 | 0 | 0 | 0 | 0 | 0 | 0 | 0 | 0 | 0 | 0 | 0 | 0 | 0 | 0 | 0 | 0 | 0
F3_Commercial_Interruptible - Health_New_Space Heating_Natural Gas_HVAC - Shut Off Damper_A_Technical Potential | F3 | Commercial | Interruptible - Health | New | Space Heating | Natural Gas | HVAC - Shut Off Damper | A | Integrated Unit Winter Peak Savings (kW) | Technical Potential | 0 | 0 | 0 | 0 | 0 | 0 | 0 | 0 | 0 | 0 | 0 | 0 | 0 | 0 | 0 | 0 | 0 | 0 | 0 | 0 | 0 | 0 | 0 | 0 | 0 | 0 | 0
F4_Commercial_Interruptible - Health_New_Space Heating_Natural Gas_HVAC - Shut Off Damper_A_Technical Potential | F4 | Commercial | Interruptible - Health | New | Space Heating | Natural Gas | HVAC - Shut Off Damper | A | Incremental Energy Savings (MWh or mTherms) | Technical Potential | 0 | 0 | 0 | 0 | 0 | 0 | 0 | 0 | 0 | 0 | 0 | 0 | 0 | 0 | 0 | 0 | 0 | 0 | 0 | 0 | 0 | 0 | 0 | 0 | 0 | 0 | 0
F5_Commercial_Interruptible - Health_New_Space Heating_Natural Gas_HVAC - Shut Off Damper_A_Technical Potential | F5 | Commercial | Interruptible - Health | New | Space Heating | Natural Gas | HVAC - Shut Off Damper | A | Incremental Summer Peak Savings (MW) | Technical Potential | 0 | 0 | 0 | 0 | 0 | 0 | 0 | 0 | 0 | 0 | 0 | 0 | 0 | 0 | 0 | 0 | 0 | 0 | 0 | 0 | 0 | 0 | 0 | 0 | 0 | 0 | 0
F6_Commercial_Interruptible - Health_New_Space Heating_Natural Gas_HVAC - Shut Off Damper_A_Technical Potential | F6 | Commercial | Interruptible - Health | New | Space Heating | Natural Gas | HVAC - Shut Off Damper | A | Incremental Winter Peak Savings (MW) | Technical Potential | 0 | 0 | 0 | 0 | 0 | 0 | 0 | 0 | 0 | 0 | 0 | 0 | 0 | 0 | 0 | 0 | 0 | 0 | 0 | 0 | 0 | 0 | 0 | 0 | 0 | 0 | 0
F7_Commercial_Interruptible - Health_New_Space Heating_Natural Gas_HVAC - Shut Off Damper_A_Technical Potential | F7 | Commercial | Interruptible - Health | New | Space Heating | Natural Gas | HVAC - Shut Off Damper | A | Cumulative Energy Savings (MWh or mTherms) | Technical Potential | 0 | 0 | 0 | 0 | 0 | 0 | 0 | 0 | 0 | 0 | 0 | 0 | 0 | 0 | 0 | 0 | 0 | 0 | 0 | 0 | 0 | 0 | 0 | 0 | 0 | 0 | 0
F8_Commercial_Interruptible - Health_New_Space Heating_Natural Gas_HVAC - Shut Off Damper_A_Technical Potential | F8 | Commercial | Interruptible - Health | New | Space Heating | Natural Gas | HVAC - Shut Off Damper | A | Cumulative Summer Peak Savings (MW) | Technical Potential | 0 | 0 | 0 | 0 | 0 | 0 | 0 | 0 | 0 | 0 | 0 | 0 | 0 | 0 | 0 | 0 | 0 | 0 | 0 | 0 | 0 | 0 | 0 | 0 | 0 | 0 | 0
F9_Commercial_Interruptible - Health_New_Space Heating_Natural Gas_HVAC - Shut Off Damper_A_Technical Potential | F9 | Commercial | Interruptible - Health | New | Space Heating | Natural Gas | HVAC - Shut Off Damper | A | Cumulative Winter Peak Savings (MW) | Technical Potential | 0 | 0 | 0 | 0 | 0 | 0 | 0 | 0 | 0 | 0 | 0 | 0 | 0 | 0 | 0 | 0 | 0 | 0 | 0 | 0 | 0 | 0 | 0 | 0 | 0 | 0 | 0
F10_Commercial_Interruptible - Health_New_Space Heating_Natural Gas_HVAC - Shut Off Damper_A_Technical Potential | F10 | Commercial | Interruptible - Health | New | Space Heating | Natural Gas | HVAC - Shut Off Damper | A | Purchases (Incremental) | Technical Potential | 0 | 0 | 0 | 0 | 0 | 0 | 0 | 0 | 0 | 0 | 0 | 0 | 0 | 0 | 0 | 0 | 0 | 0 | 0 | 0 | 0 | 0 | 0 | 0 | 0 | 0 | 0
F11_Commercial_Interruptible - Health_New_Space Heating_Natural Gas_HVAC - Shut Off Damper_A_Technical Potential | F11 | Commercial | Interruptible - Health | New | Space Heating | Natural Gas | HVAC - Shut Off Damper | A | Purchases (Cumulative) | Technical Potential | 0 | 0 | 0 | 0 | 0 | 0 | 0 | 0 | 0 | 0 | 0 | 0 | 0 | 0 | 0 | 0 | 0 | 0 | 0 | 0 | 0 | 0 | 0 | 0 | 0 | 0 | 0
F1_Commercial_Interruptible - Health_New_Space Heating_Natural Gas_Gas Furnace - Tube Inserts_A_Technical Potential | F1 | Commercial | Interruptible - Health | New | Space Heating | Natural Gas | Gas Furnace - Tube Inserts | A | Integrated Unit Energy Savings (kWh or therms) | Technical Potential | 0 | 0 | 0 | 0 | 0 | 0 | 0 | 0 | 0 | 0 | 0 | 0 | 0 | 0 | 0 | 0 | 0 | 0 | 0 | 0 | 0 | 0 | 0 | 0 | 0 | 0 | 0
F2_Commercial_Interruptible - Health_New_Space Heating_Natural Gas_Gas Furnace - Tube Inserts_A_Technical Potential | F2 | Commercial | Interruptible - Health | New | Space Heating | Natural Gas | Gas Furnace - Tube Inserts | A | Integrated Unit Summer Peak Savings (kW) | Technical Potential | 0 | 0 | 0 | 0 | 0 | 0 | 0 | 0 | 0 | 0 | 0 | 0 | 0 | 0 | 0 | 0 | 0 | 0 | 0 | 0 | 0 | 0 | 0 | 0 | 0 | 0 | 0
F3_Commercial_Interruptible - Health_New_Space Heating_Natural Gas_Gas Furnace - Tube Inserts_A_Technical Potential | F3 | Commercial | Interruptible - Health | New | Space Heating | Natural Gas | Gas Furnace - Tube Inserts | A | Integrated Unit Winter Peak Savings (kW) | Technical Potential | 0 | 0 | 0 | 0 | 0 | 0 | 0 | 0 | 0 | 0 | 0 | 0 | 0 | 0 | 0 | 0 | 0 | 0 | 0 | 0 | 0 | 0 | 0 | 0 | 0 | 0 | 0
F4_Commercial_Interruptible - Health_New_Space Heating_Natural Gas_Gas Furnace - Tube Inserts_A_Technical Potential | F4 | Commercial | Interruptible - Health | New | Space Heating | Natural Gas | Gas Furnace - Tube Inserts | A | Incremental Energy Savings (MWh or mTherms) | Technical Potential | 0 | 0 | 0 | 0 | 0 | 0 | 0 | 0 | 0 | 0 | 0 | 0 | 0 | 0 | 0 | 0 | 0 | 0 | 0 | 0 | 0 | 0 | 0 | 0 | 0 | 0 | 0
F5_Commercial_Interruptible - Health_New_Space Heating_Natural Gas_Gas Furnace - Tube Inserts_A_Technical Potential | F5 | Commercial | Interruptible - Health | New | Space Heating | Natural Gas | Gas Furnace - Tube Inserts | A | Incremental Summer Peak Savings (MW) | Technical Potential | 0 | 0 | 0 | 0 | 0 | 0 | 0 | 0 | 0 | 0 | 0 | 0 | 0 | 0 | 0 | 0 | 0 | 0 | 0 | 0 | 0 | 0 | 0 | 0 | 0 | 0 | 0
F6_Commercial_Interruptible - Health_New_Space Heating_Natural Gas_Gas Furnace - Tube Inserts_A_Technical Potential | F6 | Commercial | Interruptible - Health | New | Space Heating | Natural Gas | Gas Furnace - Tube Inserts | A | Incremental Winter Peak Savings (MW) | Technical Potential | 0 | 0 | 0 | 0 | 0 | 0 | 0 | 0 | 0 | 0 | 0 | 0 | 0 | 0 | 0 | 0 | 0 | 0 | 0 | 0 | 0 | 0 | 0 | 0 | 0 | 0 | 0
F7_Commercial_Interruptible - Health_New_Space Heating_Natural Gas_Gas Furnace - Tube Inserts_A_Technical Potential | F7 | Commercial | Interruptible - Health | New | Space Heating | Natural Gas | Gas Furnace - Tube Inserts | A | Cumulative Energy Savings (MWh or mTherms) | Technical Potential | 0 | 0 | 0 | 0 | 0 | 0 | 0 | 0 | 0 | 0 | 0 | 0 | 0 | 0 | 0 | 0 | 0 | 0 | 0 | 0 | 0 | 0 | 0 | 0 | 0 | 0 | 0
F8_Commercial_Interruptible - Health_New_Space Heating_Natural Gas_Gas Furnace - Tube Inserts_A_Technical Potential | F8 | Commercial | Interruptible - Health | New | Space Heating | Natural Gas | Gas Furnace - Tube Inserts | A | Cumulative Summer Peak Savings (MW) | Technical Potential | 0 | 0 | 0 | 0 | 0 | 0 | 0 | 0 | 0 | 0 | 0 | 0 | 0 | 0 | 0 | 0 | 0 | 0 | 0 | 0 | 0 | 0 | 0 | 0 | 0 | 0 | 0
F9_Commercial_Interruptible - Health_New_Space Heating_Natural Gas_Gas Furnace - Tube Inserts_A_Technical Potential | F9 | Commercial | Interruptible - Health | New | Space Heating | Natural Gas | Gas Furnace - Tube Inserts | A | Cumulative Winter Peak Savings (MW) | Technical Potential | 0 | 0 | 0 | 0 | 0 | 0 | 0 | 0 | 0 | 0 | 0 | 0 | 0 | 0 | 0 | 0 | 0 | 0 | 0 | 0 | 0 | 0 | 0 | 0 | 0 | 0 | 0
F10_Commercial_Interruptible - Health_New_Space Heating_Natural Gas_Gas Furnace - Tube Inserts_A_Technical Potential | F10 | Commercial | Interruptible - Health | New | Space Heating | Natural Gas | Gas Furnace - Tube Inserts | A | Purchases (Incremental) | Technical Potential | 0 | 0 | 0 | 0 | 0 | 0 | 0 | 0 | 0 | 0 | 0 | 0 | 0 | 0 | 0 | 0 | 0 | 0 | 0 | 0 | 0 | 0 | 0 | 0 | 0 | 0 | 0
F11_Commercial_Interruptible - Health_New_Space Heating_Natural Gas_Gas Furnace - Tube Inserts_A_Technical Potential | F11 | Commercial | Interruptible - Health | New | Space Heating | Natural Gas | Gas Furnace - Tube Inserts | A | Purchases (Cumulative) | Technical Potential | 0 | 0 | 0 | 0 | 0 | 0 | 0 | 0 | 0 | 0 | 0 | 0 | 0 | 0 | 0 | 0 | 0 | 0 | 0 | 0 | 0 | 0 | 0 | 0 | 0 | 0 | 0
F1_Commercial_Interruptible - Health_New_Space Heating_Natural Gas_Gas Boiler - Insulate Steam Lines/Condensate Tank_A_Technical Potential | F1 | Commercial | Interruptible - Health | New | Space Heating | Natural Gas | Gas Boiler - Insulate Steam Lines/Condensate Tank | A | Integrated Unit Energy Savings (kWh or therms) | Technical Potential | 0 | 0 | 0 | 0 | 0 | 0 | 0 | 0 | 0 | 0 | 0 | 0 | 0 | 0 | 0 | 0 | 0 | 0 | 0 | 0 | 0 | 0 | 0 | 0 | 0 | 0 | 0
F2_Commercial_Interruptible - Health_New_Space Heating_Natural Gas_Gas Boiler - Insulate Steam Lines/Condensate Tank_A_Technical Potential | F2 | Commercial | Interruptible - Health | New | Space Heating | Natural Gas | Gas Boiler - Insulate Steam Lines/Condensate Tank | A | Integrated Unit Summer Peak Savings (kW) | Technical Potential | 0 | 0 | 0 | 0 | 0 | 0 | 0 | 0 | 0 | 0 | 0 | 0 | 0 | 0 | 0 | 0 | 0 | 0 | 0 | 0 | 0 | 0 | 0 | 0 | 0 | 0 | 0
F3_Commercial_Interruptible - Health_New_Space Heating_Natural Gas_Gas Boiler - Insulate Steam Lines/Condensate Tank_A_Technical Potential | F3 | Commercial | Interruptible - Health | New | Space Heating | Natural Gas | Gas Boiler - Insulate Steam Lines/Condensate Tank | A | Integrated Unit Winter Peak Savings (kW) | Technical Potential | 0 | 0 | 0 | 0 | 0 | 0 | 0 | 0 | 0 | 0 | 0 | 0 | 0 | 0 | 0 | 0 | 0 | 0 | 0 | 0 | 0 | 0 | 0 | 0 | 0 | 0 | 0
F4_Commercial_Interruptible - Health_New_Space Heating_Natural Gas_Gas Boiler - Insulate Steam Lines/Condensate Tank_A_Technical Potential | F4 | Commercial | Interruptible - Health | New | Space Heating | Natural Gas | Gas Boiler - Insulate Steam Lines/Condensate Tank | A | Incremental Energy Savings (MWh or mTherms) | Technical Potential | 0 | 0 | 0 | 0 | 0 | 0 | 0 | 0 | 0 | 0 | 0 | 0 | 0 | 0 | 0 | 0 | 0 | 0 | 0 | 0 | 0 | 0 | 0 | 0 | 0 | 0 | 0
F5_Commercial_Interruptible - Health_New_Space Heating_Natural Gas_Gas Boiler - Insulate Steam Lines/Condensate Tank_A_Technical Potential | F5 | Commercial | Interruptible - Health | New | Space Heating | Natural Gas | Gas Boiler - Insulate Steam Lines/Condensate Tank | A | Incremental Summer Peak Savings (MW) | Technical Potential | 0 | 0 | 0 | 0 | 0 | 0 | 0 | 0 | 0 | 0 | 0 | 0 | 0 | 0 | 0 | 0 | 0 | 0 | 0 | 0 | 0 | 0 | 0 | 0 | 0 | 0 | 0
F6_Commercial_Interruptible - Health_New_Space Heating_Natural Gas_Gas Boiler - Insulate Steam Lines/Condensate Tank_A_Technical Potential | F6 | Commercial | Interruptible - Health | New | Space Heating | Natural Gas | Gas Boiler - Insulate Steam Lines/Condensate Tank | A | Incremental Winter Peak Savings (MW) | Technical Potential | 0 | 0 | 0 | 0 | 0 | 0 | 0 | 0 | 0 | 0 | 0 | 0 | 0 | 0 | 0 | 0 | 0 | 0 | 0 | 0 | 0 | 0 | 0 | 0 | 0 | 0 | 0
F7_Commercial_Interruptible - Health_New_Space Heating_Natural Gas_Gas Boiler - Insulate Steam Lines/Condensate Tank_A_Technical Potential | F7 | Commercial | Interruptible - Health | New | Space Heating | Natural Gas | Gas Boiler - Insulate Steam Lines/Condensate Tank | A | Cumulative Energy Savings (MWh or mTherms) | Technical Potential | 0 | 0 | 0 | 0 | 0 | 0 | 0 | 0 | 0 | 0 | 0 | 0 | 0 | 0 | 0 | 0 | 0 | 0 | 0 | 0 | 0 | 0 | 0 | 0 | 0 | 0 | 0
F8_Commercial_Interruptible - Health_New_Space Heating_Natural Gas_Gas Boiler - Insulate Steam Lines/Condensate Tank_A_Technical Potential | F8 | Commercial | Interruptible - Health | New | Space Heating | Natural Gas | Gas Boiler - Insulate Steam Lines/Condensate Tank | A | Cumulative Summer Peak Savings (MW) | Technical Potential | 0 | 0 | 0 | 0 | 0 | 0 | 0 | 0 | 0 | 0 | 0 | 0 | 0 | 0 | 0 | 0 | 0 | 0 | 0 | 0 | 0 | 0 | 0 | 0 | 0 | 0 | 0
F9_Commercial_Interruptible - Health_New_Space Heating_Natural Gas_Gas Boiler - Insulate Steam Lines/Condensate Tank_A_Technical Potential | F9 | Commercial | Interruptible - Health | New | Space Heating | Natural Gas | Gas Boiler - Insulate Steam Lines/Condensate Tank | A | Cumulative Winter Peak Savings (MW) | Technical Potential | 0 | 0 | 0 | 0 | 0 | 0 | 0 | 0 | 0 | 0 | 0 | 0 | 0 | 0 | 0 | 0 | 0 | 0 | 0 | 0 | 0 | 0 | 0 | 0 | 0 | 0 | 0
F10_Commercial_Interruptible - Health_New_Space Heating_Natural Gas_Gas Boiler - Insulate Steam Lines/Condensate Tank_A_Technical Potential | F10 | Commercial | Interruptible - Health | New | Space Heating | Natural Gas | Gas Boiler - Insulate Steam Lines/Condensate Tank | A | Purchases (Incremental) | Technical Potential | 0 | 0 | 0 | 0 | 0 | 0 | 0 | 0 | 0 | 0 | 0 | 0 | 0 | 0 | 0 | 0 | 0 | 0 | 0 | 0 | 0 | 0 | 0 | 0 | 0 | 0 | 0
F11_Commercial_Interruptible - Health_New_Space Heating_Natural Gas_Gas Boiler - Insulate Steam Lines/Condensate Tank_A_Technical Potential | F11 | Commercial | Interruptible - Health | New | Space Heating | Natural Gas | Gas Boiler - Insulate Steam Lines/Condensate Tank | A | Purchases (Cumulative) | Technical Potential | 0 | 0 | 0 | 0 | 0 | 0 | 0 | 0 | 0 | 0 | 0 | 0 | 0 | 0 | 0 | 0 | 0 | 0 | 0 | 0 | 0 | 0 | 0 | 0 | 0 | 0 | 0
F1_Commercial_Interruptible - Health_New_Space Heating_Natural Gas_Gas Boiler - Insulate Hot Water Lines_A_Technical Potential | F1 | Commercial | Interruptible - Health | New | Space Heating | Natural Gas | Gas Boiler - Insulate Hot Water Lines | A | Integrated Unit Energy Savings (kWh or therms) | Technical Potential | 0 | 0 | 0 | 0 | 0 | 0 | 0 | 0 | 0 | 0 | 0 | 0 | 0 | 0 | 0 | 0 | 0 | 0 | 0 | 0 | 0 | 0 | 0 | 0 | 0 | 0 | 0
F2_Commercial_Interruptible - Health_New_Space Heating_Natural Gas_Gas Boiler - Insulate Hot Water Lines_A_Technical Potential | F2 | Commercial | Interruptible - Health | New | Space Heating | Natural Gas | Gas Boiler - Insulate Hot Water Lines | A | Integrated Unit Summer Peak Savings (kW) | Technical Potential | 0 | 0 | 0 | 0 | 0 | 0 | 0 | 0 | 0 | 0 | 0 | 0 | 0 | 0 | 0 | 0 | 0 | 0 | 0 | 0 | 0 | 0 | 0 | 0 | 0 | 0 | 0
F3_Commercial_Interruptible - Health_New_Space Heating_Natural Gas_Gas Boiler - Insulate Hot Water Lines_A_Technical Potential | F3 | Commercial | Interruptible - Health | New | Space Heating | Natural Gas | Gas Boiler - Insulate Hot Water Lines | A | Integrated Unit Winter Peak Savings (kW) | Technical Potential | 0 | 0 | 0 | 0 | 0 | 0 | 0 | 0 | 0 | 0 | 0 | 0 | 0 | 0 | 0 | 0 | 0 | 0 | 0 | 0 | 0 | 0 | 0 | 0 | 0 | 0 | 0
F4_Commercial_Interruptible - Health_New_Space Heating_Natural Gas_Gas Boiler - Insulate Hot Water Lines_A_Technical Potential | F4 | Commercial | Interruptible - Health | New | Space Heating | Natural Gas | Gas Boiler - Insulate Hot Water Lines | A | Incremental Energy Savings (MWh or mTherms) | Technical Potential | 0 | 0 | 0 | 0 | 0 | 0 | 0 | 0 | 0 | 0 | 0 | 0 | 0 | 0 | 0 | 0 | 0 | 0 | 0 | 0 | 0 | 0 | 0 | 0 | 0 | 0 | 0
F5_Commercial_Interruptible - Health_New_Space Heating_Natural Gas_Gas Boiler - Insulate Hot Water Lines_A_Technical Potential | F5 | Commercial | Interruptible - Health | New | Space Heating | Natural Gas | Gas Boiler - Insulate Hot Water Lines | A | Incremental Summer Peak Savings (MW) | Technical Potential | 0 | 0 | 0 | 0 | 0 | 0 | 0 | 0 | 0 | 0 | 0 | 0 | 0 | 0 | 0 | 0 | 0 | 0 | 0 | 0 | 0 | 0 | 0 | 0 | 0 | 0 | 0
F6_Commercial_Interruptible - Health_New_Space Heating_Natural Gas_Gas Boiler - Insulate Hot Water Lines_A_Technical Potential | F6 | Commercial | Interruptible - Health | New | Space Heating | Natural Gas | Gas Boiler - Insulate Hot Water Lines | A | Incremental Winter Peak Savings (MW) | Technical Potential | 0 | 0 | 0 | 0 | 0 | 0 | 0 | 0 | 0 | 0 | 0 | 0 | 0 | 0 | 0 | 0 | 0 | 0 | 0 | 0 | 0 | 0 | 0 | 0 | 0 | 0 | 0
F7_Commercial_Interruptible - Health_New_Space Heating_Natural Gas_Gas Boiler - Insulate Hot Water Lines_A_Technical Potential | F7 | Commercial | Interruptible - Health | New | Space Heating | Natural Gas | Gas Boiler - Insulate Hot Water Lines | A | Cumulative Energy Savings (MWh or mTherms) | Technical Potential | 0 | 0 | 0 | 0 | 0 | 0 | 0 | 0 | 0 | 0 | 0 | 0 | 0 | 0 | 0 | 0 | 0 | 0 | 0 | 0 | 0 | 0 | 0 | 0 | 0 | 0 | 0
F8_Commercial_Interruptible - Health_New_Space Heating_Natural Gas_Gas Boiler - Insulate Hot Water Lines_A_Technical Potential | F8 | Commercial | Interruptible - Health | New | Space Heating | Natural Gas | Gas Boiler - Insulate Hot Water Lines | A | Cumulative Summer Peak Savings (MW) | Technical Potential | 0 | 0 | 0 | 0 | 0 | 0 | 0 | 0 | 0 | 0 | 0 | 0 | 0 | 0 | 0 | 0 | 0 | 0 | 0 | 0 | 0 | 0 | 0 | 0 | 0 | 0 | 0
F9_Commercial_Interruptible - Health_New_Space Heating_Natural Gas_Gas Boiler - Insulate Hot Water Lines_A_Technical Potential | F9 | Commercial | Interruptible - Health | New | Space Heating | Natural Gas | Gas Boiler - Insulate Hot Water Lines | A | Cumulative Winter Peak Savings (MW) | Technical Potential | 0 | 0 | 0 | 0 | 0 | 0 | 0 | 0 | 0 | 0 | 0 | 0 | 0 | 0 | 0 | 0 | 0 | 0 | 0 | 0 | 0 | 0 | 0 | 0 | 0 | 0 | 0
F10_Commercial_Interruptible - Health_New_Space Heating_Natural Gas_Gas Boiler - Insulate Hot Water Lines_A_Technical Potential | F10 | Commercial | Interruptible - Health | New | Space Heating | Natural Gas | Gas Boiler - Insulate Hot Water Lines | A | Purchases (Incremental) | Technical Potential | 0 | 0 | 0 | 0 | 0 | 0 | 0 | 0 | 0 | 0 | 0 | 0 | 0 | 0 | 0 | 0 | 0 | 0 | 0 | 0 | 0 | 0 | 0 | 0 | 0 | 0 | 0
F11_Commercial_Interruptible - Health_New_Space Heating_Natural Gas_Gas Boiler - Insulate Hot Water Lines_A_Technical Potential | F11 | Commercial | Interruptible - Health | New | Space Heating | Natural Gas | Gas Boiler - Insulate Hot Water Lines | A | Purchases (Cumulative) | Technical Potential | 0 | 0 | 0 | 0 | 0 | 0 | 0 | 0 | 0 | 0 | 0 | 0 | 0 | 0 | 0 | 0 | 0 | 0 | 0 | 0 | 0 | 0 | 0 | 0 | 0 | 0 | 0
F1_Commercial_Interruptible - Health_New_Space Heating_Natural Gas_Condensing RTU_A_Technical Potential | F1 | Commercial | Interruptible - Health | New | Space Heating | Natural Gas | Condensing RTU | A | Integrated Unit Energy Savings (kWh or therms) | Technical Potential | 0 | 0 | 0 | 0 | 0 | 0 | 0 | 0 | 0 | 0 | 0 | 0 | 0 | 0 | 0 | 0 | 0 | 0 | 0 | 0 | 0 | 0 | 0 | 0 | 0 | 0 | 0
F2_Commercial_Interruptible - Health_New_Space Heating_Natural Gas_Condensing RTU_A_Technical Potential | F2 | Commercial | Interruptible - Health | New | Space Heating | Natural Gas | Condensing RTU | A | Integrated Unit Summer Peak Savings (kW) | Technical Potential | 0 | 0 | 0 | 0 | 0 | 0 | 0 | 0 | 0 | 0 | 0 | 0 | 0 | 0 | 0 | 0 | 0 | 0 | 0 | 0 | 0 | 0 | 0 | 0 | 0 | 0 | 0
F3_Commercial_Interruptible - Health_New_Space Heating_Natural Gas_Condensing RTU_A_Technical Potential | F3 | Commercial | Interruptible - Health | New | Space Heating | Natural Gas | Condensing RTU | A | Integrated Unit Winter Peak Savings (kW) | Technical Potential | 0 | 0 | 0 | 0 | 0 | 0 | 0 | 0 | 0 | 0 | 0 | 0 | 0 | 0 | 0 | 0 | 0 | 0 | 0 | 0 | 0 | 0 | 0 | 0 | 0 | 0 | 0
F4_Commercial_Interruptible - Health_New_Space Heating_Natural Gas_Condensing RTU_A_Technical Potential | F4 | Commercial | Interruptible - Health | New | Space Heating | Natural Gas | Condensing RTU | A | Incremental Energy Savings (MWh or mTherms) | Technical Potential | 0 | 0 | 0 | 0 | 0 | 0 | 0 | 0 | 0 | 0 | 0 | 0 | 0 | 0 | 0 | 0 | 0 | 0 | 0 | 0 | 0 | 0 | 0 | 0 | 0 | 0 | 0
F5_Commercial_Interruptible - Health_New_Space Heating_Natural Gas_Condensing RTU_A_Technical Potential | F5 | Commercial | Interruptible - Health | New | Space Heating | Natural Gas | Condensing RTU | A | Incremental Summer Peak Savings (MW) | Technical Potential | 0 | 0 | 0 | 0 | 0 | 0 | 0 | 0 | 0 | 0 | 0 | 0 | 0 | 0 | 0 | 0 | 0 | 0 | 0 | 0 | 0 | 0 | 0 | 0 | 0 | 0 | 0
F6_Commercial_Interruptible - Health_New_Space Heating_Natural Gas_Condensing RTU_A_Technical Potential | F6 | Commercial | Interruptible - Health | New | Space Heating | Natural Gas | Condensing RTU | A | Incremental Winter Peak Savings (MW) | Technical Potential | 0 | 0 | 0 | 0 | 0 | 0 | 0 | 0 | 0 | 0 | 0 | 0 | 0 | 0 | 0 | 0 | 0 | 0 | 0 | 0 | 0 | 0 | 0 | 0 | 0 | 0 | 0
F7_Commercial_Interruptible - Health_New_Space Heating_Natural Gas_Condensing RTU_A_Technical Potential | F7 | Commercial | Interruptible - Health | New | Space Heating | Natural Gas | Condensing RTU | A | Cumulative Energy Savings (MWh or mTherms) | Technical Potential | 0 | 0 | 0 | 0 | 0 | 0 | 0 | 0 | 0 | 0 | 0 | 0 | 0 | 0 | 0 | 0 | 0 | 0 | 0 | 0 | 0 | 0 | 0 | 0 | 0 | 0 | 0
F8_Commercial_Interruptible - Health_New_Space Heating_Natural Gas_Condensing RTU_A_Technical Potential | F8 | Commercial | Interruptible - Health | New | Space Heating | Natural Gas | Condensing RTU | A | Cumulative Summer Peak Savings (MW) | Technical Potential | 0 | 0 | 0 | 0 | 0 | 0 | 0 | 0 | 0 | 0 | 0 | 0 | 0 | 0 | 0 | 0 | 0 | 0 | 0 | 0 | 0 | 0 | 0 | 0 | 0 | 0 | 0
F9_Commercial_Interruptible - Health_New_Space Heating_Natural Gas_Condensing RTU_A_Technical Potential | F9 | Commercial | Interruptible - Health | New | Space Heating | Natural Gas | Condensing RTU | A | Cumulative Winter Peak Savings (MW) | Technical Potential | 0 | 0 | 0 | 0 | 0 | 0 | 0 | 0 | 0 | 0 | 0 | 0 | 0 | 0 | 0 | 0 | 0 | 0 | 0 | 0 | 0 | 0 | 0 | 0 | 0 | 0 | 0
F10_Commercial_Interruptible - Health_New_Space Heating_Natural Gas_Condensing RTU_A_Technical Potential | F10 | Commercial | Interruptible - Health | New | Space Heating | Natural Gas | Condensing RTU | A | Purchases (Incremental) | Technical Potential | 0 | 0 | 0 | 0 | 0 | 0 | 0 | 0 | 0 | 0 | 0 | 0 | 0 | 0 | 0 | 0 | 0 | 0 | 0 | 0 | 0 | 0 | 0 | 0 | 0 | 0 | 0
F11_Commercial_Interruptible - Health_New_Space Heating_Natural Gas_Condensing RTU_A_Technical Potential | F11 | Commercial | Interruptible - Health | New | Space Heating | Natural Gas | Condensing RTU | A | Purchases (Cumulative) | Technical Potential | 0 | 0 | 0 | 0 | 0 | 0 | 0 | 0 | 0 | 0 | 0 | 0 | 0 | 0 | 0 | 0 | 0 | 0 | 0 | 0 | 0 | 0 | 0 | 0 | 0 | 0 | 0
F1_Commercial_Interruptible - Health_New_Space Heating_Natural Gas_Hydronic Heating Radiator Replacement_A_Technical Potential | F1 | Commercial | Interruptible - Health | New | Space Heating | Natural Gas | Hydronic Heating Radiator Replacement | A | Integrated Unit Energy Savings (kWh or therms) | Technical Potential | 0 | 0 | 0 | 0 | 0 | 0 | 0 | 0 | 0 | 0 | 0 | 0 | 0 | 0 | 0 | 0 | 0 | 0 | 0 | 0 | 0 | 0 | 0 | 0 | 0 | 0 | 0
F2_Commercial_Interruptible - Health_New_Space Heating_Natural Gas_Hydronic Heating Radiator Replacement_A_Technical Potential | F2 | Commercial | Interruptible - Health | New | Space Heating | Natural Gas | Hydronic Heating Radiator Replacement | A | Integrated Unit Summer Peak Savings (kW) | Technical Potential | 0 | 0 | 0 | 0 | 0 | 0 | 0 | 0 | 0 | 0 | 0 | 0 | 0 | 0 | 0 | 0 | 0 | 0 | 0 | 0 | 0 | 0 | 0 | 0 | 0 | 0 | 0
F3_Commercial_Interruptible - Health_New_Space Heating_Natural Gas_Hydronic Heating Radiator Replacement_A_Technical Potential | F3 | Commercial | Interruptible - Health | New | Space Heating | Natural Gas | Hydronic Heating Radiator Replacement | A | Integrated Unit Winter Peak Savings (kW) | Technical Potential | 0 | 0 | 0 | 0 | 0 | 0 | 0 | 0 | 0 | 0 | 0 | 0 | 0 | 0 | 0 | 0 | 0 | 0 | 0 | 0 | 0 | 0 | 0 | 0 | 0 | 0 | 0
F4_Commercial_Interruptible - Health_New_Space Heating_Natural Gas_Hydronic Heating Radiator Replacement_A_Technical Potential | F4 | Commercial | Interruptible - Health | New | Space Heating | Natural Gas | Hydronic Heating Radiator Replacement | A | Incremental Energy Savings (MWh or mTherms) | Technical Potential | 0 | 0 | 0 | 0 | 0 | 0 | 0 | 0 | 0 | 0 | 0 | 0 | 0 | 0 | 0 | 0 | 0 | 0 | 0 | 0 | 0 | 0 | 0 | 0 | 0 | 0 | 0
F5_Commercial_Interruptible - Health_New_Space Heating_Natural Gas_Hydronic Heating Radiator Replacement_A_Technical Potential | F5 | Commercial | Interruptible - Health | New | Space Heating | Natural Gas | Hydronic Heating Radiator Replacement | A | Incremental Summer Peak Savings (MW) | Technical Potential | 0 | 0 | 0 | 0 | 0 | 0 | 0 | 0 | 0 | 0 | 0 | 0 | 0 | 0 | 0 | 0 | 0 | 0 | 0 | 0 | 0 | 0 | 0 | 0 | 0 | 0 | 0
F6_Commercial_Interruptible - Health_New_Space Heating_Natural Gas_Hydronic Heating Radiator Replacement_A_Technical Potential | F6 | Commercial | Interruptible - Health | New | Space Heating | Natural Gas | Hydronic Heating Radiator Replacement | A | Incremental Winter Peak Savings (MW) | Technical Potential | 0 | 0 | 0 | 0 | 0 | 0 | 0 | 0 | 0 | 0 | 0 | 0 | 0 | 0 | 0 | 0 | 0 | 0 | 0 | 0 | 0 | 0 | 0 | 0 | 0 | 0 | 0
F7_Commercial_Interruptible - Health_New_Space Heating_Natural Gas_Hydronic Heating Radiator Replacement_A_Technical Potential | F7 | Commercial | Interruptible - Health | New | Space Heating | Natural Gas | Hydronic Heating Radiator Replacement | A | Cumulative Energy Savings (MWh or mTherms) | Technical Potential | 0 | 0 | 0 | 0 | 0 | 0 | 0 | 0 | 0 | 0 | 0 | 0 | 0 | 0 | 0 | 0 | 0 | 0 | 0 | 0 | 0 | 0 | 0 | 0 | 0 | 0 | 0
F8_Commercial_Interruptible - Health_New_Space Heating_Natural Gas_Hydronic Heating Radiator Replacement_A_Technical Potential | F8 | Commercial | Interruptible - Health | New | Space Heating | Natural Gas | Hydronic Heating Radiator Replacement | A | Cumulative Summer Peak Savings (MW) | Technical Potential | 0 | 0 | 0 | 0 | 0 | 0 | 0 | 0 | 0 | 0 | 0 | 0 | 0 | 0 | 0 | 0 | 0 | 0 | 0 | 0 | 0 | 0 | 0 | 0 | 0 | 0 | 0
F9_Commercial_Interruptible - Health_New_Space Heating_Natural Gas_Hydronic Heating Radiator Replacement_A_Technical Potential | F9 | Commercial | Interruptible - Health | New | Space Heating | Natural Gas | Hydronic Heating Radiator Replacement | A | Cumulative Winter Peak Savings (MW) | Technical Potential | 0 | 0 | 0 | 0 | 0 | 0 | 0 | 0 | 0 | 0 | 0 | 0 | 0 | 0 | 0 | 0 | 0 | 0 | 0 | 0 | 0 | 0 | 0 | 0 | 0 | 0 | 0
F10_Commercial_Interruptible - Health_New_Space Heating_Natural Gas_Hydronic Heating Radiator Replacement_A_Technical Potential | F10 | Commercial | Interruptible - Health | New | Space Heating | Natural Gas | Hydronic Heating Radiator Replacement | A | Purchases (Incremental) | Technical Potential | 0 | 0 | 0 | 0 | 0 | 0 | 0 | 0 | 0 | 0 | 0 | 0 | 0 | 0 | 0 | 0 | 0 | 0 | 0 | 0 | 0 | 0 | 0 | 0 | 0 | 0 | 0
F11_Commercial_Interruptible - Health_New_Space Heating_Natural Gas_Hydronic Heating Radiator Replacement_A_Technical Potential | F11 | Commercial | Interruptible - Health | New | Space Heating | Natural Gas | Hydronic Heating Radiator Replacement | A | Purchases (Cumulative) | Technical Potential | 0 | 0 | 0 | 0 | 0 | 0 | 0 | 0 | 0 | 0 | 0 | 0 | 0 | 0 | 0 | 0 | 0 | 0 | 0 | 0 | 0 | 0 | 0 | 0 | 0 | 0 | 0
F1_Commercial_Interruptible - Health_New_Space Heating_Natural Gas_Thermostat - Connected_A_Technical Potential | F1 | Commercial | Interruptible - Health | New | Space Heating | Natural Gas | Thermostat - Connected | A | Integrated Unit Energy Savings (kWh or therms) | Technical Potential | 0 | 0 | 0 | 0 | 0 | 0 | 0 | 0 | 0 | 0 | 0 | 0 | 0 | 0 | 0 | 0 | 0 | 0 | 0 | 0 | 0 | 0 | 0 | 0 | 0 | 0 | 0
F2_Commercial_Interruptible - Health_New_Space Heating_Natural Gas_Thermostat - Connected_A_Technical Potential | F2 | Commercial | Interruptible - Health | New | Space Heating | Natural Gas | Thermostat - Connected | A | Integrated Unit Summer Peak Savings (kW) | Technical Potential | 0 | 0 | 0 | 0 | 0 | 0 | 0 | 0 | 0 | 0 | 0 | 0 | 0 | 0 | 0 | 0 | 0 | 0 | 0 | 0 | 0 | 0 | 0 | 0 | 0 | 0 | 0
F3_Commercial_Interruptible - Health_New_Space Heating_Natural Gas_Thermostat - Connected_A_Technical Potential | F3 | Commercial | Interruptible - Health | New | Space Heating | Natural Gas | Thermostat - Connected | A | Integrated Unit Winter Peak Savings (kW) | Technical Potential | 0 | 0 | 0 | 0 | 0 | 0 | 0 | 0 | 0 | 0 | 0 | 0 | 0 | 0 | 0 | 0 | 0 | 0 | 0 | 0 | 0 | 0 | 0 | 0 | 0 | 0 | 0
F4_Commercial_Interruptible - Health_New_Space Heating_Natural Gas_Thermostat - Connected_A_Technical Potential | F4 | Commercial | Interruptible - Health | New | Space Heating | Natural Gas | Thermostat - Connected | A | Incremental Energy Savings (MWh or mTherms) | Technical Potential | 0 | 0 | 0 | 0 | 0 | 0 | 0 | 0 | 0 | 0 | 0 | 0 | 0 | 0 | 0 | 0 | 0 | 0 | 0 | 0 | 0 | 0 | 0 | 0 | 0 | 0 | 0
F5_Commercial_Interruptible - Health_New_Space Heating_Natural Gas_Thermostat - Connected_A_Technical Potential | F5 | Commercial | Interruptible - Health | New | Space Heating | Natural Gas | Thermostat - Connected | A | Incremental Summer Peak Savings (MW) | Technical Potential | 0 | 0 | 0 | 0 | 0 | 0 | 0 | 0 | 0 | 0 | 0 | 0 | 0 | 0 | 0 | 0 | 0 | 0 | 0 | 0 | 0 | 0 | 0 | 0 | 0 | 0 | 0
F6_Commercial_Interruptible - Health_New_Space Heating_Natural Gas_Thermostat - Connected_A_Technical Potential | F6 | Commercial | Interruptible - Health | New | Space Heating | Natural Gas | Thermostat - Connected | A | Incremental Winter Peak Savings (MW) | Technical Potential | 0 | 0 | 0 | 0 | 0 | 0 | 0 | 0 | 0 | 0 | 0 | 0 | 0 | 0 | 0 | 0 | 0 | 0 | 0 | 0 | 0 | 0 | 0 | 0 | 0 | 0 | 0
F7_Commercial_Interruptible - Health_New_Space Heating_Natural Gas_Thermostat - Connected_A_Technical Potential | F7 | Commercial | Interruptible - Health | New | Space Heating | Natural Gas | Thermostat - Connected | A | Cumulative Energy Savings (MWh or mTherms) | Technical Potential | 0 | 0 | 0 | 0 | 0 | 0 | 0 | 0 | 0 | 0 | 0 | 0 | 0 | 0 | 0 | 0 | 0 | 0 | 0 | 0 | 0 | 0 | 0 | 0 | 0 | 0 | 0
F8_Commercial_Interruptible - Health_New_Space Heating_Natural Gas_Thermostat - Connected_A_Technical Potential | F8 | Commercial | Interruptible - Health | New | Space Heating | Natural Gas | Thermostat - Connected | A | Cumulative Summer Peak Savings (MW) | Technical Potential | 0 | 0 | 0 | 0 | 0 | 0 | 0 | 0 | 0 | 0 | 0 | 0 | 0 | 0 | 0 | 0 | 0 | 0 | 0 | 0 | 0 | 0 | 0 | 0 | 0 | 0 | 0
F9_Commercial_Interruptible - Health_New_Space Heating_Natural Gas_Thermostat - Connected_A_Technical Potential | F9 | Commercial | Interruptible - Health | New | Space Heating | Natural Gas | Thermostat - Connected | A | Cumulative Winter Peak Savings (MW) | Technical Potential | 0 | 0 | 0 | 0 | 0 | 0 | 0 | 0 | 0 | 0 | 0 | 0 | 0 | 0 | 0 | 0 | 0 | 0 | 0 | 0 | 0 | 0 | 0 | 0 | 0 | 0 | 0
F10_Commercial_Interruptible - Health_New_Space Heating_Natural Gas_Thermostat - Connected_A_Technical Potential | F10 | Commercial | Interruptible - Health | New | Space Heating | Natural Gas | Thermostat - Connected | A | Purchases (Incremental) | Technical Potential | 0 | 0 | 0 | 0 | 0 | 0 | 0 | 0 | 0 | 0 | 0 | 0 | 0 | 0 | 0 | 0 | 0 | 0 | 0 | 0 | 0 | 0 | 0 | 0 | 0 | 0 | 0
F11_Commercial_Interruptible - Health_New_Space Heating_Natural Gas_Thermostat - Connected_A_Technical Potential | F11 | Commercial | Interruptible - Health | New | Space Heating | Natural Gas | Thermostat - Connected | A | Purchases (Cumulative) | Technical Potential | 0 | 0 | 0 | 0 | 0 | 0 | 0 | 0 | 0 | 0 | 0 | 0 | 0 | 0 | 0 | 0 | 0 | 0 | 0 | 0 | 0 | 0 | 0 | 0 | 0 | 0 | 0
F1_Commercial_Interruptible - Health_New_Water Heating_Natural Gas_Water Heater - Thermostatic Shower Restriction Valve_A_Technical Potential | F1 | Commercial | Interruptible - Health | New | Water Heating | Natural Gas | Water Heater - Thermostatic Shower Restriction Valve | A | Integrated Unit Energy Savings (kWh or therms) | Technical Potential | 0 | 0 | 0 | 0 | 0 | 0 | 0 | 0 | 0 | 0 | 0 | 0 | 0 | 0 | 0 | 0 | 0 | 0 | 0 | 0 | 0 | 0 | 0 | 0 | 0 | 0 | 0
F2_Commercial_Interruptible - Health_New_Water Heating_Natural Gas_Water Heater - Thermostatic Shower Restriction Valve_A_Technical Potential | F2 | Commercial | Interruptible - Health | New | Water Heating | Natural Gas | Water Heater - Thermostatic Shower Restriction Valve | A | Integrated Unit Summer Peak Savings (kW) | Technical Potential | 0 | 0 | 0 | 0 | 0 | 0 | 0 | 0 | 0 | 0 | 0 | 0 | 0 | 0 | 0 | 0 | 0 | 0 | 0 | 0 | 0 | 0 | 0 | 0 | 0 | 0 | 0
F3_Commercial_Interruptible - Health_New_Water Heating_Natural Gas_Water Heater - Thermostatic Shower Restriction Valve_A_Technical Potential | F3 | Commercial | Interruptible - Health | New | Water Heating | Natural Gas | Water Heater - Thermostatic Shower Restriction Valve | A | Integrated Unit Winter Peak Savings (kW) | Technical Potential | 0 | 0 | 0 | 0 | 0 | 0 | 0 | 0 | 0 | 0 | 0 | 0 | 0 | 0 | 0 | 0 | 0 | 0 | 0 | 0 | 0 | 0 | 0 | 0 | 0 | 0 | 0
F4_Commercial_Interruptible - Health_New_Water Heating_Natural Gas_Water Heater - Thermostatic Shower Restriction Valve_A_Technical Potential | F4 | Commercial | Interruptible - Health | New | Water Heating | Natural Gas | Water Heater - Thermostatic Shower Restriction Valve | A | Incremental Energy Savings (MWh or mTherms) | Technical Potential | 0 | 0 | 0 | 0 | 0 | 0 | 0 | 0 | 0 | 0 | 0 | 0 | 0 | 0 | 0 | 0 | 0 | 0 | 0 | 0 | 0 | 0 | 0 | 0 | 0 | 0 | 0
F5_Commercial_Interruptible - Health_New_Water Heating_Natural Gas_Water Heater - Thermostatic Shower Restriction Valve_A_Technical Potential | F5 | Commercial | Interruptible - Health | New | Water Heating | Natural Gas | Water Heater - Thermostatic Shower Restriction Valve | A | Incremental Summer Peak Savings (MW) | Technical Potential | 0 | 0 | 0 | 0 | 0 | 0 | 0 | 0 | 0 | 0 | 0 | 0 | 0 | 0 | 0 | 0 | 0 | 0 | 0 | 0 | 0 | 0 | 0 | 0 | 0 | 0 | 0
F6_Commercial_Interruptible - Health_New_Water Heating_Natural Gas_Water Heater - Thermostatic Shower Restriction Valve_A_Technical Potential | F6 | Commercial | Interruptible - Health | New | Water Heating | Natural Gas | Water Heater - Thermostatic Shower Restriction Valve | A | Incremental Winter Peak Savings (MW) | Technical Potential | 0 | 0 | 0 | 0 | 0 | 0 | 0 | 0 | 0 | 0 | 0 | 0 | 0 | 0 | 0 | 0 | 0 | 0 | 0 | 0 | 0 | 0 | 0 | 0 | 0 | 0 | 0
F7_Commercial_Interruptible - Health_New_Water Heating_Natural Gas_Water Heater - Thermostatic Shower Restriction Valve_A_Technical Potential | F7 | Commercial | Interruptible - Health | New | Water Heating | Natural Gas | Water Heater - Thermostatic Shower Restriction Valve | A | Cumulative Energy Savings (MWh or mTherms) | Technical Potential | 0 | 0 | 0 | 0 | 0 | 0 | 0 | 0 | 0 | 0 | 0 | 0 | 0 | 0 | 0 | 0 | 0 | 0 | 0 | 0 | 0 | 0 | 0 | 0 | 0 | 0 | 0
F8_Commercial_Interruptible - Health_New_Water Heating_Natural Gas_Water Heater - Thermostatic Shower Restriction Valve_A_Technical Potential | F8 | Commercial | Interruptible - Health | New | Water Heating | Natural Gas | Water Heater - Thermostatic Shower Restriction Valve | A | Cumulative Summer Peak Savings (MW) | Technical Potential | 0 | 0 | 0 | 0 | 0 | 0 | 0 | 0 | 0 | 0 | 0 | 0 | 0 | 0 | 0 | 0 | 0 | 0 | 0 | 0 | 0 | 0 | 0 | 0 | 0 | 0 | 0
F9_Commercial_Interruptible - Health_New_Water Heating_Natural Gas_Water Heater - Thermostatic Shower Restriction Valve_A_Technical Potential | F9 | Commercial | Interruptible - Health | New | Water Heating | Natural Gas | Water Heater - Thermostatic Shower Restriction Valve | A | Cumulative Winter Peak Savings (MW) | Technical Potential | 0 | 0 | 0 | 0 | 0 | 0 | 0 | 0 | 0 | 0 | 0 | 0 | 0 | 0 | 0 | 0 | 0 | 0 | 0 | 0 | 0 | 0 | 0 | 0 | 0 | 0 | 0
F10_Commercial_Interruptible - Health_New_Water Heating_Natural Gas_Water Heater - Thermostatic Shower Restriction Valve_A_Technical Potential | F10 | Commercial | Interruptible - Health | New | Water Heating | Natural Gas | Water Heater - Thermostatic Shower Restriction Valve | A | Purchases (Incremental) | Technical Potential | 0 | 0 | 0 | 0 | 0 | 0 | 0 | 0 | 0 | 0 | 0 | 0 | 0 | 0 | 0 | 0 | 0 | 0 | 0 | 0 | 0 | 0 | 0 | 0 | 0 | 0 | 0
F11_Commercial_Interruptible - Health_New_Water Heating_Natural Gas_Water Heater - Thermostatic Shower Restriction Valve_A_Technical Potential | F11 | Commercial | Interruptible - Health | New | Water Heating | Natural Gas | Water Heater - Thermostatic Shower Restriction Valve | A | Purchases (Cumulative) | Technical Potential | 0 | 0 | 0 | 0 | 0 | 0 | 0 | 0 | 0 | 0 | 0 | 0 | 0 | 0 | 0 | 0 | 0 | 0 | 0 | 0 | 0 | 0 | 0 | 0 | 0 | 0 | 0
F1_Commercial_Interruptible - Health_New_Water Heating_Natural Gas_Water Heater - Pre-Rinse Spray Valve_A_Technical Potential | F1 | Commercial | Interruptible - Health | New | Water Heating | Natural Gas | Water Heater - Pre-Rinse Spray Valve | A | Integrated Unit Energy Savings (kWh or therms) | Technical Potential | 0 | 0 | 0 | 0 | 0 | 0 | 0 | 0 | 0 | 0 | 0 | 0 | 0 | 0 | 0 | 0 | 0 | 0 | 0 | 0 | 0 | 0 | 0 | 0 | 0 | 0 | 0
F2_Commercial_Interruptible - Health_New_Water Heating_Natural Gas_Water Heater - Pre-Rinse Spray Valve_A_Technical Potential | F2 | Commercial | Interruptible - Health | New | Water Heating | Natural Gas | Water Heater - Pre-Rinse Spray Valve | A | Integrated Unit Summer Peak Savings (kW) | Technical Potential | 0 | 0 | 0 | 0 | 0 | 0 | 0 | 0 | 0 | 0 | 0 | 0 | 0 | 0 | 0 | 0 | 0 | 0 | 0 | 0 | 0 | 0 | 0 | 0 | 0 | 0 | 0
F3_Commercial_Interruptible - Health_New_Water Heating_Natural Gas_Water Heater - Pre-Rinse Spray Valve_A_Technical Potential | F3 | Commercial | Interruptible - Health | New | Water Heating | Natural Gas | Water Heater - Pre-Rinse Spray Valve | A | Integrated Unit Winter Peak Savings (kW) | Technical Potential | 0 | 0 | 0 | 0 | 0 | 0 | 0 | 0 | 0 | 0 | 0 | 0 | 0 | 0 | 0 | 0 | 0 | 0 | 0 | 0 | 0 | 0 | 0 | 0 | 0 | 0 | 0
F4_Commercial_Interruptible - Health_New_Water Heating_Natural Gas_Water Heater - Pre-Rinse Spray Valve_A_Technical Potential | F4 | Commercial | Interruptible - Health | New | Water Heating | Natural Gas | Water Heater - Pre-Rinse Spray Valve | A | Incremental Energy Savings (MWh or mTherms) | Technical Potential | 0 | 0 | 0 | 0 | 0 | 0 | 0 | 0 | 0 | 0 | 0 | 0 | 0 | 0 | 0 | 0 | 0 | 0 | 0 | 0 | 0 | 0 | 0 | 0 | 0 | 0 | 0
F5_Commercial_Interruptible - Health_New_Water Heating_Natural Gas_Water Heater - Pre-Rinse Spray Valve_A_Technical Potential | F5 | Commercial | Interruptible - Health | New | Water Heating | Natural Gas | Water Heater - Pre-Rinse Spray Valve | A | Incremental Summer Peak Savings (MW) | Technical Potential | 0 | 0 | 0 | 0 | 0 | 0 | 0 | 0 | 0 | 0 | 0 | 0 | 0 | 0 | 0 | 0 | 0 | 0 | 0 | 0 | 0 | 0 | 0 | 0 | 0 | 0 | 0
F6_Commercial_Interruptible - Health_New_Water Heating_Natural Gas_Water Heater - Pre-Rinse Spray Valve_A_Technical Potential | F6 | Commercial | Interruptible - Health | New | Water Heating | Natural Gas | Water Heater - Pre-Rinse Spray Valve | A | Incremental Winter Peak Savings (MW) | Technical Potential | 0 | 0 | 0 | 0 | 0 | 0 | 0 | 0 | 0 | 0 | 0 | 0 | 0 | 0 | 0 | 0 | 0 | 0 | 0 | 0 | 0 | 0 | 0 | 0 | 0 | 0 | 0
F7_Commercial_Interruptible - Health_New_Water Heating_Natural Gas_Water Heater - Pre-Rinse Spray Valve_A_Technical Potential | F7 | Commercial | Interruptible - Health | New | Water Heating | Natural Gas | Water Heater - Pre-Rinse Spray Valve | A | Cumulative Energy Savings (MWh or mTherms) | Technical Potential | 0 | 0 | 0 | 0 | 0 | 0 | 0 | 0 | 0 | 0 | 0 | 0 | 0 | 0 | 0 | 0 | 0 | 0 | 0 | 0 | 0 | 0 | 0 | 0 | 0 | 0 | 0
F8_Commercial_Interruptible - Health_New_Water Heating_Natural Gas_Water Heater - Pre-Rinse Spray Valve_A_Technical Potential | F8 | Commercial | Interruptible - Health | New | Water Heating | Natural Gas | Water Heater - Pre-Rinse Spray Valve | A | Cumulative Summer Peak Savings (MW) | Technical Potential | 0 | 0 | 0 | 0 | 0 | 0 | 0 | 0 | 0 | 0 | 0 | 0 | 0 | 0 | 0 | 0 | 0 | 0 | 0 | 0 | 0 | 0 | 0 | 0 | 0 | 0 | 0
F9_Commercial_Interruptible - Health_New_Water Heating_Natural Gas_Water Heater - Pre-Rinse Spray Valve_A_Technical Potential | F9 | Commercial | Interruptible - Health | New | Water Heating | Natural Gas | Water Heater - Pre-Rinse Spray Valve | A | Cumulative Winter Peak Savings (MW) | Technical Potential | 0 | 0 | 0 | 0 | 0 | 0 | 0 | 0 | 0 | 0 | 0 | 0 | 0 | 0 | 0 | 0 | 0 | 0 | 0 | 0 | 0 | 0 | 0 | 0 | 0 | 0 | 0
F10_Commercial_Interruptible - Health_New_Water Heating_Natural Gas_Water Heater - Pre-Rinse Spray Valve_A_Technical Potential | F10 | Commercial | Interruptible - Health | New | Water Heating | Natural Gas | Water Heater - Pre-Rinse Spray Valve | A | Purchases (Incremental) | Technical Potential | 0 | 0 | 0 | 0 | 0 | 0 | 0 | 0 | 0 | 0 | 0 | 0 | 0 | 0 | 0 | 0 | 0 | 0 | 0 | 0 | 0 | 0 | 0 | 0 | 0 | 0 | 0
F11_Commercial_Interruptible - Health_New_Water Heating_Natural Gas_Water Heater - Pre-Rinse Spray Valve_A_Technical Potential | F11 | Commercial | Interruptible - Health | New | Water Heating | Natural Gas | Water Heater - Pre-Rinse Spray Valve | A | Purchases (Cumulative) | Technical Potential | 0 | 0 | 0 | 0 | 0 | 0 | 0 | 0 | 0 | 0 | 0 | 0 | 0 | 0 | 0 | 0 | 0 | 0 | 0 | 0 | 0 | 0 | 0 | 0 | 0 | 0 | 0
F1_Commercial_Interruptible - Health_New_Water Heating_Natural Gas_Water Heater - Temperature Setback_A_Technical Potential | F1 | Commercial | Interruptible - Health | New | Water Heating | Natural Gas | Water Heater - Temperature Setback | A | Integrated Unit Energy Savings (kWh or therms) | Technical Potential | 0 | 0 | 0 | 0 | 0 | 0 | 0 | 0 | 0 | 0 | 0 | 0 | 0 | 0 | 0 | 0 | 0 | 0 | 0 | 0 | 0 | 0 | 0 | 0 | 0 | 0 | 0
F2_Commercial_Interruptible - Health_New_Water Heating_Natural Gas_Water Heater - Temperature Setback_A_Technical Potential | F2 | Commercial | Interruptible - Health | New | Water Heating | Natural Gas | Water Heater - Temperature Setback | A | Integrated Unit Summer Peak Savings (kW) | Technical Potential | 0 | 0 | 0 | 0 | 0 | 0 | 0 | 0 | 0 | 0 | 0 | 0 | 0 | 0 | 0 | 0 | 0 | 0 | 0 | 0 | 0 | 0 | 0 | 0 | 0 | 0 | 0
F3_Commercial_Interruptible - Health_New_Water Heating_Natural Gas_Water Heater - Temperature Setback_A_Technical Potential | F3 | Commercial | Interruptible - Health | New | Water Heating | Natural Gas | Water Heater - Temperature Setback | A | Integrated Unit Winter Peak Savings (kW) | Technical Potential | 0 | 0 | 0 | 0 | 0 | 0 | 0 | 0 | 0 | 0 | 0 | 0 | 0 | 0 | 0 | 0 | 0 | 0 | 0 | 0 | 0 | 0 | 0 | 0 | 0 | 0 | 0
F4_Commercial_Interruptible - Health_New_Water Heating_Natural Gas_Water Heater - Temperature Setback_A_Technical Potential | F4 | Commercial | Interruptible - Health | New | Water Heating | Natural Gas | Water Heater - Temperature Setback | A | Incremental Energy Savings (MWh or mTherms) | Technical Potential | 0 | 0 | 0 | 0 | 0 | 0 | 0 | 0 | 0 | 0 | 0 | 0 | 0 | 0 | 0 | 0 | 0 | 0 | 0 | 0 | 0 | 0 | 0 | 0 | 0 | 0 | 0
F5_Commercial_Interruptible - Health_New_Water Heating_Natural Gas_Water Heater - Temperature Setback_A_Technical Potential | F5 | Commercial | Interruptible - Health | New | Water Heating | Natural Gas | Water Heater - Temperature Setback | A | Incremental Summer Peak Savings (MW) | Technical Potential | 0 | 0 | 0 | 0 | 0 | 0 | 0 | 0 | 0 | 0 | 0 | 0 | 0 | 0 | 0 | 0 | 0 | 0 | 0 | 0 | 0 | 0 | 0 | 0 | 0 | 0 | 0
F6_Commercial_Interruptible - Health_New_Water Heating_Natural Gas_Water Heater - Temperature Setback_A_Technical Potential | F6 | Commercial | Interruptible - Health | New | Water Heating | Natural Gas | Water Heater - Temperature Setback | A | Incremental Winter Peak Savings (MW) | Technical Potential | 0 | 0 | 0 | 0 | 0 | 0 | 0 | 0 | 0 | 0 | 0 | 0 | 0 | 0 | 0 | 0 | 0 | 0 | 0 | 0 | 0 | 0 | 0 | 0 | 0 | 0 | 0
F7_Commercial_Interruptible - Health_New_Water Heating_Natural Gas_Water Heater - Temperature Setback_A_Technical Potential | F7 | Commercial | Interruptible - Health | New | Water Heating | Natural Gas | Water Heater - Temperature Setback | A | Cumulative Energy Savings (MWh or mTherms) | Technical Potential | 0 | 0 | 0 | 0 | 0 | 0 | 0 | 0 | 0 | 0 | 0 | 0 | 0 | 0 | 0 | 0 | 0 | 0 | 0 | 0 | 0 | 0 | 0 | 0 | 0 | 0 | 0
F8_Commercial_Interruptible - Health_New_Water Heating_Natural Gas_Water Heater - Temperature Setback_A_Technical Potential | F8 | Commercial | Interruptible - Health | New | Water Heating | Natural Gas | Water Heater - Temperature Setback | A | Cumulative Summer Peak Savings (MW) | Technical Potential | 0 | 0 | 0 | 0 | 0 | 0 | 0 | 0 | 0 | 0 | 0 | 0 | 0 | 0 | 0 | 0 | 0 | 0 | 0 | 0 | 0 | 0 | 0 | 0 | 0 | 0 | 0
F9_Commercial_Interruptible - Health_New_Water Heating_Natural Gas_Water Heater - Temperature Setback_A_Technical Potential | F9 | Commercial | Interruptible - Health | New | Water Heating | Natural Gas | Water Heater - Temperature Setback | A | Cumulative Winter Peak Savings (MW) | Technical Potential | 0 | 0 | 0 | 0 | 0 | 0 | 0 | 0 | 0 | 0 | 0 | 0 | 0 | 0 | 0 | 0 | 0 | 0 | 0 | 0 | 0 | 0 | 0 | 0 | 0 | 0 | 0
F10_Commercial_Interruptible - Health_New_Water Heating_Natural Gas_Water Heater - Temperature Setback_A_Technical Potential | F10 | Commercial | Interruptible - Health | New | Water Heating | Natural Gas | Water Heater - Temperature Setback | A | Purchases (Incremental) | Technical Potential | 0 | 0 | 0 | 0 | 0 | 0 | 0 | 0 | 0 | 0 | 0 | 0 | 0 | 0 | 0 | 0 | 0 | 0 | 0 | 0 | 0 | 0 | 0 | 0 | 0 | 0 | 0
F11_Commercial_Interruptible - Health_New_Water Heating_Natural Gas_Water Heater - Temperature Setback_A_Technical Potential | F11 | Commercial | Interruptible - Health | New | Water Heating | Natural Gas | Water Heater - Temperature Setback | A | Purchases (Cumulative) | Technical Potential | 0 | 0 | 0 | 0 | 0 | 0 | 0 | 0 | 0 | 0 | 0 | 0 | 0 | 0 | 0 | 0 | 0 | 0 | 0 | 0 | 0 | 0 | 0 | 0 | 0 | 0 | 0
F1_Commercial_Interruptible - Health_New_Water Heating_Natural Gas_Water Heater - Faucet Aerators_A_Technical Potential | F1 | Commercial | Interruptible - Health | New | Water Heating | Natural Gas | Water Heater - Faucet Aerators | A | Integrated Unit Energy Savings (kWh or therms) | Technical Potential | 0 | 0 | 0 | 0 | 0 | 0 | 0 | 0 | 0 | 0 | 0 | 0 | 0 | 0 | 0 | 0 | 0 | 0 | 0 | 0 | 0 | 0 | 0 | 0 | 0 | 0 | 0
F2_Commercial_Interruptible - Health_New_Water Heating_Natural Gas_Water Heater - Faucet Aerators_A_Technical Potential | F2 | Commercial | Interruptible - Health | New | Water Heating | Natural Gas | Water Heater - Faucet Aerators | A | Integrated Unit Summer Peak Savings (kW) | Technical Potential | 0 | 0 | 0 | 0 | 0 | 0 | 0 | 0 | 0 | 0 | 0 | 0 | 0 | 0 | 0 | 0 | 0 | 0 | 0 | 0 | 0 | 0 | 0 | 0 | 0 | 0 | 0
F3_Commercial_Interruptible - Health_New_Water Heating_Natural Gas_Water Heater - Faucet Aerators_A_Technical Potential | F3 | Commercial | Interruptible - Health | New | Water Heating | Natural Gas | Water Heater - Faucet Aerators | A | Integrated Unit Winter Peak Savings (kW) | Technical Potential | 0 | 0 | 0 | 0 | 0 | 0 | 0 | 0 | 0 | 0 | 0 | 0 | 0 | 0 | 0 | 0 | 0 | 0 | 0 | 0 | 0 | 0 | 0 | 0 | 0 | 0 | 0
F4_Commercial_Interruptible - Health_New_Water Heating_Natural Gas_Water Heater - Faucet Aerators_A_Technical Potential | F4 | Commercial | Interruptible - Health | New | Water Heating | Natural Gas | Water Heater - Faucet Aerators | A | Incremental Energy Savings (MWh or mTherms) | Technical Potential | 0 | 0 | 0 | 0 | 0 | 0 | 0 | 0 | 0 | 0 | 0 | 0 | 0 | 0 | 0 | 0 | 0 | 0 | 0 | 0 | 0 | 0 | 0 | 0 | 0 | 0 | 0
F5_Commercial_Interruptible - Health_New_Water Heating_Natural Gas_Water Heater - Faucet Aerators_A_Technical Potential | F5 | Commercial | Interruptible - Health | New | Water Heating | Natural Gas | Water Heater - Faucet Aerators | A | Incremental Summer Peak Savings (MW) | Technical Potential | 0 | 0 | 0 | 0 | 0 | 0 | 0 | 0 | 0 | 0 | 0 | 0 | 0 | 0 | 0 | 0 | 0 | 0 | 0 | 0 | 0 | 0 | 0 | 0 | 0 | 0 | 0
F6_Commercial_Interruptible - Health_New_Water Heating_Natural Gas_Water Heater - Faucet Aerators_A_Technical Potential | F6 | Commercial | Interruptible - Health | New | Water Heating | Natural Gas | Water Heater - Faucet Aerators | A | Incremental Winter Peak Savings (MW) | Technical Potential | 0 | 0 | 0 | 0 | 0 | 0 | 0 | 0 | 0 | 0 | 0 | 0 | 0 | 0 | 0 | 0 | 0 | 0 | 0 | 0 | 0 | 0 | 0 | 0 | 0 | 0 | 0
F7_Commercial_Interruptible - Health_New_Water Heating_Natural Gas_Water Heater - Faucet Aerators_A_Technical Potential | F7 | Commercial | Interruptible - Health | New | Water Heating | Natural Gas | Water Heater - Faucet Aerators | A | Cumulative Energy Savings (MWh or mTherms) | Technical Potential | 0 | 0 | 0 | 0 | 0 | 0 | 0 | 0 | 0 | 0 | 0 | 0 | 0 | 0 | 0 | 0 | 0 | 0 | 0 | 0 | 0 | 0 | 0 | 0 | 0 | 0 | 0
F8_Commercial_Interruptible - Health_New_Water Heating_Natural Gas_Water Heater - Faucet Aerators_A_Technical Potential | F8 | Commercial | Interruptible - Health | New | Water Heating | Natural Gas | Water Heater - Faucet Aerators | A | Cumulative Summer Peak Savings (MW) | Technical Potential | 0 | 0 | 0 | 0 | 0 | 0 | 0 | 0 | 0 | 0 | 0 | 0 | 0 | 0 | 0 | 0 | 0 | 0 | 0 | 0 | 0 | 0 | 0 | 0 | 0 | 0 | 0
F9_Commercial_Interruptible - Health_New_Water Heating_Natural Gas_Water Heater - Faucet Aerators_A_Technical Potential | F9 | Commercial | Interruptible - Health | New | Water Heating | Natural Gas | Water Heater - Faucet Aerators | A | Cumulative Winter Peak Savings (MW) | Technical Potential | 0 | 0 | 0 | 0 | 0 | 0 | 0 | 0 | 0 | 0 | 0 | 0 | 0 | 0 | 0 | 0 | 0 | 0 | 0 | 0 | 0 | 0 | 0 | 0 | 0 | 0 | 0
F10_Commercial_Interruptible - Health_New_Water Heating_Natural Gas_Water Heater - Faucet Aerators_A_Technical Potential | F10 | Commercial | Interruptible - Health | New | Water Heating | Natural Gas | Water Heater - Faucet Aerators | A | Purchases (Incremental) | Technical Potential | 0 | 0 | 0 | 0 | 0 | 0 | 0 | 0 | 0 | 0 | 0 | 0 | 0 | 0 | 0 | 0 | 0 | 0 | 0 | 0 | 0 | 0 | 0 | 0 | 0 | 0 | 0
F11_Commercial_Interruptible - Health_New_Water Heating_Natural Gas_Water Heater - Faucet Aerators_A_Technical Potential | F11 | Commercial | Interruptible - Health | New | Water Heating | Natural Gas | Water Heater - Faucet Aerators | A | Purchases (Cumulative) | Technical Potential | 0 | 0 | 0 | 0 | 0 | 0 | 0 | 0 | 0 | 0 | 0 | 0 | 0 | 0 | 0 | 0 | 0 | 0 | 0 | 0 | 0 | 0 | 0 | 0 | 0 | 0 | 0
F1_Commercial_Interruptible - Health_New_Water Heating_Natural Gas_Water Heater - Low-Flow Showerheads_A_Technical Potential | F1 | Commercial | Interruptible - Health | New | Water Heating | Natural Gas | Water Heater - Low-Flow Showerheads | A | Integrated Unit Energy Savings (kWh or therms) | Technical Potential | 0 | 0 | 0 | 0 | 0 | 0 | 0 | 0 | 0 | 0 | 0 | 0 | 0 | 0 | 0 | 0 | 0 | 0 | 0 | 0 | 0 | 0 | 0 | 0 | 0 | 0 | 0
F2_Commercial_Interruptible - Health_New_Water Heating_Natural Gas_Water Heater - Low-Flow Showerheads_A_Technical Potential | F2 | Commercial | Interruptible - Health | New | Water Heating | Natural Gas | Water Heater - Low-Flow Showerheads | A | Integrated Unit Summer Peak Savings (kW) | Technical Potential | 0 | 0 | 0 | 0 | 0 | 0 | 0 | 0 | 0 | 0 | 0 | 0 | 0 | 0 | 0 | 0 | 0 | 0 | 0 | 0 | 0 | 0 | 0 | 0 | 0 | 0 | 0
F3_Commercial_Interruptible - Health_New_Water Heating_Natural Gas_Water Heater - Low-Flow Showerheads_A_Technical Potential | F3 | Commercial | Interruptible - Health | New | Water Heating | Natural Gas | Water Heater - Low-Flow Showerheads | A | Integrated Unit Winter Peak Savings (kW) | Technical Potential | 0 | 0 | 0 | 0 | 0 | 0 | 0 | 0 | 0 | 0 | 0 | 0 | 0 | 0 | 0 | 0 | 0 | 0 | 0 | 0 | 0 | 0 | 0 | 0 | 0 | 0 | 0
F4_Commercial_Interruptible - Health_New_Water Heating_Natural Gas_Water Heater - Low-Flow Showerheads_A_Technical Potential | F4 | Commercial | Interruptible - Health | New | Water Heating | Natural Gas | Water Heater - Low-Flow Showerheads | A | Incremental Energy Savings (MWh or mTherms) | Technical Potential | 0 | 0 | 0 | 0 | 0 | 0 | 0 | 0 | 0 | 0 | 0 | 0 | 0 | 0 | 0 | 0 | 0 | 0 | 0 | 0 | 0 | 0 | 0 | 0 | 0 | 0 | 0
F5_Commercial_Interruptible - Health_New_Water Heating_Natural Gas_Water Heater - Low-Flow Showerheads_A_Technical Potential | F5 | Commercial | Interruptible - Health | New | Water Heating | Natural Gas | Water Heater - Low-Flow Showerheads | A | Incremental Summer Peak Savings (MW) | Technical Potential | 0 | 0 | 0 | 0 | 0 | 0 | 0 | 0 | 0 | 0 | 0 | 0 | 0 | 0 | 0 | 0 | 0 | 0 | 0 | 0 | 0 | 0 | 0 | 0 | 0 | 0 | 0
F6_Commercial_Interruptible - Health_New_Water Heating_Natural Gas_Water Heater - Low-Flow Showerheads_A_Technical Potential | F6 | Commercial | Interruptible - Health | New | Water Heating | Natural Gas | Water Heater - Low-Flow Showerheads | A | Incremental Winter Peak Savings (MW) | Technical Potential | 0 | 0 | 0 | 0 | 0 | 0 | 0 | 0 | 0 | 0 | 0 | 0 | 0 | 0 | 0 | 0 | 0 | 0 | 0 | 0 | 0 | 0 | 0 | 0 | 0 | 0 | 0
F7_Commercial_Interruptible - Health_New_Water Heating_Natural Gas_Water Heater - Low-Flow Showerheads_A_Technical Potential | F7 | Commercial | Interruptible - Health | New | Water Heating | Natural Gas | Water Heater - Low-Flow Showerheads | A | Cumulative Energy Savings (MWh or mTherms) | Technical Potential | 0 | 0 | 0 | 0 | 0 | 0 | 0 | 0 | 0 | 0 | 0 | 0 | 0 | 0 | 0 | 0 | 0 | 0 | 0 | 0 | 0 | 0 | 0 | 0 | 0 | 0 | 0
F8_Commercial_Interruptible - Health_New_Water Heating_Natural Gas_Water Heater - Low-Flow Showerheads_A_Technical Potential | F8 | Commercial | Interruptible - Health | New | Water Heating | Natural Gas | Water Heater - Low-Flow Showerheads | A | Cumulative Summer Peak Savings (MW) | Technical Potential | 0 | 0 | 0 | 0 | 0 | 0 | 0 | 0 | 0 | 0 | 0 | 0 | 0 | 0 | 0 | 0 | 0 | 0 | 0 | 0 | 0 | 0 | 0 | 0 | 0 | 0 | 0
F9_Commercial_Interruptible - Health_New_Water Heating_Natural Gas_Water Heater - Low-Flow Showerheads_A_Technical Potential | F9 | Commercial | Interruptible - Health | New | Water Heating | Natural Gas | Water Heater - Low-Flow Showerheads | A | Cumulative Winter Peak Savings (MW) | Technical Potential | 0 | 0 | 0 | 0 | 0 | 0 | 0 | 0 | 0 | 0 | 0 | 0 | 0 | 0 | 0 | 0 | 0 | 0 | 0 | 0 | 0 | 0 | 0 | 0 | 0 | 0 | 0
F10_Commercial_Interruptible - Health_New_Water Heating_Natural Gas_Water Heater - Low-Flow Showerheads_A_Technical Potential | F10 | Commercial | Interruptible - Health | New | Water Heating | Natural Gas | Water Heater - Low-Flow Showerheads | A | Purchases (Incremental) | Technical Potential | 0 | 0 | 0 | 0 | 0 | 0 | 0 | 0 | 0 | 0 | 0 | 0 | 0 | 0 | 0 | 0 | 0 | 0 | 0 | 0 | 0 | 0 | 0 | 0 | 0 | 0 | 0
F11_Commercial_Interruptible - Health_New_Water Heating_Natural Gas_Water Heater - Low-Flow Showerheads_A_Technical Potential | F11 | Commercial | Interruptible - Health | New | Water Heating | Natural Gas | Water Heater - Low-Flow Showerheads | A | Purchases (Cumulative) | Technical Potential | 0 | 0 | 0 | 0 | 0 | 0 | 0 | 0 | 0 | 0 | 0 | 0 | 0 | 0 | 0 | 0 | 0 | 0 | 0 | 0 | 0 | 0 | 0 | 0 | 0 | 0 | 0
F1_Commercial_Interruptible - Health_New_Water Heating_Natural Gas_Water Heater - Tank Blanket/Insulation_A_Technical Potential | F1 | Commercial | Interruptible - Health | New | Water Heating | Natural Gas | Water Heater - Tank Blanket/Insulation | A | Integrated Unit Energy Savings (kWh or therms) | Technical Potential | 0 | 0 | 0 | 0 | 0 | 0 | 0 | 0 | 0 | 0 | 0 | 0 | 0 | 0 | 0 | 0 | 0 | 0 | 0 | 0 | 0 | 0 | 0 | 0 | 0 | 0 | 0
F2_Commercial_Interruptible - Health_New_Water Heating_Natural Gas_Water Heater - Tank Blanket/Insulation_A_Technical Potential | F2 | Commercial | Interruptible - Health | New | Water Heating | Natural Gas | Water Heater - Tank Blanket/Insulation | A | Integrated Unit Summer Peak Savings (kW) | Technical Potential | 0 | 0 | 0 | 0 | 0 | 0 | 0 | 0 | 0 | 0 | 0 | 0 | 0 | 0 | 0 | 0 | 0 | 0 | 0 | 0 | 0 | 0 | 0 | 0 | 0 | 0 | 0
F3_Commercial_Interruptible - Health_New_Water Heating_Natural Gas_Water Heater - Tank Blanket/Insulation_A_Technical Potential | F3 | Commercial | Interruptible - Health | New | Water Heating | Natural Gas | Water Heater - Tank Blanket/Insulation | A | Integrated Unit Winter Peak Savings (kW) | Technical Potential | 0 | 0 | 0 | 0 | 0 | 0 | 0 | 0 | 0 | 0 | 0 | 0 | 0 | 0 | 0 | 0 | 0 | 0 | 0 | 0 | 0 | 0 | 0 | 0 | 0 | 0 | 0
F4_Commercial_Interruptible - Health_New_Water Heating_Natural Gas_Water Heater - Tank Blanket/Insulation_A_Technical Potential | F4 | Commercial | Interruptible - Health | New | Water Heating | Natural Gas | Water Heater - Tank Blanket/Insulation | A | Incremental Energy Savings (MWh or mTherms) | Technical Potential | 0 | 0 | 0 | 0 | 0 | 0 | 0 | 0 | 0 | 0 | 0 | 0 | 0 | 0 | 0 | 0 | 0 | 0 | 0 | 0 | 0 | 0 | 0 | 0 | 0 | 0 | 0
F5_Commercial_Interruptible - Health_New_Water Heating_Natural Gas_Water Heater - Tank Blanket/Insulation_A_Technical Potential | F5 | Commercial | Interruptible - Health | New | Water Heating | Natural Gas | Water Heater - Tank Blanket/Insulation | A | Incremental Summer Peak Savings (MW) | Technical Potential | 0 | 0 | 0 | 0 | 0 | 0 | 0 | 0 | 0 | 0 | 0 | 0 | 0 | 0 | 0 | 0 | 0 | 0 | 0 | 0 | 0 | 0 | 0 | 0 | 0 | 0 | 0
F6_Commercial_Interruptible - Health_New_Water Heating_Natural Gas_Water Heater - Tank Blanket/Insulation_A_Technical Potential | F6 | Commercial | Interruptible - Health | New | Water Heating | Natural Gas | Water Heater - Tank Blanket/Insulation | A | Incremental Winter Peak Savings (MW) | Technical Potential | 0 | 0 | 0 | 0 | 0 | 0 | 0 | 0 | 0 | 0 | 0 | 0 | 0 | 0 | 0 | 0 | 0 | 0 | 0 | 0 | 0 | 0 | 0 | 0 | 0 | 0 | 0
F7_Commercial_Interruptible - Health_New_Water Heating_Natural Gas_Water Heater - Tank Blanket/Insulation_A_Technical Potential | F7 | Commercial | Interruptible - Health | New | Water Heating | Natural Gas | Water Heater - Tank Blanket/Insulation | A | Cumulative Energy Savings (MWh or mTherms) | Technical Potential | 0 | 0 | 0 | 0 | 0 | 0 | 0 | 0 | 0 | 0 | 0 | 0 | 0 | 0 | 0 | 0 | 0 | 0 | 0 | 0 | 0 | 0 | 0 | 0 | 0 | 0 | 0
F8_Commercial_Interruptible - Health_New_Water Heating_Natural Gas_Water Heater - Tank Blanket/Insulation_A_Technical Potential | F8 | Commercial | Interruptible - Health | New | Water Heating | Natural Gas | Water Heater - Tank Blanket/Insulation | A | Cumulative Summer Peak Savings (MW) | Technical Potential | 0 | 0 | 0 | 0 | 0 | 0 | 0 | 0 | 0 | 0 | 0 | 0 | 0 | 0 | 0 | 0 | 0 | 0 | 0 | 0 | 0 | 0 | 0 | 0 | 0 | 0 | 0
F9_Commercial_Interruptible - Health_New_Water Heating_Natural Gas_Water Heater - Tank Blanket/Insulation_A_Technical Potential | F9 | Commercial | Interruptible - Health | New | Water Heating | Natural Gas | Water Heater - Tank Blanket/Insulation | A | Cumulative Winter Peak Savings (MW) | Technical Potential | 0 | 0 | 0 | 0 | 0 | 0 | 0 | 0 | 0 | 0 | 0 | 0 | 0 | 0 | 0 | 0 | 0 | 0 | 0 | 0 | 0 | 0 | 0 | 0 | 0 | 0 | 0
F10_Commercial_Interruptible - Health_New_Water Heating_Natural Gas_Water Heater - Tank Blanket/Insulation_A_Technical Potential | F10 | Commercial | Interruptible - Health | New | Water Heating | Natural Gas | Water Heater - Tank Blanket/Insulation | A | Purchases (Incremental) | Technical Potential | 0 | 0 | 0 | 0 | 0 | 0 | 0 | 0 | 0 | 0 | 0 | 0 | 0 | 0 | 0 | 0 | 0 | 0 | 0 | 0 | 0 | 0 | 0 | 0 | 0 | 0 | 0
F11_Commercial_Interruptible - Health_New_Water Heating_Natural Gas_Water Heater - Tank Blanket/Insulation_A_Technical Potential | F11 | Commercial | Interruptible - Health | New | Water Heating | Natural Gas | Water Heater - Tank Blanket/Insulation | A | Purchases (Cumulative) | Technical Potential | 0 | 0 | 0 | 0 | 0 | 0 | 0 | 0 | 0 | 0 | 0 | 0 | 0 | 0 | 0 | 0 | 0 | 0 | 0 | 0 | 0 | 0 | 0 | 0 | 0 | 0 | 0
F1_Commercial_Interruptible - Health_New_Water Heating_Natural Gas_Water Heater - Drainwater Heat Recovery_A_Technical Potential | F1 | Commercial | Interruptible - Health | New | Water Heating | Natural Gas | Water Heater - Drainwater Heat Recovery | A | Integrated Unit Energy Savings (kWh or therms) | Technical Potential | 0 | 0 | 0 | 0 | 0 | 0 | 0 | 0 | 0 | 0 | 0 | 0 | 0 | 0 | 0 | 0 | 0 | 0 | 0 | 0 | 0 | 0 | 0 | 0 | 0 | 0 | 0
F2_Commercial_Interruptible - Health_New_Water Heating_Natural Gas_Water Heater - Drainwater Heat Recovery_A_Technical Potential | F2 | Commercial | Interruptible - Health | New | Water Heating | Natural Gas | Water Heater - Drainwater Heat Recovery | A | Integrated Unit Summer Peak Savings (kW) | Technical Potential | 0 | 0 | 0 | 0 | 0 | 0 | 0 | 0 | 0 | 0 | 0 | 0 | 0 | 0 | 0 | 0 | 0 | 0 | 0 | 0 | 0 | 0 | 0 | 0 | 0 | 0 | 0
F3_Commercial_Interruptible - Health_New_Water Heating_Natural Gas_Water Heater - Drainwater Heat Recovery_A_Technical Potential | F3 | Commercial | Interruptible - Health | New | Water Heating | Natural Gas | Water Heater - Drainwater Heat Recovery | A | Integrated Unit Winter Peak Savings (kW) | Technical Potential | 0 | 0 | 0 | 0 | 0 | 0 | 0 | 0 | 0 | 0 | 0 | 0 | 0 | 0 | 0 | 0 | 0 | 0 | 0 | 0 | 0 | 0 | 0 | 0 | 0 | 0 | 0
F4_Commercial_Interruptible - Health_New_Water Heating_Natural Gas_Water Heater - Drainwater Heat Recovery_A_Technical Potential | F4 | Commercial | Interruptible - Health | New | Water Heating | Natural Gas | Water Heater - Drainwater Heat Recovery | A | Incremental Energy Savings (MWh or mTherms) | Technical Potential | 0 | 0 | 0 | 0 | 0 | 0 | 0 | 0 | 0 | 0 | 0 | 0 | 0 | 0 | 0 | 0 | 0 | 0 | 0 | 0 | 0 | 0 | 0 | 0 | 0 | 0 | 0
F5_Commercial_Interruptible - Health_New_Water Heating_Natural Gas_Water Heater - Drainwater Heat Recovery_A_Technical Potential | F5 | Commercial | Interruptible - Health | New | Water Heating | Natural Gas | Water Heater - Drainwater Heat Recovery | A | Incremental Summer Peak Savings (MW) | Technical Potential | 0 | 0 | 0 | 0 | 0 | 0 | 0 | 0 | 0 | 0 | 0 | 0 | 0 | 0 | 0 | 0 | 0 | 0 | 0 | 0 | 0 | 0 | 0 | 0 | 0 | 0 | 0
F6_Commercial_Interruptible - Health_New_Water Heating_Natural Gas_Water Heater - Drainwater Heat Recovery_A_Technical Potential | F6 | Commercial | Interruptible - Health | New | Water Heating | Natural Gas | Water Heater - Drainwater Heat Recovery | A | Incremental Winter Peak Savings (MW) | Technical Potential | 0 | 0 | 0 | 0 | 0 | 0 | 0 | 0 | 0 | 0 | 0 | 0 | 0 | 0 | 0 | 0 | 0 | 0 | 0 | 0 | 0 | 0 | 0 | 0 | 0 | 0 | 0
F7_Commercial_Interruptible - Health_New_Water Heating_Natural Gas_Water Heater - Drainwater Heat Recovery_A_Technical Potential | F7 | Commercial | Interruptible - Health | New | Water Heating | Natural Gas | Water Heater - Drainwater Heat Recovery | A | Cumulative Energy Savings (MWh or mTherms) | Technical Potential | 0 | 0 | 0 | 0 | 0 | 0 | 0 | 0 | 0 | 0 | 0 | 0 | 0 | 0 | 0 | 0 | 0 | 0 | 0 | 0 | 0 | 0 | 0 | 0 | 0 | 0 | 0
F8_Commercial_Interruptible - Health_New_Water Heating_Natural Gas_Water Heater - Drainwater Heat Recovery_A_Technical Potential | F8 | Commercial | Interruptible - Health | New | Water Heating | Natural Gas | Water Heater - Drainwater Heat Recovery | A | Cumulative Summer Peak Savings (MW) | Technical Potential | 0 | 0 | 0 | 0 | 0 | 0 | 0 | 0 | 0 | 0 | 0 | 0 | 0 | 0 | 0 | 0 | 0 | 0 | 0 | 0 | 0 | 0 | 0 | 0 | 0 | 0 | 0
F9_Commercial_Interruptible - Health_New_Water Heating_Natural Gas_Water Heater - Drainwater Heat Recovery_A_Technical Potential | F9 | Commercial | Interruptible - Health | New | Water Heating | Natural Gas | Water Heater - Drainwater Heat Recovery | A | Cumulative Winter Peak Savings (MW) | Technical Potential | 0 | 0 | 0 | 0 | 0 | 0 | 0 | 0 | 0 | 0 | 0 | 0 | 0 | 0 | 0 | 0 | 0 | 0 | 0 | 0 | 0 | 0 | 0 | 0 | 0 | 0 | 0
F10_Commercial_Interruptible - Health_New_Water Heating_Natural Gas_Water Heater - Drainwater Heat Recovery_A_Technical Potential | F10 | Commercial | Interruptible - Health | New | Water Heating | Natural Gas | Water Heater - Drainwater Heat Recovery | A | Purchases (Incremental) | Technical Potential | 0 | 0 | 0 | 0 | 0 | 0 | 0 | 0 | 0 | 0 | 0 | 0 | 0 | 0 | 0 | 0 | 0 | 0 | 0 | 0 | 0 | 0 | 0 | 0 | 0 | 0 | 0
F11_Commercial_Interruptible - Health_New_Water Heating_Natural Gas_Water Heater - Drainwater Heat Recovery_A_Technical Potential | F11 | Commercial | Interruptible - Health | New | Water Heating | Natural Gas | Water Heater - Drainwater Heat Recovery | A | Purchases (Cumulative) | Technical Potential | 0 | 0 | 0 | 0 | 0 | 0 | 0 | 0 | 0 | 0 | 0 | 0 | 0 | 0 | 0 | 0 | 0 | 0 | 0 | 0 | 0 | 0 | 0 | 0 | 0 | 0 | 0
F1_Commercial_Interruptible - Health_New_Water Heating_Natural Gas_Water Heater - Circulation Pump Controls_A_Technical Potential | F1 | Commercial | Interruptible - Health | New | Water Heating | Natural Gas | Water Heater - Circulation Pump Controls | A | Integrated Unit Energy Savings (kWh or therms) | Technical Potential | 0 | 0 | 0 | 0 | 0 | 0 | 0 | 0 | 0 | 0 | 0 | 0 | 0 | 0 | 0 | 0 | 0 | 0 | 0 | 0 | 0 | 0 | 0 | 0 | 0 | 0 | 0
F2_Commercial_Interruptible - Health_New_Water Heating_Natural Gas_Water Heater - Circulation Pump Controls_A_Technical Potential | F2 | Commercial | Interruptible - Health | New | Water Heating | Natural Gas | Water Heater - Circulation Pump Controls | A | Integrated Unit Summer Peak Savings (kW) | Technical Potential | 0 | 0 | 0 | 0 | 0 | 0 | 0 | 0 | 0 | 0 | 0 | 0 | 0 | 0 | 0 | 0 | 0 | 0 | 0 | 0 | 0 | 0 | 0 | 0 | 0 | 0 | 0
F3_Commercial_Interruptible - Health_New_Water Heating_Natural Gas_Water Heater - Circulation Pump Controls_A_Technical Potential | F3 | Commercial | Interruptible - Health | New | Water Heating | Natural Gas | Water Heater - Circulation Pump Controls | A | Integrated Unit Winter Peak Savings (kW) | Technical Potential | 0 | 0 | 0 | 0 | 0 | 0 | 0 | 0 | 0 | 0 | 0 | 0 | 0 | 0 | 0 | 0 | 0 | 0 | 0 | 0 | 0 | 0 | 0 | 0 | 0 | 0 | 0
F4_Commercial_Interruptible - Health_New_Water Heating_Natural Gas_Water Heater - Circulation Pump Controls_A_Technical Potential | F4 | Commercial | Interruptible - Health | New | Water Heating | Natural Gas | Water Heater - Circulation Pump Controls | A | Incremental Energy Savings (MWh or mTherms) | Technical Potential | 0 | 0 | 0 | 0 | 0 | 0 | 0 | 0 | 0 | 0 | 0 | 0 | 0 | 0 | 0 | 0 | 0 | 0 | 0 | 0 | 0 | 0 | 0 | 0 | 0 | 0 | 0
F5_Commercial_Interruptible - Health_New_Water Heating_Natural Gas_Water Heater - Circulation Pump Controls_A_Technical Potential | F5 | Commercial | Interruptible - Health | New | Water Heating | Natural Gas | Water Heater - Circulation Pump Controls | A | Incremental Summer Peak Savings (MW) | Technical Potential | 0 | 0 | 0 | 0 | 0 | 0 | 0 | 0 | 0 | 0 | 0 | 0 | 0 | 0 | 0 | 0 | 0 | 0 | 0 | 0 | 0 | 0 | 0 | 0 | 0 | 0 | 0
F6_Commercial_Interruptible - Health_New_Water Heating_Natural Gas_Water Heater - Circulation Pump Controls_A_Technical Potential | F6 | Commercial | Interruptible - Health | New | Water Heating | Natural Gas | Water Heater - Circulation Pump Controls | A | Incremental Winter Peak Savings (MW) | Technical Potential | 0 | 0 | 0 | 0 | 0 | 0 | 0 | 0 | 0 | 0 | 0 | 0 | 0 | 0 | 0 | 0 | 0 | 0 | 0 | 0 | 0 | 0 | 0 | 0 | 0 | 0 | 0
F7_Commercial_Interruptible - Health_New_Water Heating_Natural Gas_Water Heater - Circulation Pump Controls_A_Technical Potential | F7 | Commercial | Interruptible - Health | New | Water Heating | Natural Gas | Water Heater - Circulation Pump Controls | A | Cumulative Energy Savings (MWh or mTherms) | Technical Potential | 0 | 0 | 0 | 0 | 0 | 0 | 0 | 0 | 0 | 0 | 0 | 0 | 0 | 0 | 0 | 0 | 0 | 0 | 0 | 0 | 0 | 0 | 0 | 0 | 0 | 0 | 0
F8_Commercial_Interruptible - Health_New_Water Heating_Natural Gas_Water Heater - Circulation Pump Controls_A_Technical Potential | F8 | Commercial | Interruptible - Health | New | Water Heating | Natural Gas | Water Heater - Circulation Pump Controls | A | Cumulative Summer Peak Savings (MW) | Technical Potential | 0 | 0 | 0 | 0 | 0 | 0 | 0 | 0 | 0 | 0 | 0 | 0 | 0 | 0 | 0 | 0 | 0 | 0 | 0 | 0 | 0 | 0 | 0 | 0 | 0 | 0 | 0
F9_Commercial_Interruptible - Health_New_Water Heating_Natural Gas_Water Heater - Circulation Pump Controls_A_Technical Potential | F9 | Commercial | Interruptible - Health | New | Water Heating | Natural Gas | Water Heater - Circulation Pump Controls | A | Cumulative Winter Peak Savings (MW) | Technical Potential | 0 | 0 | 0 | 0 | 0 | 0 | 0 | 0 | 0 | 0 | 0 | 0 | 0 | 0 | 0 | 0 | 0 | 0 | 0 | 0 | 0 | 0 | 0 | 0 | 0 | 0 | 0
F10_Commercial_Interruptible - Health_New_Water Heating_Natural Gas_Water Heater - Circulation Pump Controls_A_Technical Potential | F10 | Commercial | Interruptible - Health | New | Water Heating | Natural Gas | Water Heater - Circulation Pump Controls | A | Purchases (Incremental) | Technical Potential | 0 | 0 | 0 | 0 | 0 | 0 | 0 | 0 | 0 | 0 | 0 | 0 | 0 | 0 | 0 | 0 | 0 | 0 | 0 | 0 | 0 | 0 | 0 | 0 | 0 | 0 | 0
F11_Commercial_Interruptible - Health_New_Water Heating_Natural Gas_Water Heater - Circulation Pump Controls_A_Technical Potential | F11 | Commercial | Interruptible - Health | New | Water Heating | Natural Gas | Water Heater - Circulation Pump Controls | A | Purchases (Cumulative) | Technical Potential | 0 | 0 | 0 | 0 | 0 | 0 | 0 | 0 | 0 | 0 | 0 | 0 | 0 | 0 | 0 | 0 | 0 | 0 | 0 | 0 | 0 | 0 | 0 | 0 | 0 | 0 | 0
F1_Commercial_Interruptible - Health_New_Water Heating_Natural Gas_Water Heater - Pipe Insulation_A_Technical Potential | F1 | Commercial | Interruptible - Health | New | Water Heating | Natural Gas | Water Heater - Pipe Insulation | A | Integrated Unit Energy Savings (kWh or therms) | Technical Potential | 0 | 0 | 0 | 0 | 0 | 0 | 0 | 0 | 0 | 0 | 0 | 0 | 0 | 0 | 0 | 0 | 0 | 0 | 0 | 0 | 0 | 0 | 0 | 0 | 0 | 0 | 0
F2_Commercial_Interruptible - Health_New_Water Heating_Natural Gas_Water Heater - Pipe Insulation_A_Technical Potential | F2 | Commercial | Interruptible - Health | New | Water Heating | Natural Gas | Water Heater - Pipe Insulation | A | Integrated Unit Summer Peak Savings (kW) | Technical Potential | 0 | 0 | 0 | 0 | 0 | 0 | 0 | 0 | 0 | 0 | 0 | 0 | 0 | 0 | 0 | 0 | 0 | 0 | 0 | 0 | 0 | 0 | 0 | 0 | 0 | 0 | 0
F3_Commercial_Interruptible - Health_New_Water Heating_Natural Gas_Water Heater - Pipe Insulation_A_Technical Potential | F3 | Commercial | Interruptible - Health | New | Water Heating | Natural Gas | Water Heater - Pipe Insulation | A | Integrated Unit Winter Peak Savings (kW) | Technical Potential | 0 | 0 | 0 | 0 | 0 | 0 | 0 | 0 | 0 | 0 | 0 | 0 | 0 | 0 | 0 | 0 | 0 | 0 | 0 | 0 | 0 | 0 | 0 | 0 | 0 | 0 | 0
F4_Commercial_Interruptible - Health_New_Water Heating_Natural Gas_Water Heater - Pipe Insulation_A_Technical Potential | F4 | Commercial | Interruptible - Health | New | Water Heating | Natural Gas | Water Heater - Pipe Insulation | A | Incremental Energy Savings (MWh or mTherms) | Technical Potential | 0 | 0 | 0 | 0 | 0 | 0 | 0 | 0 | 0 | 0 | 0 | 0 | 0 | 0 | 0 | 0 | 0 | 0 | 0 | 0 | 0 | 0 | 0 | 0 | 0 | 0 | 0
F5_Commercial_Interruptible - Health_New_Water Heating_Natural Gas_Water Heater - Pipe Insulation_A_Technical Potential | F5 | Commercial | Interruptible - Health | New | Water Heating | Natural Gas | Water Heater - Pipe Insulation | A | Incremental Summer Peak Savings (MW) | Technical Potential | 0 | 0 | 0 | 0 | 0 | 0 | 0 | 0 | 0 | 0 | 0 | 0 | 0 | 0 | 0 | 0 | 0 | 0 | 0 | 0 | 0 | 0 | 0 | 0 | 0 | 0 | 0
F6_Commercial_Interruptible - Health_New_Water Heating_Natural Gas_Water Heater - Pipe Insulation_A_Technical Potential | F6 | Commercial | Interruptible - Health | New | Water Heating | Natural Gas | Water Heater - Pipe Insulation | A | Incremental Winter Peak Savings (MW) | Technical Potential | 0 | 0 | 0 | 0 | 0 | 0 | 0 | 0 | 0 | 0 | 0 | 0 | 0 | 0 | 0 | 0 | 0 | 0 | 0 | 0 | 0 | 0 | 0 | 0 | 0 | 0 | 0
F7_Commercial_Interruptible - Health_New_Water Heating_Natural Gas_Water Heater - Pipe Insulation_A_Technical Potential | F7 | Commercial | Interruptible - Health | New | Water Heating | Natural Gas | Water Heater - Pipe Insulation | A | Cumulative Energy Savings (MWh or mTherms) | Technical Potential | 0 | 0 | 0 | 0 | 0 | 0 | 0 | 0 | 0 | 0 | 0 | 0 | 0 | 0 | 0 | 0 | 0 | 0 | 0 | 0 | 0 | 0 | 0 | 0 | 0 | 0 | 0
F8_Commercial_Interruptible - Health_New_Water Heating_Natural Gas_Water Heater - Pipe Insulation_A_Technical Potential | F8 | Commercial | Interruptible - Health | New | Water Heating | Natural Gas | Water Heater - Pipe Insulation | A | Cumulative Summer Peak Savings (MW) | Technical Potential | 0 | 0 | 0 | 0 | 0 | 0 | 0 | 0 | 0 | 0 | 0 | 0 | 0 | 0 | 0 | 0 | 0 | 0 | 0 | 0 | 0 | 0 | 0 | 0 | 0 | 0 | 0
F9_Commercial_Interruptible - Health_New_Water Heating_Natural Gas_Water Heater - Pipe Insulation_A_Technical Potential | F9 | Commercial | Interruptible - Health | New | Water Heating | Natural Gas | Water Heater - Pipe Insulation | A | Cumulative Winter Peak Savings (MW) | Technical Potential | 0 | 0 | 0 | 0 | 0 | 0 | 0 | 0 | 0 | 0 | 0 | 0 | 0 | 0 | 0 | 0 | 0 | 0 | 0 | 0 | 0 | 0 | 0 | 0 | 0 | 0 | 0
F10_Commercial_Interruptible - Health_New_Water Heating_Natural Gas_Water Heater - Pipe Insulation_A_Technical Potential | F10 | Commercial | Interruptible - Health | New | Water Heating | Natural Gas | Water Heater - Pipe Insulation | A | Purchases (Incremental) | Technical Potential | 0 | 0 | 0 | 0 | 0 | 0 | 0 | 0 | 0 | 0 | 0 | 0 | 0 | 0 | 0 | 0 | 0 | 0 | 0 | 0 | 0 | 0 | 0 | 0 | 0 | 0 | 0
F11_Commercial_Interruptible - Health_New_Water Heating_Natural Gas_Water Heater - Pipe Insulation_A_Technical Potential | F11 | Commercial | Interruptible - Health | New | Water Heating | Natural Gas | Water Heater - Pipe Insulation | A | Purchases (Cumulative) | Technical Potential | 0 | 0 | 0 | 0 | 0 | 0 | 0 | 0 | 0 | 0 | 0 | 0 | 0 | 0 | 0 | 0 | 0 | 0 | 0 | 0 | 0 | 0 | 0 | 0 | 0 | 0 | 0
F1_Commercial_Interruptible - Health_New_Water Heating_Natural Gas_Water Heater - Motion Control Faucet_A_Technical Potential | F1 | Commercial | Interruptible - Health | New | Water Heating | Natural Gas | Water Heater - Motion Control Faucet | A | Integrated Unit Energy Savings (kWh or therms) | Technical Potential | 0 | 0 | 0 | 0 | 0 | 0 | 0 | 0 | 0 | 0 | 0 | 0 | 0 | 0 | 0 | 0 | 0 | 0 | 0 | 0 | 0 | 0 | 0 | 0 | 0 | 0 | 0
F2_Commercial_Interruptible - Health_New_Water Heating_Natural Gas_Water Heater - Motion Control Faucet_A_Technical Potential | F2 | Commercial | Interruptible - Health | New | Water Heating | Natural Gas | Water Heater - Motion Control Faucet | A | Integrated Unit Summer Peak Savings (kW) | Technical Potential | 0 | 0 | 0 | 0 | 0 | 0 | 0 | 0 | 0 | 0 | 0 | 0 | 0 | 0 | 0 | 0 | 0 | 0 | 0 | 0 | 0 | 0 | 0 | 0 | 0 | 0 | 0
F3_Commercial_Interruptible - Health_New_Water Heating_Natural Gas_Water Heater - Motion Control Faucet_A_Technical Potential | F3 | Commercial | Interruptible - Health | New | Water Heating | Natural Gas | Water Heater - Motion Control Faucet | A | Integrated Unit Winter Peak Savings (kW) | Technical Potential | 0 | 0 | 0 | 0 | 0 | 0 | 0 | 0 | 0 | 0 | 0 | 0 | 0 | 0 | 0 | 0 | 0 | 0 | 0 | 0 | 0 | 0 | 0 | 0 | 0 | 0 | 0
F4_Commercial_Interruptible - Health_New_Water Heating_Natural Gas_Water Heater - Motion Control Faucet_A_Technical Potential | F4 | Commercial | Interruptible - Health | New | Water Heating | Natural Gas | Water Heater - Motion Control Faucet | A | Incremental Energy Savings (MWh or mTherms) | Technical Potential | 0 | 0 | 0 | 0 | 0 | 0 | 0 | 0 | 0 | 0 | 0 | 0 | 0 | 0 | 0 | 0 | 0 | 0 | 0 | 0 | 0 | 0 | 0 | 0 | 0 | 0 | 0
F5_Commercial_Interruptible - Health_New_Water Heating_Natural Gas_Water Heater - Motion Control Faucet_A_Technical Potential | F5 | Commercial | Interruptible - Health | New | Water Heating | Natural Gas | Water Heater - Motion Control Faucet | A | Incremental Summer Peak Savings (MW) | Technical Potential | 0 | 0 | 0 | 0 | 0 | 0 | 0 | 0 | 0 | 0 | 0 | 0 | 0 | 0 | 0 | 0 | 0 | 0 | 0 | 0 | 0 | 0 | 0 | 0 | 0 | 0 | 0
F6_Commercial_Interruptible - Health_New_Water Heating_Natural Gas_Water Heater - Motion Control Faucet_A_Technical Potential | F6 | Commercial | Interruptible - Health | New | Water Heating | Natural Gas | Water Heater - Motion Control Faucet | A | Incremental Winter Peak Savings (MW) | Technical Potential | 0 | 0 | 0 | 0 | 0 | 0 | 0 | 0 | 0 | 0 | 0 | 0 | 0 | 0 | 0 | 0 | 0 | 0 | 0 | 0 | 0 | 0 | 0 | 0 | 0 | 0 | 0
F7_Commercial_Interruptible - Health_New_Water Heating_Natural Gas_Water Heater - Motion Control Faucet_A_Technical Potential | F7 | Commercial | Interruptible - Health | New | Water Heating | Natural Gas | Water Heater - Motion Control Faucet | A | Cumulative Energy Savings (MWh or mTherms) | Technical Potential | 0 | 0 | 0 | 0 | 0 | 0 | 0 | 0 | 0 | 0 | 0 | 0 | 0 | 0 | 0 | 0 | 0 | 0 | 0 | 0 | 0 | 0 | 0 | 0 | 0 | 0 | 0
F8_Commercial_Interruptible - Health_New_Water Heating_Natural Gas_Water Heater - Motion Control Faucet_A_Technical Potential | F8 | Commercial | Interruptible - Health | New | Water Heating | Natural Gas | Water Heater - Motion Control Faucet | A | Cumulative Summer Peak Savings (MW) | Technical Potential | 0 | 0 | 0 | 0 | 0 | 0 | 0 | 0 | 0 | 0 | 0 | 0 | 0 | 0 | 0 | 0 | 0 | 0 | 0 | 0 | 0 | 0 | 0 | 0 | 0 | 0 | 0
F9_Commercial_Interruptible - Health_New_Water Heating_Natural Gas_Water Heater - Motion Control Faucet_A_Technical Potential | F9 | Commercial | Interruptible - Health | New | Water Heating | Natural Gas | Water Heater - Motion Control Faucet | A | Cumulative Winter Peak Savings (MW) | Technical Potential | 0 | 0 | 0 | 0 | 0 | 0 | 0 | 0 | 0 | 0 | 0 | 0 | 0 | 0 | 0 | 0 | 0 | 0 | 0 | 0 | 0 | 0 | 0 | 0 | 0 | 0 | 0
F10_Commercial_Interruptible - Health_New_Water Heating_Natural Gas_Water Heater - Motion Control Faucet_A_Technical Potential | F10 | Commercial | Interruptible - Health | New | Water Heating | Natural Gas | Water Heater - Motion Control Faucet | A | Purchases (Incremental) | Technical Potential | 0 | 0 | 0 | 0 | 0 | 0 | 0 | 0 | 0 | 0 | 0 | 0 | 0 | 0 | 0 | 0 | 0 | 0 | 0 | 0 | 0 | 0 | 0 | 0 | 0 | 0 | 0
F11_Commercial_Interruptible - Health_New_Water Heating_Natural Gas_Water Heater - Motion Control Faucet_A_Technical Potential | F11 | Commercial | Interruptible - Health | New | Water Heating | Natural Gas | Water Heater - Motion Control Faucet | A | Purchases (Cumulative) | Technical Potential | 0 | 0 | 0 | 0 | 0 | 0 | 0 | 0 | 0 | 0 | 0 | 0 | 0 | 0 | 0 | 0 | 0 | 0 | 0 | 0 | 0 | 0 | 0 | 0 | 0 | 0 | 0
F1_Commercial_Interruptible - Health_New_Water Heating_Natural Gas_Water Heater - Solar System_A_Technical Potential | F1 | Commercial | Interruptible - Health | New | Water Heating | Natural Gas | Water Heater - Solar System | A | Integrated Unit Energy Savings (kWh or therms) | Technical Potential | 0 | 0 | 0 | 0 | 0 | 0 | 0 | 0 | 0 | 0 | 0 | 0 | 0 | 0 | 0 | 0 | 0 | 0 | 0 | 0 | 0 | 0 | 0 | 0 | 0 | 0 | 0
F2_Commercial_Interruptible - Health_New_Water Heating_Natural Gas_Water Heater - Solar System_A_Technical Potential | F2 | Commercial | Interruptible - Health | New | Water Heating | Natural Gas | Water Heater - Solar System | A | Integrated Unit Summer Peak Savings (kW) | Technical Potential | 0 | 0 | 0 | 0 | 0 | 0 | 0 | 0 | 0 | 0 | 0 | 0 | 0 | 0 | 0 | 0 | 0 | 0 | 0 | 0 | 0 | 0 | 0 | 0 | 0 | 0 | 0
F3_Commercial_Interruptible - Health_New_Water Heating_Natural Gas_Water Heater - Solar System_A_Technical Potential | F3 | Commercial | Interruptible - Health | New | Water Heating | Natural Gas | Water Heater - Solar System | A | Integrated Unit Winter Peak Savings (kW) | Technical Potential | 0 | 0 | 0 | 0 | 0 | 0 | 0 | 0 | 0 | 0 | 0 | 0 | 0 | 0 | 0 | 0 | 0 | 0 | 0 | 0 | 0 | 0 | 0 | 0 | 0 | 0 | 0
F4_Commercial_Interruptible - Health_New_Water Heating_Natural Gas_Water Heater - Solar System_A_Technical Potential | F4 | Commercial | Interruptible - Health | New | Water Heating | Natural Gas | Water Heater - Solar System | A | Incremental Energy Savings (MWh or mTherms) | Technical Potential | 0 | 0 | 0 | 0 | 0 | 0 | 0 | 0 | 0 | 0 | 0 | 0 | 0 | 0 | 0 | 0 | 0 | 0 | 0 | 0 | 0 | 0 | 0 | 0 | 0 | 0 | 0
F5_Commercial_Interruptible - Health_New_Water Heating_Natural Gas_Water Heater - Solar System_A_Technical Potential | F5 | Commercial | Interruptible - Health | New | Water Heating | Natural Gas | Water Heater - Solar System | A | Incremental Summer Peak Savings (MW) | Technical Potential | 0 | 0 | 0 | 0 | 0 | 0 | 0 | 0 | 0 | 0 | 0 | 0 | 0 | 0 | 0 | 0 | 0 | 0 | 0 | 0 | 0 | 0 | 0 | 0 | 0 | 0 | 0
F6_Commercial_Interruptible - Health_New_Water Heating_Natural Gas_Water Heater - Solar System_A_Technical Potential | F6 | Commercial | Interruptible - Health | New | Water Heating | Natural Gas | Water Heater - Solar System | A | Incremental Winter Peak Savings (MW) | Technical Potential | 0 | 0 | 0 | 0 | 0 | 0 | 0 | 0 | 0 | 0 | 0 | 0 | 0 | 0 | 0 | 0 | 0 | 0 | 0 | 0 | 0 | 0 | 0 | 0 | 0 | 0 | 0
F7_Commercial_Interruptible - Health_New_Water Heating_Natural Gas_Water Heater - Solar System_A_Technical Potential | F7 | Commercial | Interruptible - Health | New | Water Heating | Natural Gas | Water Heater - Solar System | A | Cumulative Energy Savings (MWh or mTherms) | Technical Potential | 0 | 0 | 0 | 0 | 0 | 0 | 0 | 0 | 0 | 0 | 0 | 0 | 0 | 0 | 0 | 0 | 0 | 0 | 0 | 0 | 0 | 0 | 0 | 0 | 0 | 0 | 0
F8_Commercial_Interruptible - Health_New_Water Heating_Natural Gas_Water Heater - Solar System_A_Technical Potential | F8 | Commercial | Interruptible - Health | New | Water Heating | Natural Gas | Water Heater - Solar System | A | Cumulative Summer Peak Savings (MW) | Technical Potential | 0 | 0 | 0 | 0 | 0 | 0 | 0 | 0 | 0 | 0 | 0 | 0 | 0 | 0 | 0 | 0 | 0 | 0 | 0 | 0 | 0 | 0 | 0 | 0 | 0 | 0 | 0
F9_Commercial_Interruptible - Health_New_Water Heating_Natural Gas_Water Heater - Solar System_A_Technical Potential | F9 | Commercial | Interruptible - Health | New | Water Heating | Natural Gas | Water Heater - Solar System | A | Cumulative Winter Peak Savings (MW) | Technical Potential | 0 | 0 | 0 | 0 | 0 | 0 | 0 | 0 | 0 | 0 | 0 | 0 | 0 | 0 | 0 | 0 | 0 | 0 | 0 | 0 | 0 | 0 | 0 | 0 | 0 | 0 | 0
F10_Commercial_Interruptible - Health_New_Water Heating_Natural Gas_Water Heater - Solar System_A_Technical Potential | F10 | Commercial | Interruptible - Health | New | Water Heating | Natural Gas | Water Heater - Solar System | A | Purchases (Incremental) | Technical Potential | 0 | 0 | 0 | 0 | 0 | 0 | 0 | 0 | 0 | 0 | 0 | 0 | 0 | 0 | 0 | 0 | 0 | 0 | 0 | 0 | 0 | 0 | 0 | 0 | 0 | 0 | 0
F11_Commercial_Interruptible - Health_New_Water Heating_Natural Gas_Water Heater - Solar System_A_Technical Potential | F11 | Commercial | Interruptible - Health | New | Water Heating | Natural Gas | Water Heater - Solar System | A | Purchases (Cumulative) | Technical Potential | 0 | 0 | 0 | 0 | 0 | 0 | 0 | 0 | 0 | 0 | 0 | 0 | 0 | 0 | 0 | 0 | 0 | 0 | 0 | 0 | 0 | 0 | 0 | 0 | 0 | 0 | 0
F1_Commercial_Interruptible - Health_New_Water Heating_Natural Gas_Commercial Laundry - Ozone Treatment_A_Technical Potential | F1 | Commercial | Interruptible - Health | New | Water Heating | Natural Gas | Commercial Laundry - Ozone Treatment | A | Integrated Unit Energy Savings (kWh or therms) | Technical Potential | 0 | 0 | 0 | 0 | 0 | 0 | 0 | 0 | 0 | 0 | 0 | 0 | 0 | 0 | 0 | 0 | 0 | 0 | 0 | 0 | 0 | 0 | 0 | 0 | 0 | 0 | 0
F2_Commercial_Interruptible - Health_New_Water Heating_Natural Gas_Commercial Laundry - Ozone Treatment_A_Technical Potential | F2 | Commercial | Interruptible - Health | New | Water Heating | Natural Gas | Commercial Laundry - Ozone Treatment | A | Integrated Unit Summer Peak Savings (kW) | Technical Potential | 0 | 0 | 0 | 0 | 0 | 0 | 0 | 0 | 0 | 0 | 0 | 0 | 0 | 0 | 0 | 0 | 0 | 0 | 0 | 0 | 0 | 0 | 0 | 0 | 0 | 0 | 0
F3_Commercial_Interruptible - Health_New_Water Heating_Natural Gas_Commercial Laundry - Ozone Treatment_A_Technical Potential | F3 | Commercial | Interruptible - Health | New | Water Heating | Natural Gas | Commercial Laundry - Ozone Treatment | A | Integrated Unit Winter Peak Savings (kW) | Technical Potential | 0 | 0 | 0 | 0 | 0 | 0 | 0 | 0 | 0 | 0 | 0 | 0 | 0 | 0 | 0 | 0 | 0 | 0 | 0 | 0 | 0 | 0 | 0 | 0 | 0 | 0 | 0
F4_Commercial_Interruptible - Health_New_Water Heating_Natural Gas_Commercial Laundry - Ozone Treatment_A_Technical Potential | F4 | Commercial | Interruptible - Health | New | Water Heating | Natural Gas | Commercial Laundry - Ozone Treatment | A | Incremental Energy Savings (MWh or mTherms) | Technical Potential | 0 | 0 | 0 | 0 | 0 | 0 | 0 | 0 | 0 | 0 | 0 | 0 | 0 | 0 | 0 | 0 | 0 | 0 | 0 | 0 | 0 | 0 | 0 | 0 | 0 | 0 | 0
F5_Commercial_Interruptible - Health_New_Water Heating_Natural Gas_Commercial Laundry - Ozone Treatment_A_Technical Potential | F5 | Commercial | Interruptible - Health | New | Water Heating | Natural Gas | Commercial Laundry - Ozone Treatment | A | Incremental Summer Peak Savings (MW) | Technical Potential | 0 | 0 | 0 | 0 | 0 | 0 | 0 | 0 | 0 | 0 | 0 | 0 | 0 | 0 | 0 | 0 | 0 | 0 | 0 | 0 | 0 | 0 | 0 | 0 | 0 | 0 | 0
F6_Commercial_Interruptible - Health_New_Water Heating_Natural Gas_Commercial Laundry - Ozone Treatment_A_Technical Potential | F6 | Commercial | Interruptible - Health | New | Water Heating | Natural Gas | Commercial Laundry - Ozone Treatment | A | Incremental Winter Peak Savings (MW) | Technical Potential | 0 | 0 | 0 | 0 | 0 | 0 | 0 | 0 | 0 | 0 | 0 | 0 | 0 | 0 | 0 | 0 | 0 | 0 | 0 | 0 | 0 | 0 | 0 | 0 | 0 | 0 | 0
F7_Commercial_Interruptible - Health_New_Water Heating_Natural Gas_Commercial Laundry - Ozone Treatment_A_Technical Potential | F7 | Commercial | Interruptible - Health | New | Water Heating | Natural Gas | Commercial Laundry - Ozone Treatment | A | Cumulative Energy Savings (MWh or mTherms) | Technical Potential | 0 | 0 | 0 | 0 | 0 | 0 | 0 | 0 | 0 | 0 | 0 | 0 | 0 | 0 | 0 | 0 | 0 | 0 | 0 | 0 | 0 | 0 | 0 | 0 | 0 | 0 | 0
F8_Commercial_Interruptible - Health_New_Water Heating_Natural Gas_Commercial Laundry - Ozone Treatment_A_Technical Potential | F8 | Commercial | Interruptible - Health | New | Water Heating | Natural Gas | Commercial Laundry - Ozone Treatment | A | Cumulative Summer Peak Savings (MW) | Technical Potential | 0 | 0 | 0 | 0 | 0 | 0 | 0 | 0 | 0 | 0 | 0 | 0 | 0 | 0 | 0 | 0 | 0 | 0 | 0 | 0 | 0 | 0 | 0 | 0 | 0 | 0 | 0
F9_Commercial_Interruptible - Health_New_Water Heating_Natural Gas_Commercial Laundry - Ozone Treatment_A_Technical Potential | F9 | Commercial | Interruptible - Health | New | Water Heating | Natural Gas | Commercial Laundry - Ozone Treatment | A | Cumulative Winter Peak Savings (MW) | Technical Potential | 0 | 0 | 0 | 0 | 0 | 0 | 0 | 0 | 0 | 0 | 0 | 0 | 0 | 0 | 0 | 0 | 0 | 0 | 0 | 0 | 0 | 0 | 0 | 0 | 0 | 0 | 0
F10_Commercial_Interruptible - Health_New_Water Heating_Natural Gas_Commercial Laundry - Ozone Treatment_A_Technical Potential | F10 | Commercial | Interruptible - Health | New | Water Heating | Natural Gas | Commercial Laundry - Ozone Treatment | A | Purchases (Incremental) | Technical Potential | 0 | 0 | 0 | 0 | 0 | 0 | 0 | 0 | 0 | 0 | 0 | 0 | 0 | 0 | 0 | 0 | 0 | 0 | 0 | 0 | 0 | 0 | 0 | 0 | 0 | 0 | 0
F11_Commercial_Interruptible - Health_New_Water Heating_Natural Gas_Commercial Laundry - Ozone Treatment_A_Technical Potential | F11 | Commercial | Interruptible - Health | New | Water Heating | Natural Gas | Commercial Laundry - Ozone Treatment | A | Purchases (Cumulative) | Technical Potential | 0 | 0 | 0 | 0 | 0 | 0 | 0 | 0 | 0 | 0 | 0 | 0 | 0 | 0 | 0 | 0 | 0 | 0 | 0 | 0 | 0 | 0 | 0 | 0 | 0 | 0 | 0
F1_Commercial_Interruptible - Health_New_Water Heating_Natural Gas_Commercial Laundry - ENERGY STAR Washer_A_Technical Potential | F1 | Commercial | Interruptible - Health | New | Water Heating | Natural Gas | Commercial Laundry - ENERGY STAR Washer | A | Integrated Unit Energy Savings (kWh or therms) | Technical Potential | 0 | 0 | 0 | 0 | 0 | 0 | 0 | 0 | 0 | 0 | 0 | 0 | 0 | 0 | 0 | 0 | 0 | 0 | 0 | 0 | 0 | 0 | 0 | 0 | 0 | 0 | 0
F2_Commercial_Interruptible - Health_New_Water Heating_Natural Gas_Commercial Laundry - ENERGY STAR Washer_A_Technical Potential | F2 | Commercial | Interruptible - Health | New | Water Heating | Natural Gas | Commercial Laundry - ENERGY STAR Washer | A | Integrated Unit Summer Peak Savings (kW) | Technical Potential | 0 | 0 | 0 | 0 | 0 | 0 | 0 | 0 | 0 | 0 | 0 | 0 | 0 | 0 | 0 | 0 | 0 | 0 | 0 | 0 | 0 | 0 | 0 | 0 | 0 | 0 | 0
F3_Commercial_Interruptible - Health_New_Water Heating_Natural Gas_Commercial Laundry - ENERGY STAR Washer_A_Technical Potential | F3 | Commercial | Interruptible - Health | New | Water Heating | Natural Gas | Commercial Laundry - ENERGY STAR Washer | A | Integrated Unit Winter Peak Savings (kW) | Technical Potential | 0 | 0 | 0 | 0 | 0 | 0 | 0 | 0 | 0 | 0 | 0 | 0 | 0 | 0 | 0 | 0 | 0 | 0 | 0 | 0 | 0 | 0 | 0 | 0 | 0 | 0 | 0
F4_Commercial_Interruptible - Health_New_Water Heating_Natural Gas_Commercial Laundry - ENERGY STAR Washer_A_Technical Potential | F4 | Commercial | Interruptible - Health | New | Water Heating | Natural Gas | Commercial Laundry - ENERGY STAR Washer | A | Incremental Energy Savings (MWh or mTherms) | Technical Potential | 0 | 0 | 0 | 0 | 0 | 0 | 0 | 0 | 0 | 0 | 0 | 0 | 0 | 0 | 0 | 0 | 0 | 0 | 0 | 0 | 0 | 0 | 0 | 0 | 0 | 0 | 0
F5_Commercial_Interruptible - Health_New_Water Heating_Natural Gas_Commercial Laundry - ENERGY STAR Washer_A_Technical Potential | F5 | Commercial | Interruptible - Health | New | Water Heating | Natural Gas | Commercial Laundry - ENERGY STAR Washer | A | Incremental Summer Peak Savings (MW) | Technical Potential | 0 | 0 | 0 | 0 | 0 | 0 | 0 | 0 | 0 | 0 | 0 | 0 | 0 | 0 | 0 | 0 | 0 | 0 | 0 | 0 | 0 | 0 | 0 | 0 | 0 | 0 | 0
F6_Commercial_Interruptible - Health_New_Water Heating_Natural Gas_Commercial Laundry - ENERGY STAR Washer_A_Technical Potential | F6 | Commercial | Interruptible - Health | New | Water Heating | Natural Gas | Commercial Laundry - ENERGY STAR Washer | A | Incremental Winter Peak Savings (MW) | Technical Potential | 0 | 0 | 0 | 0 | 0 | 0 | 0 | 0 | 0 | 0 | 0 | 0 | 0 | 0 | 0 | 0 | 0 | 0 | 0 | 0 | 0 | 0 | 0 | 0 | 0 | 0 | 0
F7_Commercial_Interruptible - Health_New_Water Heating_Natural Gas_Commercial Laundry - ENERGY STAR Washer_A_Technical Potential | F7 | Commercial | Interruptible - Health | New | Water Heating | Natural Gas | Commercial Laundry - ENERGY STAR Washer | A | Cumulative Energy Savings (MWh or mTherms) | Technical Potential | 0 | 0 | 0 | 0 | 0 | 0 | 0 | 0 | 0 | 0 | 0 | 0 | 0 | 0 | 0 | 0 | 0 | 0 | 0 | 0 | 0 | 0 | 0 | 0 | 0 | 0 | 0
F8_Commercial_Interruptible - Health_New_Water Heating_Natural Gas_Commercial Laundry - ENERGY STAR Washer_A_Technical Potential | F8 | Commercial | Interruptible - Health | New | Water Heating | Natural Gas | Commercial Laundry - ENERGY STAR Washer | A | Cumulative Summer Peak Savings (MW) | Technical Potential | 0 | 0 | 0 | 0 | 0 | 0 | 0 | 0 | 0 | 0 | 0 | 0 | 0 | 0 | 0 | 0 | 0 | 0 | 0 | 0 | 0 | 0 | 0 | 0 | 0 | 0 | 0
F9_Commercial_Interruptible - Health_New_Water Heating_Natural Gas_Commercial Laundry - ENERGY STAR Washer_A_Technical Potential | F9 | Commercial | Interruptible - Health | New | Water Heating | Natural Gas | Commercial Laundry - ENERGY STAR Washer | A | Cumulative Winter Peak Savings (MW) | Technical Potential | 0 | 0 | 0 | 0 | 0 | 0 | 0 | 0 | 0 | 0 | 0 | 0 | 0 | 0 | 0 | 0 | 0 | 0 | 0 | 0 | 0 | 0 | 0 | 0 | 0 | 0 | 0
F10_Commercial_Interruptible - Health_New_Water Heating_Natural Gas_Commercial Laundry - ENERGY STAR Washer_A_Technical Potential | F10 | Commercial | Interruptible - Health | New | Water Heating | Natural Gas | Commercial Laundry - ENERGY STAR Washer | A | Purchases (Incremental) | Technical Potential | 0 | 0 | 0 | 0 | 0 | 0 | 0 | 0 | 0 | 0 | 0 | 0 | 0 | 0 | 0 | 0 | 0 | 0 | 0 | 0 | 0 | 0 | 0 | 0 | 0 | 0 | 0
F11_Commercial_Interruptible - Health_New_Water Heating_Natural Gas_Commercial Laundry - ENERGY STAR Washer_A_Technical Potential | F11 | Commercial | Interruptible - Health | New | Water Heating | Natural Gas | Commercial Laundry - ENERGY STAR Washer | A | Purchases (Cumulative) | Technical Potential | 0 | 0 | 0 | 0 | 0 | 0 | 0 | 0 | 0 | 0 | 0 | 0 | 0 | 0 | 0 | 0 | 0 | 0 | 0 | 0 | 0 | 0 | 0 | 0 | 0 | 0 | 0
F1_Commercial_Interruptible - Health_New_Water Heating_Natural Gas_Water Heater - Efficient Dishwasher_A_Technical Potential | F1 | Commercial | Interruptible - Health | New | Water Heating | Natural Gas | Water Heater - Efficient Dishwasher | A | Integrated Unit Energy Savings (kWh or therms) | Technical Potential | 0 | 0 | 0 | 0 | 0 | 0 | 0 | 0 | 0 | 0 | 0 | 0 | 0 | 0 | 0 | 0 | 0 | 0 | 0 | 0 | 0 | 0 | 0 | 0 | 0 | 0 | 0
F2_Commercial_Interruptible - Health_New_Water Heating_Natural Gas_Water Heater - Efficient Dishwasher_A_Technical Potential | F2 | Commercial | Interruptible - Health | New | Water Heating | Natural Gas | Water Heater - Efficient Dishwasher | A | Integrated Unit Summer Peak Savings (kW) | Technical Potential | 0 | 0 | 0 | 0 | 0 | 0 | 0 | 0 | 0 | 0 | 0 | 0 | 0 | 0 | 0 | 0 | 0 | 0 | 0 | 0 | 0 | 0 | 0 | 0 | 0 | 0 | 0
F3_Commercial_Interruptible - Health_New_Water Heating_Natural Gas_Water Heater - Efficient Dishwasher_A_Technical Potential | F3 | Commercial | Interruptible - Health | New | Water Heating | Natural Gas | Water Heater - Efficient Dishwasher | A | Integrated Unit Winter Peak Savings (kW) | Technical Potential | 0 | 0 | 0 | 0 | 0 | 0 | 0 | 0 | 0 | 0 | 0 | 0 | 0 | 0 | 0 | 0 | 0 | 0 | 0 | 0 | 0 | 0 | 0 | 0 | 0 | 0 | 0
F4_Commercial_Interruptible - Health_New_Water Heating_Natural Gas_Water Heater - Efficient Dishwasher_A_Technical Potential | F4 | Commercial | Interruptible - Health | New | Water Heating | Natural Gas | Water Heater - Efficient Dishwasher | A | Incremental Energy Savings (MWh or mTherms) | Technical Potential | 0 | 0 | 0 | 0 | 0 | 0 | 0 | 0 | 0 | 0 | 0 | 0 | 0 | 0 | 0 | 0 | 0 | 0 | 0 | 0 | 0 | 0 | 0 | 0 | 0 | 0 | 0
F5_Commercial_Interruptible - Health_New_Water Heating_Natural Gas_Water Heater - Efficient Dishwasher_A_Technical Potential | F5 | Commercial | Interruptible - Health | New | Water Heating | Natural Gas | Water Heater - Efficient Dishwasher | A | Incremental Summer Peak Savings (MW) | Technical Potential | 0 | 0 | 0 | 0 | 0 | 0 | 0 | 0 | 0 | 0 | 0 | 0 | 0 | 0 | 0 | 0 | 0 | 0 | 0 | 0 | 0 | 0 | 0 | 0 | 0 | 0 | 0
F6_Commercial_Interruptible - Health_New_Water Heating_Natural Gas_Water Heater - Efficient Dishwasher_A_Technical Potential | F6 | Commercial | Interruptible - Health | New | Water Heating | Natural Gas | Water Heater - Efficient Dishwasher | A | Incremental Winter Peak Savings (MW) | Technical Potential | 0 | 0 | 0 | 0 | 0 | 0 | 0 | 0 | 0 | 0 | 0 | 0 | 0 | 0 | 0 | 0 | 0 | 0 | 0 | 0 | 0 | 0 | 0 | 0 | 0 | 0 | 0
F7_Commercial_Interruptible - Health_New_Water Heating_Natural Gas_Water Heater - Efficient Dishwasher_A_Technical Potential | F7 | Commercial | Interruptible - Health | New | Water Heating | Natural Gas | Water Heater - Efficient Dishwasher | A | Cumulative Energy Savings (MWh or mTherms) | Technical Potential | 0 | 0 | 0 | 0 | 0 | 0 | 0 | 0 | 0 | 0 | 0 | 0 | 0 | 0 | 0 | 0 | 0 | 0 | 0 | 0 | 0 | 0 | 0 | 0 | 0 | 0 | 0
F8_Commercial_Interruptible - Health_New_Water Heating_Natural Gas_Water Heater - Efficient Dishwasher_A_Technical Potential | F8 | Commercial | Interruptible - Health | New | Water Heating | Natural Gas | Water Heater - Efficient Dishwasher | A | Cumulative Summer Peak Savings (MW) | Technical Potential | 0 | 0 | 0 | 0 | 0 | 0 | 0 | 0 | 0 | 0 | 0 | 0 | 0 | 0 | 0 | 0 | 0 | 0 | 0 | 0 | 0 | 0 | 0 | 0 | 0 | 0 | 0
F9_Commercial_Interruptible - Health_New_Water Heating_Natural Gas_Water Heater - Efficient Dishwasher_A_Technical Potential | F9 | Commercial | Interruptible - Health | New | Water Heating | Natural Gas | Water Heater - Efficient Dishwasher | A | Cumulative Winter Peak Savings (MW) | Technical Potential | 0 | 0 | 0 | 0 | 0 | 0 | 0 | 0 | 0 | 0 | 0 | 0 | 0 | 0 | 0 | 0 | 0 | 0 | 0 | 0 | 0 | 0 | 0 | 0 | 0 | 0 | 0
F10_Commercial_Interruptible - Health_New_Water Heating_Natural Gas_Water Heater - Efficient Dishwasher_A_Technical Potential | F10 | Commercial | Interruptible - Health | New | Water Heating | Natural Gas | Water Heater - Efficient Dishwasher | A | Purchases (Incremental) | Technical Potential | 0 | 0 | 0 | 0 | 0 | 0 | 0 | 0 | 0 | 0 | 0 | 0 | 0 | 0 | 0 | 0 | 0 | 0 | 0 | 0 | 0 | 0 | 0 | 0 | 0 | 0 | 0
F11_Commercial_Interruptible - Health_New_Water Heating_Natural Gas_Water Heater - Efficient Dishwasher_A_Technical Potential | F11 | Commercial | Interruptible - Health | New | Water Heating | Natural Gas | Water Heater - Efficient Dishwasher | A | Purchases (Cumulative) | Technical Potential | 0 | 0 | 0 | 0 | 0 | 0 | 0 | 0 | 0 | 0 | 0 | 0 | 0 | 0 | 0 | 0 | 0 | 0 | 0 | 0 | 0 | 0 | 0 | 0 | 0 | 0 | 0
F1_Commercial_Interruptible - Health_New_Water Heating_Natural Gas_Commercial Laundry - Alternative Dry-Cleaning Methods_A_Technical Potential | F1 | Commercial | Interruptible - Health | New | Water Heating | Natural Gas | Commercial Laundry - Alternative Dry-Cleaning Methods | A | Integrated Unit Energy Savings (kWh or therms) | Technical Potential | 0 | 0 | 0 | 0 | 0 | 0 | 0 | 0 | 0 | 0 | 0 | 0 | 0 | 0 | 0 | 0 | 0 | 0 | 0 | 0 | 0 | 0 | 0 | 0 | 0 | 0 | 0
F2_Commercial_Interruptible - Health_New_Water Heating_Natural Gas_Commercial Laundry - Alternative Dry-Cleaning Methods_A_Technical Potential | F2 | Commercial | Interruptible - Health | New | Water Heating | Natural Gas | Commercial Laundry - Alternative Dry-Cleaning Methods | A | Integrated Unit Summer Peak Savings (kW) | Technical Potential | 0 | 0 | 0 | 0 | 0 | 0 | 0 | 0 | 0 | 0 | 0 | 0 | 0 | 0 | 0 | 0 | 0 | 0 | 0 | 0 | 0 | 0 | 0 | 0 | 0 | 0 | 0
F3_Commercial_Interruptible - Health_New_Water Heating_Natural Gas_Commercial Laundry - Alternative Dry-Cleaning Methods_A_Technical Potential | F3 | Commercial | Interruptible - Health | New | Water Heating | Natural Gas | Commercial Laundry - Alternative Dry-Cleaning Methods | A | Integrated Unit Winter Peak Savings (kW) | Technical Potential | 0 | 0 | 0 | 0 | 0 | 0 | 0 | 0 | 0 | 0 | 0 | 0 | 0 | 0 | 0 | 0 | 0 | 0 | 0 | 0 | 0 | 0 | 0 | 0 | 0 | 0 | 0
F4_Commercial_Interruptible - Health_New_Water Heating_Natural Gas_Commercial Laundry - Alternative Dry-Cleaning Methods_A_Technical Potential | F4 | Commercial | Interruptible - Health | New | Water Heating | Natural Gas | Commercial Laundry - Alternative Dry-Cleaning Methods | A | Incremental Energy Savings (MWh or mTherms) | Technical Potential | 0 | 0 | 0 | 0 | 0 | 0 | 0 | 0 | 0 | 0 | 0 | 0 | 0 | 0 | 0 | 0 | 0 | 0 | 0 | 0 | 0 | 0 | 0 | 0 | 0 | 0 | 0
F5_Commercial_Interruptible - Health_New_Water Heating_Natural Gas_Commercial Laundry - Alternative Dry-Cleaning Methods_A_Technical Potential | F5 | Commercial | Interruptible - Health | New | Water Heating | Natural Gas | Commercial Laundry - Alternative Dry-Cleaning Methods | A | Incremental Summer Peak Savings (MW) | Technical Potential | 0 | 0 | 0 | 0 | 0 | 0 | 0 | 0 | 0 | 0 | 0 | 0 | 0 | 0 | 0 | 0 | 0 | 0 | 0 | 0 | 0 | 0 | 0 | 0 | 0 | 0 | 0
F6_Commercial_Interruptible - Health_New_Water Heating_Natural Gas_Commercial Laundry - Alternative Dry-Cleaning Methods_A_Technical Potential | F6 | Commercial | Interruptible - Health | New | Water Heating | Natural Gas | Commercial Laundry - Alternative Dry-Cleaning Methods | A | Incremental Winter Peak Savings (MW) | Technical Potential | 0 | 0 | 0 | 0 | 0 | 0 | 0 | 0 | 0 | 0 | 0 | 0 | 0 | 0 | 0 | 0 | 0 | 0 | 0 | 0 | 0 | 0 | 0 | 0 | 0 | 0 | 0
F7_Commercial_Interruptible - Health_New_Water Heating_Natural Gas_Commercial Laundry - Alternative Dry-Cleaning Methods_A_Technical Potential | F7 | Commercial | Interruptible - Health | New | Water Heating | Natural Gas | Commercial Laundry - Alternative Dry-Cleaning Methods | A | Cumulative Energy Savings (MWh or mTherms) | Technical Potential | 0 | 0 | 0 | 0 | 0 | 0 | 0 | 0 | 0 | 0 | 0 | 0 | 0 | 0 | 0 | 0 | 0 | 0 | 0 | 0 | 0 | 0 | 0 | 0 | 0 | 0 | 0
F8_Commercial_Interruptible - Health_New_Water Heating_Natural Gas_Commercial Laundry - Alternative Dry-Cleaning Methods_A_Technical Potential | F8 | Commercial | Interruptible - Health | New | Water Heating | Natural Gas | Commercial Laundry - Alternative Dry-Cleaning Methods | A | Cumulative Summer Peak Savings (MW) | Technical Potential | 0 | 0 | 0 | 0 | 0 | 0 | 0 | 0 | 0 | 0 | 0 | 0 | 0 | 0 | 0 | 0 | 0 | 0 | 0 | 0 | 0 | 0 | 0 | 0 | 0 | 0 | 0
F9_Commercial_Interruptible - Health_New_Water Heating_Natural Gas_Commercial Laundry - Alternative Dry-Cleaning Methods_A_Technical Potential | F9 | Commercial | Interruptible - Health | New | Water Heating | Natural Gas | Commercial Laundry - Alternative Dry-Cleaning Methods | A | Cumulative Winter Peak Savings (MW) | Technical Potential | 0 | 0 | 0 | 0 | 0 | 0 | 0 | 0 | 0 | 0 | 0 | 0 | 0 | 0 | 0 | 0 | 0 | 0 | 0 | 0 | 0 | 0 | 0 | 0 | 0 | 0 | 0
F10_Commercial_Interruptible - Health_New_Water Heating_Natural Gas_Commercial Laundry - Alternative Dry-Cleaning Methods_A_Technical Potential | F10 | Commercial | Interruptible - Health | New | Water Heating | Natural Gas | Commercial Laundry - Alternative Dry-Cleaning Methods | A | Purchases (Incremental) | Technical Potential | 0 | 0 | 0 | 0 | 0 | 0 | 0 | 0 | 0 | 0 | 0 | 0 | 0 | 0 | 0 | 0 | 0 | 0 | 0 | 0 | 0 | 0 | 0 | 0 | 0 | 0 | 0
F11_Commercial_Interruptible - Health_New_Water Heating_Natural Gas_Commercial Laundry - Alternative Dry-Cleaning Methods_A_Technical Potential | F11 | Commercial | Interruptible - Health | New | Water Heating | Natural Gas | Commercial Laundry - Alternative Dry-Cleaning Methods | A | Purchases (Cumulative) | Technical Potential | 0 | 0 | 0 | 0 | 0 | 0 | 0 | 0 | 0 | 0 | 0 | 0 | 0 | 0 | 0 | 0 | 0 | 0 | 0 | 0 | 0 | 0 | 0 | 0 | 0 | 0 | 0
F1_Commercial_Interruptible - Health_New_Space Heating_Natural Gas_Advanced Kitchen Ventilation Controls_A_Technical Potential | F1 | Commercial | Interruptible - Health | New | Space Heating | Natural Gas | Advanced Kitchen Ventilation Controls | A | Integrated Unit Energy Savings (kWh or therms) | Technical Potential | 0 | 0 | 0 | 0 | 0 | 0 | 0 | 0 | 0 | 0 | 0 | 0 | 0 | 0 | 0 | 0 | 0 | 0 | 0 | 0 | 0 | 0 | 0 | 0 | 0 | 0 | 0
F2_Commercial_Interruptible - Health_New_Space Heating_Natural Gas_Advanced Kitchen Ventilation Controls_A_Technical Potential | F2 | Commercial | Interruptible - Health | New | Space Heating | Natural Gas | Advanced Kitchen Ventilation Controls | A | Integrated Unit Summer Peak Savings (kW) | Technical Potential | 0 | 0 | 0 | 0 | 0 | 0 | 0 | 0 | 0 | 0 | 0 | 0 | 0 | 0 | 0 | 0 | 0 | 0 | 0 | 0 | 0 | 0 | 0 | 0 | 0 | 0 | 0
F3_Commercial_Interruptible - Health_New_Space Heating_Natural Gas_Advanced Kitchen Ventilation Controls_A_Technical Potential | F3 | Commercial | Interruptible - Health | New | Space Heating | Natural Gas | Advanced Kitchen Ventilation Controls | A | Integrated Unit Winter Peak Savings (kW) | Technical Potential | 0 | 0 | 0 | 0 | 0 | 0 | 0 | 0 | 0 | 0 | 0 | 0 | 0 | 0 | 0 | 0 | 0 | 0 | 0 | 0 | 0 | 0 | 0 | 0 | 0 | 0 | 0
F4_Commercial_Interruptible - Health_New_Space Heating_Natural Gas_Advanced Kitchen Ventilation Controls_A_Technical Potential | F4 | Commercial | Interruptible - Health | New | Space Heating | Natural Gas | Advanced Kitchen Ventilation Controls | A | Incremental Energy Savings (MWh or mTherms) | Technical Potential | 0 | 0 | 0 | 0 | 0 | 0 | 0 | 0 | 0 | 0 | 0 | 0 | 0 | 0 | 0 | 0 | 0 | 0 | 0 | 0 | 0 | 0 | 0 | 0 | 0 | 0 | 0
F5_Commercial_Interruptible - Health_New_Space Heating_Natural Gas_Advanced Kitchen Ventilation Controls_A_Technical Potential | F5 | Commercial | Interruptible - Health | New | Space Heating | Natural Gas | Advanced Kitchen Ventilation Controls | A | Incremental Summer Peak Savings (MW) | Technical Potential | 0 | 0 | 0 | 0 | 0 | 0 | 0 | 0 | 0 | 0 | 0 | 0 | 0 | 0 | 0 | 0 | 0 | 0 | 0 | 0 | 0 | 0 | 0 | 0 | 0 | 0 | 0
F6_Commercial_Interruptible - Health_New_Space Heating_Natural Gas_Advanced Kitchen Ventilation Controls_A_Technical Potential | F6 | Commercial | Interruptible - Health | New | Space Heating | Natural Gas | Advanced Kitchen Ventilation Controls | A | Incremental Winter Peak Savings (MW) | Technical Potential | 0 | 0 | 0 | 0 | 0 | 0 | 0 | 0 | 0 | 0 | 0 | 0 | 0 | 0 | 0 | 0 | 0 | 0 | 0 | 0 | 0 | 0 | 0 | 0 | 0 | 0 | 0
F7_Commercial_Interruptible - Health_New_Space Heating_Natural Gas_Advanced Kitchen Ventilation Controls_A_Technical Potential | F7 | Commercial | Interruptible - Health | New | Space Heating | Natural Gas | Advanced Kitchen Ventilation Controls | A | Cumulative Energy Savings (MWh or mTherms) | Technical Potential | 0 | 0 | 0 | 0 | 0 | 0 | 0 | 0 | 0 | 0 | 0 | 0 | 0 | 0 | 0 | 0 | 0 | 0 | 0 | 0 | 0 | 0 | 0 | 0 | 0 | 0 | 0
F8_Commercial_Interruptible - Health_New_Space Heating_Natural Gas_Advanced Kitchen Ventilation Controls_A_Technical Potential | F8 | Commercial | Interruptible - Health | New | Space Heating | Natural Gas | Advanced Kitchen Ventilation Controls | A | Cumulative Summer Peak Savings (MW) | Technical Potential | 0 | 0 | 0 | 0 | 0 | 0 | 0 | 0 | 0 | 0 | 0 | 0 | 0 | 0 | 0 | 0 | 0 | 0 | 0 | 0 | 0 | 0 | 0 | 0 | 0 | 0 | 0
F9_Commercial_Interruptible - Health_New_Space Heating_Natural Gas_Advanced Kitchen Ventilation Controls_A_Technical Potential | F9 | Commercial | Interruptible - Health | New | Space Heating | Natural Gas | Advanced Kitchen Ventilation Controls | A | Cumulative Winter Peak Savings (MW) | Technical Potential | 0 | 0 | 0 | 0 | 0 | 0 | 0 | 0 | 0 | 0 | 0 | 0 | 0 | 0 | 0 | 0 | 0 | 0 | 0 | 0 | 0 | 0 | 0 | 0 | 0 | 0 | 0
F10_Commercial_Interruptible - Health_New_Space Heating_Natural Gas_Advanced Kitchen Ventilation Controls_A_Technical Potential | F10 | Commercial | Interruptible - Health | New | Space Heating | Natural Gas | Advanced Kitchen Ventilation Controls | A | Purchases (Incremental) | Technical Potential | 0 | 0 | 0 | 0 | 0 | 0 | 0 | 0 | 0 | 0 | 0 | 0 | 0 | 0 | 0 | 0 | 0 | 0 | 0 | 0 | 0 | 0 | 0 | 0 | 0 | 0 | 0
F11_Commercial_Interruptible - Health_New_Space Heating_Natural Gas_Advanced Kitchen Ventilation Controls_A_Technical Potential | F11 | Commercial | Interruptible - Health | New | Space Heating | Natural Gas | Advanced Kitchen Ventilation Controls | A | Purchases (Cumulative) | Technical Potential | 0 | 0 | 0 | 0 | 0 | 0 | 0 | 0 | 0 | 0 | 0 | 0 | 0 | 0 | 0 | 0 | 0 | 0 | 0 | 0 | 0 | 0 | 0 | 0 | 0 | 0 | 0
F1_Commercial_Interruptible - Health_New_Space Heating_Natural Gas_Infiltration Control - Loading Dock Sealing_A_Technical Potential | F1 | Commercial | Interruptible - Health | New | Space Heating | Natural Gas | Infiltration Control - Loading Dock Sealing | A | Integrated Unit Energy Savings (kWh or therms) | Technical Potential | 0 | 0 | 0 | 0 | 0 | 0 | 0 | 0 | 0 | 0 | 0 | 0 | 0 | 0 | 0 | 0 | 0 | 0 | 0 | 0 | 0 | 0 | 0 | 0 | 0 | 0 | 0
F2_Commercial_Interruptible - Health_New_Space Heating_Natural Gas_Infiltration Control - Loading Dock Sealing_A_Technical Potential | F2 | Commercial | Interruptible - Health | New | Space Heating | Natural Gas | Infiltration Control - Loading Dock Sealing | A | Integrated Unit Summer Peak Savings (kW) | Technical Potential | 0 | 0 | 0 | 0 | 0 | 0 | 0 | 0 | 0 | 0 | 0 | 0 | 0 | 0 | 0 | 0 | 0 | 0 | 0 | 0 | 0 | 0 | 0 | 0 | 0 | 0 | 0
F3_Commercial_Interruptible - Health_New_Space Heating_Natural Gas_Infiltration Control - Loading Dock Sealing_A_Technical Potential | F3 | Commercial | Interruptible - Health | New | Space Heating | Natural Gas | Infiltration Control - Loading Dock Sealing | A | Integrated Unit Winter Peak Savings (kW) | Technical Potential | 0 | 0 | 0 | 0 | 0 | 0 | 0 | 0 | 0 | 0 | 0 | 0 | 0 | 0 | 0 | 0 | 0 | 0 | 0 | 0 | 0 | 0 | 0 | 0 | 0 | 0 | 0
F4_Commercial_Interruptible - Health_New_Space Heating_Natural Gas_Infiltration Control - Loading Dock Sealing_A_Technical Potential | F4 | Commercial | Interruptible - Health | New | Space Heating | Natural Gas | Infiltration Control - Loading Dock Sealing | A | Incremental Energy Savings (MWh or mTherms) | Technical Potential | 0 | 0 | 0 | 0 | 0 | 0 | 0 | 0 | 0 | 0 | 0 | 0 | 0 | 0 | 0 | 0 | 0 | 0 | 0 | 0 | 0 | 0 | 0 | 0 | 0 | 0 | 0
F5_Commercial_Interruptible - Health_New_Space Heating_Natural Gas_Infiltration Control - Loading Dock Sealing_A_Technical Potential | F5 | Commercial | Interruptible - Health | New | Space Heating | Natural Gas | Infiltration Control - Loading Dock Sealing | A | Incremental Summer Peak Savings (MW) | Technical Potential | 0 | 0 | 0 | 0 | 0 | 0 | 0 | 0 | 0 | 0 | 0 | 0 | 0 | 0 | 0 | 0 | 0 | 0 | 0 | 0 | 0 | 0 | 0 | 0 | 0 | 0 | 0
F6_Commercial_Interruptible - Health_New_Space Heating_Natural Gas_Infiltration Control - Loading Dock Sealing_A_Technical Potential | F6 | Commercial | Interruptible - Health | New | Space Heating | Natural Gas | Infiltration Control - Loading Dock Sealing | A | Incremental Winter Peak Savings (MW) | Technical Potential | 0 | 0 | 0 | 0 | 0 | 0 | 0 | 0 | 0 | 0 | 0 | 0 | 0 | 0 | 0 | 0 | 0 | 0 | 0 | 0 | 0 | 0 | 0 | 0 | 0 | 0 | 0
F7_Commercial_Interruptible - Health_New_Space Heating_Natural Gas_Infiltration Control - Loading Dock Sealing_A_Technical Potential | F7 | Commercial | Interruptible - Health | New | Space Heating | Natural Gas | Infiltration Control - Loading Dock Sealing | A | Cumulative Energy Savings (MWh or mTherms) | Technical Potential | 0 | 0 | 0 | 0 | 0 | 0 | 0 | 0 | 0 | 0 | 0 | 0 | 0 | 0 | 0 | 0 | 0 | 0 | 0 | 0 | 0 | 0 | 0 | 0 | 0 | 0 | 0
F8_Commercial_Interruptible - Health_New_Space Heating_Natural Gas_Infiltration Control - Loading Dock Sealing_A_Technical Potential | F8 | Commercial | Interruptible - Health | New | Space Heating | Natural Gas | Infiltration Control - Loading Dock Sealing | A | Cumulative Summer Peak Savings (MW) | Technical Potential | 0 | 0 | 0 | 0 | 0 | 0 | 0 | 0 | 0 | 0 | 0 | 0 | 0 | 0 | 0 | 0 | 0 | 0 | 0 | 0 | 0 | 0 | 0 | 0 | 0 | 0 | 0
F9_Commercial_Interruptible - Health_New_Space Heating_Natural Gas_Infiltration Control - Loading Dock Sealing_A_Technical Potential | F9 | Commercial | Interruptible - Health | New | Space Heating | Natural Gas | Infiltration Control - Loading Dock Sealing | A | Cumulative Winter Peak Savings (MW) | Technical Potential | 0 | 0 | 0 | 0 | 0 | 0 | 0 | 0 | 0 | 0 | 0 | 0 | 0 | 0 | 0 | 0 | 0 | 0 | 0 | 0 | 0 | 0 | 0 | 0 | 0 | 0 | 0
F10_Commercial_Interruptible - Health_New_Space Heating_Natural Gas_Infiltration Control - Loading Dock Sealing_A_Technical Potential | F10 | Commercial | Interruptible - Health | New | Space Heating | Natural Gas | Infiltration Control - Loading Dock Sealing | A | Purchases (Incremental) | Technical Potential | 0 | 0 | 0 | 0 | 0 | 0 | 0 | 0 | 0 | 0 | 0 | 0 | 0 | 0 | 0 | 0 | 0 | 0 | 0 | 0 | 0 | 0 | 0 | 0 | 0 | 0 | 0
F11_Commercial_Interruptible - Health_New_Space Heating_Natural Gas_Infiltration Control - Loading Dock Sealing_A_Technical Potential | F11 | Commercial | Interruptible - Health | New | Space Heating | Natural Gas | Infiltration Control - Loading Dock Sealing | A | Purchases (Cumulative) | Technical Potential | 0 | 0 | 0 | 0 | 0 | 0 | 0 | 0 | 0 | 0 | 0 | 0 | 0 | 0 | 0 | 0 | 0 | 0 | 0 | 0 | 0 | 0 | 0 | 0 | 0 | 0 | 0
F1_Commercial_Interruptible - Health_New_Space Heating_Natural Gas_Greenhouse Heat Curtain_A_Technical Potential | F1 | Commercial | Interruptible - Health | New | Space Heating | Natural Gas | Greenhouse Heat Curtain | A | Integrated Unit Energy Savings (kWh or therms) | Technical Potential | 0 | 0 | 0 | 0 | 0 | 0 | 0 | 0 | 0 | 0 | 0 | 0 | 0 | 0 | 0 | 0 | 0 | 0 | 0 | 0 | 0 | 0 | 0 | 0 | 0 | 0 | 0
F2_Commercial_Interruptible - Health_New_Space Heating_Natural Gas_Greenhouse Heat Curtain_A_Technical Potential | F2 | Commercial | Interruptible - Health | New | Space Heating | Natural Gas | Greenhouse Heat Curtain | A | Integrated Unit Summer Peak Savings (kW) | Technical Potential | 0 | 0 | 0 | 0 | 0 | 0 | 0 | 0 | 0 | 0 | 0 | 0 | 0 | 0 | 0 | 0 | 0 | 0 | 0 | 0 | 0 | 0 | 0 | 0 | 0 | 0 | 0
F3_Commercial_Interruptible - Health_New_Space Heating_Natural Gas_Greenhouse Heat Curtain_A_Technical Potential | F3 | Commercial | Interruptible - Health | New | Space Heating | Natural Gas | Greenhouse Heat Curtain | A | Integrated Unit Winter Peak Savings (kW) | Technical Potential | 0 | 0 | 0 | 0 | 0 | 0 | 0 | 0 | 0 | 0 | 0 | 0 | 0 | 0 | 0 | 0 | 0 | 0 | 0 | 0 | 0 | 0 | 0 | 0 | 0 | 0 | 0
F4_Commercial_Interruptible - Health_New_Space Heating_Natural Gas_Greenhouse Heat Curtain_A_Technical Potential | F4 | Commercial | Interruptible - Health | New | Space Heating | Natural Gas | Greenhouse Heat Curtain | A | Incremental Energy Savings (MWh or mTherms) | Technical Potential | 0 | 0 | 0 | 0 | 0 | 0 | 0 | 0 | 0 | 0 | 0 | 0 | 0 | 0 | 0 | 0 | 0 | 0 | 0 | 0 | 0 | 0 | 0 | 0 | 0 | 0 | 0
F5_Commercial_Interruptible - Health_New_Space Heating_Natural Gas_Greenhouse Heat Curtain_A_Technical Potential | F5 | Commercial | Interruptible - Health | New | Space Heating | Natural Gas | Greenhouse Heat Curtain | A | Incremental Summer Peak Savings (MW) | Technical Potential | 0 | 0 | 0 | 0 | 0 | 0 | 0 | 0 | 0 | 0 | 0 | 0 | 0 | 0 | 0 | 0 | 0 | 0 | 0 | 0 | 0 | 0 | 0 | 0 | 0 | 0 | 0
F6_Commercial_Interruptible - Health_New_Space Heating_Natural Gas_Greenhouse Heat Curtain_A_Technical Potential | F6 | Commercial | Interruptible - Health | New | Space Heating | Natural Gas | Greenhouse Heat Curtain | A | Incremental Winter Peak Savings (MW) | Technical Potential | 0 | 0 | 0 | 0 | 0 | 0 | 0 | 0 | 0 | 0 | 0 | 0 | 0 | 0 | 0 | 0 | 0 | 0 | 0 | 0 | 0 | 0 | 0 | 0 | 0 | 0 | 0
F7_Commercial_Interruptible - Health_New_Space Heating_Natural Gas_Greenhouse Heat Curtain_A_Technical Potential | F7 | Commercial | Interruptible - Health | New | Space Heating | Natural Gas | Greenhouse Heat Curtain | A | Cumulative Energy Savings (MWh or mTherms) | Technical Potential | 0 | 0 | 0 | 0 | 0 | 0 | 0 | 0 | 0 | 0 | 0 | 0 | 0 | 0 | 0 | 0 | 0 | 0 | 0 | 0 | 0 | 0 | 0 | 0 | 0 | 0 | 0
F8_Commercial_Interruptible - Health_New_Space Heating_Natural Gas_Greenhouse Heat Curtain_A_Technical Potential | F8 | Commercial | Interruptible - Health | New | Space Heating | Natural Gas | Greenhouse Heat Curtain | A | Cumulative Summer Peak Savings (MW) | Technical Potential | 0 | 0 | 0 | 0 | 0 | 0 | 0 | 0 | 0 | 0 | 0 | 0 | 0 | 0 | 0 | 0 | 0 | 0 | 0 | 0 | 0 | 0 | 0 | 0 | 0 | 0 | 0
F9_Commercial_Interruptible - Health_New_Space Heating_Natural Gas_Greenhouse Heat Curtain_A_Technical Potential | F9 | Commercial | Interruptible - Health | New | Space Heating | Natural Gas | Greenhouse Heat Curtain | A | Cumulative Winter Peak Savings (MW) | Technical Potential | 0 | 0 | 0 | 0 | 0 | 0 | 0 | 0 | 0 | 0 | 0 | 0 | 0 | 0 | 0 | 0 | 0 | 0 | 0 | 0 | 0 | 0 | 0 | 0 | 0 | 0 | 0
F10_Commercial_Interruptible - Health_New_Space Heating_Natural Gas_Greenhouse Heat Curtain_A_Technical Potential | F10 | Commercial | Interruptible - Health | New | Space Heating | Natural Gas | Greenhouse Heat Curtain | A | Purchases (Incremental) | Technical Potential | 0 | 0 | 0 | 0 | 0 | 0 | 0 | 0 | 0 | 0 | 0 | 0 | 0 | 0 | 0 | 0 | 0 | 0 | 0 | 0 | 0 | 0 | 0 | 0 | 0 | 0 | 0
F11_Commercial_Interruptible - Health_New_Space Heating_Natural Gas_Greenhouse Heat Curtain_A_Technical Potential | F11 | Commercial | Interruptible - Health | New | Space Heating | Natural Gas | Greenhouse Heat Curtain | A | Purchases (Cumulative) | Technical Potential | 0 | 0 | 0 | 0 | 0 | 0 | 0 | 0 | 0 | 0 | 0 | 0 | 0 | 0 | 0 | 0 | 0 | 0 | 0 | 0 | 0 | 0 | 0 | 0 | 0 | 0 | 0
F1_Commercial_Interruptible - Health_New_Space Heating_Natural Gas_Ventilation - Parking Garages, Demand Controlled_A_Technical Potential | F1 | Commercial | Interruptible - Health | New | Space Heating | Natural Gas | Ventilation - Parking Garages, Demand Controlled | A | Integrated Unit Energy Savings (kWh or therms) | Technical Potential | 0 | 0 | 0 | 0 | 0 | 0 | 0 | 0 | 0 | 0 | 0 | 0 | 0 | 0 | 0 | 0 | 0 | 0 | 0 | 0 | 0 | 0 | 0 | 0 | 0 | 0 | 0
F2_Commercial_Interruptible - Health_New_Space Heating_Natural Gas_Ventilation - Parking Garages, Demand Controlled_A_Technical Potential | F2 | Commercial | Interruptible - Health | New | Space Heating | Natural Gas | Ventilation - Parking Garages, Demand Controlled | A | Integrated Unit Summer Peak Savings (kW) | Technical Potential | 0 | 0 | 0 | 0 | 0 | 0 | 0 | 0 | 0 | 0 | 0 | 0 | 0 | 0 | 0 | 0 | 0 | 0 | 0 | 0 | 0 | 0 | 0 | 0 | 0 | 0 | 0
F3_Commercial_Interruptible - Health_New_Space Heating_Natural Gas_Ventilation - Parking Garages, Demand Controlled_A_Technical Potential | F3 | Commercial | Interruptible - Health | New | Space Heating | Natural Gas | Ventilation - Parking Garages, Demand Controlled | A | Integrated Unit Winter Peak Savings (kW) | Technical Potential | 0 | 0 | 0 | 0 | 0 | 0 | 0 | 0 | 0 | 0 | 0 | 0 | 0 | 0 | 0 | 0 | 0 | 0 | 0 | 0 | 0 | 0 | 0 | 0 | 0 | 0 | 0
F4_Commercial_Interruptible - Health_New_Space Heating_Natural Gas_Ventilation - Parking Garages, Demand Controlled_A_Technical Potential | F4 | Commercial | Interruptible - Health | New | Space Heating | Natural Gas | Ventilation - Parking Garages, Demand Controlled | A | Incremental Energy Savings (MWh or mTherms) | Technical Potential | 0 | 0 | 0 | 0 | 0 | 0 | 0 | 0 | 0 | 0 | 0 | 0 | 0 | 0 | 0 | 0 | 0 | 0 | 0 | 0 | 0 | 0 | 0 | 0 | 0 | 0 | 0
F5_Commercial_Interruptible - Health_New_Space Heating_Natural Gas_Ventilation - Parking Garages, Demand Controlled_A_Technical Potential | F5 | Commercial | Interruptible - Health | New | Space Heating | Natural Gas | Ventilation - Parking Garages, Demand Controlled | A | Incremental Summer Peak Savings (MW) | Technical Potential | 0 | 0 | 0 | 0 | 0 | 0 | 0 | 0 | 0 | 0 | 0 | 0 | 0 | 0 | 0 | 0 | 0 | 0 | 0 | 0 | 0 | 0 | 0 | 0 | 0 | 0 | 0
F6_Commercial_Interruptible - Health_New_Space Heating_Natural Gas_Ventilation - Parking Garages, Demand Controlled_A_Technical Potential | F6 | Commercial | Interruptible - Health | New | Space Heating | Natural Gas | Ventilation - Parking Garages, Demand Controlled | A | Incremental Winter Peak Savings (MW) | Technical Potential | 0 | 0 | 0 | 0 | 0 | 0 | 0 | 0 | 0 | 0 | 0 | 0 | 0 | 0 | 0 | 0 | 0 | 0 | 0 | 0 | 0 | 0 | 0 | 0 | 0 | 0 | 0
F7_Commercial_Interruptible - Health_New_Space Heating_Natural Gas_Ventilation - Parking Garages, Demand Controlled_A_Technical Potential | F7 | Commercial | Interruptible - Health | New | Space Heating | Natural Gas | Ventilation - Parking Garages, Demand Controlled | A | Cumulative Energy Savings (MWh or mTherms) | Technical Potential | 0 | 0 | 0 | 0 | 0 | 0 | 0 | 0 | 0 | 0 | 0 | 0 | 0 | 0 | 0 | 0 | 0 | 0 | 0 | 0 | 0 | 0 | 0 | 0 | 0 | 0 | 0
F8_Commercial_Interruptible - Health_New_Space Heating_Natural Gas_Ventilation - Parking Garages, Demand Controlled_A_Technical Potential | F8 | Commercial | Interruptible - Health | New | Space Heating | Natural Gas | Ventilation - Parking Garages, Demand Controlled | A | Cumulative Summer Peak Savings (MW) | Technical Potential | 0 | 0 | 0 | 0 | 0 | 0 | 0 | 0 | 0 | 0 | 0 | 0 | 0 | 0 | 0 | 0 | 0 | 0 | 0 | 0 | 0 | 0 | 0 | 0 | 0 | 0 | 0
F9_Commercial_Interruptible - Health_New_Space Heating_Natural Gas_Ventilation - Parking Garages, Demand Controlled_A_Technical Potential | F9 | Commercial | Interruptible - Health | New | Space Heating | Natural Gas | Ventilation - Parking Garages, Demand Controlled | A | Cumulative Winter Peak Savings (MW) | Technical Potential | 0 | 0 | 0 | 0 | 0 | 0 | 0 | 0 | 0 | 0 | 0 | 0 | 0 | 0 | 0 | 0 | 0 | 0 | 0 | 0 | 0 | 0 | 0 | 0 | 0 | 0 | 0
F10_Commercial_Interruptible - Health_New_Space Heating_Natural Gas_Ventilation - Parking Garages, Demand Controlled_A_Technical Potential | F10 | Commercial | Interruptible - Health | New | Space Heating | Natural Gas | Ventilation - Parking Garages, Demand Controlled | A | Purchases (Incremental) | Technical Potential | 0 | 0 | 0 | 0 | 0 | 0 | 0 | 0 | 0 | 0 | 0 | 0 | 0 | 0 | 0 | 0 | 0 | 0 | 0 | 0 | 0 | 0 | 0 | 0 | 0 | 0 | 0
F11_Commercial_Interruptible - Health_New_Space Heating_Natural Gas_Ventilation - Parking Garages, Demand Controlled_A_Technical Potential | F11 | Commercial | Interruptible - Health | New | Space Heating | Natural Gas | Ventilation - Parking Garages, Demand Controlled | A | Purchases (Cumulative) | Technical Potential | 0 | 0 | 0 | 0 | 0 | 0 | 0 | 0 | 0 | 0 | 0 | 0 | 0 | 0 | 0 | 0 | 0 | 0 | 0 | 0 | 0 | 0 | 0 | 0 | 0 | 0 | 0
F1_Commercial_Interruptible - Health_New_Miscellaneous_Natural Gas_Pool Heater - Night Covers_A_Technical Potential | F1 | Commercial | Interruptible - Health | New | Miscellaneous | Natural Gas | Pool Heater - Night Covers | A | Integrated Unit Energy Savings (kWh or therms) | Technical Potential | 0 | 0 | 0 | 0 | 0 | 0 | 0 | 0 | 0 | 0 | 0 | 0 | 0 | 0 | 0 | 0 | 0 | 0 | 0 | 0 | 0 | 0 | 0 | 0 | 0 | 0 | 0
F2_Commercial_Interruptible - Health_New_Miscellaneous_Natural Gas_Pool Heater - Night Covers_A_Technical Potential | F2 | Commercial | Interruptible - Health | New | Miscellaneous | Natural Gas | Pool Heater - Night Covers | A | Integrated Unit Summer Peak Savings (kW) | Technical Potential | 0 | 0 | 0 | 0 | 0 | 0 | 0 | 0 | 0 | 0 | 0 | 0 | 0 | 0 | 0 | 0 | 0 | 0 | 0 | 0 | 0 | 0 | 0 | 0 | 0 | 0 | 0
F3_Commercial_Interruptible - Health_New_Miscellaneous_Natural Gas_Pool Heater - Night Covers_A_Technical Potential | F3 | Commercial | Interruptible - Health | New | Miscellaneous | Natural Gas | Pool Heater - Night Covers | A | Integrated Unit Winter Peak Savings (kW) | Technical Potential | 0 | 0 | 0 | 0 | 0 | 0 | 0 | 0 | 0 | 0 | 0 | 0 | 0 | 0 | 0 | 0 | 0 | 0 | 0 | 0 | 0 | 0 | 0 | 0 | 0 | 0 | 0
F4_Commercial_Interruptible - Health_New_Miscellaneous_Natural Gas_Pool Heater - Night Covers_A_Technical Potential | F4 | Commercial | Interruptible - Health | New | Miscellaneous | Natural Gas | Pool Heater - Night Covers | A | Incremental Energy Savings (MWh or mTherms) | Technical Potential | 0 | 0 | 0 | 0 | 0 | 0 | 0 | 0 | 0 | 0 | 0 | 0 | 0 | 0 | 0 | 0 | 0 | 0 | 0 | 0 | 0 | 0 | 0 | 0 | 0 | 0 | 0
F5_Commercial_Interruptible - Health_New_Miscellaneous_Natural Gas_Pool Heater - Night Covers_A_Technical Potential | F5 | Commercial | Interruptible - Health | New | Miscellaneous | Natural Gas | Pool Heater - Night Covers | A | Incremental Summer Peak Savings (MW) | Technical Potential | 0 | 0 | 0 | 0 | 0 | 0 | 0 | 0 | 0 | 0 | 0 | 0 | 0 | 0 | 0 | 0 | 0 | 0 | 0 | 0 | 0 | 0 | 0 | 0 | 0 | 0 | 0
F6_Commercial_Interruptible - Health_New_Miscellaneous_Natural Gas_Pool Heater - Night Covers_A_Technical Potential | F6 | Commercial | Interruptible - Health | New | Miscellaneous | Natural Gas | Pool Heater - Night Covers | A | Incremental Winter Peak Savings (MW) | Technical Potential | 0 | 0 | 0 | 0 | 0 | 0 | 0 | 0 | 0 | 0 | 0 | 0 | 0 | 0 | 0 | 0 | 0 | 0 | 0 | 0 | 0 | 0 | 0 | 0 | 0 | 0 | 0
F7_Commercial_Interruptible - Health_New_Miscellaneous_Natural Gas_Pool Heater - Night Covers_A_Technical Potential | F7 | Commercial | Interruptible - Health | New | Miscellaneous | Natural Gas | Pool Heater - Night Covers | A | Cumulative Energy Savings (MWh or mTherms) | Technical Potential | 0 | 0 | 0 | 0 | 0 | 0 | 0 | 0 | 0 | 0 | 0 | 0 | 0 | 0 | 0 | 0 | 0 | 0 | 0 | 0 | 0 | 0 | 0 | 0 | 0 | 0 | 0
F8_Commercial_Interruptible - Health_New_Miscellaneous_Natural Gas_Pool Heater - Night Covers_A_Technical Potential | F8 | Commercial | Interruptible - Health | New | Miscellaneous | Natural Gas | Pool Heater - Night Covers | A | Cumulative Summer Peak Savings (MW) | Technical Potential | 0 | 0 | 0 | 0 | 0 | 0 | 0 | 0 | 0 | 0 | 0 | 0 | 0 | 0 | 0 | 0 | 0 | 0 | 0 | 0 | 0 | 0 | 0 | 0 | 0 | 0 | 0
F9_Commercial_Interruptible - Health_New_Miscellaneous_Natural Gas_Pool Heater - Night Covers_A_Technical Potential | F9 | Commercial | Interruptible - Health | New | Miscellaneous | Natural Gas | Pool Heater - Night Covers | A | Cumulative Winter Peak Savings (MW) | Technical Potential | 0 | 0 | 0 | 0 | 0 | 0 | 0 | 0 | 0 | 0 | 0 | 0 | 0 | 0 | 0 | 0 | 0 | 0 | 0 | 0 | 0 | 0 | 0 | 0 | 0 | 0 | 0
F10_Commercial_Interruptible - Health_New_Miscellaneous_Natural Gas_Pool Heater - Night Covers_A_Technical Potential | F10 | Commercial | Interruptible - Health | New | Miscellaneous | Natural Gas | Pool Heater - Night Covers | A | Purchases (Incremental) | Technical Potential | 0 | 0 | 0 | 0 | 0 | 0 | 0 | 0 | 0 | 0 | 0 | 0 | 0 | 0 | 0 | 0 | 0 | 0 | 0 | 0 | 0 | 0 | 0 | 0 | 0 | 0 | 0
F11_Commercial_Interruptible - Health_New_Miscellaneous_Natural Gas_Pool Heater - Night Covers_A_Technical Potential | F11 | Commercial | Interruptible - Health | New | Miscellaneous | Natural Gas | Pool Heater - Night Covers | A | Purchases (Cumulative) | Technical Potential | 0 | 0 | 0 | 0 | 0 | 0 | 0 | 0 | 0 | 0 | 0 | 0 | 0 | 0 | 0 | 0 | 0 | 0 | 0 | 0 | 0 | 0 | 0 | 0 | 0 | 0 | 0
F1_Commercial_Interruptible - Health_New_Space Heating_Natural Gas_Advanced New Construction Designs_A_Technical Potential | F1 | Commercial | Interruptible - Health | New | Space Heating | Natural Gas | Advanced New Construction Designs | A | Integrated Unit Energy Savings (kWh or therms) | Technical Potential | 0 | 0 | 0 | 0 | 0 | 0 | 0 | 0 | 0 | 0 | 0 | 0 | 0 | 0 | 0 | 0 | 0 | 0 | 0 | 0 | 0 | 0 | 0 | 0 | 0 | 0 | 0
F2_Commercial_Interruptible - Health_New_Space Heating_Natural Gas_Advanced New Construction Designs_A_Technical Potential | F2 | Commercial | Interruptible - Health | New | Space Heating | Natural Gas | Advanced New Construction Designs | A | Integrated Unit Summer Peak Savings (kW) | Technical Potential | 0 | 0 | 0 | 0 | 0 | 0 | 0 | 0 | 0 | 0 | 0 | 0 | 0 | 0 | 0 | 0 | 0 | 0 | 0 | 0 | 0 | 0 | 0 | 0 | 0 | 0 | 0
F3_Commercial_Interruptible - Health_New_Space Heating_Natural Gas_Advanced New Construction Designs_A_Technical Potential | F3 | Commercial | Interruptible - Health | New | Space Heating | Natural Gas | Advanced New Construction Designs | A | Integrated Unit Winter Peak Savings (kW) | Technical Potential | 0 | 0 | 0 | 0 | 0 | 0 | 0 | 0 | 0 | 0 | 0 | 0 | 0 | 0 | 0 | 0 | 0 | 0 | 0 | 0 | 0 | 0 | 0 | 0 | 0 | 0 | 0
F4_Commercial_Interruptible - Health_New_Space Heating_Natural Gas_Advanced New Construction Designs_A_Technical Potential | F4 | Commercial | Interruptible - Health | New | Space Heating | Natural Gas | Advanced New Construction Designs | A | Incremental Energy Savings (MWh or mTherms) | Technical Potential | 0 | 0 | 0 | 0 | 0 | 0 | 0 | 0 | 0 | 0 | 0 | 0 | 0 | 0 | 0 | 0 | 0 | 0 | 0 | 0 | 0 | 0 | 0 | 0 | 0 | 0 | 0
F5_Commercial_Interruptible - Health_New_Space Heating_Natural Gas_Advanced New Construction Designs_A_Technical Potential | F5 | Commercial | Interruptible - Health | New | Space Heating | Natural Gas | Advanced New Construction Designs | A | Incremental Summer Peak Savings (MW) | Technical Potential | 0 | 0 | 0 | 0 | 0 | 0 | 0 | 0 | 0 | 0 | 0 | 0 | 0 | 0 | 0 | 0 | 0 | 0 | 0 | 0 | 0 | 0 | 0 | 0 | 0 | 0 | 0
F6_Commercial_Interruptible - Health_New_Space Heating_Natural Gas_Advanced New Construction Designs_A_Technical Potential | F6 | Commercial | Interruptible - Health | New | Space Heating | Natural Gas | Advanced New Construction Designs | A | Incremental Winter Peak Savings (MW) | Technical Potential | 0 | 0 | 0 | 0 | 0 | 0 | 0 | 0 | 0 | 0 | 0 | 0 | 0 | 0 | 0 | 0 | 0 | 0 | 0 | 0 | 0 | 0 | 0 | 0 | 0 | 0 | 0
F7_Commercial_Interruptible - Health_New_Space Heating_Natural Gas_Advanced New Construction Designs_A_Technical Potential | F7 | Commercial | Interruptible - Health | New | Space Heating | Natural Gas | Advanced New Construction Designs | A | Cumulative Energy Savings (MWh or mTherms) | Technical Potential | 0 | 0 | 0 | 0 | 0 | 0 | 0 | 0 | 0 | 0 | 0 | 0 | 0 | 0 | 0 | 0 | 0 | 0 | 0 | 0 | 0 | 0 | 0 | 0 | 0 | 0 | 0
F8_Commercial_Interruptible - Health_New_Space Heating_Natural Gas_Advanced New Construction Designs_A_Technical Potential | F8 | Commercial | Interruptible - Health | New | Space Heating | Natural Gas | Advanced New Construction Designs | A | Cumulative Summer Peak Savings (MW) | Technical Potential | 0 | 0 | 0 | 0 | 0 | 0 | 0 | 0 | 0 | 0 | 0 | 0 | 0 | 0 | 0 | 0 | 0 | 0 | 0 | 0 | 0 | 0 | 0 | 0 | 0 | 0 | 0
F9_Commercial_Interruptible - Health_New_Space Heating_Natural Gas_Advanced New Construction Designs_A_Technical Potential | F9 | Commercial | Interruptible - Health | New | Space Heating | Natural Gas | Advanced New Construction Designs | A | Cumulative Winter Peak Savings (MW) | Technical Potential | 0 | 0 | 0 | 0 | 0 | 0 | 0 | 0 | 0 | 0 | 0 | 0 | 0 | 0 | 0 | 0 | 0 | 0 | 0 | 0 | 0 | 0 | 0 | 0 | 0 | 0 | 0
F10_Commercial_Interruptible - Health_New_Space Heating_Natural Gas_Advanced New Construction Designs_A_Technical Potential | F10 | Commercial | Interruptible - Health | New | Space Heating | Natural Gas | Advanced New Construction Designs | A | Purchases (Incremental) | Technical Potential | 0 | 0 | 0 | 0 | 0 | 0 | 0 | 0 | 0 | 0 | 0 | 0 | 0 | 0 | 0 | 0 | 0 | 0 | 0 | 0 | 0 | 0 | 0 | 0 | 0 | 0 | 0
F11_Commercial_Interruptible - Health_New_Space Heating_Natural Gas_Advanced New Construction Designs_A_Technical Potential | F11 | Commercial | Interruptible - Health | New | Space Heating | Natural Gas | Advanced New Construction Designs | A | Purchases (Cumulative) | Technical Potential | 0 | 0 | 0 | 0 | 0 | 0 | 0 | 0 | 0 | 0 | 0 | 0 | 0 | 0 | 0 | 0 | 0 | 0 | 0 | 0 | 0 | 0 | 0 | 0 | 0 | 0 | 0
F1_Commercial_Interruptible - Health_New_Water Heating_Natural Gas_Advanced New Construction Designs_A_Technical Potential | F1 | Commercial | Interruptible - Health | New | Water Heating | Natural Gas | Advanced New Construction Designs | A | Integrated Unit Energy Savings (kWh or therms) | Technical Potential | 0 | 0 | 0 | 0 | 0 | 0 | 0 | 0 | 0 | 0 | 0 | 0 | 0 | 0 | 0 | 0 | 0 | 0 | 0 | 0 | 0 | 0 | 0 | 0 | 0 | 0 | 0
F2_Commercial_Interruptible - Health_New_Water Heating_Natural Gas_Advanced New Construction Designs_A_Technical Potential | F2 | Commercial | Interruptible - Health | New | Water Heating | Natural Gas | Advanced New Construction Designs | A | Integrated Unit Summer Peak Savings (kW) | Technical Potential | 0 | 0 | 0 | 0 | 0 | 0 | 0 | 0 | 0 | 0 | 0 | 0 | 0 | 0 | 0 | 0 | 0 | 0 | 0 | 0 | 0 | 0 | 0 | 0 | 0 | 0 | 0
F3_Commercial_Interruptible - Health_New_Water Heating_Natural Gas_Advanced New Construction Designs_A_Technical Potential | F3 | Commercial | Interruptible - Health | New | Water Heating | Natural Gas | Advanced New Construction Designs | A | Integrated Unit Winter Peak Savings (kW) | Technical Potential | 0 | 0 | 0 | 0 | 0 | 0 | 0 | 0 | 0 | 0 | 0 | 0 | 0 | 0 | 0 | 0 | 0 | 0 | 0 | 0 | 0 | 0 | 0 | 0 | 0 | 0 | 0
F4_Commercial_Interruptible - Health_New_Water Heating_Natural Gas_Advanced New Construction Designs_A_Technical Potential | F4 | Commercial | Interruptible - Health | New | Water Heating | Natural Gas | Advanced New Construction Designs | A | Incremental Energy Savings (MWh or mTherms) | Technical Potential | 0 | 0 | 0 | 0 | 0 | 0 | 0 | 0 | 0 | 0 | 0 | 0 | 0 | 0 | 0 | 0 | 0 | 0 | 0 | 0 | 0 | 0 | 0 | 0 | 0 | 0 | 0
F5_Commercial_Interruptible - Health_New_Water Heating_Natural Gas_Advanced New Construction Designs_A_Technical Potential | F5 | Commercial | Interruptible - Health | New | Water Heating | Natural Gas | Advanced New Construction Designs | A | Incremental Summer Peak Savings (MW) | Technical Potential | 0 | 0 | 0 | 0 | 0 | 0 | 0 | 0 | 0 | 0 | 0 | 0 | 0 | 0 | 0 | 0 | 0 | 0 | 0 | 0 | 0 | 0 | 0 | 0 | 0 | 0 | 0
F6_Commercial_Interruptible - Health_New_Water Heating_Natural Gas_Advanced New Construction Designs_A_Technical Potential | F6 | Commercial | Interruptible - Health | New | Water Heating | Natural Gas | Advanced New Construction Designs | A | Incremental Winter Peak Savings (MW) | Technical Potential | 0 | 0 | 0 | 0 | 0 | 0 | 0 | 0 | 0 | 0 | 0 | 0 | 0 | 0 | 0 | 0 | 0 | 0 | 0 | 0 | 0 | 0 | 0 | 0 | 0 | 0 | 0
F7_Commercial_Interruptible - Health_New_Water Heating_Natural Gas_Advanced New Construction Designs_A_Technical Potential | F7 | Commercial | Interruptible - Health | New | Water Heating | Natural Gas | Advanced New Construction Designs | A | Cumulative Energy Savings (MWh or mTherms) | Technical Potential | 0 | 0 | 0 | 0 | 0 | 0 | 0 | 0 | 0 | 0 | 0 | 0 | 0 | 0 | 0 | 0 | 0 | 0 | 0 | 0 | 0 | 0 | 0 | 0 | 0 | 0 | 0
F8_Commercial_Interruptible - Health_New_Water Heating_Natural Gas_Advanced New Construction Designs_A_Technical Potential | F8 | Commercial | Interruptible - Health | New | Water Heating | Natural Gas | Advanced New Construction Designs | A | Cumulative Summer Peak Savings (MW) | Technical Potential | 0 | 0 | 0 | 0 | 0 | 0 | 0 | 0 | 0 | 0 | 0 | 0 | 0 | 0 | 0 | 0 | 0 | 0 | 0 | 0 | 0 | 0 | 0 | 0 | 0 | 0 | 0
F9_Commercial_Interruptible - Health_New_Water Heating_Natural Gas_Advanced New Construction Designs_A_Technical Potential | F9 | Commercial | Interruptible - Health | New | Water Heating | Natural Gas | Advanced New Construction Designs | A | Cumulative Winter Peak Savings (MW) | Technical Potential | 0 | 0 | 0 | 0 | 0 | 0 | 0 | 0 | 0 | 0 | 0 | 0 | 0 | 0 | 0 | 0 | 0 | 0 | 0 | 0 | 0 | 0 | 0 | 0 | 0 | 0 | 0
F10_Commercial_Interruptible - Health_New_Water Heating_Natural Gas_Advanced New Construction Designs_A_Technical Potential | F10 | Commercial | Interruptible - Health | New | Water Heating | Natural Gas | Advanced New Construction Designs | A | Purchases (Incremental) | Technical Potential | 0 | 0 | 0 | 0 | 0 | 0 | 0 | 0 | 0 | 0 | 0 | 0 | 0 | 0 | 0 | 0 | 0 | 0 | 0 | 0 | 0 | 0 | 0 | 0 | 0 | 0 | 0
F11_Commercial_Interruptible - Health_New_Water Heating_Natural Gas_Advanced New Construction Designs_A_Technical Potential | F11 | Commercial | Interruptible - Health | New | Water Heating | Natural Gas | Advanced New Construction Designs | A | Purchases (Cumulative) | Technical Potential | 0 | 0 | 0 | 0 | 0 | 0 | 0 | 0 | 0 | 0 | 0 | 0 | 0 | 0 | 0 | 0 | 0 | 0 | 0 | 0 | 0 | 0 | 0 | 0 | 0 | 0 | 0
F1_Commercial_Interruptible - Health_New_Space Heating_Natural Gas_Strategic Energy Management_A_Technical Potential | F1 | Commercial | Interruptible - Health | New | Space Heating | Natural Gas | Strategic Energy Management | A | Integrated Unit Energy Savings (kWh or therms) | Technical Potential | 0 | 0 | 0 | 0 | 0 | 0 | 0 | 0 | 0 | 0 | 0 | 0 | 0 | 0 | 0 | 0 | 0 | 0 | 0 | 0 | 0 | 0 | 0 | 0 | 0 | 0 | 0
F2_Commercial_Interruptible - Health_New_Space Heating_Natural Gas_Strategic Energy Management_A_Technical Potential | F2 | Commercial | Interruptible - Health | New | Space Heating | Natural Gas | Strategic Energy Management | A | Integrated Unit Summer Peak Savings (kW) | Technical Potential | 0 | 0 | 0 | 0 | 0 | 0 | 0 | 0 | 0 | 0 | 0 | 0 | 0 | 0 | 0 | 0 | 0 | 0 | 0 | 0 | 0 | 0 | 0 | 0 | 0 | 0 | 0
F3_Commercial_Interruptible - Health_New_Space Heating_Natural Gas_Strategic Energy Management_A_Technical Potential | F3 | Commercial | Interruptible - Health | New | Space Heating | Natural Gas | Strategic Energy Management | A | Integrated Unit Winter Peak Savings (kW) | Technical Potential | 0 | 0 | 0 | 0 | 0 | 0 | 0 | 0 | 0 | 0 | 0 | 0 | 0 | 0 | 0 | 0 | 0 | 0 | 0 | 0 | 0 | 0 | 0 | 0 | 0 | 0 | 0
F4_Commercial_Interruptible - Health_New_Space Heating_Natural Gas_Strategic Energy Management_A_Technical Potential | F4 | Commercial | Interruptible - Health | New | Space Heating | Natural Gas | Strategic Energy Management | A | Incremental Energy Savings (MWh or mTherms) | Technical Potential | 0 | 0 | 0 | 0 | 0 | 0 | 0 | 0 | 0 | 0 | 0 | 0 | 0 | 0 | 0 | 0 | 0 | 0 | 0 | 0 | 0 | 0 | 0 | 0 | 0 | 0 | 0
F5_Commercial_Interruptible - Health_New_Space Heating_Natural Gas_Strategic Energy Management_A_Technical Potential | F5 | Commercial | Interruptible - Health | New | Space Heating | Natural Gas | Strategic Energy Management | A | Incremental Summer Peak Savings (MW) | Technical Potential | 0 | 0 | 0 | 0 | 0 | 0 | 0 | 0 | 0 | 0 | 0 | 0 | 0 | 0 | 0 | 0 | 0 | 0 | 0 | 0 | 0 | 0 | 0 | 0 | 0 | 0 | 0
F6_Commercial_Interruptible - Health_New_Space Heating_Natural Gas_Strategic Energy Management_A_Technical Potential | F6 | Commercial | Interruptible - Health | New | Space Heating | Natural Gas | Strategic Energy Management | A | Incremental Winter Peak Savings (MW) | Technical Potential | 0 | 0 | 0 | 0 | 0 | 0 | 0 | 0 | 0 | 0 | 0 | 0 | 0 | 0 | 0 | 0 | 0 | 0 | 0 | 0 | 0 | 0 | 0 | 0 | 0 | 0 | 0
F7_Commercial_Interruptible - Health_New_Space Heating_Natural Gas_Strategic Energy Management_A_Technical Potential | F7 | Commercial | Interruptible - Health | New | Space Heating | Natural Gas | Strategic Energy Management | A | Cumulative Energy Savings (MWh or mTherms) | Technical Potential | 0 | 0 | 0 | 0 | 0 | 0 | 0 | 0 | 0 | 0 | 0 | 0 | 0 | 0 | 0 | 0 | 0 | 0 | 0 | 0 | 0 | 0 | 0 | 0 | 0 | 0 | 0
F8_Commercial_Interruptible - Health_New_Space Heating_Natural Gas_Strategic Energy Management_A_Technical Potential | F8 | Commercial | Interruptible - Health | New | Space Heating | Natural Gas | Strategic Energy Management | A | Cumulative Summer Peak Savings (MW) | Technical Potential | 0 | 0 | 0 | 0 | 0 | 0 | 0 | 0 | 0 | 0 | 0 | 0 | 0 | 0 | 0 | 0 | 0 | 0 | 0 | 0 | 0 | 0 | 0 | 0 | 0 | 0 | 0
F9_Commercial_Interruptible - Health_New_Space Heating_Natural Gas_Strategic Energy Management_A_Technical Potential | F9 | Commercial | Interruptible - Health | New | Space Heating | Natural Gas | Strategic Energy Management | A | Cumulative Winter Peak Savings (MW) | Technical Potential | 0 | 0 | 0 | 0 | 0 | 0 | 0 | 0 | 0 | 0 | 0 | 0 | 0 | 0 | 0 | 0 | 0 | 0 | 0 | 0 | 0 | 0 | 0 | 0 | 0 | 0 | 0
F10_Commercial_Interruptible - Health_New_Space Heating_Natural Gas_Strategic Energy Management_A_Technical Potential | F10 | Commercial | Interruptible - Health | New | Space Heating | Natural Gas | Strategic Energy Management | A | Purchases (Incremental) | Technical Potential | 0 | 0 | 0 | 0 | 0 | 0 | 0 | 0 | 0 | 0 | 0 | 0 | 0 | 0 | 0 | 0 | 0 | 0 | 0 | 0 | 0 | 0 | 0 | 0 | 0 | 0 | 0
F11_Commercial_Interruptible - Health_New_Space Heating_Natural Gas_Strategic Energy Management_A_Technical Potential | F11 | Commercial | Interruptible - Health | New | Space Heating | Natural Gas | Strategic Energy Management | A | Purchases (Cumulative) | Technical Potential | 0 | 0 | 0 | 0 | 0 | 0 | 0 | 0 | 0 | 0 | 0 | 0 | 0 | 0 | 0 | 0 | 0 | 0 | 0 | 0 | 0 | 0 | 0 | 0 | 0 | 0 | 0
F1_Commercial_Interruptible - Health_New_Water Heating_Natural Gas_Strategic Energy Management_A_Technical Potential | F1 | Commercial | Interruptible - Health | New | Water Heating | Natural Gas | Strategic Energy Management | A | Integrated Unit Energy Savings (kWh or therms) | Technical Potential | 0 | 0 | 0 | 0 | 0 | 0 | 0 | 0 | 0 | 0 | 0 | 0 | 0 | 0 | 0 | 0 | 0 | 0 | 0 | 0 | 0 | 0 | 0 | 0 | 0 | 0 | 0
F2_Commercial_Interruptible - Health_New_Water Heating_Natural Gas_Strategic Energy Management_A_Technical Potential | F2 | Commercial | Interruptible - Health | New | Water Heating | Natural Gas | Strategic Energy Management | A | Integrated Unit Summer Peak Savings (kW) | Technical Potential | 0 | 0 | 0 | 0 | 0 | 0 | 0 | 0 | 0 | 0 | 0 | 0 | 0 | 0 | 0 | 0 | 0 | 0 | 0 | 0 | 0 | 0 | 0 | 0 | 0 | 0 | 0
F3_Commercial_Interruptible - Health_New_Water Heating_Natural Gas_Strategic Energy Management_A_Technical Potential | F3 | Commercial | Interruptible - Health | New | Water Heating | Natural Gas | Strategic Energy Management | A | Integrated Unit Winter Peak Savings (kW) | Technical Potential | 0 | 0 | 0 | 0 | 0 | 0 | 0 | 0 | 0 | 0 | 0 | 0 | 0 | 0 | 0 | 0 | 0 | 0 | 0 | 0 | 0 | 0 | 0 | 0 | 0 | 0 | 0
F4_Commercial_Interruptible - Health_New_Water Heating_Natural Gas_Strategic Energy Management_A_Technical Potential | F4 | Commercial | Interruptible - Health | New | Water Heating | Natural Gas | Strategic Energy Management | A | Incremental Energy Savings (MWh or mTherms) | Technical Potential | 0 | 0 | 0 | 0 | 0 | 0 | 0 | 0 | 0 | 0 | 0 | 0 | 0 | 0 | 0 | 0 | 0 | 0 | 0 | 0 | 0 | 0 | 0 | 0 | 0 | 0 | 0
F5_Commercial_Interruptible - Health_New_Water Heating_Natural Gas_Strategic Energy Management_A_Technical Potential | F5 | Commercial | Interruptible - Health | New | Water Heating | Natural Gas | Strategic Energy Management | A | Incremental Summer Peak Savings (MW) | Technical Potential | 0 | 0 | 0 | 0 | 0 | 0 | 0 | 0 | 0 | 0 | 0 | 0 | 0 | 0 | 0 | 0 | 0 | 0 | 0 | 0 | 0 | 0 | 0 | 0 | 0 | 0 | 0
F6_Commercial_Interruptible - Health_New_Water Heating_Natural Gas_Strategic Energy Management_A_Technical Potential | F6 | Commercial | Interruptible - Health | New | Water Heating | Natural Gas | Strategic Energy Management | A | Incremental Winter Peak Savings (MW) | Technical Potential | 0 | 0 | 0 | 0 | 0 | 0 | 0 | 0 | 0 | 0 | 0 | 0 | 0 | 0 | 0 | 0 | 0 | 0 | 0 | 0 | 0 | 0 | 0 | 0 | 0 | 0 | 0
F7_Commercial_Interruptible - Health_New_Water Heating_Natural Gas_Strategic Energy Management_A_Technical Potential | F7 | Commercial | Interruptible - Health | New | Water Heating | Natural Gas | Strategic Energy Management | A | Cumulative Energy Savings (MWh or mTherms) | Technical Potential | 0 | 0 | 0 | 0 | 0 | 0 | 0 | 0 | 0 | 0 | 0 | 0 | 0 | 0 | 0 | 0 | 0 | 0 | 0 | 0 | 0 | 0 | 0 | 0 | 0 | 0 | 0
F8_Commercial_Interruptible - Health_New_Water Heating_Natural Gas_Strategic Energy Management_A_Technical Potential | F8 | Commercial | Interruptible - Health | New | Water Heating | Natural Gas | Strategic Energy Management | A | Cumulative Summer Peak Savings (MW) | Technical Potential | 0 | 0 | 0 | 0 | 0 | 0 | 0 | 0 | 0 | 0 | 0 | 0 | 0 | 0 | 0 | 0 | 0 | 0 | 0 | 0 | 0 | 0 | 0 | 0 | 0 | 0 | 0
F9_Commercial_Interruptible - Health_New_Water Heating_Natural Gas_Strategic Energy Management_A_Technical Potential | F9 | Commercial | Interruptible - Health | New | Water Heating | Natural Gas | Strategic Energy Management | A | Cumulative Winter Peak Savings (MW) | Technical Potential | 0 | 0 | 0 | 0 | 0 | 0 | 0 | 0 | 0 | 0 | 0 | 0 | 0 | 0 | 0 | 0 | 0 | 0 | 0 | 0 | 0 | 0 | 0 | 0 | 0 | 0 | 0
F10_Commercial_Interruptible - Health_New_Water Heating_Natural Gas_Strategic Energy Management_A_Technical Potential | F10 | Commercial | Interruptible - Health | New | Water Heating | Natural Gas | Strategic Energy Management | A | Purchases (Incremental) | Technical Potential | 0 | 0 | 0 | 0 | 0 | 0 | 0 | 0 | 0 | 0 | 0 | 0 | 0 | 0 | 0 | 0 | 0 | 0 | 0 | 0 | 0 | 0 | 0 | 0 | 0 | 0 | 0
F11_Commercial_Interruptible - Health_New_Water Heating_Natural Gas_Strategic Energy Management_A_Technical Potential | F11 | Commercial | Interruptible - Health | New | Water Heating | Natural Gas | Strategic Energy Management | A | Purchases (Cumulative) | Technical Potential | 0 | 0 | 0 | 0 | 0 | 0 | 0 | 0 | 0 | 0 | 0 | 0 | 0 | 0 | 0 | 0 | 0 | 0 | 0 | 0 | 0 | 0 | 0 | 0 | 0 | 0 | 0
F1_Commercial_Interruptible - Health_New_Space Heating_Natural Gas_Retrocommissioning_A_Technical Potential | F1 | Commercial | Interruptible - Health | New | Space Heating | Natural Gas | Retrocommissioning | A | Integrated Unit Energy Savings (kWh or therms) | Technical Potential | 0 | 0 | 0 | 0 | 0 | 0 | 0 | 0 | 0 | 0 | 0 | 0 | 0 | 0 | 0 | 0 | 0 | 0 | 0 | 0 | 0 | 0 | 0 | 0 | 0 | 0 | 0
F2_Commercial_Interruptible - Health_New_Space Heating_Natural Gas_Retrocommissioning_A_Technical Potential | F2 | Commercial | Interruptible - Health | New | Space Heating | Natural Gas | Retrocommissioning | A | Integrated Unit Summer Peak Savings (kW) | Technical Potential | 0 | 0 | 0 | 0 | 0 | 0 | 0 | 0 | 0 | 0 | 0 | 0 | 0 | 0 | 0 | 0 | 0 | 0 | 0 | 0 | 0 | 0 | 0 | 0 | 0 | 0 | 0
F3_Commercial_Interruptible - Health_New_Space Heating_Natural Gas_Retrocommissioning_A_Technical Potential | F3 | Commercial | Interruptible - Health | New | Space Heating | Natural Gas | Retrocommissioning | A | Integrated Unit Winter Peak Savings (kW) | Technical Potential | 0 | 0 | 0 | 0 | 0 | 0 | 0 | 0 | 0 | 0 | 0 | 0 | 0 | 0 | 0 | 0 | 0 | 0 | 0 | 0 | 0 | 0 | 0 | 0 | 0 | 0 | 0
F4_Commercial_Interruptible - Health_New_Space Heating_Natural Gas_Retrocommissioning_A_Technical Potential | F4 | Commercial | Interruptible - Health | New | Space Heating | Natural Gas | Retrocommissioning | A | Incremental Energy Savings (MWh or mTherms) | Technical Potential | 0 | 0 | 0 | 0 | 0 | 0 | 0 | 0 | 0 | 0 | 0 | 0 | 0 | 0 | 0 | 0 | 0 | 0 | 0 | 0 | 0 | 0 | 0 | 0 | 0 | 0 | 0
F5_Commercial_Interruptible - Health_New_Space Heating_Natural Gas_Retrocommissioning_A_Technical Potential | F5 | Commercial | Interruptible - Health | New | Space Heating | Natural Gas | Retrocommissioning | A | Incremental Summer Peak Savings (MW) | Technical Potential | 0 | 0 | 0 | 0 | 0 | 0 | 0 | 0 | 0 | 0 | 0 | 0 | 0 | 0 | 0 | 0 | 0 | 0 | 0 | 0 | 0 | 0 | 0 | 0 | 0 | 0 | 0
F6_Commercial_Interruptible - Health_New_Space Heating_Natural Gas_Retrocommissioning_A_Technical Potential | F6 | Commercial | Interruptible - Health | New | Space Heating | Natural Gas | Retrocommissioning | A | Incremental Winter Peak Savings (MW) | Technical Potential | 0 | 0 | 0 | 0 | 0 | 0 | 0 | 0 | 0 | 0 | 0 | 0 | 0 | 0 | 0 | 0 | 0 | 0 | 0 | 0 | 0 | 0 | 0 | 0 | 0 | 0 | 0
F7_Commercial_Interruptible - Health_New_Space Heating_Natural Gas_Retrocommissioning_A_Technical Potential | F7 | Commercial | Interruptible - Health | New | Space Heating | Natural Gas | Retrocommissioning | A | Cumulative Energy Savings (MWh or mTherms) | Technical Potential | 0 | 0 | 0 | 0 | 0 | 0 | 0 | 0 | 0 | 0 | 0 | 0 | 0 | 0 | 0 | 0 | 0 | 0 | 0 | 0 | 0 | 0 | 0 | 0 | 0 | 0 | 0
F8_Commercial_Interruptible - Health_New_Space Heating_Natural Gas_Retrocommissioning_A_Technical Potential | F8 | Commercial | Interruptible - Health | New | Space Heating | Natural Gas | Retrocommissioning | A | Cumulative Summer Peak Savings (MW) | Technical Potential | 0 | 0 | 0 | 0 | 0 | 0 | 0 | 0 | 0 | 0 | 0 | 0 | 0 | 0 | 0 | 0 | 0 | 0 | 0 | 0 | 0 | 0 | 0 | 0 | 0 | 0 | 0
F9_Commercial_Interruptible - Health_New_Space Heating_Natural Gas_Retrocommissioning_A_Technical Potential | F9 | Commercial | Interruptible - Health | New | Space Heating | Natural Gas | Retrocommissioning | A | Cumulative Winter Peak Savings (MW) | Technical Potential | 0 | 0 | 0 | 0 | 0 | 0 | 0 | 0 | 0 | 0 | 0 | 0 | 0 | 0 | 0 | 0 | 0 | 0 | 0 | 0 | 0 | 0 | 0 | 0 | 0 | 0 | 0
F10_Commercial_Interruptible - Health_New_Space Heating_Natural Gas_Retrocommissioning_A_Technical Potential | F10 | Commercial | Interruptible - Health | New | Space Heating | Natural Gas | Retrocommissioning | A | Purchases (Incremental) | Technical Potential | 0 | 0 | 0 | 0 | 0 | 0 | 0 | 0 | 0 | 0 | 0 | 0 | 0 | 0 | 0 | 0 | 0 | 0 | 0 | 0 | 0 | 0 | 0 | 0 | 0 | 0 | 0
F11_Commercial_Interruptible - Health_New_Space Heating_Natural Gas_Retrocommissioning_A_Technical Potential | F11 | Commercial | Interruptible - Health | New | Space Heating | Natural Gas | Retrocommissioning | A | Purchases (Cumulative) | Technical Potential | 0 | 0 | 0 | 0 | 0 | 0 | 0 | 0 | 0 | 0 | 0 | 0 | 0 | 0 | 0 | 0 | 0 | 0 | 0 | 0 | 0 | 0 | 0 | 0 | 0 | 0 | 0
F1_Commercial_Interruptible - Health_New_Water Heating_Natural Gas_Retrocommissioning_A_Technical Potential | F1 | Commercial | Interruptible - Health | New | Water Heating | Natural Gas | Retrocommissioning | A | Integrated Unit Energy Savings (kWh or therms) | Technical Potential | 0 | 0 | 0 | 0 | 0 | 0 | 0 | 0 | 0 | 0 | 0 | 0 | 0 | 0 | 0 | 0 | 0 | 0 | 0 | 0 | 0 | 0 | 0 | 0 | 0 | 0 | 0
F2_Commercial_Interruptible - Health_New_Water Heating_Natural Gas_Retrocommissioning_A_Technical Potential | F2 | Commercial | Interruptible - Health | New | Water Heating | Natural Gas | Retrocommissioning | A | Integrated Unit Summer Peak Savings (kW) | Technical Potential | 0 | 0 | 0 | 0 | 0 | 0 | 0 | 0 | 0 | 0 | 0 | 0 | 0 | 0 | 0 | 0 | 0 | 0 | 0 | 0 | 0 | 0 | 0 | 0 | 0 | 0 | 0
F3_Commercial_Interruptible - Health_New_Water Heating_Natural Gas_Retrocommissioning_A_Technical Potential | F3 | Commercial | Interruptible - Health | New | Water Heating | Natural Gas | Retrocommissioning | A | Integrated Unit Winter Peak Savings (kW) | Technical Potential | 0 | 0 | 0 | 0 | 0 | 0 | 0 | 0 | 0 | 0 | 0 | 0 | 0 | 0 | 0 | 0 | 0 | 0 | 0 | 0 | 0 | 0 | 0 | 0 | 0 | 0 | 0
F4_Commercial_Interruptible - Health_New_Water Heating_Natural Gas_Retrocommissioning_A_Technical Potential | F4 | Commercial | Interruptible - Health | New | Water Heating | Natural Gas | Retrocommissioning | A | Incremental Energy Savings (MWh or mTherms) | Technical Potential | 0 | 0 | 0 | 0 | 0 | 0 | 0 | 0 | 0 | 0 | 0 | 0 | 0 | 0 | 0 | 0 | 0 | 0 | 0 | 0 | 0 | 0 | 0 | 0 | 0 | 0 | 0
F5_Commercial_Interruptible - Health_New_Water Heating_Natural Gas_Retrocommissioning_A_Technical Potential | F5 | Commercial | Interruptible - Health | New | Water Heating | Natural Gas | Retrocommissioning | A | Incremental Summer Peak Savings (MW) | Technical Potential | 0 | 0 | 0 | 0 | 0 | 0 | 0 | 0 | 0 | 0 | 0 | 0 | 0 | 0 | 0 | 0 | 0 | 0 | 0 | 0 | 0 | 0 | 0 | 0 | 0 | 0 | 0
F6_Commercial_Interruptible - Health_New_Water Heating_Natural Gas_Retrocommissioning_A_Technical Potential | F6 | Commercial | Interruptible - Health | New | Water Heating | Natural Gas | Retrocommissioning | A | Incremental Winter Peak Savings (MW) | Technical Potential | 0 | 0 | 0 | 0 | 0 | 0 | 0 | 0 | 0 | 0 | 0 | 0 | 0 | 0 | 0 | 0 | 0 | 0 | 0 | 0 | 0 | 0 | 0 | 0 | 0 | 0 | 0
F7_Commercial_Interruptible - Health_New_Water Heating_Natural Gas_Retrocommissioning_A_Technical Potential | F7 | Commercial | Interruptible - Health | New | Water Heating | Natural Gas | Retrocommissioning | A | Cumulative Energy Savings (MWh or mTherms) | Technical Potential | 0 | 0 | 0 | 0 | 0 | 0 | 0 | 0 | 0 | 0 | 0 | 0 | 0 | 0 | 0 | 0 | 0 | 0 | 0 | 0 | 0 | 0 | 0 | 0 | 0 | 0 | 0
F8_Commercial_Interruptible - Health_New_Water Heating_Natural Gas_Retrocommissioning_A_Technical Potential | F8 | Commercial | Interruptible - Health | New | Water Heating | Natural Gas | Retrocommissioning | A | Cumulative Summer Peak Savings (MW) | Technical Potential | 0 | 0 | 0 | 0 | 0 | 0 | 0 | 0 | 0 | 0 | 0 | 0 | 0 | 0 | 0 | 0 | 0 | 0 | 0 | 0 | 0 | 0 | 0 | 0 | 0 | 0 | 0
F9_Commercial_Interruptible - Health_New_Water Heating_Natural Gas_Retrocommissioning_A_Technical Potential | F9 | Commercial | Interruptible - Health | New | Water Heating | Natural Gas | Retrocommissioning | A | Cumulative Winter Peak Savings (MW) | Technical Potential | 0 | 0 | 0 | 0 | 0 | 0 | 0 | 0 | 0 | 0 | 0 | 0 | 0 | 0 | 0 | 0 | 0 | 0 | 0 | 0 | 0 | 0 | 0 | 0 | 0 | 0 | 0
F10_Commercial_Interruptible - Health_New_Water Heating_Natural Gas_Retrocommissioning_A_Technical Potential | F10 | Commercial | Interruptible - Health | New | Water Heating | Natural Gas | Retrocommissioning | A | Purchases (Incremental) | Technical Potential | 0 | 0 | 0 | 0 | 0 | 0 | 0 | 0 | 0 | 0 | 0 | 0 | 0 | 0 | 0 | 0 | 0 | 0 | 0 | 0 | 0 | 0 | 0 | 0 | 0 | 0 | 0
F11_Commercial_Interruptible - Health_New_Water Heating_Natural Gas_Retrocommissioning_A_Technical Potential | F11 | Commercial | Interruptible - Health | New | Water Heating | Natural Gas | Retrocommissioning | A | Purchases (Cumulative) | Technical Potential | 0 | 0 | 0 | 0 | 0 | 0 | 0 | 0 | 0 | 0 | 0 | 0 | 0 | 0 | 0 | 0 | 0 | 0 | 0 | 0 | 0 | 0 | 0 | 0 | 0 | 0 | 0
F1_Commercial_Interruptible - Miscellaneous_Existing_Space Heating_Natural Gas_Insulation - Ceiling_A_Technical Potential | F1 | Commercial | Interruptible - Miscellaneous | Existing | Space Heating | Natural Gas | Insulation - Ceiling | A | Integrated Unit Energy Savings (kWh or therms) | Technical Potential | 0 | 0 | 0.095218 | 0.094074 | 0.092736 | 0.091299 | 0.089739 | 0.088031 | 0.08617 | 0.084162 | 0.08202 | 0.079779 | 0.077538 | 0.075303 | 0.07311 | 0.071023 | 0.069098 | 0.067421 | 0.066 | 0.064752 | 0.063714 | 0.062737 | 0.062024 | 0.061335 | 0.060666 | 0.060043 | 0.059439
F2_Commercial_Interruptible - Miscellaneous_Existing_Space Heating_Natural Gas_Insulation - Ceiling_A_Technical Potential | F2 | Commercial | Interruptible - Miscellaneous | Existing | Space Heating | Natural Gas | Insulation - Ceiling | A | Integrated Unit Summer Peak Savings (kW) | Technical Potential | 0 | 0 | 0 | 0 | 0 | 0 | 0 | 0 | 0 | 0 | 0 | 0 | 0 | 0 | 0 | 0 | 0 | 0 | 0 | 0 | 0 | 0 | 0 | 0 | 0 | 0 | 0
F3_Commercial_Interruptible - Miscellaneous_Existing_Space Heating_Natural Gas_Insulation - Ceiling_A_Technical Potential | F3 | Commercial | Interruptible - Miscellaneous | Existing | Space Heating | Natural Gas | Insulation - Ceiling | A | Integrated Unit Winter Peak Savings (kW) | Technical Potential | 0 | 0 | 0 | 0 | 0 | 0 | 0 | 0 | 0 | 0 | 0 | 0 | 0 | 0 | 0 | 0 | 0 | 0 | 0 | 0 | 0 | 0 | 0 | 0 | 0 | 0 | 0
F4_Commercial_Interruptible - Miscellaneous_Existing_Space Heating_Natural Gas_Insulation - Ceiling_A_Technical Potential | F4 | Commercial | Interruptible - Miscellaneous | Existing | Space Heating | Natural Gas | Insulation - Ceiling | A | Incremental Energy Savings (MWh or mTherms) | Technical Potential | 0 | 0 | 0.01163 | 0.006183 | 0.020619 | 0.03302 | 0.049263 | 0.069213 | 0.092158 | 0.11669 | 0.14065 | 0.16133 | 0.17591 | 0.18174 | 0.17719 | 0.16226 | 0.1388 | 0.11024 | 0.080663 | 0.057981 | 0.031129 | 0.024522 | 0 | 0 | 0 | 0 | 0
F5_Commercial_Interruptible - Miscellaneous_Existing_Space Heating_Natural Gas_Insulation - Ceiling_A_Technical Potential | F5 | Commercial | Interruptible - Miscellaneous | Existing | Space Heating | Natural Gas | Insulation - Ceiling | A | Incremental Summer Peak Savings (MW) | Technical Potential | 0 | 0 | 0 | 0 | 0 | 0 | 0 | 0 | 0 | 0 | 0 | 0 | 0 | 0 | 0 | 0 | 0 | 0 | 0 | 0 | 0 | 0 | 0 | 0 | 0 | 0 | 0
F6_Commercial_Interruptible - Miscellaneous_Existing_Space Heating_Natural Gas_Insulation - Ceiling_A_Technical Potential | F6 | Commercial | Interruptible - Miscellaneous | Existing | Space Heating | Natural Gas | Insulation - Ceiling | A | Incremental Winter Peak Savings (MW) | Technical Potential | 0 | 0 | 0 | 0 | 0 | 0 | 0 | 0 | 0 | 0 | 0 | 0 | 0 | 0 | 0 | 0 | 0 | 0 | 0 | 0 | 0 | 0 | 0 | 0 | 0 | 0 | 0
F7_Commercial_Interruptible - Miscellaneous_Existing_Space Heating_Natural Gas_Insulation - Ceiling_A_Technical Potential | F7 | Commercial | Interruptible - Miscellaneous | Existing | Space Heating | Natural Gas | Insulation - Ceiling | A | Cumulative Energy Savings (MWh or mTherms) | Technical Potential | 0 | 0 | 0.01163 | 0.017674 | 0.038042 | 0.070472 | 0.11853 | 0.18549 | 0.27373 | 0.38403 | 0.5149 | 0.66217 | 0.81948 | 0.9776 | 1.1263 | 1.2564 | 1.3612 | 1.4384 | 1.4887 | 1.5185 | 1.5253 | 1.5265 | 1.5091 | 1.4924 | 1.4761 | 1.4609 | 1.4462
F8_Commercial_Interruptible - Miscellaneous_Existing_Space Heating_Natural Gas_Insulation - Ceiling_A_Technical Potential | F8 | Commercial | Interruptible - Miscellaneous | Existing | Space Heating | Natural Gas | Insulation - Ceiling | A | Cumulative Summer Peak Savings (MW) | Technical Potential | 0 | 0 | 0 | 0 | 0 | 0 | 0 | 0 | 0 | 0 | 0 | 0 | 0 | 0 | 0 | 0 | 0 | 0 | 0 | 0 | 0 | 0 | 0 | 0 | 0 | 0 | 0
F9_Commercial_Interruptible - Miscellaneous_Existing_Space Heating_Natural Gas_Insulation - Ceiling_A_Technical Potential | F9 | Commercial | Interruptible - Miscellaneous | Existing | Space Heating | Natural Gas | Insulation - Ceiling | A | Cumulative Winter Peak Savings (MW) | Technical Potential | 0 | 0 | 0 | 0 | 0 | 0 | 0 | 0 | 0 | 0 | 0 | 0 | 0 | 0 | 0 | 0 | 0 | 0 | 0 | 0 | 0 | 0 | 0 | 0 | 0 | 0 | 0
F10_Commercial_Interruptible - Miscellaneous_Existing_Space Heating_Natural Gas_Insulation - Ceiling_A_Technical Potential | F10 | Commercial | Interruptible - Miscellaneous | Existing | Space Heating | Natural Gas | Insulation - Ceiling | A | Purchases (Incremental) | Technical Potential | 0 | 0 | 122.1447 | 65.7251 | 222.3413 | 361.6686 | 548.9625 | 786.2316 | 1069.4909 | 1386.4464 | 1714.7953 | 2022.151 | 2268.722 | 2413.493 | 2423.5691 | 2284.6226 | 2008.6942 | 1635.1161 | 1222.1692 | 895.4388 | 488.5788 | 390.863 | 0 | 0 | 0 | 0 | 0
F11_Commercial_Interruptible - Miscellaneous_Existing_Space Heating_Natural Gas_Insulation - Ceiling_A_Technical Potential | F11 | Commercial | Interruptible - Miscellaneous | Existing | Space Heating | Natural Gas | Insulation - Ceiling | A | Purchases (Cumulative) | Technical Potential | 0 | 0 | 122.1447 | 187.8698 | 410.2111 | 771.8797 | 1320.8422 | 2107.0738 | 3176.5646 | 4563.0111 | 6277.8063 | 8299.9573 | 10568.6793 | 12982.1724 | 15405.7414 | 17690.364 | 19699.0582 | 21334.1743 | 22556.3435 | 23451.7823 | 23940.3611 | 24331.2242 | 24331.2242 | 24331.2242 | 24331.2242 | 24331.2242 | 24331.2242
F1_Commercial_Interruptible - Miscellaneous_Existing_Space Heating_Natural Gas_Insulation - Ducting_A_Technical Potential | F1 | Commercial | Interruptible - Miscellaneous | Existing | Space Heating | Natural Gas | Insulation - Ducting | A | Integrated Unit Energy Savings (kWh or therms) | Technical Potential | 0 | 0 | 0 | 0 | 0 | 0 | 0 | 0 | 0 | 0 | 0 | 0 | 0 | 0 | 0 | 0 | 0 | 0 | 0 | 0 | 0 | 0 | 0 | 0 | 0 | 0 | 0
F2_Commercial_Interruptible - Miscellaneous_Existing_Space Heating_Natural Gas_Insulation - Ducting_A_Technical Potential | F2 | Commercial | Interruptible - Miscellaneous | Existing | Space Heating | Natural Gas | Insulation - Ducting | A | Integrated Unit Summer Peak Savings (kW) | Technical Potential | 0 | 0 | 0 | 0 | 0 | 0 | 0 | 0 | 0 | 0 | 0 | 0 | 0 | 0 | 0 | 0 | 0 | 0 | 0 | 0 | 0 | 0 | 0 | 0 | 0 | 0 | 0
F3_Commercial_Interruptible - Miscellaneous_Existing_Space Heating_Natural Gas_Insulation - Ducting_A_Technical Potential | F3 | Commercial | Interruptible - Miscellaneous | Existing | Space Heating | Natural Gas | Insulation - Ducting | A | Integrated Unit Winter Peak Savings (kW) | Technical Potential | 0 | 0 | 0 | 0 | 0 | 0 | 0 | 0 | 0 | 0 | 0 | 0 | 0 | 0 | 0 | 0 | 0 | 0 | 0 | 0 | 0 | 0 | 0 | 0 | 0 | 0 | 0
F4_Commercial_Interruptible - Miscellaneous_Existing_Space Heating_Natural Gas_Insulation - Ducting_A_Technical Potential | F4 | Commercial | Interruptible - Miscellaneous | Existing | Space Heating | Natural Gas | Insulation - Ducting | A | Incremental Energy Savings (MWh or mTherms) | Technical Potential | 0 | 0 | 0 | 0 | 0 | 0 | 0 | 0 | 0 | 0 | 0 | 0 | 0 | 0 | 0 | 0 | 0 | 0 | 0 | 0 | 0 | 0 | 0 | 0 | 0 | 0 | 0
F5_Commercial_Interruptible - Miscellaneous_Existing_Space Heating_Natural Gas_Insulation - Ducting_A_Technical Potential | F5 | Commercial | Interruptible - Miscellaneous | Existing | Space Heating | Natural Gas | Insulation - Ducting | A | Incremental Summer Peak Savings (MW) | Technical Potential | 0 | 0 | 0 | 0 | 0 | 0 | 0 | 0 | 0 | 0 | 0 | 0 | 0 | 0 | 0 | 0 | 0 | 0 | 0 | 0 | 0 | 0 | 0 | 0 | 0 | 0 | 0
F6_Commercial_Interruptible - Miscellaneous_Existing_Space Heating_Natural Gas_Insulation - Ducting_A_Technical Potential | F6 | Commercial | Interruptible - Miscellaneous | Existing | Space Heating | Natural Gas | Insulation - Ducting | A | Incremental Winter Peak Savings (MW) | Technical Potential | 0 | 0 | 0 | 0 | 0 | 0 | 0 | 0 | 0 | 0 | 0 | 0 | 0 | 0 | 0 | 0 | 0 | 0 | 0 | 0 | 0 | 0 | 0 | 0 | 0 | 0 | 0
F7_Commercial_Interruptible - Miscellaneous_Existing_Space Heating_Natural Gas_Insulation - Ducting_A_Technical Potential | F7 | Commercial | Interruptible - Miscellaneous | Existing | Space Heating | Natural Gas | Insulation - Ducting | A | Cumulative Energy Savings (MWh or mTherms) | Technical Potential | 0 | 0 | 0 | 0 | 0 | 0 | 0 | 0 | 0 | 0 | 0 | 0 | 0 | 0 | 0 | 0 | 0 | 0 | 0 | 0 | 0 | 0 | 0 | 0 | 0 | 0 | 0
F8_Commercial_Interruptible - Miscellaneous_Existing_Space Heating_Natural Gas_Insulation - Ducting_A_Technical Potential | F8 | Commercial | Interruptible - Miscellaneous | Existing | Space Heating | Natural Gas | Insulation - Ducting | A | Cumulative Summer Peak Savings (MW) | Technical Potential | 0 | 0 | 0 | 0 | 0 | 0 | 0 | 0 | 0 | 0 | 0 | 0 | 0 | 0 | 0 | 0 | 0 | 0 | 0 | 0 | 0 | 0 | 0 | 0 | 0 | 0 | 0
F9_Commercial_Interruptible - Miscellaneous_Existing_Space Heating_Natural Gas_Insulation - Ducting_A_Technical Potential | F9 | Commercial | Interruptible - Miscellaneous | Existing | Space Heating | Natural Gas | Insulation - Ducting | A | Cumulative Winter Peak Savings (MW) | Technical Potential | 0 | 0 | 0 | 0 | 0 | 0 | 0 | 0 | 0 | 0 | 0 | 0 | 0 | 0 | 0 | 0 | 0 | 0 | 0 | 0 | 0 | 0 | 0 | 0 | 0 | 0 | 0
F10_Commercial_Interruptible - Miscellaneous_Existing_Space Heating_Natural Gas_Insulation - Ducting_A_Technical Potential | F10 | Commercial | Interruptible - Miscellaneous | Existing | Space Heating | Natural Gas | Insulation - Ducting | A | Purchases (Incremental) | Technical Potential | 0 | 0 | 99.0483 | 53.2971 | 180.2987 | 293.2805 | 445.1589 | 637.5626 | 867.2603 | 1124.2825 | 1390.5437 | 1639.7814 | 1839.7282 | 1957.1244 | 1965.2951 | 1852.6221 | 1628.8692 | 1325.9311 | 991.0686 | 726.1198 | 396.1932 | 316.9545 | 0 | 0 | 0 | 0 | 0
F11_Commercial_Interruptible - Miscellaneous_Existing_Space Heating_Natural Gas_Insulation - Ducting_A_Technical Potential | F11 | Commercial | Interruptible - Miscellaneous | Existing | Space Heating | Natural Gas | Insulation - Ducting | A | Purchases (Cumulative) | Technical Potential | 0 | 0 | 99.0483 | 152.3454 | 332.644 | 625.9246 | 1071.0835 | 1708.6461 | 2575.9064 | 3700.1889 | 5090.7326 | 6730.514 | 8570.2422 | 10527.3665 | 12492.6617 | 14345.2837 | 15974.1529 | 17300.084 | 18291.1526 | 19017.2724 | 19413.4656 | 19730.4202 | 19730.4202 | 19730.4202 | 19730.4202 | 19730.4202 | 19730.4202
F1_Commercial_Interruptible - Miscellaneous_Existing_Space Heating_Natural Gas_Insulation - Wall Cavity_A_Technical Potential | F1 | Commercial | Interruptible - Miscellaneous | Existing | Space Heating | Natural Gas | Insulation - Wall Cavity | A | Integrated Unit Energy Savings (kWh or therms) | Technical Potential | 0 | 0 | 0.38204 | 0.37918 | 0.37593 | 0.3726 | 0.36918 | 0.36568 | 0.3621 | 0.35844 | 0.35471 | 0.35091 | 0.34707 | 0.34319 | 0.33927 | 0.33533 | 0.33137 | 0.3274 | 0.32343 | 0.31957 | 0.31582 | 0.31219 | 0.30866 | 0.30524 | 0.30193 | 0.29884 | 0.29585
F2_Commercial_Interruptible - Miscellaneous_Existing_Space Heating_Natural Gas_Insulation - Wall Cavity_A_Technical Potential | F2 | Commercial | Interruptible - Miscellaneous | Existing | Space Heating | Natural Gas | Insulation - Wall Cavity | A | Integrated Unit Summer Peak Savings (kW) | Technical Potential | 0 | 0 | 0 | 0 | 0 | 0 | 0 | 0 | 0 | 0 | 0 | 0 | 0 | 0 | 0 | 0 | 0 | 0 | 0 | 0 | 0 | 0 | 0 | 0 | 0 | 0 | 0
F3_Commercial_Interruptible - Miscellaneous_Existing_Space Heating_Natural Gas_Insulation - Wall Cavity_A_Technical Potential | F3 | Commercial | Interruptible - Miscellaneous | Existing | Space Heating | Natural Gas | Insulation - Wall Cavity | A | Integrated Unit Winter Peak Savings (kW) | Technical Potential | 0 | 0 | 0 | 0 | 0 | 0 | 0 | 0 | 0 | 0 | 0 | 0 | 0 | 0 | 0 | 0 | 0 | 0 | 0 | 0 | 0 | 0 | 0 | 0 | 0 | 0 | 0
F4_Commercial_Interruptible - Miscellaneous_Existing_Space Heating_Natural Gas_Insulation - Wall Cavity_A_Technical Potential | F4 | Commercial | Interruptible - Miscellaneous | Existing | Space Heating | Natural Gas | Insulation - Wall Cavity | A | Incremental Energy Savings (MWh or mTherms) | Technical Potential | 0 | 0 | 0.024248 | 0.01295 | 0.043432 | 0.070022 | 0.10531 | 0.1494 | 0.20123 | 0.25823 | 0.31605 | 0.36872 | 0.40915 | 0.43039 | 0.42725 | 0.39808 | 0.34587 | 0.27817 | 0.2054 | 0.14869 | 0.080178 | 0.063405 | 0 | 0 | 0 | 0 | 0
F5_Commercial_Interruptible - Miscellaneous_Existing_Space Heating_Natural Gas_Insulation - Wall Cavity_A_Technical Potential | F5 | Commercial | Interruptible - Miscellaneous | Existing | Space Heating | Natural Gas | Insulation - Wall Cavity | A | Incremental Summer Peak Savings (MW) | Technical Potential | 0 | 0 | 0 | 0 | 0 | 0 | 0 | 0 | 0 | 0 | 0 | 0 | 0 | 0 | 0 | 0 | 0 | 0 | 0 | 0 | 0 | 0 | 0 | 0 | 0 | 0 | 0
F6_Commercial_Interruptible - Miscellaneous_Existing_Space Heating_Natural Gas_Insulation - Wall Cavity_A_Technical Potential | F6 | Commercial | Interruptible - Miscellaneous | Existing | Space Heating | Natural Gas | Insulation - Wall Cavity | A | Incremental Winter Peak Savings (MW) | Technical Potential | 0 | 0 | 0 | 0 | 0 | 0 | 0 | 0 | 0 | 0 | 0 | 0 | 0 | 0 | 0 | 0 | 0 | 0 | 0 | 0 | 0 | 0 | 0 | 0 | 0 | 0 | 0
F7_Commercial_Interruptible - Miscellaneous_Existing_Space Heating_Natural Gas_Insulation - Wall Cavity_A_Technical Potential | F7 | Commercial | Interruptible - Miscellaneous | Existing | Space Heating | Natural Gas | Insulation - Wall Cavity | A | Cumulative Energy Savings (MWh or mTherms) | Technical Potential | 0 | 0 | 0.024248 | 0.037016 | 0.080131 | 0.14944 | 0.25338 | 0.40038 | 0.59768 | 0.84986 | 1.1571 | 1.5134 | 1.906 | 2.315 | 2.7159 | 3.0824 | 3.3919 | 3.6294 | 3.7908 | 3.8943 | 3.9287 | 3.947 | 3.9023 | 3.8591 | 3.8173 | 3.7782 | 3.7404
F8_Commercial_Interruptible - Miscellaneous_Existing_Space Heating_Natural Gas_Insulation - Wall Cavity_A_Technical Potential | F8 | Commercial | Interruptible - Miscellaneous | Existing | Space Heating | Natural Gas | Insulation - Wall Cavity | A | Cumulative Summer Peak Savings (MW) | Technical Potential | 0 | 0 | 0 | 0 | 0 | 0 | 0 | 0 | 0 | 0 | 0 | 0 | 0 | 0 | 0 | 0 | 0 | 0 | 0 | 0 | 0 | 0 | 0 | 0 | 0 | 0 | 0
F9_Commercial_Interruptible - Miscellaneous_Existing_Space Heating_Natural Gas_Insulation - Wall Cavity_A_Technical Potential | F9 | Commercial | Interruptible - Miscellaneous | Existing | Space Heating | Natural Gas | Insulation - Wall Cavity | A | Cumulative Winter Peak Savings (MW) | Technical Potential | 0 | 0 | 0 | 0 | 0 | 0 | 0 | 0 | 0 | 0 | 0 | 0 | 0 | 0 | 0 | 0 | 0 | 0 | 0 | 0 | 0 | 0 | 0 | 0 | 0 | 0 | 0
F10_Commercial_Interruptible - Miscellaneous_Existing_Space Heating_Natural Gas_Insulation - Wall Cavity_A_Technical Potential | F10 | Commercial | Interruptible - Miscellaneous | Existing | Space Heating | Natural Gas | Insulation - Wall Cavity | A | Purchases (Incremental) | Technical Potential | 0 | 0 | 63.4683 | 34.1518 | 115.5321 | 187.9288 | 285.2497 | 408.5385 | 555.7246 | 720.4197 | 891.0351 | 1050.742 | 1178.8642 | 1254.0896 | 1259.3253 | 1187.1264 | 1043.7496 | 849.6325 | 635.0587 | 465.2843 | 253.8734 | 203.0987 | 0 | 0 | 0 | 0 | 0
F11_Commercial_Interruptible - Miscellaneous_Existing_Space Heating_Natural Gas_Insulation - Wall Cavity_A_Technical Potential | F11 | Commercial | Interruptible - Miscellaneous | Existing | Space Heating | Natural Gas | Insulation - Wall Cavity | A | Purchases (Cumulative) | Technical Potential | 0 | 0 | 63.4683 | 97.6201 | 213.1522 | 401.0811 | 686.3307 | 1094.8692 | 1650.5938 | 2371.0136 | 3262.0486 | 4312.7906 | 5491.6549 | 6745.7445 | 8005.0697 | 9192.1962 | 10235.9458 | 11085.5783 | 11720.637 | 12185.9213 | 12439.7947 | 12642.8934 | 12642.8934 | 12642.8934 | 12642.8934 | 12642.8934 | 12642.8934
F1_Commercial_Interruptible - Miscellaneous_Existing_Space Heating_Natural Gas_Green Roof - Vegetated Rooftop_A_Technical Potential | F1 | Commercial | Interruptible - Miscellaneous | Existing | Space Heating | Natural Gas | Green Roof - Vegetated Rooftop | A | Integrated Unit Energy Savings (kWh or therms) | Technical Potential | 0 | 0 | 0.0051771 | 0.005074 | 0.0049563 | 0.004841 | 0.0047254 | 0.0045999 | 0.0044621 | 0.0043123 | 0.0041529 | 0.0039878 | 0.0038225 | 0.0036603 | 0.0035052 | 0.0033616 | 0.0032336 | 0.0031257 | 0.0030381 | 0.0029645 | 0.0029073 | 0.0028547 | 0.0028221 | 0.0027906 | 0.0027601 | 0.0027316 | 0.0027041
F2_Commercial_Interruptible - Miscellaneous_Existing_Space Heating_Natural Gas_Green Roof - Vegetated Rooftop_A_Technical Potential | F2 | Commercial | Interruptible - Miscellaneous | Existing | Space Heating | Natural Gas | Green Roof - Vegetated Rooftop | A | Integrated Unit Summer Peak Savings (kW) | Technical Potential | 0 | 0 | 0 | 0 | 0 | 0 | 0 | 0 | 0 | 0 | 0 | 0 | 0 | 0 | 0 | 0 | 0 | 0 | 0 | 0 | 0 | 0 | 0 | 0 | 0 | 0 | 0
F3_Commercial_Interruptible - Miscellaneous_Existing_Space Heating_Natural Gas_Green Roof - Vegetated Rooftop_A_Technical Potential | F3 | Commercial | Interruptible - Miscellaneous | Existing | Space Heating | Natural Gas | Green Roof - Vegetated Rooftop | A | Integrated Unit Winter Peak Savings (kW) | Technical Potential | 0 | 0 | 0 | 0 | 0 | 0 | 0 | 0 | 0 | 0 | 0 | 0 | 0 | 0 | 0 | 0 | 0 | 0 | 0 | 0 | 0 | 0 | 0 | 0 | 0 | 0 | 0
F4_Commercial_Interruptible - Miscellaneous_Existing_Space Heating_Natural Gas_Green Roof - Vegetated Rooftop_A_Technical Potential | F4 | Commercial | Interruptible - Miscellaneous | Existing | Space Heating | Natural Gas | Green Roof - Vegetated Rooftop | A | Incremental Energy Savings (MWh or mTherms) | Technical Potential | 0 | 0 | 0 | 0 | 0 | 0 | 0 | 0 | 0 | 0 | 0 | 0 | 0 | 0 | 0 | 0 | 0 | 0 | 0 | 0 | 0 | 0 | 0 | 0 | 0 | 0 | 0
F5_Commercial_Interruptible - Miscellaneous_Existing_Space Heating_Natural Gas_Green Roof - Vegetated Rooftop_A_Technical Potential | F5 | Commercial | Interruptible - Miscellaneous | Existing | Space Heating | Natural Gas | Green Roof - Vegetated Rooftop | A | Incremental Summer Peak Savings (MW) | Technical Potential | 0 | 0 | 0 | 0 | 0 | 0 | 0 | 0 | 0 | 0 | 0 | 0 | 0 | 0 | 0 | 0 | 0 | 0 | 0 | 0 | 0 | 0 | 0 | 0 | 0 | 0 | 0
F6_Commercial_Interruptible - Miscellaneous_Existing_Space Heating_Natural Gas_Green Roof - Vegetated Rooftop_A_Technical Potential | F6 | Commercial | Interruptible - Miscellaneous | Existing | Space Heating | Natural Gas | Green Roof - Vegetated Rooftop | A | Incremental Winter Peak Savings (MW) | Technical Potential | 0 | 0 | 0 | 0 | 0 | 0 | 0 | 0 | 0 | 0 | 0 | 0 | 0 | 0 | 0 | 0 | 0 | 0 | 0 | 0 | 0 | 0 | 0 | 0 | 0 | 0 | 0
F7_Commercial_Interruptible - Miscellaneous_Existing_Space Heating_Natural Gas_Green Roof - Vegetated Rooftop_A_Technical Potential | F7 | Commercial | Interruptible - Miscellaneous | Existing | Space Heating | Natural Gas | Green Roof - Vegetated Rooftop | A | Cumulative Energy Savings (MWh or mTherms) | Technical Potential | 0 | 0 | 0 | 0 | 0 | 0 | 0 | 0 | 0 | 0 | 0 | 0 | 0 | 0 | 0 | 0 | 0 | 0 | 0 | 0 | 0 | 0 | 0 | 0 | 0 | 0 | 0
F8_Commercial_Interruptible - Miscellaneous_Existing_Space Heating_Natural Gas_Green Roof - Vegetated Rooftop_A_Technical Potential | F8 | Commercial | Interruptible - Miscellaneous | Existing | Space Heating | Natural Gas | Green Roof - Vegetated Rooftop | A | Cumulative Summer Peak Savings (MW) | Technical Potential | 0 | 0 | 0 | 0 | 0 | 0 | 0 | 0 | 0 | 0 | 0 | 0 | 0 | 0 | 0 | 0 | 0 | 0 | 0 | 0 | 0 | 0 | 0 | 0 | 0 | 0 | 0
F9_Commercial_Interruptible - Miscellaneous_Existing_Space Heating_Natural Gas_Green Roof - Vegetated Rooftop_A_Technical Potential | F9 | Commercial | Interruptible - Miscellaneous | Existing | Space Heating | Natural Gas | Green Roof - Vegetated Rooftop | A | Cumulative Winter Peak Savings (MW) | Technical Potential | 0 | 0 | 0 | 0 | 0 | 0 | 0 | 0 | 0 | 0 | 0 | 0 | 0 | 0 | 0 | 0 | 0 | 0 | 0 | 0 | 0 | 0 | 0 | 0 | 0 | 0 | 0
F10_Commercial_Interruptible - Miscellaneous_Existing_Space Heating_Natural Gas_Green Roof - Vegetated Rooftop_A_Technical Potential | F10 | Commercial | Interruptible - Miscellaneous | Existing | Space Heating | Natural Gas | Green Roof - Vegetated Rooftop | A | Purchases (Incremental) | Technical Potential | 0 | 0 | 0 | 0 | 0 | 0 | 0 | 0 | 0 | 0 | 0 | 0 | 0 | 0 | 0 | 0 | 0 | 0 | 0 | 0 | 0 | 0 | 0 | 0 | 0 | 0 | 0
F11_Commercial_Interruptible - Miscellaneous_Existing_Space Heating_Natural Gas_Green Roof - Vegetated Rooftop_A_Technical Potential | F11 | Commercial | Interruptible - Miscellaneous | Existing | Space Heating | Natural Gas | Green Roof - Vegetated Rooftop | A | Purchases (Cumulative) | Technical Potential | 0 | 0 | 0 | 0 | 0 | 0 | 0 | 0 | 0 | 0 | 0 | 0 | 0 | 0 | 0 | 0 | 0 | 0 | 0 | 0 | 0 | 0 | 0 | 0 | 0 | 0 | 0
F1_Commercial_Interruptible - Miscellaneous_Existing_Space Heating_Natural Gas_Ducting - Repair and Sealing_A_Technical Potential | F1 | Commercial | Interruptible - Miscellaneous | Existing | Space Heating | Natural Gas | Ducting - Repair and Sealing | A | Integrated Unit Energy Savings (kWh or therms) | Technical Potential | 0 | 0 | 0.14943 | 0.14803 | 0.14639 | 0.14467 | 0.14282 | 0.14084 | 0.13871 | 0.13642 | 0.13396 | 0.13137 | 0.12867 | 0.12592 | 0.12318 | 0.12053 | 0.11803 | 0.1158 | 0.11387 | 0.11213 | 0.1106 | 0.10916 | 0.10792 | 0.10672 | 0.10556 | 0.10448 | 0.10343
F2_Commercial_Interruptible - Miscellaneous_Existing_Space Heating_Natural Gas_Ducting - Repair and Sealing_A_Technical Potential | F2 | Commercial | Interruptible - Miscellaneous | Existing | Space Heating | Natural Gas | Ducting - Repair and Sealing | A | Integrated Unit Summer Peak Savings (kW) | Technical Potential | 0 | 0 | 0 | 0 | 0 | 0 | 0 | 0 | 0 | 0 | 0 | 0 | 0 | 0 | 0 | 0 | 0 | 0 | 0 | 0 | 0 | 0 | 0 | 0 | 0 | 0 | 0
F3_Commercial_Interruptible - Miscellaneous_Existing_Space Heating_Natural Gas_Ducting - Repair and Sealing_A_Technical Potential | F3 | Commercial | Interruptible - Miscellaneous | Existing | Space Heating | Natural Gas | Ducting - Repair and Sealing | A | Integrated Unit Winter Peak Savings (kW) | Technical Potential | 0 | 0 | 0 | 0 | 0 | 0 | 0 | 0 | 0 | 0 | 0 | 0 | 0 | 0 | 0 | 0 | 0 | 0 | 0 | 0 | 0 | 0 | 0 | 0 | 0 | 0 | 0
F4_Commercial_Interruptible - Miscellaneous_Existing_Space Heating_Natural Gas_Ducting - Repair and Sealing_A_Technical Potential | F4 | Commercial | Interruptible - Miscellaneous | Existing | Space Heating | Natural Gas | Ducting - Repair and Sealing | A | Incremental Energy Savings (MWh or mTherms) | Technical Potential | 0 | 0 | 0.014801 | 0.0078893 | 0.026395 | 0.042428 | 0.063579 | 0.089795 | 0.1203 | 0.15337 | 0.18628 | 0.21542 | 0.23671 | 0.24644 | 0.24209 | 0.2233 | 0.19226 | 0.15355 | 0.11285 | 0.081419 | 0.032865 | 0.028782 | 0 | 0 | 0 | 0 | 0
F5_Commercial_Interruptible - Miscellaneous_Existing_Space Heating_Natural Gas_Ducting - Repair and Sealing_A_Technical Potential | F5 | Commercial | Interruptible - Miscellaneous | Existing | Space Heating | Natural Gas | Ducting - Repair and Sealing | A | Incremental Summer Peak Savings (MW) | Technical Potential | 0 | 0 | 0 | 0 | 0 | 0 | 0 | 0 | 0 | 0 | 0 | 0 | 0 | 0 | 0 | 0 | 0 | 0 | 0 | 0 | 0 | 0 | 0 | 0 | 0 | 0 | 0
F6_Commercial_Interruptible - Miscellaneous_Existing_Space Heating_Natural Gas_Ducting - Repair and Sealing_A_Technical Potential | F6 | Commercial | Interruptible - Miscellaneous | Existing | Space Heating | Natural Gas | Ducting - Repair and Sealing | A | Incremental Winter Peak Savings (MW) | Technical Potential | 0 | 0 | 0 | 0 | 0 | 0 | 0 | 0 | 0 | 0 | 0 | 0 | 0 | 0 | 0 | 0 | 0 | 0 | 0 | 0 | 0 | 0 | 0 | 0 | 0 | 0 | 0
F7_Commercial_Interruptible - Miscellaneous_Existing_Space Heating_Natural Gas_Ducting - Repair and Sealing_A_Technical Potential | F7 | Commercial | Interruptible - Miscellaneous | Existing | Space Heating | Natural Gas | Ducting - Repair and Sealing | A | Cumulative Energy Savings (MWh or mTherms) | Technical Potential | 0 | 0 | 0.014801 | 0.022551 | 0.048697 | 0.09055 | 0.15297 | 0.24065 | 0.3573 | 0.50477 | 0.68197 | 0.88418 | 1.1027 | 1.3256 | 1.5389 | 1.7291 | 1.8854 | 2.0034 | 2.0828 | 2.1324 | 2.1362 | 2.1372 | 2.1129 | 2.0894 | 2.0667 | 2.0454 | 2.0249
F8_Commercial_Interruptible - Miscellaneous_Existing_Space Heating_Natural Gas_Ducting - Repair and Sealing_A_Technical Potential | F8 | Commercial | Interruptible - Miscellaneous | Existing | Space Heating | Natural Gas | Ducting - Repair and Sealing | A | Cumulative Summer Peak Savings (MW) | Technical Potential | 0 | 0 | 0 | 0 | 0 | 0 | 0 | 0 | 0 | 0 | 0 | 0 | 0 | 0 | 0 | 0 | 0 | 0 | 0 | 0 | 0 | 0 | 0 | 0 | 0 | 0 | 0
F9_Commercial_Interruptible - Miscellaneous_Existing_Space Heating_Natural Gas_Ducting - Repair and Sealing_A_Technical Potential | F9 | Commercial | Interruptible - Miscellaneous | Existing | Space Heating | Natural Gas | Ducting - Repair and Sealing | A | Cumulative Winter Peak Savings (MW) | Technical Potential | 0 | 0 | 0 | 0 | 0 | 0 | 0 | 0 | 0 | 0 | 0 | 0 | 0 | 0 | 0 | 0 | 0 | 0 | 0 | 0 | 0 | 0 | 0 | 0 | 0 | 0 | 0
F10_Commercial_Interruptible - Miscellaneous_Existing_Space Heating_Natural Gas_Ducting - Repair and Sealing_A_Technical Potential | F10 | Commercial | Interruptible - Miscellaneous | Existing | Space Heating | Natural Gas | Ducting - Repair and Sealing | A | Purchases (Incremental) | Technical Potential | 0 | 0 | 99.0483 | 53.2971 | 180.2987 | 293.2805 | 445.1589 | 637.5626 | 867.2603 | 1124.2825 | 1390.5437 | 1639.7814 | 1839.7282 | 1957.1244 | 1965.2951 | 1852.6221 | 1628.8692 | 1325.9311 | 991.0686 | 726.1198 | 297.1449 | 263.6575 | 0 | 0 | 0 | 0 | 0
F11_Commercial_Interruptible - Miscellaneous_Existing_Space Heating_Natural Gas_Ducting - Repair and Sealing_A_Technical Potential | F11 | Commercial | Interruptible - Miscellaneous | Existing | Space Heating | Natural Gas | Ducting - Repair and Sealing | A | Purchases (Cumulative) | Technical Potential | 0 | 0 | 99.0483 | 152.3454 | 332.644 | 625.9246 | 1071.0835 | 1708.6461 | 2575.9064 | 3700.1889 | 5090.7326 | 6730.514 | 8570.2422 | 10527.3665 | 12492.6617 | 14345.2837 | 15974.1529 | 17300.084 | 18291.1526 | 19017.2724 | 19314.4173 | 19578.0748 | 19578.0748 | 19578.0748 | 19578.0748 | 19578.0748 | 19578.0748
F1_Commercial_Interruptible - Miscellaneous_Existing_Space Heating_Natural Gas_Windows - High Efficiency Glazing_A_Technical Potential | F1 | Commercial | Interruptible - Miscellaneous | Existing | Space Heating | Natural Gas | Windows - High Efficiency Glazing | A | Integrated Unit Energy Savings (kWh or therms) | Technical Potential | 0 | 0 | 0.28809 | 0.28241 | 0.27606 | 0.26996 | 0.26399 | 0.25765 | 0.25082 | 0.24352 | 0.23587 | 0.22803 | 0.22025 | 0.21264 | 0.20532 | 0.19845 | 0.19222 | 0.18686 | 0.1824 | 0.17853 | 0.17538 | 0.17245 | 0.17048 | 0.16858 | 0.16673 | 0.16501 | 0.16335
F2_Commercial_Interruptible - Miscellaneous_Existing_Space Heating_Natural Gas_Windows - High Efficiency Glazing_A_Technical Potential | F2 | Commercial | Interruptible - Miscellaneous | Existing | Space Heating | Natural Gas | Windows - High Efficiency Glazing | A | Integrated Unit Summer Peak Savings (kW) | Technical Potential | 0 | 0 | 0 | 0 | 0 | 0 | 0 | 0 | 0 | 0 | 0 | 0 | 0 | 0 | 0 | 0 | 0 | 0 | 0 | 0 | 0 | 0 | 0 | 0 | 0 | 0 | 0
F3_Commercial_Interruptible - Miscellaneous_Existing_Space Heating_Natural Gas_Windows - High Efficiency Glazing_A_Technical Potential | F3 | Commercial | Interruptible - Miscellaneous | Existing | Space Heating | Natural Gas | Windows - High Efficiency Glazing | A | Integrated Unit Winter Peak Savings (kW) | Technical Potential | 0 | 0 | 0 | 0 | 0 | 0 | 0 | 0 | 0 | 0 | 0 | 0 | 0 | 0 | 0 | 0 | 0 | 0 | 0 | 0 | 0 | 0 | 0 | 0 | 0 | 0 | 0
F4_Commercial_Interruptible - Miscellaneous_Existing_Space Heating_Natural Gas_Windows - High Efficiency Glazing_A_Technical Potential | F4 | Commercial | Interruptible - Miscellaneous | Existing | Space Heating | Natural Gas | Windows - High Efficiency Glazing | A | Incremental Energy Savings (MWh or mTherms) | Technical Potential | 0 | 0 | 0.0046032 | 0.0024282 | 0.0080296 | 0.012772 | 0.018958 | 0.0265 | 0.035092 | 0.044168 | 0.052911 | 0.060321 | 0.065368 | 0.067135 | 0.065095 | 0.059311 | 0.05051 | 0.03997 | 0.029162 | 0.020913 | 0.01121 | 0.0088174 | 0 | 0 | 0 | 0 | 0
F5_Commercial_Interruptible - Miscellaneous_Existing_Space Heating_Natural Gas_Windows - High Efficiency Glazing_A_Technical Potential | F5 | Commercial | Interruptible - Miscellaneous | Existing | Space Heating | Natural Gas | Windows - High Efficiency Glazing | A | Incremental Summer Peak Savings (MW) | Technical Potential | 0 | 0 | 0 | 0 | 0 | 0 | 0 | 0 | 0 | 0 | 0 | 0 | 0 | 0 | 0 | 0 | 0 | 0 | 0 | 0 | 0 | 0 | 0 | 0 | 0 | 0 | 0
F6_Commercial_Interruptible - Miscellaneous_Existing_Space Heating_Natural Gas_Windows - High Efficiency Glazing_A_Technical Potential | F6 | Commercial | Interruptible - Miscellaneous | Existing | Space Heating | Natural Gas | Windows - High Efficiency Glazing | A | Incremental Winter Peak Savings (MW) | Technical Potential | 0 | 0 | 0 | 0 | 0 | 0 | 0 | 0 | 0 | 0 | 0 | 0 | 0 | 0 | 0 | 0 | 0 | 0 | 0 | 0 | 0 | 0 | 0 | 0 | 0 | 0 | 0
F7_Commercial_Interruptible - Miscellaneous_Existing_Space Heating_Natural Gas_Windows - High Efficiency Glazing_A_Technical Potential | F7 | Commercial | Interruptible - Miscellaneous | Existing | Space Heating | Natural Gas | Windows - High Efficiency Glazing | A | Cumulative Energy Savings (MWh or mTherms) | Technical Potential | 0 | 0 | 0.0046032 | 0.0069407 | 0.014814 | 0.027259 | 0.045615 | 0.071019 | 0.10423 | 0.14536 | 0.19371 | 0.24759 | 0.30451 | 0.36112 | 0.41379 | 0.45926 | 0.49534 | 0.52151 | 0.53821 | 0.54772 | 0.54927 | 0.54888 | 0.54262 | 0.53657 | 0.5307 | 0.52523 | 0.51993
F8_Commercial_Interruptible - Miscellaneous_Existing_Space Heating_Natural Gas_Windows - High Efficiency Glazing_A_Technical Potential | F8 | Commercial | Interruptible - Miscellaneous | Existing | Space Heating | Natural Gas | Windows - High Efficiency Glazing | A | Cumulative Summer Peak Savings (MW) | Technical Potential | 0 | 0 | 0 | 0 | 0 | 0 | 0 | 0 | 0 | 0 | 0 | 0 | 0 | 0 | 0 | 0 | 0 | 0 | 0 | 0 | 0 | 0 | 0 | 0 | 0 | 0 | 0
F9_Commercial_Interruptible - Miscellaneous_Existing_Space Heating_Natural Gas_Windows - High Efficiency Glazing_A_Technical Potential | F9 | Commercial | Interruptible - Miscellaneous | Existing | Space Heating | Natural Gas | Windows - High Efficiency Glazing | A | Cumulative Winter Peak Savings (MW) | Technical Potential | 0 | 0 | 0 | 0 | 0 | 0 | 0 | 0 | 0 | 0 | 0 | 0 | 0 | 0 | 0 | 0 | 0 | 0 | 0 | 0 | 0 | 0 | 0 | 0 | 0 | 0 | 0
F10_Commercial_Interruptible - Miscellaneous_Existing_Space Heating_Natural Gas_Windows - High Efficiency Glazing_A_Technical Potential | F10 | Commercial | Interruptible - Miscellaneous | Existing | Space Heating | Natural Gas | Windows - High Efficiency Glazing | A | Purchases (Incremental) | Technical Potential | 0 | 0 | 15.9786 | 8.598 | 29.0861 | 47.3125 | 71.8137 | 102.8526 | 139.9077 | 181.3709 | 224.3246 | 264.532 | 296.7877 | 315.7262 | 317.0443 | 298.8677 | 262.7716 | 213.9012 | 159.8807 | 117.1387 | 63.9145 | 51.1316 | 0 | 0 | 0 | 0 | 0
F11_Commercial_Interruptible - Miscellaneous_Existing_Space Heating_Natural Gas_Windows - High Efficiency Glazing_A_Technical Potential | F11 | Commercial | Interruptible - Miscellaneous | Existing | Space Heating | Natural Gas | Windows - High Efficiency Glazing | A | Purchases (Cumulative) | Technical Potential | 0 | 0 | 15.9786 | 24.5766 | 53.6626 | 100.9751 | 172.7888 | 275.6413 | 415.549 | 596.92 | 821.2446 | 1085.7765 | 1382.5642 | 1698.2904 | 2015.3348 | 2314.2025 | 2576.9741 | 2790.8753 | 2950.7559 | 3067.8947 | 3131.8091 | 3182.9407 | 3182.9407 | 3182.9407 | 3182.9407 | 3182.9407 | 3182.9407
F1_Commercial_Interruptible - Miscellaneous_Existing_Space Heating_Natural Gas_Windows - Secondary Glazing Systems_A_Technical Potential | F1 | Commercial | Interruptible - Miscellaneous | Existing | Space Heating | Natural Gas | Windows - Secondary Glazing Systems | A | Integrated Unit Energy Savings (kWh or therms) | Technical Potential | 0 | 0 | 1.1507 | 1.128 | 1.1025 | 1.0778 | 1.0536 | 1.0278 | 0.99982 | 0.96984 | 0.93829 | 0.90589 | 0.87368 | 0.84212 | 0.81182 | 0.78348 | 0.75785 | 0.73593 | 0.71775 | 0.70212 | 0.68952 | 0.67778 | 0.67005 | 0.66257 | 0.65533 | 0.64857 | 0.64203
F2_Commercial_Interruptible - Miscellaneous_Existing_Space Heating_Natural Gas_Windows - Secondary Glazing Systems_A_Technical Potential | F2 | Commercial | Interruptible - Miscellaneous | Existing | Space Heating | Natural Gas | Windows - Secondary Glazing Systems | A | Integrated Unit Summer Peak Savings (kW) | Technical Potential | 0 | 0 | 0 | 0 | 0 | 0 | 0 | 0 | 0 | 0 | 0 | 0 | 0 | 0 | 0 | 0 | 0 | 0 | 0 | 0 | 0 | 0 | 0 | 0 | 0 | 0 | 0
F3_Commercial_Interruptible - Miscellaneous_Existing_Space Heating_Natural Gas_Windows - Secondary Glazing Systems_A_Technical Potential | F3 | Commercial | Interruptible - Miscellaneous | Existing | Space Heating | Natural Gas | Windows - Secondary Glazing Systems | A | Integrated Unit Winter Peak Savings (kW) | Technical Potential | 0 | 0 | 0 | 0 | 0 | 0 | 0 | 0 | 0 | 0 | 0 | 0 | 0 | 0 | 0 | 0 | 0 | 0 | 0 | 0 | 0 | 0 | 0 | 0 | 0 | 0 | 0
F4_Commercial_Interruptible - Miscellaneous_Existing_Space Heating_Natural Gas_Windows - Secondary Glazing Systems_A_Technical Potential | F4 | Commercial | Interruptible - Miscellaneous | Existing | Space Heating | Natural Gas | Windows - Secondary Glazing Systems | A | Incremental Energy Savings (MWh or mTherms) | Technical Potential | 0 | 0 | 0.018387 | 0.0096983 | 0.032066 | 0.050995 | 0.075664 | 0.10571 | 0.13988 | 0.1759 | 0.21048 | 0.23964 | 0.2593 | 0.26588 | 0.25738 | 0.23416 | 0.19914 | 0.15742 | 0.11475 | 0.082245 | 0.04407 | 0.034656 | 0 | 0 | 0 | 0 | 0
F5_Commercial_Interruptible - Miscellaneous_Existing_Space Heating_Natural Gas_Windows - Secondary Glazing Systems_A_Technical Potential | F5 | Commercial | Interruptible - Miscellaneous | Existing | Space Heating | Natural Gas | Windows - Secondary Glazing Systems | A | Incremental Summer Peak Savings (MW) | Technical Potential | 0 | 0 | 0 | 0 | 0 | 0 | 0 | 0 | 0 | 0 | 0 | 0 | 0 | 0 | 0 | 0 | 0 | 0 | 0 | 0 | 0 | 0 | 0 | 0 | 0 | 0 | 0
F6_Commercial_Interruptible - Miscellaneous_Existing_Space Heating_Natural Gas_Windows - Secondary Glazing Systems_A_Technical Potential | F6 | Commercial | Interruptible - Miscellaneous | Existing | Space Heating | Natural Gas | Windows - Secondary Glazing Systems | A | Incremental Winter Peak Savings (MW) | Technical Potential | 0 | 0 | 0 | 0 | 0 | 0 | 0 | 0 | 0 | 0 | 0 | 0 | 0 | 0 | 0 | 0 | 0 | 0 | 0 | 0 | 0 | 0 | 0 | 0 | 0 | 0 | 0
F7_Commercial_Interruptible - Miscellaneous_Existing_Space Heating_Natural Gas_Windows - Secondary Glazing Systems_A_Technical Potential | F7 | Commercial | Interruptible - Miscellaneous | Existing | Space Heating | Natural Gas | Windows - Secondary Glazing Systems | A | Cumulative Energy Savings (MWh or mTherms) | Technical Potential | 0 | 0 | 0.018387 | 0.027722 | 0.059161 | 0.10883 | 0.18205 | 0.2833 | 0.41547 | 0.57892 | 0.77057 | 0.9836 | 1.2079 | 1.4302 | 1.6361 | 1.8131 | 1.953 | 2.0539 | 2.1179 | 2.154 | 2.1594 | 2.1573 | 2.1327 | 2.1089 | 2.0859 | 2.0644 | 2.0435
F8_Commercial_Interruptible - Miscellaneous_Existing_Space Heating_Natural Gas_Windows - Secondary Glazing Systems_A_Technical Potential | F8 | Commercial | Interruptible - Miscellaneous | Existing | Space Heating | Natural Gas | Windows - Secondary Glazing Systems | A | Cumulative Summer Peak Savings (MW) | Technical Potential | 0 | 0 | 0 | 0 | 0 | 0 | 0 | 0 | 0 | 0 | 0 | 0 | 0 | 0 | 0 | 0 | 0 | 0 | 0 | 0 | 0 | 0 | 0 | 0 | 0 | 0 | 0
F9_Commercial_Interruptible - Miscellaneous_Existing_Space Heating_Natural Gas_Windows - Secondary Glazing Systems_A_Technical Potential | F9 | Commercial | Interruptible - Miscellaneous | Existing | Space Heating | Natural Gas | Windows - Secondary Glazing Systems | A | Cumulative Winter Peak Savings (MW) | Technical Potential | 0 | 0 | 0 | 0 | 0 | 0 | 0 | 0 | 0 | 0 | 0 | 0 | 0 | 0 | 0 | 0 | 0 | 0 | 0 | 0 | 0 | 0 | 0 | 0 | 0 | 0 | 0
F10_Commercial_Interruptible - Miscellaneous_Existing_Space Heating_Natural Gas_Windows - Secondary Glazing Systems_A_Technical Potential | F10 | Commercial | Interruptible - Miscellaneous | Existing | Space Heating | Natural Gas | Windows - Secondary Glazing Systems | A | Purchases (Incremental) | Technical Potential | 0 | 0 | 15.9786 | 8.598 | 29.0861 | 47.3125 | 71.8137 | 102.8526 | 139.9077 | 181.3709 | 224.3246 | 264.532 | 296.7877 | 315.7262 | 317.0443 | 298.8677 | 262.7716 | 213.9012 | 159.8807 | 117.1387 | 63.9145 | 51.1316 | 0 | 0 | 0 | 0 | 0
F11_Commercial_Interruptible - Miscellaneous_Existing_Space Heating_Natural Gas_Windows - Secondary Glazing Systems_A_Technical Potential | F11 | Commercial | Interruptible - Miscellaneous | Existing | Space Heating | Natural Gas | Windows - Secondary Glazing Systems | A | Purchases (Cumulative) | Technical Potential | 0 | 0 | 15.9786 | 24.5766 | 53.6626 | 100.9751 | 172.7888 | 275.6413 | 415.549 | 596.92 | 821.2446 | 1085.7765 | 1382.5642 | 1698.2904 | 2015.3348 | 2314.2025 | 2576.9741 | 2790.8753 | 2950.7559 | 3067.8947 | 3131.8091 | 3182.9407 | 3182.9407 | 3182.9407 | 3182.9407 | 3182.9407 | 3182.9407
F1_Commercial_Interruptible - Miscellaneous_Existing_Space Heating_Natural Gas_HVAC - Energy Recovery Ventilator_A_Technical Potential | F1 | Commercial | Interruptible - Miscellaneous | Existing | Space Heating | Natural Gas | HVAC - Energy Recovery Ventilator | A | Integrated Unit Energy Savings (kWh or therms) | Technical Potential | 0 | 0 | 0.22331 | 0.22118 | 0.21863 | 0.21587 | 0.21285 | 0.20953 | 0.20585 | 0.20181 | 0.1974 | 0.19267 | 0.18772 | 0.18268 | 0.17771 | 0.17297 | 0.16859 | 0.16479 | 0.1616 | 0.15881 | 0.15652 | 0.15438 | 0.15262 | 0.15093 | 0.14929 | 0.14775 | 0.14627
F2_Commercial_Interruptible - Miscellaneous_Existing_Space Heating_Natural Gas_HVAC - Energy Recovery Ventilator_A_Technical Potential | F2 | Commercial | Interruptible - Miscellaneous | Existing | Space Heating | Natural Gas | HVAC - Energy Recovery Ventilator | A | Integrated Unit Summer Peak Savings (kW) | Technical Potential | 0 | 0 | 0 | 0 | 0 | 0 | 0 | 0 | 0 | 0 | 0 | 0 | 0 | 0 | 0 | 0 | 0 | 0 | 0 | 0 | 0 | 0 | 0 | 0 | 0 | 0 | 0
F3_Commercial_Interruptible - Miscellaneous_Existing_Space Heating_Natural Gas_HVAC - Energy Recovery Ventilator_A_Technical Potential | F3 | Commercial | Interruptible - Miscellaneous | Existing | Space Heating | Natural Gas | HVAC - Energy Recovery Ventilator | A | Integrated Unit Winter Peak Savings (kW) | Technical Potential | 0 | 0 | 0 | 0 | 0 | 0 | 0 | 0 | 0 | 0 | 0 | 0 | 0 | 0 | 0 | 0 | 0 | 0 | 0 | 0 | 0 | 0 | 0 | 0 | 0 | 0 | 0
F4_Commercial_Interruptible - Miscellaneous_Existing_Space Heating_Natural Gas_HVAC - Energy Recovery Ventilator_A_Technical Potential | F4 | Commercial | Interruptible - Miscellaneous | Existing | Space Heating | Natural Gas | HVAC - Energy Recovery Ventilator | A | Incremental Energy Savings (MWh or mTherms) | Technical Potential | 0 | 0 | 0.043067 | 0.087557 | 0.086549 | 0.085458 | 0.084263 | 0.082945 | 0.08149 | 0.079889 | 0.078144 | 0.076273 | 0.074314 | 0.072318 | 0.07035 | 0.068472 | 0.066739 | 0.065236 | 0.063972 | 0.062869 | 0.061963 | 0.061114 | 0 | 0 | 0 | 0 | 0
F5_Commercial_Interruptible - Miscellaneous_Existing_Space Heating_Natural Gas_HVAC - Energy Recovery Ventilator_A_Technical Potential | F5 | Commercial | Interruptible - Miscellaneous | Existing | Space Heating | Natural Gas | HVAC - Energy Recovery Ventilator | A | Incremental Summer Peak Savings (MW) | Technical Potential | 0 | 0 | 0 | 0 | 0 | 0 | 0 | 0 | 0 | 0 | 0 | 0 | 0 | 0 | 0 | 0 | 0 | 0 | 0 | 0 | 0 | 0 | 0 | 0 | 0 | 0 | 0
F6_Commercial_Interruptible - Miscellaneous_Existing_Space Heating_Natural Gas_HVAC - Energy Recovery Ventilator_A_Technical Potential | F6 | Commercial | Interruptible - Miscellaneous | Existing | Space Heating | Natural Gas | HVAC - Energy Recovery Ventilator | A | Incremental Winter Peak Savings (MW) | Technical Potential | 0 | 0 | 0 | 0 | 0 | 0 | 0 | 0 | 0 | 0 | 0 | 0 | 0 | 0 | 0 | 0 | 0 | 0 | 0 | 0 | 0 | 0 | 0 | 0 | 0 | 0 | 0
F7_Commercial_Interruptible - Miscellaneous_Existing_Space Heating_Natural Gas_HVAC - Energy Recovery Ventilator_A_Technical Potential | F7 | Commercial | Interruptible - Miscellaneous | Existing | Space Heating | Natural Gas | HVAC - Energy Recovery Ventilator | A | Cumulative Energy Savings (MWh or mTherms) | Technical Potential | 0 | 0 | 0.043067 | 0.13021 | 0.21526 | 0.29801 | 0.3781 | 0.45513 | 0.52864 | 0.59815 | 0.66322 | 0.72361 | 0.77935 | 0.83073 | 0.87847 | 0.9235 | 0.96686 | 1.0103 | 1.0547 | 1.0994 | 1.1455 | 1.1909 | 1.1774 | 1.1643 | 1.1517 | 1.1398 | 1.1284
F8_Commercial_Interruptible - Miscellaneous_Existing_Space Heating_Natural Gas_HVAC - Energy Recovery Ventilator_A_Technical Potential | F8 | Commercial | Interruptible - Miscellaneous | Existing | Space Heating | Natural Gas | HVAC - Energy Recovery Ventilator | A | Cumulative Summer Peak Savings (MW) | Technical Potential | 0 | 0 | 0 | 0 | 0 | 0 | 0 | 0 | 0 | 0 | 0 | 0 | 0 | 0 | 0 | 0 | 0 | 0 | 0 | 0 | 0 | 0 | 0 | 0 | 0 | 0 | 0
F9_Commercial_Interruptible - Miscellaneous_Existing_Space Heating_Natural Gas_HVAC - Energy Recovery Ventilator_A_Technical Potential | F9 | Commercial | Interruptible - Miscellaneous | Existing | Space Heating | Natural Gas | HVAC - Energy Recovery Ventilator | A | Cumulative Winter Peak Savings (MW) | Technical Potential | 0 | 0 | 0 | 0 | 0 | 0 | 0 | 0 | 0 | 0 | 0 | 0 | 0 | 0 | 0 | 0 | 0 | 0 | 0 | 0 | 0 | 0 | 0 | 0 | 0 | 0 | 0
F10_Commercial_Interruptible - Miscellaneous_Existing_Space Heating_Natural Gas_HVAC - Energy Recovery Ventilator_A_Technical Potential | F10 | Commercial | Interruptible - Miscellaneous | Existing | Space Heating | Natural Gas | HVAC - Energy Recovery Ventilator | A | Purchases (Incremental) | Technical Potential | 0 | 0 | 192.8601 | 395.8706 | 395.8706 | 395.8706 | 395.8706 | 395.8706 | 395.8706 | 395.8706 | 395.8706 | 395.8706 | 395.8706 | 395.8706 | 395.8706 | 395.8706 | 395.8706 | 395.8706 | 395.8706 | 395.8706 | 395.8706 | 395.8706 | 0 | 0 | 0 | 0 | 0
F11_Commercial_Interruptible - Miscellaneous_Existing_Space Heating_Natural Gas_HVAC - Energy Recovery Ventilator_A_Technical Potential | F11 | Commercial | Interruptible - Miscellaneous | Existing | Space Heating | Natural Gas | HVAC - Energy Recovery Ventilator | A | Purchases (Cumulative) | Technical Potential | 0 | 0 | 192.8601 | 588.7307 | 984.6013 | 1380.472 | 1776.3426 | 2172.2132 | 2568.0838 | 2963.9545 | 3359.8251 | 3755.6957 | 4151.5664 | 4547.437 | 4943.3076 | 5339.1783 | 5735.0489 | 6130.9195 | 6526.7902 | 6922.6608 | 7318.5314 | 7714.4021 | 7714.4021 | 7714.4021 | 7714.4021 | 7714.4021 | 7714.4021
F1_Commercial_Interruptible - Miscellaneous_Existing_Space Heating_Natural Gas_Building Shell - Air Sealing (Infiltration Control)_A_Technical Potential | F1 | Commercial | Interruptible - Miscellaneous | Existing | Space Heating | Natural Gas | Building Shell - Air Sealing (Infiltration Control) | A | Integrated Unit Energy Savings (kWh or therms) | Technical Potential | 0 | 0 | 2.5775 | 2.5529 | 2.5236 | 2.4919 | 2.4573 | 2.4192 | 2.3772 | 2.3311 | 2.2808 | 2.227 | 2.1706 | 2.1131 | 2.0564 | 2.0022 | 1.952 | 1.9083 | 1.8714 | 1.8391 | 1.8126 | 1.7878 | 1.7675 | 1.7478 | 1.7288 | 1.7111 | 1.6939
F2_Commercial_Interruptible - Miscellaneous_Existing_Space Heating_Natural Gas_Building Shell - Air Sealing (Infiltration Control)_A_Technical Potential | F2 | Commercial | Interruptible - Miscellaneous | Existing | Space Heating | Natural Gas | Building Shell - Air Sealing (Infiltration Control) | A | Integrated Unit Summer Peak Savings (kW) | Technical Potential | 0 | 0 | 0 | 0 | 0 | 0 | 0 | 0 | 0 | 0 | 0 | 0 | 0 | 0 | 0 | 0 | 0 | 0 | 0 | 0 | 0 | 0 | 0 | 0 | 0 | 0 | 0
F3_Commercial_Interruptible - Miscellaneous_Existing_Space Heating_Natural Gas_Building Shell - Air Sealing (Infiltration Control)_A_Technical Potential | F3 | Commercial | Interruptible - Miscellaneous | Existing | Space Heating | Natural Gas | Building Shell - Air Sealing (Infiltration Control) | A | Integrated Unit Winter Peak Savings (kW) | Technical Potential | 0 | 0 | 0 | 0 | 0 | 0 | 0 | 0 | 0 | 0 | 0 | 0 | 0 | 0 | 0 | 0 | 0 | 0 | 0 | 0 | 0 | 0 | 0 | 0 | 0 | 0 | 0
F4_Commercial_Interruptible - Miscellaneous_Existing_Space Heating_Natural Gas_Building Shell - Air Sealing (Infiltration Control)_A_Technical Potential | F4 | Commercial | Interruptible - Miscellaneous | Existing | Space Heating | Natural Gas | Building Shell - Air Sealing (Infiltration Control) | A | Incremental Energy Savings (MWh or mTherms) | Technical Potential | 0 | 0 | 0.0012063 | 0.00064289 | 0.0021499 | 0.0034532 | 0.0051687 | 0.0072878 | 0.0097414 | 0.012383 | 0.014986 | 0.017255 | 0.017853 | 0.019009 | 0.017344 | 0.014752 | 0.010918 | 0.0062069 | 0.0010948 | 0 | 0 | 0 | 0 | 0 | 0 | 0 | 0
F5_Commercial_Interruptible - Miscellaneous_Existing_Space Heating_Natural Gas_Building Shell - Air Sealing (Infiltration Control)_A_Technical Potential | F5 | Commercial | Interruptible - Miscellaneous | Existing | Space Heating | Natural Gas | Building Shell - Air Sealing (Infiltration Control) | A | Incremental Summer Peak Savings (MW) | Technical Potential | 0 | 0 | 0 | 0 | 0 | 0 | 0 | 0 | 0 | 0 | 0 | 0 | 0 | 0 | 0 | 0 | 0 | 0 | 0 | 0 | 0 | 0 | 0 | 0 | 0 | 0 | 0
F6_Commercial_Interruptible - Miscellaneous_Existing_Space Heating_Natural Gas_Building Shell - Air Sealing (Infiltration Control)_A_Technical Potential | F6 | Commercial | Interruptible - Miscellaneous | Existing | Space Heating | Natural Gas | Building Shell - Air Sealing (Infiltration Control) | A | Incremental Winter Peak Savings (MW) | Technical Potential | 0 | 0 | 0 | 0 | 0 | 0 | 0 | 0 | 0 | 0 | 0 | 0 | 0 | 0 | 0 | 0 | 0 | 0 | 0 | 0 | 0 | 0 | 0 | 0 | 0 | 0 | 0
F7_Commercial_Interruptible - Miscellaneous_Existing_Space Heating_Natural Gas_Building Shell - Air Sealing (Infiltration Control)_A_Technical Potential | F7 | Commercial | Interruptible - Miscellaneous | Existing | Space Heating | Natural Gas | Building Shell - Air Sealing (Infiltration Control) | A | Cumulative Energy Savings (MWh or mTherms) | Technical Potential | 0 | 0 | 0.0012063 | 0.0018377 | 0.0039664 | 0.0073699 | 0.012436 | 0.019531 | 0.028934 | 0.040755 | 0.054862 | 0.070822 | 0.086881 | 0.10359 | 0.11815 | 0.12979 | 0.13745 | 0.14059 | 0.13896 | 0.13656 | 0.1346 | 0.13275 | 0.13124 | 0.12979 | 0.12837 | 0.12705 | 0.12578
F8_Commercial_Interruptible - Miscellaneous_Existing_Space Heating_Natural Gas_Building Shell - Air Sealing (Infiltration Control)_A_Technical Potential | F8 | Commercial | Interruptible - Miscellaneous | Existing | Space Heating | Natural Gas | Building Shell - Air Sealing (Infiltration Control) | A | Cumulative Summer Peak Savings (MW) | Technical Potential | 0 | 0 | 0 | 0 | 0 | 0 | 0 | 0 | 0 | 0 | 0 | 0 | 0 | 0 | 0 | 0 | 0 | 0 | 0 | 0 | 0 | 0 | 0 | 0 | 0 | 0 | 0
F9_Commercial_Interruptible - Miscellaneous_Existing_Space Heating_Natural Gas_Building Shell - Air Sealing (Infiltration Control)_A_Technical Potential | F9 | Commercial | Interruptible - Miscellaneous | Existing | Space Heating | Natural Gas | Building Shell - Air Sealing (Infiltration Control) | A | Cumulative Winter Peak Savings (MW) | Technical Potential | 0 | 0 | 0 | 0 | 0 | 0 | 0 | 0 | 0 | 0 | 0 | 0 | 0 | 0 | 0 | 0 | 0 | 0 | 0 | 0 | 0 | 0 | 0 | 0 | 0 | 0 | 0
F10_Commercial_Interruptible - Miscellaneous_Existing_Space Heating_Natural Gas_Building Shell - Air Sealing (Infiltration Control)_A_Technical Potential | F10 | Commercial | Interruptible - Miscellaneous | Existing | Space Heating | Natural Gas | Building Shell - Air Sealing (Infiltration Control) | A | Purchases (Incremental) | Technical Potential | 0 | 0 | 0.46801 | 0.25183 | 0.85192 | 1.3858 | 2.1034 | 3.0125 | 4.0978 | 5.3123 | 6.5704 | 7.748 | 8.2248 | 8.9957 | 8.4342 | 7.3679 | 5.5931 | 3.2526 | 0.585 | 0 | 0 | 0 | 0 | 0 | 0 | 0 | 0
F11_Commercial_Interruptible - Miscellaneous_Existing_Space Heating_Natural Gas_Building Shell - Air Sealing (Infiltration Control)_A_Technical Potential | F11 | Commercial | Interruptible - Miscellaneous | Existing | Space Heating | Natural Gas | Building Shell - Air Sealing (Infiltration Control) | A | Purchases (Cumulative) | Technical Potential | 0 | 0 | 0.46801 | 0.71984 | 1.5718 | 2.9575 | 5.0609 | 8.0734 | 12.1713 | 17.4835 | 24.0539 | 31.8019 | 40.0267 | 49.0224 | 57.4566 | 64.8245 | 70.4176 | 73.6702 | 74.2552 | 74.2552 | 74.2552 | 74.2552 | 74.2552 | 74.2552 | 74.2552 | 74.2552 | 74.2552
F1_Commercial_Interruptible - Miscellaneous_Existing_Space Heating_Natural Gas_Ventilation - Demand Controlled_A_Technical Potential | F1 | Commercial | Interruptible - Miscellaneous | Existing | Space Heating | Natural Gas | Ventilation - Demand Controlled | A | Integrated Unit Energy Savings (kWh or therms) | Technical Potential | 0 | 0 | 0.055096 | 0.054476 | 0.053754 | 0.052981 | 0.052145 | 0.051233 | 0.050238 | 0.049156 | 0.047991 | 0.046754 | 0.045472 | 0.044174 | 0.042899 | 0.041686 | 0.040566 | 0.03959 | 0.038761 | 0.038032 | 0.037424 | 0.036852 | 0.036433 | 0.036027 | 0.035635 | 0.035268 | 0.034914
F2_Commercial_Interruptible - Miscellaneous_Existing_Space Heating_Natural Gas_Ventilation - Demand Controlled_A_Technical Potential | F2 | Commercial | Interruptible - Miscellaneous | Existing | Space Heating | Natural Gas | Ventilation - Demand Controlled | A | Integrated Unit Summer Peak Savings (kW) | Technical Potential | 0 | 0 | 0 | 0 | 0 | 0 | 0 | 0 | 0 | 0 | 0 | 0 | 0 | 0 | 0 | 0 | 0 | 0 | 0 | 0 | 0 | 0 | 0 | 0 | 0 | 0 | 0
F3_Commercial_Interruptible - Miscellaneous_Existing_Space Heating_Natural Gas_Ventilation - Demand Controlled_A_Technical Potential | F3 | Commercial | Interruptible - Miscellaneous | Existing | Space Heating | Natural Gas | Ventilation - Demand Controlled | A | Integrated Unit Winter Peak Savings (kW) | Technical Potential | 0 | 0 | 0 | 0 | 0 | 0 | 0 | 0 | 0 | 0 | 0 | 0 | 0 | 0 | 0 | 0 | 0 | 0 | 0 | 0 | 0 | 0 | 0 | 0 | 0 | 0 | 0
F4_Commercial_Interruptible - Miscellaneous_Existing_Space Heating_Natural Gas_Ventilation - Demand Controlled_A_Technical Potential | F4 | Commercial | Interruptible - Miscellaneous | Existing | Space Heating | Natural Gas | Ventilation - Demand Controlled | A | Incremental Energy Savings (MWh or mTherms) | Technical Potential | 0 | 0 | 0.036334 | 0.044111 | 0.053263 | 0.060941 | 0.068414 | 0.078585 | 0.084535 | 0.084499 | 0.077742 | 0.065104 | 0.019011 | 0 | 0 | 0 | 0 | 0 | 0 | 0 | 0 | 0 | 0 | 0 | 0 | 0 | 0
F5_Commercial_Interruptible - Miscellaneous_Existing_Space Heating_Natural Gas_Ventilation - Demand Controlled_A_Technical Potential | F5 | Commercial | Interruptible - Miscellaneous | Existing | Space Heating | Natural Gas | Ventilation - Demand Controlled | A | Incremental Summer Peak Savings (MW) | Technical Potential | 0 | 0 | 0 | 0 | 0 | 0 | 0 | 0 | 0 | 0 | 0 | 0 | 0 | 0 | 0 | 0 | 0 | 0 | 0 | 0 | 0 | 0 | 0 | 0 | 0 | 0 | 0
F6_Commercial_Interruptible - Miscellaneous_Existing_Space Heating_Natural Gas_Ventilation - Demand Controlled_A_Technical Potential | F6 | Commercial | Interruptible - Miscellaneous | Existing | Space Heating | Natural Gas | Ventilation - Demand Controlled | A | Incremental Winter Peak Savings (MW) | Technical Potential | 0 | 0 | 0 | 0 | 0 | 0 | 0 | 0 | 0 | 0 | 0 | 0 | 0 | 0 | 0 | 0 | 0 | 0 | 0 | 0 | 0 | 0 | 0 | 0 | 0 | 0 | 0
F7_Commercial_Interruptible - Miscellaneous_Existing_Space Heating_Natural Gas_Ventilation - Demand Controlled_A_Technical Potential | F7 | Commercial | Interruptible - Miscellaneous | Existing | Space Heating | Natural Gas | Ventilation - Demand Controlled | A | Cumulative Energy Savings (MWh or mTherms) | Technical Potential | 0 | 0 | 0.036334 | 0.080036 | 0.13224 | 0.19128 | 0.25667 | 0.33077 | 0.40888 | 0.48458 | 0.55082 | 0.60174 | 0.60424 | 0.58699 | 0.57006 | 0.55394 | 0.53906 | 0.52608 | 0.51507 | 0.50538 | 0.4973 | 0.4897 | 0.48413 | 0.47874 | 0.47352 | 0.46866 | 0.46395
F8_Commercial_Interruptible - Miscellaneous_Existing_Space Heating_Natural Gas_Ventilation - Demand Controlled_A_Technical Potential | F8 | Commercial | Interruptible - Miscellaneous | Existing | Space Heating | Natural Gas | Ventilation - Demand Controlled | A | Cumulative Summer Peak Savings (MW) | Technical Potential | 0 | 0 | 0 | 0 | 0 | 0 | 0 | 0 | 0 | 0 | 0 | 0 | 0 | 0 | 0 | 0 | 0 | 0 | 0 | 0 | 0 | 0 | 0 | 0 | 0 | 0 | 0
F9_Commercial_Interruptible - Miscellaneous_Existing_Space Heating_Natural Gas_Ventilation - Demand Controlled_A_Technical Potential | F9 | Commercial | Interruptible - Miscellaneous | Existing | Space Heating | Natural Gas | Ventilation - Demand Controlled | A | Cumulative Winter Peak Savings (MW) | Technical Potential | 0 | 0 | 0 | 0 | 0 | 0 | 0 | 0 | 0 | 0 | 0 | 0 | 0 | 0 | 0 | 0 | 0 | 0 | 0 | 0 | 0 | 0 | 0 | 0 | 0 | 0 | 0
F10_Commercial_Interruptible - Miscellaneous_Existing_Space Heating_Natural Gas_Ventilation - Demand Controlled_A_Technical Potential | F10 | Commercial | Interruptible - Miscellaneous | Existing | Space Heating | Natural Gas | Ventilation - Demand Controlled | A | Purchases (Incremental) | Technical Potential | 0 | 0 | 659.4699 | 809.7239 | 990.8651 | 1150.2383 | 1311.9924 | 1533.8768 | 1682.6867 | 1718.9833 | 1619.9355 | 1392.4717 | 418.0835 | 0 | 0 | 0 | 0 | 0 | 0 | 0 | 0 | 0 | 0 | 0 | 0 | 0 | 0
F11_Commercial_Interruptible - Miscellaneous_Existing_Space Heating_Natural Gas_Ventilation - Demand Controlled_A_Technical Potential | F11 | Commercial | Interruptible - Miscellaneous | Existing | Space Heating | Natural Gas | Ventilation - Demand Controlled | A | Purchases (Cumulative) | Technical Potential | 0 | 0 | 659.4699 | 1469.1938 | 2460.0589 | 3610.2972 | 4922.2896 | 6456.1664 | 8138.853 | 9857.8363 | 11477.7718 | 12870.2435 | 13288.327 | 13288.327 | 13288.327 | 13288.327 | 13288.327 | 13288.327 | 13288.327 | 13288.327 | 13288.327 | 13288.327 | 13288.327 | 13288.327 | 13288.327 | 13288.327 | 13288.327
F1_Commercial_Interruptible - Miscellaneous_Existing_Space Heating_Natural Gas_HVAC - Dedicated Outdoor Air System (DOAS)_A_Technical Potential | F1 | Commercial | Interruptible - Miscellaneous | Existing | Space Heating | Natural Gas | HVAC - Dedicated Outdoor Air System (DOAS) | A | Integrated Unit Energy Savings (kWh or therms) | Technical Potential | 0 | 0 | -0.048108 | -0.047981 | -0.047849 | -0.047711 | -0.047566 | -0.047416 | -0.04726 | -0.047097 | -0.04693 | -0.046759 | -0.046585 | -0.046408 | -0.046229 | -0.04605 | -0.045871 | -0.045691 | -0.045513 | -0.045345 | -0.045188 | -0.045043 | -0.044909 | -0.044787 | -0.044673 | -0.044569 | -0.044473
F2_Commercial_Interruptible - Miscellaneous_Existing_Space Heating_Natural Gas_HVAC - Dedicated Outdoor Air System (DOAS)_A_Technical Potential | F2 | Commercial | Interruptible - Miscellaneous | Existing | Space Heating | Natural Gas | HVAC - Dedicated Outdoor Air System (DOAS) | A | Integrated Unit Summer Peak Savings (kW) | Technical Potential | 0 | 0 | 0 | 0 | 0 | 0 | 0 | 0 | 0 | 0 | 0 | 0 | 0 | 0 | 0 | 0 | 0 | 0 | 0 | 0 | 0 | 0 | 0 | 0 | 0 | 0 | 0
F3_Commercial_Interruptible - Miscellaneous_Existing_Space Heating_Natural Gas_HVAC - Dedicated Outdoor Air System (DOAS)_A_Technical Potential | F3 | Commercial | Interruptible - Miscellaneous | Existing | Space Heating | Natural Gas | HVAC - Dedicated Outdoor Air System (DOAS) | A | Integrated Unit Winter Peak Savings (kW) | Technical Potential | 0 | 0 | 0 | 0 | 0 | 0 | 0 | 0 | 0 | 0 | 0 | 0 | 0 | 0 | 0 | 0 | 0 | 0 | 0 | 0 | 0 | 0 | 0 | 0 | 0 | 0 | 0
F4_Commercial_Interruptible - Miscellaneous_Existing_Space Heating_Natural Gas_HVAC - Dedicated Outdoor Air System (DOAS)_A_Technical Potential | F4 | Commercial | Interruptible - Miscellaneous | Existing | Space Heating | Natural Gas | HVAC - Dedicated Outdoor Air System (DOAS) | A | Incremental Energy Savings (MWh or mTherms) | Technical Potential | 0 | 0 | -0.012801 | -0.026206 | -0.026134 | -0.026058 | -0.025979 | -0.025897 | -0.025812 | -0.025723 | -0.025632 | -0.025538 | -0.025443 | -0.025346 | -0.025249 | -0.025151 | -0.025053 | -0.024955 | -0.024858 | -0.024766 | -0.02468 | -0.024601 | 0 | 0 | 0 | 0 | 0
F5_Commercial_Interruptible - Miscellaneous_Existing_Space Heating_Natural Gas_HVAC - Dedicated Outdoor Air System (DOAS)_A_Technical Potential | F5 | Commercial | Interruptible - Miscellaneous | Existing | Space Heating | Natural Gas | HVAC - Dedicated Outdoor Air System (DOAS) | A | Incremental Summer Peak Savings (MW) | Technical Potential | 0 | 0 | 0 | 0 | 0 | 0 | 0 | 0 | 0 | 0 | 0 | 0 | 0 | 0 | 0 | 0 | 0 | 0 | 0 | 0 | 0 | 0 | 0 | 0 | 0 | 0 | 0
F6_Commercial_Interruptible - Miscellaneous_Existing_Space Heating_Natural Gas_HVAC - Dedicated Outdoor Air System (DOAS)_A_Technical Potential | F6 | Commercial | Interruptible - Miscellaneous | Existing | Space Heating | Natural Gas | HVAC - Dedicated Outdoor Air System (DOAS) | A | Incremental Winter Peak Savings (MW) | Technical Potential | 0 | 0 | 0 | 0 | 0 | 0 | 0 | 0 | 0 | 0 | 0 | 0 | 0 | 0 | 0 | 0 | 0 | 0 | 0 | 0 | 0 | 0 | 0 | 0 | 0 | 0 | 0
F7_Commercial_Interruptible - Miscellaneous_Existing_Space Heating_Natural Gas_HVAC - Dedicated Outdoor Air System (DOAS)_A_Technical Potential | F7 | Commercial | Interruptible - Miscellaneous | Existing | Space Heating | Natural Gas | HVAC - Dedicated Outdoor Air System (DOAS) | A | Cumulative Energy Savings (MWh or mTherms) | Technical Potential | 0 | 0 | -0.012801 | -0.038973 | -0.064999 | -0.090869 | -0.11657 | -0.1421 | -0.16745 | -0.19259 | -0.21754 | -0.24229 | -0.26682 | -0.29116 | -0.31529 | -0.33922 | -0.36295 | -0.38648 | -0.40983 | -0.43309 | -0.45627 | -0.4794 | -0.47798 | -0.47668 | -0.47547 | -0.47436 | -0.47334
F8_Commercial_Interruptible - Miscellaneous_Existing_Space Heating_Natural Gas_HVAC - Dedicated Outdoor Air System (DOAS)_A_Technical Potential | F8 | Commercial | Interruptible - Miscellaneous | Existing | Space Heating | Natural Gas | HVAC - Dedicated Outdoor Air System (DOAS) | A | Cumulative Summer Peak Savings (MW) | Technical Potential | 0 | 0 | 0 | 0 | 0 | 0 | 0 | 0 | 0 | 0 | 0 | 0 | 0 | 0 | 0 | 0 | 0 | 0 | 0 | 0 | 0 | 0 | 0 | 0 | 0 | 0 | 0
F9_Commercial_Interruptible - Miscellaneous_Existing_Space Heating_Natural Gas_HVAC - Dedicated Outdoor Air System (DOAS)_A_Technical Potential | F9 | Commercial | Interruptible - Miscellaneous | Existing | Space Heating | Natural Gas | HVAC - Dedicated Outdoor Air System (DOAS) | A | Cumulative Winter Peak Savings (MW) | Technical Potential | 0 | 0 | 0 | 0 | 0 | 0 | 0 | 0 | 0 | 0 | 0 | 0 | 0 | 0 | 0 | 0 | 0 | 0 | 0 | 0 | 0 | 0 | 0 | 0 | 0 | 0 | 0
F10_Commercial_Interruptible - Miscellaneous_Existing_Space Heating_Natural Gas_HVAC - Dedicated Outdoor Air System (DOAS)_A_Technical Potential | F10 | Commercial | Interruptible - Miscellaneous | Existing | Space Heating | Natural Gas | HVAC - Dedicated Outdoor Air System (DOAS) | A | Purchases (Incremental) | Technical Potential | 0 | 0 | 266.0816 | 546.1674 | 546.1674 | 546.1674 | 546.1674 | 546.1674 | 546.1674 | 546.1674 | 546.1674 | 546.1674 | 546.1674 | 546.1674 | 546.1674 | 546.1674 | 546.1674 | 546.1674 | 546.1674 | 546.1674 | 546.1674 | 546.1674 | 0 | 0 | 0 | 0 | 0
F11_Commercial_Interruptible - Miscellaneous_Existing_Space Heating_Natural Gas_HVAC - Dedicated Outdoor Air System (DOAS)_A_Technical Potential | F11 | Commercial | Interruptible - Miscellaneous | Existing | Space Heating | Natural Gas | HVAC - Dedicated Outdoor Air System (DOAS) | A | Purchases (Cumulative) | Technical Potential | 0 | 0 | 266.0816 | 812.249 | 1358.4165 | 1904.5839 | 2450.7514 | 2996.9188 | 3543.0863 | 4089.2537 | 4635.4212 | 5181.5886 | 5727.756 | 6273.9235 | 6820.0909 | 7366.2584 | 7912.4258 | 8458.5933 | 9004.7607 | 9550.9282 | 10097.0956 | 10643.2631 | 10643.2631 | 10643.2631 | 10643.2631 | 10643.2631 | 10643.2631
F1_Commercial_Interruptible - Miscellaneous_Existing_Space Heating_Natural Gas_Destratification Fans (HVLS)_A_Technical Potential | F1 | Commercial | Interruptible - Miscellaneous | Existing | Space Heating | Natural Gas | Destratification Fans (HVLS) | A | Integrated Unit Energy Savings (kWh or therms) | Technical Potential | 0 | 0 | 760.257 | 750.6442 | 739.3112 | 727.0272 | 713.577 | 698.7095 | 682.3627 | 664.5579 | 645.4432 | 625.3469 | 605.1325 | 585.1266 | 565.7393 | 547.4441 | 530.7708 | 516.4309 | 504.4749 | 494.1604 | 485.8248 | 478.0494 | 472.6109 | 467.3518 | 462.253 | 457.4994 | 452.8968
F2_Commercial_Interruptible - Miscellaneous_Existing_Space Heating_Natural Gas_Destratification Fans (HVLS)_A_Technical Potential | F2 | Commercial | Interruptible - Miscellaneous | Existing | Space Heating | Natural Gas | Destratification Fans (HVLS) | A | Integrated Unit Summer Peak Savings (kW) | Technical Potential | 0 | 0 | 0 | 0 | 0 | 0 | 0 | 0 | 0 | 0 | 0 | 0 | 0 | 0 | 0 | 0 | 0 | 0 | 0 | 0 | 0 | 0 | 0 | 0 | 0 | 0 | 0
F3_Commercial_Interruptible - Miscellaneous_Existing_Space Heating_Natural Gas_Destratification Fans (HVLS)_A_Technical Potential | F3 | Commercial | Interruptible - Miscellaneous | Existing | Space Heating | Natural Gas | Destratification Fans (HVLS) | A | Integrated Unit Winter Peak Savings (kW) | Technical Potential | 0 | 0 | 0 | 0 | 0 | 0 | 0 | 0 | 0 | 0 | 0 | 0 | 0 | 0 | 0 | 0 | 0 | 0 | 0 | 0 | 0 | 0 | 0 | 0 | 0 | 0 | 0
F4_Commercial_Interruptible - Miscellaneous_Existing_Space Heating_Natural Gas_Destratification Fans (HVLS)_A_Technical Potential | F4 | Commercial | Interruptible - Miscellaneous | Existing | Space Heating | Natural Gas | Destratification Fans (HVLS) | A | Incremental Energy Savings (MWh or mTherms) | Technical Potential | 0 | 0 | 0.00632 | 0.012809 | 0.012615 | 0.012406 | 0.012176 | 0.011922 | 0.011643 | 0.01134 | 0.011013 | 0.010671 | 0.010326 | 0.0099842 | 0.0096534 | 0.0093413 | 0.0090567 | 0.004519 | 1.7502e-18 | 1.3716e-17 | 0 | 0 | 0 | 0 | 0 | 0 | 0
F5_Commercial_Interruptible - Miscellaneous_Existing_Space Heating_Natural Gas_Destratification Fans (HVLS)_A_Technical Potential | F5 | Commercial | Interruptible - Miscellaneous | Existing | Space Heating | Natural Gas | Destratification Fans (HVLS) | A | Incremental Summer Peak Savings (MW) | Technical Potential | 0 | 0 | 0 | 0 | 0 | 0 | 0 | 0 | 0 | 0 | 0 | 0 | 0 | 0 | 0 | 0 | 0 | 0 | 0 | 0 | 0 | 0 | 0 | 0 | 0 | 0 | 0
F6_Commercial_Interruptible - Miscellaneous_Existing_Space Heating_Natural Gas_Destratification Fans (HVLS)_A_Technical Potential | F6 | Commercial | Interruptible - Miscellaneous | Existing | Space Heating | Natural Gas | Destratification Fans (HVLS) | A | Incremental Winter Peak Savings (MW) | Technical Potential | 0 | 0 | 0 | 0 | 0 | 0 | 0 | 0 | 0 | 0 | 0 | 0 | 0 | 0 | 0 | 0 | 0 | 0 | 0 | 0 | 0 | 0 | 0 | 0 | 0 | 0 | 0
F7_Commercial_Interruptible - Miscellaneous_Existing_Space Heating_Natural Gas_Destratification Fans (HVLS)_A_Technical Potential | F7 | Commercial | Interruptible - Miscellaneous | Existing | Space Heating | Natural Gas | Destratification Fans (HVLS) | A | Cumulative Energy Savings (MWh or mTherms) | Technical Potential | 0 | 0 | 0.00632 | 0.019049 | 0.031376 | 0.04326 | 0.054636 | 0.06542 | 0.075533 | 0.084902 | 0.093473 | 0.10123 | 0.10829 | 0.11469 | 0.12054 | 0.12599 | 0.13121 | 0.13218 | 0.12912 | 0.12648 | 0.12435 | 0.12236 | 0.12097 | 0.11962 | 0.11831 | 0.1171 | 0.11592
F8_Commercial_Interruptible - Miscellaneous_Existing_Space Heating_Natural Gas_Destratification Fans (HVLS)_A_Technical Potential | F8 | Commercial | Interruptible - Miscellaneous | Existing | Space Heating | Natural Gas | Destratification Fans (HVLS) | A | Cumulative Summer Peak Savings (MW) | Technical Potential | 0 | 0 | 0 | 0 | 0 | 0 | 0 | 0 | 0 | 0 | 0 | 0 | 0 | 0 | 0 | 0 | 0 | 0 | 0 | 0 | 0 | 0 | 0 | 0 | 0 | 0 | 0
F9_Commercial_Interruptible - Miscellaneous_Existing_Space Heating_Natural Gas_Destratification Fans (HVLS)_A_Technical Potential | F9 | Commercial | Interruptible - Miscellaneous | Existing | Space Heating | Natural Gas | Destratification Fans (HVLS) | A | Cumulative Winter Peak Savings (MW) | Technical Potential | 0 | 0 | 0 | 0 | 0 | 0 | 0 | 0 | 0 | 0 | 0 | 0 | 0 | 0 | 0 | 0 | 0 | 0 | 0 | 0 | 0 | 0 | 0 | 0 | 0 | 0 | 0
F10_Commercial_Interruptible - Miscellaneous_Existing_Space Heating_Natural Gas_Destratification Fans (HVLS)_A_Technical Potential | F10 | Commercial | Interruptible - Miscellaneous | Existing | Space Heating | Natural Gas | Destratification Fans (HVLS) | A | Purchases (Incremental) | Technical Potential | 0 | 0 | 0.0083129 | 0.017063 | 0.017063 | 0.017063 | 0.017063 | 0.017063 | 0.017063 | 0.017063 | 0.017063 | 0.017063 | 0.017063 | 0.017063 | 0.017063 | 0.017063 | 0.017063 | 0.0087505 | 3.4694e-18 | 2.7756e-17 | 0 | 0 | 0 | 0 | 0 | 0 | 0
F11_Commercial_Interruptible - Miscellaneous_Existing_Space Heating_Natural Gas_Destratification Fans (HVLS)_A_Technical Potential | F11 | Commercial | Interruptible - Miscellaneous | Existing | Space Heating | Natural Gas | Destratification Fans (HVLS) | A | Purchases (Cumulative) | Technical Potential | 0 | 0 | 0.0083129 | 0.025376 | 0.04244 | 0.059503 | 0.076566 | 0.09363 | 0.11069 | 0.12776 | 0.14482 | 0.16188 | 0.17895 | 0.19601 | 0.21307 | 0.23014 | 0.2472 | 0.25595 | 0.25595 | 0.25595 | 0.25595 | 0.25595 | 0.25595 | 0.25595 | 0.25595 | 0.25595 | 0.25595
F1_Commercial_Interruptible - Miscellaneous_Existing_Space Heating_Natural Gas_Gas Boiler - Maintenance_A_Technical Potential | F1 | Commercial | Interruptible - Miscellaneous | Existing | Space Heating | Natural Gas | Gas Boiler - Maintenance | A | Integrated Unit Energy Savings (kWh or therms) | Technical Potential | 0 | 0 | 0.27544 | 0.26985 | 0.26353 | 0.25739 | 0.25129 | 0.24471 | 0.23752 | 0.22974 | 0.22148 | 0.21293 | 0.20439 | 0.19603 | 0.18805 | 0.18068 | 0.17415 | 0.16871 | 0.16435 | 0.16071 | 0.15793 | 0.15537 | 0.15388 | 0.15242 | 0.15098 | 0.14964 | 0.14834
F2_Commercial_Interruptible - Miscellaneous_Existing_Space Heating_Natural Gas_Gas Boiler - Maintenance_A_Technical Potential | F2 | Commercial | Interruptible - Miscellaneous | Existing | Space Heating | Natural Gas | Gas Boiler - Maintenance | A | Integrated Unit Summer Peak Savings (kW) | Technical Potential | 0 | 0 | 0 | 0 | 0 | 0 | 0 | 0 | 0 | 0 | 0 | 0 | 0 | 0 | 0 | 0 | 0 | 0 | 0 | 0 | 0 | 0 | 0 | 0 | 0 | 0 | 0
F3_Commercial_Interruptible - Miscellaneous_Existing_Space Heating_Natural Gas_Gas Boiler - Maintenance_A_Technical Potential | F3 | Commercial | Interruptible - Miscellaneous | Existing | Space Heating | Natural Gas | Gas Boiler - Maintenance | A | Integrated Unit Winter Peak Savings (kW) | Technical Potential | 0 | 0 | 0 | 0 | 0 | 0 | 0 | 0 | 0 | 0 | 0 | 0 | 0 | 0 | 0 | 0 | 0 | 0 | 0 | 0 | 0 | 0 | 0 | 0 | 0 | 0 | 0
F4_Commercial_Interruptible - Miscellaneous_Existing_Space Heating_Natural Gas_Gas Boiler - Maintenance_A_Technical Potential | F4 | Commercial | Interruptible - Miscellaneous | Existing | Space Heating | Natural Gas | Gas Boiler - Maintenance | A | Incremental Energy Savings (MWh or mTherms) | Technical Potential | 0 | 0 | 0.0048011 | 0.0047036 | 0.0045935 | 3.6578e-18 | 1.7855e-18 | 0 | 0 | 0 | 0 | 0 | 0 | 0 | 0 | 0 | 0 | 0 | 0 | 0 | 0 | 0 | 0 | 0 | 0 | 0 | 0
F5_Commercial_Interruptible - Miscellaneous_Existing_Space Heating_Natural Gas_Gas Boiler - Maintenance_A_Technical Potential | F5 | Commercial | Interruptible - Miscellaneous | Existing | Space Heating | Natural Gas | Gas Boiler - Maintenance | A | Incremental Summer Peak Savings (MW) | Technical Potential | 0 | 0 | 0 | 0 | 0 | 0 | 0 | 0 | 0 | 0 | 0 | 0 | 0 | 0 | 0 | 0 | 0 | 0 | 0 | 0 | 0 | 0 | 0 | 0 | 0 | 0 | 0
F6_Commercial_Interruptible - Miscellaneous_Existing_Space Heating_Natural Gas_Gas Boiler - Maintenance_A_Technical Potential | F6 | Commercial | Interruptible - Miscellaneous | Existing | Space Heating | Natural Gas | Gas Boiler - Maintenance | A | Incremental Winter Peak Savings (MW) | Technical Potential | 0 | 0 | 0 | 0 | 0 | 0 | 0 | 0 | 0 | 0 | 0 | 0 | 0 | 0 | 0 | 0 | 0 | 0 | 0 | 0 | 0 | 0 | 0 | 0 | 0 | 0 | 0
F7_Commercial_Interruptible - Miscellaneous_Existing_Space Heating_Natural Gas_Gas Boiler - Maintenance_A_Technical Potential | F7 | Commercial | Interruptible - Miscellaneous | Existing | Space Heating | Natural Gas | Gas Boiler - Maintenance | A | Cumulative Energy Savings (MWh or mTherms) | Technical Potential | 0 | 0 | 0.0048011 | 0.0094072 | 0.013781 | 0.013459 | 0.01314 | 0.012796 | 0.012421 | 0.012014 | 0.011582 | 0.011135 | 0.010688 | 0.010251 | 0.0098335 | 0.0094483 | 0.0091068 | 0.0088219 | 0.008594 | 0.0084038 | 0.0082587 | 0.0081248 | 0.0080465 | 0.0079701 | 0.0078952 | 0.0078252 | 0.0077567
F8_Commercial_Interruptible - Miscellaneous_Existing_Space Heating_Natural Gas_Gas Boiler - Maintenance_A_Technical Potential | F8 | Commercial | Interruptible - Miscellaneous | Existing | Space Heating | Natural Gas | Gas Boiler - Maintenance | A | Cumulative Summer Peak Savings (MW) | Technical Potential | 0 | 0 | 0 | 0 | 0 | 0 | 0 | 0 | 0 | 0 | 0 | 0 | 0 | 0 | 0 | 0 | 0 | 0 | 0 | 0 | 0 | 0 | 0 | 0 | 0 | 0 | 0
F9_Commercial_Interruptible - Miscellaneous_Existing_Space Heating_Natural Gas_Gas Boiler - Maintenance_A_Technical Potential | F9 | Commercial | Interruptible - Miscellaneous | Existing | Space Heating | Natural Gas | Gas Boiler - Maintenance | A | Cumulative Winter Peak Savings (MW) | Technical Potential | 0 | 0 | 0 | 0 | 0 | 0 | 0 | 0 | 0 | 0 | 0 | 0 | 0 | 0 | 0 | 0 | 0 | 0 | 0 | 0 | 0 | 0 | 0 | 0 | 0 | 0 | 0
F10_Commercial_Interruptible - Miscellaneous_Existing_Space Heating_Natural Gas_Gas Boiler - Maintenance_A_Technical Potential | F10 | Commercial | Interruptible - Miscellaneous | Existing | Space Heating | Natural Gas | Gas Boiler - Maintenance | A | Purchases (Incremental) | Technical Potential | 0 | 0 | 17.4306 | 17.4306 | 17.4306 | 1.4211e-14 | 7.1054e-15 | 0 | 0 | 0 | 0 | 0 | 0 | 0 | 0 | 0 | 0 | 0 | 0 | 0 | 0 | 0 | 0 | 0 | 0 | 0 | 0
F11_Commercial_Interruptible - Miscellaneous_Existing_Space Heating_Natural Gas_Gas Boiler - Maintenance_A_Technical Potential | F11 | Commercial | Interruptible - Miscellaneous | Existing | Space Heating | Natural Gas | Gas Boiler - Maintenance | A | Purchases (Cumulative) | Technical Potential | 0 | 0 | 17.4306 | 34.8612 | 52.2918 | 52.2918 | 52.2918 | 52.2918 | 52.2918 | 52.2918 | 52.2918 | 52.2918 | 52.2918 | 52.2918 | 52.2918 | 52.2918 | 52.2918 | 52.2918 | 52.2918 | 52.2918 | 52.2918 | 52.2918 | 52.2918 | 52.2918 | 52.2918 | 52.2918 | 52.2918
F1_Commercial_Interruptible - Miscellaneous_Existing_Space Heating_Natural Gas_Gas Furnace - Maintenance_A_Technical Potential | F1 | Commercial | Interruptible - Miscellaneous | Existing | Space Heating | Natural Gas | Gas Furnace - Maintenance | A | Integrated Unit Energy Savings (kWh or therms) | Technical Potential | 0 | 0 | 0.17398 | 0.17148 | 0.16854 | 0.16533 | 0.16181 | 0.15802 | 0.15389 | 0.14944 | 0.14474 | 0.13989 | 0.13505 | 0.13027 | 0.12564 | 0.12128 | 0.11729 | 0.11383 | 0.11091 | 0.10838 | 0.1063 | 0.10436 | 0.10302 | 0.10173 | 0.1005 | 0.099346 | 0.098238
F2_Commercial_Interruptible - Miscellaneous_Existing_Space Heating_Natural Gas_Gas Furnace - Maintenance_A_Technical Potential | F2 | Commercial | Interruptible - Miscellaneous | Existing | Space Heating | Natural Gas | Gas Furnace - Maintenance | A | Integrated Unit Summer Peak Savings (kW) | Technical Potential | 0 | 0 | 0 | 0 | 0 | 0 | 0 | 0 | 0 | 0 | 0 | 0 | 0 | 0 | 0 | 0 | 0 | 0 | 0 | 0 | 0 | 0 | 0 | 0 | 0 | 0 | 0
F3_Commercial_Interruptible - Miscellaneous_Existing_Space Heating_Natural Gas_Gas Furnace - Maintenance_A_Technical Potential | F3 | Commercial | Interruptible - Miscellaneous | Existing | Space Heating | Natural Gas | Gas Furnace - Maintenance | A | Integrated Unit Winter Peak Savings (kW) | Technical Potential | 0 | 0 | 0 | 0 | 0 | 0 | 0 | 0 | 0 | 0 | 0 | 0 | 0 | 0 | 0 | 0 | 0 | 0 | 0 | 0 | 0 | 0 | 0 | 0 | 0 | 0 | 0
F4_Commercial_Interruptible - Miscellaneous_Existing_Space Heating_Natural Gas_Gas Furnace - Maintenance_A_Technical Potential | F4 | Commercial | Interruptible - Miscellaneous | Existing | Space Heating | Natural Gas | Gas Furnace - Maintenance | A | Incremental Energy Savings (MWh or mTherms) | Technical Potential | 0 | 0 | 0.006423 | 0.0063308 | 0.0062221 | 1.1747e-18 | 0 | 0 | 0 | 0 | 0 | 0 | 0 | 0 | 0 | 0 | 0 | 0 | 0 | 0 | 0 | 0 | 0 | 0 | 0 | 0 | 0
F5_Commercial_Interruptible - Miscellaneous_Existing_Space Heating_Natural Gas_Gas Furnace - Maintenance_A_Technical Potential | F5 | Commercial | Interruptible - Miscellaneous | Existing | Space Heating | Natural Gas | Gas Furnace - Maintenance | A | Incremental Summer Peak Savings (MW) | Technical Potential | 0 | 0 | 0 | 0 | 0 | 0 | 0 | 0 | 0 | 0 | 0 | 0 | 0 | 0 | 0 | 0 | 0 | 0 | 0 | 0 | 0 | 0 | 0 | 0 | 0 | 0 | 0
F6_Commercial_Interruptible - Miscellaneous_Existing_Space Heating_Natural Gas_Gas Furnace - Maintenance_A_Technical Potential | F6 | Commercial | Interruptible - Miscellaneous | Existing | Space Heating | Natural Gas | Gas Furnace - Maintenance | A | Incremental Winter Peak Savings (MW) | Technical Potential | 0 | 0 | 0 | 0 | 0 | 0 | 0 | 0 | 0 | 0 | 0 | 0 | 0 | 0 | 0 | 0 | 0 | 0 | 0 | 0 | 0 | 0 | 0 | 0 | 0 | 0 | 0
F7_Commercial_Interruptible - Miscellaneous_Existing_Space Heating_Natural Gas_Gas Furnace - Maintenance_A_Technical Potential | F7 | Commercial | Interruptible - Miscellaneous | Existing | Space Heating | Natural Gas | Gas Furnace - Maintenance | A | Cumulative Energy Savings (MWh or mTherms) | Technical Potential | 0 | 0 | 0.006423 | 0.012662 | 0.018666 | 0.018311 | 0.017921 | 0.017501 | 0.017043 | 0.016551 | 0.016031 | 0.015494 | 0.014957 | 0.014428 | 0.013916 | 0.013432 | 0.01299 | 0.012607 | 0.012284 | 0.012003 | 0.011773 | 0.011558 | 0.01141 | 0.011267 | 0.01113 | 0.011003 | 0.01088
F8_Commercial_Interruptible - Miscellaneous_Existing_Space Heating_Natural Gas_Gas Furnace - Maintenance_A_Technical Potential | F8 | Commercial | Interruptible - Miscellaneous | Existing | Space Heating | Natural Gas | Gas Furnace - Maintenance | A | Cumulative Summer Peak Savings (MW) | Technical Potential | 0 | 0 | 0 | 0 | 0 | 0 | 0 | 0 | 0 | 0 | 0 | 0 | 0 | 0 | 0 | 0 | 0 | 0 | 0 | 0 | 0 | 0 | 0 | 0 | 0 | 0 | 0
F9_Commercial_Interruptible - Miscellaneous_Existing_Space Heating_Natural Gas_Gas Furnace - Maintenance_A_Technical Potential | F9 | Commercial | Interruptible - Miscellaneous | Existing | Space Heating | Natural Gas | Gas Furnace - Maintenance | A | Cumulative Winter Peak Savings (MW) | Technical Potential | 0 | 0 | 0 | 0 | 0 | 0 | 0 | 0 | 0 | 0 | 0 | 0 | 0 | 0 | 0 | 0 | 0 | 0 | 0 | 0 | 0 | 0 | 0 | 0 | 0 | 0 | 0
F10_Commercial_Interruptible - Miscellaneous_Existing_Space Heating_Natural Gas_Gas Furnace - Maintenance_A_Technical Potential | F10 | Commercial | Interruptible - Miscellaneous | Existing | Space Heating | Natural Gas | Gas Furnace - Maintenance | A | Purchases (Incremental) | Technical Potential | 0 | 0 | 36.918 | 36.918 | 36.918 | 7.1054e-15 | 0 | 0 | 0 | 0 | 0 | 0 | 0 | 0 | 0 | 0 | 0 | 0 | 0 | 0 | 0 | 0 | 0 | 0 | 0 | 0 | 0
F11_Commercial_Interruptible - Miscellaneous_Existing_Space Heating_Natural Gas_Gas Furnace - Maintenance_A_Technical Potential | F11 | Commercial | Interruptible - Miscellaneous | Existing | Space Heating | Natural Gas | Gas Furnace - Maintenance | A | Purchases (Cumulative) | Technical Potential | 0 | 0 | 36.918 | 73.8359 | 110.7539 | 110.7539 | 110.7539 | 110.7539 | 110.7539 | 110.7539 | 110.7539 | 110.7539 | 110.7539 | 110.7539 | 110.7539 | 110.7539 | 110.7539 | 110.7539 | 110.7539 | 110.7539 | 110.7539 | 110.7539 | 110.7539 | 110.7539 | 110.7539 | 110.7539 | 110.7539
F1_Commercial_Interruptible - Miscellaneous_Existing_Space Heating_Natural Gas_Gas Boiler - Hot Water Reset_A_Technical Potential | F1 | Commercial | Interruptible - Miscellaneous | Existing | Space Heating | Natural Gas | Gas Boiler - Hot Water Reset | A | Integrated Unit Energy Savings (kWh or therms) | Technical Potential | 0 | 0 | 493.6705 | 489.9511 | 485.8178 | 481.6687 | 477.5057 | 473.3303 | 469.1437 | 464.9466 | 460.7438 | 456.5397 | 452.3385 | 448.1437 | 443.9587 | 439.7866 | 435.6303 | 431.4936 | 427.3789 | 423.3486 | 419.3991 | 415.5313 | 411.5752 | 407.7072 | 403.9162 | 400.3689 | 396.9007
F2_Commercial_Interruptible - Miscellaneous_Existing_Space Heating_Natural Gas_Gas Boiler - Hot Water Reset_A_Technical Potential | F2 | Commercial | Interruptible - Miscellaneous | Existing | Space Heating | Natural Gas | Gas Boiler - Hot Water Reset | A | Integrated Unit Summer Peak Savings (kW) | Technical Potential | 0 | 0 | 0 | 0 | 0 | 0 | 0 | 0 | 0 | 0 | 0 | 0 | 0 | 0 | 0 | 0 | 0 | 0 | 0 | 0 | 0 | 0 | 0 | 0 | 0 | 0 | 0
F3_Commercial_Interruptible - Miscellaneous_Existing_Space Heating_Natural Gas_Gas Boiler - Hot Water Reset_A_Technical Potential | F3 | Commercial | Interruptible - Miscellaneous | Existing | Space Heating | Natural Gas | Gas Boiler - Hot Water Reset | A | Integrated Unit Winter Peak Savings (kW) | Technical Potential | 0 | 0 | 0 | 0 | 0 | 0 | 0 | 0 | 0 | 0 | 0 | 0 | 0 | 0 | 0 | 0 | 0 | 0 | 0 | 0 | 0 | 0 | 0 | 0 | 0 | 0 | 0
F4_Commercial_Interruptible - Miscellaneous_Existing_Space Heating_Natural Gas_Gas Boiler - Hot Water Reset_A_Technical Potential | F4 | Commercial | Interruptible - Miscellaneous | Existing | Space Heating | Natural Gas | Gas Boiler - Hot Water Reset | A | Incremental Energy Savings (MWh or mTherms) | Technical Potential | 0 | 0 | 0.0098343 | 0.020034 | 0.019865 | 0.019695 | 0.019525 | 0.019354 | 0.019183 | 0.019012 | 0.01884 | 0.018668 | 0.018496 | 0.018325 | 0.018153 | 0.017983 | 0.017813 | 0.017644 | 0.017476 | 0.017311 | 0.017149 | 0.016991 | 0 | 0 | 0 | 0 | 0
F5_Commercial_Interruptible - Miscellaneous_Existing_Space Heating_Natural Gas_Gas Boiler - Hot Water Reset_A_Technical Potential | F5 | Commercial | Interruptible - Miscellaneous | Existing | Space Heating | Natural Gas | Gas Boiler - Hot Water Reset | A | Incremental Summer Peak Savings (MW) | Technical Potential | 0 | 0 | 0 | 0 | 0 | 0 | 0 | 0 | 0 | 0 | 0 | 0 | 0 | 0 | 0 | 0 | 0 | 0 | 0 | 0 | 0 | 0 | 0 | 0 | 0 | 0 | 0
F6_Commercial_Interruptible - Miscellaneous_Existing_Space Heating_Natural Gas_Gas Boiler - Hot Water Reset_A_Technical Potential | F6 | Commercial | Interruptible - Miscellaneous | Existing | Space Heating | Natural Gas | Gas Boiler - Hot Water Reset | A | Incremental Winter Peak Savings (MW) | Technical Potential | 0 | 0 | 0 | 0 | 0 | 0 | 0 | 0 | 0 | 0 | 0 | 0 | 0 | 0 | 0 | 0 | 0 | 0 | 0 | 0 | 0 | 0 | 0 | 0 | 0 | 0 | 0
F7_Commercial_Interruptible - Miscellaneous_Existing_Space Heating_Natural Gas_Gas Boiler - Hot Water Reset_A_Technical Potential | F7 | Commercial | Interruptible - Miscellaneous | Existing | Space Heating | Natural Gas | Gas Boiler - Hot Water Reset | A | Cumulative Energy Savings (MWh or mTherms) | Technical Potential | 0 | 0 | 0.0098343 | 0.029794 | 0.049408 | 0.068681 | 0.087613 | 0.1062 | 0.12445 | 0.14234 | 0.1599 | 0.17711 | 0.19397 | 0.2105 | 0.22669 | 0.24254 | 0.25806 | 0.27325 | 0.28812 | 0.30272 | 0.31704 | 0.33111 | 0.32796 | 0.32487 | 0.32185 | 0.31903 | 0.31626
F8_Commercial_Interruptible - Miscellaneous_Existing_Space Heating_Natural Gas_Gas Boiler - Hot Water Reset_A_Technical Potential | F8 | Commercial | Interruptible - Miscellaneous | Existing | Space Heating | Natural Gas | Gas Boiler - Hot Water Reset | A | Cumulative Summer Peak Savings (MW) | Technical Potential | 0 | 0 | 0 | 0 | 0 | 0 | 0 | 0 | 0 | 0 | 0 | 0 | 0 | 0 | 0 | 0 | 0 | 0 | 0 | 0 | 0 | 0 | 0 | 0 | 0 | 0 | 0
F9_Commercial_Interruptible - Miscellaneous_Existing_Space Heating_Natural Gas_Gas Boiler - Hot Water Reset_A_Technical Potential | F9 | Commercial | Interruptible - Miscellaneous | Existing | Space Heating | Natural Gas | Gas Boiler - Hot Water Reset | A | Cumulative Winter Peak Savings (MW) | Technical Potential | 0 | 0 | 0 | 0 | 0 | 0 | 0 | 0 | 0 | 0 | 0 | 0 | 0 | 0 | 0 | 0 | 0 | 0 | 0 | 0 | 0 | 0 | 0 | 0 | 0 | 0 | 0
F10_Commercial_Interruptible - Miscellaneous_Existing_Space Heating_Natural Gas_Gas Boiler - Hot Water Reset_A_Technical Potential | F10 | Commercial | Interruptible - Miscellaneous | Existing | Space Heating | Natural Gas | Gas Boiler - Hot Water Reset | A | Purchases (Incremental) | Technical Potential | 0 | 0 | 0.019921 | 0.04089 | 0.04089 | 0.04089 | 0.04089 | 0.04089 | 0.04089 | 0.04089 | 0.04089 | 0.04089 | 0.04089 | 0.04089 | 0.04089 | 0.04089 | 0.04089 | 0.04089 | 0.04089 | 0.04089 | 0.04089 | 0.04089 | 0 | 0 | 0 | 0 | 0
F11_Commercial_Interruptible - Miscellaneous_Existing_Space Heating_Natural Gas_Gas Boiler - Hot Water Reset_A_Technical Potential | F11 | Commercial | Interruptible - Miscellaneous | Existing | Space Heating | Natural Gas | Gas Boiler - Hot Water Reset | A | Purchases (Cumulative) | Technical Potential | 0 | 0 | 0.019921 | 0.060811 | 0.1017 | 0.14259 | 0.18348 | 0.22437 | 0.26526 | 0.30615 | 0.34704 | 0.38793 | 0.42882 | 0.46971 | 0.5106 | 0.55149 | 0.59238 | 0.63327 | 0.67416 | 0.71505 | 0.75594 | 0.79683 | 0.79683 | 0.79683 | 0.79683 | 0.79683 | 0.79683
F1_Commercial_Interruptible - Miscellaneous_Existing_Space Heating_Natural Gas_Gas Boiler - Steam Trap Replacement_A_Technical Potential | F1 | Commercial | Interruptible - Miscellaneous | Existing | Space Heating | Natural Gas | Gas Boiler - Steam Trap Replacement | A | Integrated Unit Energy Savings (kWh or therms) | Technical Potential | 0 | 0 | 79.0686 | 78.3659 | 77.5567 | 76.7108 | 75.8168 | 74.8633 | 73.8404 | 72.742 | 71.5682 | 70.3276 | 69.038 | 67.7269 | 66.4285 | 65.1787 | 64.0095 | 62.9668 | 62.0576 | 61.2419 | 60.5351 | 59.8648 | 59.2928 | 58.7337 | 58.1858 | 57.6732 | 57.1721
F2_Commercial_Interruptible - Miscellaneous_Existing_Space Heating_Natural Gas_Gas Boiler - Steam Trap Replacement_A_Technical Potential | F2 | Commercial | Interruptible - Miscellaneous | Existing | Space Heating | Natural Gas | Gas Boiler - Steam Trap Replacement | A | Integrated Unit Summer Peak Savings (kW) | Technical Potential | 0 | 0 | 0 | 0 | 0 | 0 | 0 | 0 | 0 | 0 | 0 | 0 | 0 | 0 | 0 | 0 | 0 | 0 | 0 | 0 | 0 | 0 | 0 | 0 | 0 | 0 | 0
F3_Commercial_Interruptible - Miscellaneous_Existing_Space Heating_Natural Gas_Gas Boiler - Steam Trap Replacement_A_Technical Potential | F3 | Commercial | Interruptible - Miscellaneous | Existing | Space Heating | Natural Gas | Gas Boiler - Steam Trap Replacement | A | Integrated Unit Winter Peak Savings (kW) | Technical Potential | 0 | 0 | 0 | 0 | 0 | 0 | 0 | 0 | 0 | 0 | 0 | 0 | 0 | 0 | 0 | 0 | 0 | 0 | 0 | 0 | 0 | 0 | 0 | 0 | 0 | 0 | 0
F4_Commercial_Interruptible - Miscellaneous_Existing_Space Heating_Natural Gas_Gas Boiler - Steam Trap Replacement_A_Technical Potential | F4 | Commercial | Interruptible - Miscellaneous | Existing | Space Heating | Natural Gas | Gas Boiler - Steam Trap Replacement | A | Incremental Energy Savings (MWh or mTherms) | Technical Potential | 0 | 0 | 0.0026252 | 0.0053406 | 0.0052855 | 0.0052278 | 0.0051669 | 0.0051019 | 0.0025806 | 2.019e-18 | 0 | 0 | 9.581e-19 | 0 | 0 | 9.0454e-18 | 0 | 7.8646e-18 | 0 | 7.6491e-18 | 0 | 0 | 0 | 0 | 0 | 0 | 0
F5_Commercial_Interruptible - Miscellaneous_Existing_Space Heating_Natural Gas_Gas Boiler - Steam Trap Replacement_A_Technical Potential | F5 | Commercial | Interruptible - Miscellaneous | Existing | Space Heating | Natural Gas | Gas Boiler - Steam Trap Replacement | A | Incremental Summer Peak Savings (MW) | Technical Potential | 0 | 0 | 0 | 0 | 0 | 0 | 0 | 0 | 0 | 0 | 0 | 0 | 0 | 0 | 0 | 0 | 0 | 0 | 0 | 0 | 0 | 0 | 0 | 0 | 0 | 0 | 0
F6_Commercial_Interruptible - Miscellaneous_Existing_Space Heating_Natural Gas_Gas Boiler - Steam Trap Replacement_A_Technical Potential | F6 | Commercial | Interruptible - Miscellaneous | Existing | Space Heating | Natural Gas | Gas Boiler - Steam Trap Replacement | A | Incremental Winter Peak Savings (MW) | Technical Potential | 0 | 0 | 0 | 0 | 0 | 0 | 0 | 0 | 0 | 0 | 0 | 0 | 0 | 0 | 0 | 0 | 0 | 0 | 0 | 0 | 0 | 0 | 0 | 0 | 0 | 0 | 0
F7_Commercial_Interruptible - Miscellaneous_Existing_Space Heating_Natural Gas_Gas Boiler - Steam Trap Replacement_A_Technical Potential | F7 | Commercial | Interruptible - Miscellaneous | Existing | Space Heating | Natural Gas | Gas Boiler - Steam Trap Replacement | A | Cumulative Energy Savings (MWh or mTherms) | Technical Potential | 0 | 0 | 0.0026252 | 0.0079425 | 0.013146 | 0.01823 | 0.023185 | 0.027995 | 0.030193 | 0.029744 | 0.029264 | 0.028757 | 0.02823 | 0.027694 | 0.027163 | 0.026652 | 0.026173 | 0.025747 | 0.025375 | 0.025042 | 0.024753 | 0.024479 | 0.024245 | 0.024016 | 0.023792 | 0.023583 | 0.023378
F8_Commercial_Interruptible - Miscellaneous_Existing_Space Heating_Natural Gas_Gas Boiler - Steam Trap Replacement_A_Technical Potential | F8 | Commercial | Interruptible - Miscellaneous | Existing | Space Heating | Natural Gas | Gas Boiler - Steam Trap Replacement | A | Cumulative Summer Peak Savings (MW) | Technical Potential | 0 | 0 | 0 | 0 | 0 | 0 | 0 | 0 | 0 | 0 | 0 | 0 | 0 | 0 | 0 | 0 | 0 | 0 | 0 | 0 | 0 | 0 | 0 | 0 | 0 | 0 | 0
F9_Commercial_Interruptible - Miscellaneous_Existing_Space Heating_Natural Gas_Gas Boiler - Steam Trap Replacement_A_Technical Potential | F9 | Commercial | Interruptible - Miscellaneous | Existing | Space Heating | Natural Gas | Gas Boiler - Steam Trap Replacement | A | Cumulative Winter Peak Savings (MW) | Technical Potential | 0 | 0 | 0 | 0 | 0 | 0 | 0 | 0 | 0 | 0 | 0 | 0 | 0 | 0 | 0 | 0 | 0 | 0 | 0 | 0 | 0 | 0 | 0 | 0 | 0 | 0 | 0
F10_Commercial_Interruptible - Miscellaneous_Existing_Space Heating_Natural Gas_Gas Boiler - Steam Trap Replacement_A_Technical Potential | F10 | Commercial | Interruptible - Miscellaneous | Existing | Space Heating | Natural Gas | Gas Boiler - Steam Trap Replacement | A | Purchases (Incremental) | Technical Potential | 0 | 0 | 0.033201 | 0.06815 | 0.06815 | 0.06815 | 0.06815 | 0.06815 | 0.034949 | 2.7756e-17 | 0 | 0 | 1.3878e-17 | 0 | 0 | 1.3878e-16 | 0 | 1.249e-16 | 0 | 1.249e-16 | 0 | 0 | 0 | 0 | 0 | 0 | 0
F11_Commercial_Interruptible - Miscellaneous_Existing_Space Heating_Natural Gas_Gas Boiler - Steam Trap Replacement_A_Technical Potential | F11 | Commercial | Interruptible - Miscellaneous | Existing | Space Heating | Natural Gas | Gas Boiler - Steam Trap Replacement | A | Purchases (Cumulative) | Technical Potential | 0 | 0 | 0.033201 | 0.10135 | 0.1695 | 0.23765 | 0.3058 | 0.37395 | 0.4089 | 0.4089 | 0.4089 | 0.4089 | 0.4089 | 0.4089 | 0.4089 | 0.4089 | 0.4089 | 0.4089 | 0.4089 | 0.4089 | 0.4089 | 0.4089 | 0.4089 | 0.4089 | 0.4089 | 0.4089 | 0.4089
F1_Commercial_Interruptible - Miscellaneous_Existing_Space Heating_Natural Gas_Gas Boiler - High Turndown Burner_A_Technical Potential | F1 | Commercial | Interruptible - Miscellaneous | Existing | Space Heating | Natural Gas | Gas Boiler - High Turndown Burner | A | Integrated Unit Energy Savings (kWh or therms) | Technical Potential | 0 | 0 | 0.46168 | 0.45639 | 0.45034 | 0.44396 | 0.43716 | 0.42982 | 0.42188 | 0.41329 | 0.40405 | 0.39424 | 0.38406 | 0.37375 | 0.36364 | 0.35404 | 0.34523 | 0.33764 | 0.33133 | 0.3258 | 0.32126 | 0.31696 | 0.31393 | 0.31096 | 0.30805 | 0.30533 | 0.30267
F2_Commercial_Interruptible - Miscellaneous_Existing_Space Heating_Natural Gas_Gas Boiler - High Turndown Burner_A_Technical Potential | F2 | Commercial | Interruptible - Miscellaneous | Existing | Space Heating | Natural Gas | Gas Boiler - High Turndown Burner | A | Integrated Unit Summer Peak Savings (kW) | Technical Potential | 0 | 0 | 0 | 0 | 0 | 0 | 0 | 0 | 0 | 0 | 0 | 0 | 0 | 0 | 0 | 0 | 0 | 0 | 0 | 0 | 0 | 0 | 0 | 0 | 0 | 0 | 0
F3_Commercial_Interruptible - Miscellaneous_Existing_Space Heating_Natural Gas_Gas Boiler - High Turndown Burner_A_Technical Potential | F3 | Commercial | Interruptible - Miscellaneous | Existing | Space Heating | Natural Gas | Gas Boiler - High Turndown Burner | A | Integrated Unit Winter Peak Savings (kW) | Technical Potential | 0 | 0 | 0 | 0 | 0 | 0 | 0 | 0 | 0 | 0 | 0 | 0 | 0 | 0 | 0 | 0 | 0 | 0 | 0 | 0 | 0 | 0 | 0 | 0 | 0 | 0 | 0
F4_Commercial_Interruptible - Miscellaneous_Existing_Space Heating_Natural Gas_Gas Boiler - High Turndown Burner_A_Technical Potential | F4 | Commercial | Interruptible - Miscellaneous | Existing | Space Heating | Natural Gas | Gas Boiler - High Turndown Burner | A | Incremental Energy Savings (MWh or mTherms) | Technical Potential | 0 | 0 | 0.0079095 | 0.0096002 | 0.011592 | 0.013266 | 0.0149 | 0.017127 | 0.018442 | 0.018456 | 0.017004 | 0.014261 | 0.010751 | 0.0071801 | 0.0041804 | 0.001901 | 0 | 0 | 0 | 0 | 0 | 0 | 0 | 0 | 0 | 0 | 0
F5_Commercial_Interruptible - Miscellaneous_Existing_Space Heating_Natural Gas_Gas Boiler - High Turndown Burner_A_Technical Potential | F5 | Commercial | Interruptible - Miscellaneous | Existing | Space Heating | Natural Gas | Gas Boiler - High Turndown Burner | A | Incremental Summer Peak Savings (MW) | Technical Potential | 0 | 0 | 0 | 0 | 0 | 0 | 0 | 0 | 0 | 0 | 0 | 0 | 0 | 0 | 0 | 0 | 0 | 0 | 0 | 0 | 0 | 0 | 0 | 0 | 0 | 0 | 0
F6_Commercial_Interruptible - Miscellaneous_Existing_Space Heating_Natural Gas_Gas Boiler - High Turndown Burner_A_Technical Potential | F6 | Commercial | Interruptible - Miscellaneous | Existing | Space Heating | Natural Gas | Gas Boiler - High Turndown Burner | A | Incremental Winter Peak Savings (MW) | Technical Potential | 0 | 0 | 0 | 0 | 0 | 0 | 0 | 0 | 0 | 0 | 0 | 0 | 0 | 0 | 0 | 0 | 0 | 0 | 0 | 0 | 0 | 0 | 0 | 0 | 0 | 0 | 0
F7_Commercial_Interruptible - Miscellaneous_Existing_Space Heating_Natural Gas_Gas Boiler - High Turndown Burner_A_Technical Potential | F7 | Commercial | Interruptible - Miscellaneous | Existing | Space Heating | Natural Gas | Gas Boiler - High Turndown Burner | A | Cumulative Energy Savings (MWh or mTherms) | Technical Potential | 0 | 0 | 0.0079095 | 0.017419 | 0.02878 | 0.041639 | 0.0559 | 0.072089 | 0.089199 | 0.10584 | 0.12048 | 0.13181 | 0.13916 | 0.1426 | 0.14293 | 0.14105 | 0.13754 | 0.13452 | 0.13201 | 0.1298 | 0.12799 | 0.12628 | 0.12507 | 0.12389 | 0.12273 | 0.12165 | 0.12059
F8_Commercial_Interruptible - Miscellaneous_Existing_Space Heating_Natural Gas_Gas Boiler - High Turndown Burner_A_Technical Potential | F8 | Commercial | Interruptible - Miscellaneous | Existing | Space Heating | Natural Gas | Gas Boiler - High Turndown Burner | A | Cumulative Summer Peak Savings (MW) | Technical Potential | 0 | 0 | 0 | 0 | 0 | 0 | 0 | 0 | 0 | 0 | 0 | 0 | 0 | 0 | 0 | 0 | 0 | 0 | 0 | 0 | 0 | 0 | 0 | 0 | 0 | 0 | 0
F9_Commercial_Interruptible - Miscellaneous_Existing_Space Heating_Natural Gas_Gas Boiler - High Turndown Burner_A_Technical Potential | F9 | Commercial | Interruptible - Miscellaneous | Existing | Space Heating | Natural Gas | Gas Boiler - High Turndown Burner | A | Cumulative Winter Peak Savings (MW) | Technical Potential | 0 | 0 | 0 | 0 | 0 | 0 | 0 | 0 | 0 | 0 | 0 | 0 | 0 | 0 | 0 | 0 | 0 | 0 | 0 | 0 | 0 | 0 | 0 | 0 | 0 | 0 | 0
F10_Commercial_Interruptible - Miscellaneous_Existing_Space Heating_Natural Gas_Gas Boiler - High Turndown Burner_A_Technical Potential | F10 | Commercial | Interruptible - Miscellaneous | Existing | Space Heating | Natural Gas | Gas Boiler - High Turndown Burner | A | Purchases (Incremental) | Technical Potential | 0 | 0 | 17.1318 | 21.0352 | 25.7409 | 29.8811 | 34.0832 | 39.8474 | 43.7132 | 44.6561 | 42.083 | 36.1739 | 27.9929 | 19.2109 | 11.496 | 5.3694 | 0 | 0 | 0 | 0 | 0 | 0 | 0 | 0 | 0 | 0 | 0
F11_Commercial_Interruptible - Miscellaneous_Existing_Space Heating_Natural Gas_Gas Boiler - High Turndown Burner_A_Technical Potential | F11 | Commercial | Interruptible - Miscellaneous | Existing | Space Heating | Natural Gas | Gas Boiler - High Turndown Burner | A | Purchases (Cumulative) | Technical Potential | 0 | 0 | 17.1318 | 38.167 | 63.9079 | 93.7891 | 127.8723 | 167.7196 | 211.4328 | 256.0889 | 298.1719 | 334.3459 | 362.3388 | 381.5497 | 393.0457 | 398.4151 | 398.4151 | 398.4151 | 398.4151 | 398.4151 | 398.4151 | 398.4151 | 398.4151 | 398.4151 | 398.4151 | 398.4151 | 398.4151
F1_Commercial_Interruptible - Miscellaneous_Existing_Space Heating_Natural Gas_Gas Boiler - Burner Control Optimization_A_Technical Potential | F1 | Commercial | Interruptible - Miscellaneous | Existing | Space Heating | Natural Gas | Gas Boiler - Burner Control Optimization | A | Integrated Unit Energy Savings (kWh or therms) | Technical Potential | 0 | 0 | 0.13378 | 0.13213 | 0.13022 | 0.12821 | 0.12605 | 0.12371 | 0.12118 | 0.11848 | 0.1156 | 0.11261 | 0.10963 | 0.10667 | 0.10378 | 0.10103 | 0.098518 | 0.096353 | 0.09455 | 0.092972 | 0.091676 | 0.090449 | 0.089582 | 0.088735 | 0.087905 | 0.087128 | 0.086369
F2_Commercial_Interruptible - Miscellaneous_Existing_Space Heating_Natural Gas_Gas Boiler - Burner Control Optimization_A_Technical Potential | F2 | Commercial | Interruptible - Miscellaneous | Existing | Space Heating | Natural Gas | Gas Boiler - Burner Control Optimization | A | Integrated Unit Summer Peak Savings (kW) | Technical Potential | 0 | 0 | 0 | 0 | 0 | 0 | 0 | 0 | 0 | 0 | 0 | 0 | 0 | 0 | 0 | 0 | 0 | 0 | 0 | 0 | 0 | 0 | 0 | 0 | 0 | 0 | 0
F3_Commercial_Interruptible - Miscellaneous_Existing_Space Heating_Natural Gas_Gas Boiler - Burner Control Optimization_A_Technical Potential | F3 | Commercial | Interruptible - Miscellaneous | Existing | Space Heating | Natural Gas | Gas Boiler - Burner Control Optimization | A | Integrated Unit Winter Peak Savings (kW) | Technical Potential | 0 | 0 | 0 | 0 | 0 | 0 | 0 | 0 | 0 | 0 | 0 | 0 | 0 | 0 | 0 | 0 | 0 | 0 | 0 | 0 | 0 | 0 | 0 | 0 | 0 | 0 | 0
F4_Commercial_Interruptible - Miscellaneous_Existing_Space Heating_Natural Gas_Gas Boiler - Burner Control Optimization_A_Technical Potential | F4 | Commercial | Interruptible - Miscellaneous | Existing | Space Heating | Natural Gas | Gas Boiler - Burner Control Optimization | A | Incremental Energy Savings (MWh or mTherms) | Technical Potential | 0 | 0 | 0.00085283 | 0.00045321 | 0.0015111 | 0.0024199 | 0.0036112 | 0.0050761 | 0.0067639 | 0.0085726 | 0.010346 | 0.011885 | 0.012981 | 0.013436 | 0.013126 | 0.012046 | 0.010328 | 0.0082223 | 0.0060308 | 0.0043448 | 0.0017532 | 0.0015348 | 0 | 0 | 0 | 0 | 0
F5_Commercial_Interruptible - Miscellaneous_Existing_Space Heating_Natural Gas_Gas Boiler - Burner Control Optimization_A_Technical Potential | F5 | Commercial | Interruptible - Miscellaneous | Existing | Space Heating | Natural Gas | Gas Boiler - Burner Control Optimization | A | Incremental Summer Peak Savings (MW) | Technical Potential | 0 | 0 | 0 | 0 | 0 | 0 | 0 | 0 | 0 | 0 | 0 | 0 | 0 | 0 | 0 | 0 | 0 | 0 | 0 | 0 | 0 | 0 | 0 | 0 | 0 | 0 | 0
F6_Commercial_Interruptible - Miscellaneous_Existing_Space Heating_Natural Gas_Gas Boiler - Burner Control Optimization_A_Technical Potential | F6 | Commercial | Interruptible - Miscellaneous | Existing | Space Heating | Natural Gas | Gas Boiler - Burner Control Optimization | A | Incremental Winter Peak Savings (MW) | Technical Potential | 0 | 0 | 0 | 0 | 0 | 0 | 0 | 0 | 0 | 0 | 0 | 0 | 0 | 0 | 0 | 0 | 0 | 0 | 0 | 0 | 0 | 0 | 0 | 0 | 0 | 0 | 0
F7_Commercial_Interruptible - Miscellaneous_Existing_Space Heating_Natural Gas_Gas Boiler - Burner Control Optimization_A_Technical Potential | F7 | Commercial | Interruptible - Miscellaneous | Existing | Space Heating | Natural Gas | Gas Boiler - Burner Control Optimization | A | Cumulative Energy Savings (MWh or mTherms) | Technical Potential | 0 | 0 | 0.00085283 | 0.0012955 | 0.0027879 | 0.0051646 | 0.0086889 | 0.013604 | 0.02009 | 0.028214 | 0.037876 | 0.04878 | 0.060471 | 0.072275 | 0.083438 | 0.093278 | 0.10128 | 0.10728 | 0.1113 | 0.11379 | 0.11396 | 0.11397 | 0.11288 | 0.11181 | 0.11076 | 0.10978 | 0.10883
F8_Commercial_Interruptible - Miscellaneous_Existing_Space Heating_Natural Gas_Gas Boiler - Burner Control Optimization_A_Technical Potential | F8 | Commercial | Interruptible - Miscellaneous | Existing | Space Heating | Natural Gas | Gas Boiler - Burner Control Optimization | A | Cumulative Summer Peak Savings (MW) | Technical Potential | 0 | 0 | 0 | 0 | 0 | 0 | 0 | 0 | 0 | 0 | 0 | 0 | 0 | 0 | 0 | 0 | 0 | 0 | 0 | 0 | 0 | 0 | 0 | 0 | 0 | 0 | 0
F9_Commercial_Interruptible - Miscellaneous_Existing_Space Heating_Natural Gas_Gas Boiler - Burner Control Optimization_A_Technical Potential | F9 | Commercial | Interruptible - Miscellaneous | Existing | Space Heating | Natural Gas | Gas Boiler - Burner Control Optimization | A | Cumulative Winter Peak Savings (MW) | Technical Potential | 0 | 0 | 0 | 0 | 0 | 0 | 0 | 0 | 0 | 0 | 0 | 0 | 0 | 0 | 0 | 0 | 0 | 0 | 0 | 0 | 0 | 0 | 0 | 0 | 0 | 0 | 0
F10_Commercial_Interruptible - Miscellaneous_Existing_Space Heating_Natural Gas_Gas Boiler - Burner Control Optimization_A_Technical Potential | F10 | Commercial | Interruptible - Miscellaneous | Existing | Space Heating | Natural Gas | Gas Boiler - Burner Control Optimization | A | Purchases (Incremental) | Technical Potential | 0 | 0 | 6.3746 | 3.4301 | 11.6038 | 18.8752 | 28.6499 | 41.0328 | 55.8159 | 72.3576 | 89.4939 | 105.5346 | 118.4029 | 125.9584 | 126.4843 | 119.2327 | 104.8323 | 85.3355 | 63.7841 | 46.7323 | 19.1239 | 16.9687 | 0 | 0 | 0 | 0 | 0
F11_Commercial_Interruptible - Miscellaneous_Existing_Space Heating_Natural Gas_Gas Boiler - Burner Control Optimization_A_Technical Potential | F11 | Commercial | Interruptible - Miscellaneous | Existing | Space Heating | Natural Gas | Gas Boiler - Burner Control Optimization | A | Purchases (Cumulative) | Technical Potential | 0 | 0 | 6.3746 | 9.8048 | 21.4086 | 40.2838 | 68.9338 | 109.9666 | 165.7825 | 238.1401 | 327.634 | 433.1686 | 551.5715 | 677.5299 | 804.0142 | 923.2469 | 1028.0792 | 1113.4147 | 1177.1988 | 1223.931 | 1243.055 | 1260.0237 | 1260.0237 | 1260.0237 | 1260.0237 | 1260.0237 | 1260.0237
F1_Commercial_Interruptible - Miscellaneous_Existing_Space Heating_Natural Gas_Gas Boiler - Stack Economizer_A_Technical Potential | F1 | Commercial | Interruptible - Miscellaneous | Existing | Space Heating | Natural Gas | Gas Boiler - Stack Economizer | A | Integrated Unit Energy Savings (kWh or therms) | Technical Potential | 0 | 0 | 0.44217 | 0.43563 | 0.42813 | 0.42012 | 0.41148 | 0.40233 | 0.39243 | 0.38187 | 0.37074 | 0.35926 | 0.34781 | 0.33652 | 0.32562 | 0.31537 | 0.30608 | 0.29819 | 0.29173 | 0.28616 | 0.2817 | 0.27751 | 0.27484 | 0.27223 | 0.26968 | 0.26729 | 0.26495
F2_Commercial_Interruptible - Miscellaneous_Existing_Space Heating_Natural Gas_Gas Boiler - Stack Economizer_A_Technical Potential | F2 | Commercial | Interruptible - Miscellaneous | Existing | Space Heating | Natural Gas | Gas Boiler - Stack Economizer | A | Integrated Unit Summer Peak Savings (kW) | Technical Potential | 0 | 0 | 0 | 0 | 0 | 0 | 0 | 0 | 0 | 0 | 0 | 0 | 0 | 0 | 0 | 0 | 0 | 0 | 0 | 0 | 0 | 0 | 0 | 0 | 0 | 0 | 0
F3_Commercial_Interruptible - Miscellaneous_Existing_Space Heating_Natural Gas_Gas Boiler - Stack Economizer_A_Technical Potential | F3 | Commercial | Interruptible - Miscellaneous | Existing | Space Heating | Natural Gas | Gas Boiler - Stack Economizer | A | Integrated Unit Winter Peak Savings (kW) | Technical Potential | 0 | 0 | 0 | 0 | 0 | 0 | 0 | 0 | 0 | 0 | 0 | 0 | 0 | 0 | 0 | 0 | 0 | 0 | 0 | 0 | 0 | 0 | 0 | 0 | 0 | 0 | 0
F4_Commercial_Interruptible - Miscellaneous_Existing_Space Heating_Natural Gas_Gas Boiler - Stack Economizer_A_Technical Potential | F4 | Commercial | Interruptible - Miscellaneous | Existing | Space Heating | Natural Gas | Gas Boiler - Stack Economizer | A | Incremental Energy Savings (MWh or mTherms) | Technical Potential | 0 | 0 | 0.01212 | 0.014662 | 0.017633 | 0.020086 | 0.022439 | 0.025651 | 0.027447 | 0.027284 | 0.024963 | 0.020794 | 0.015578 | 0.010344 | 0.0059892 | 0.0027094 | 0 | 0 | 0 | 0 | 0 | 0 | 0 | 0 | 0 | 0 | 0
F5_Commercial_Interruptible - Miscellaneous_Existing_Space Heating_Natural Gas_Gas Boiler - Stack Economizer_A_Technical Potential | F5 | Commercial | Interruptible - Miscellaneous | Existing | Space Heating | Natural Gas | Gas Boiler - Stack Economizer | A | Incremental Summer Peak Savings (MW) | Technical Potential | 0 | 0 | 0 | 0 | 0 | 0 | 0 | 0 | 0 | 0 | 0 | 0 | 0 | 0 | 0 | 0 | 0 | 0 | 0 | 0 | 0 | 0 | 0 | 0 | 0 | 0 | 0
F6_Commercial_Interruptible - Miscellaneous_Existing_Space Heating_Natural Gas_Gas Boiler - Stack Economizer_A_Technical Potential | F6 | Commercial | Interruptible - Miscellaneous | Existing | Space Heating | Natural Gas | Gas Boiler - Stack Economizer | A | Incremental Winter Peak Savings (MW) | Technical Potential | 0 | 0 | 0 | 0 | 0 | 0 | 0 | 0 | 0 | 0 | 0 | 0 | 0 | 0 | 0 | 0 | 0 | 0 | 0 | 0 | 0 | 0 | 0 | 0 | 0 | 0 | 0
F7_Commercial_Interruptible - Miscellaneous_Existing_Space Heating_Natural Gas_Gas Boiler - Stack Economizer_A_Technical Potential | F7 | Commercial | Interruptible - Miscellaneous | Existing | Space Heating | Natural Gas | Gas Boiler - Stack Economizer | A | Cumulative Energy Savings (MWh or mTherms) | Technical Potential | 0 | 0 | 0.01212 | 0.026603 | 0.043777 | 0.063044 | 0.084188 | 0.10797 | 0.13276 | 0.15647 | 0.17687 | 0.19219 | 0.20164 | 0.20544 | 0.20477 | 0.20104 | 0.19512 | 0.19009 | 0.18597 | 0.18242 | 0.17957 | 0.17691 | 0.1752 | 0.17354 | 0.17191 | 0.17039 | 0.1689
F8_Commercial_Interruptible - Miscellaneous_Existing_Space Heating_Natural Gas_Gas Boiler - Stack Economizer_A_Technical Potential | F8 | Commercial | Interruptible - Miscellaneous | Existing | Space Heating | Natural Gas | Gas Boiler - Stack Economizer | A | Cumulative Summer Peak Savings (MW) | Technical Potential | 0 | 0 | 0 | 0 | 0 | 0 | 0 | 0 | 0 | 0 | 0 | 0 | 0 | 0 | 0 | 0 | 0 | 0 | 0 | 0 | 0 | 0 | 0 | 0 | 0 | 0 | 0
F9_Commercial_Interruptible - Miscellaneous_Existing_Space Heating_Natural Gas_Gas Boiler - Stack Economizer_A_Technical Potential | F9 | Commercial | Interruptible - Miscellaneous | Existing | Space Heating | Natural Gas | Gas Boiler - Stack Economizer | A | Cumulative Winter Peak Savings (MW) | Technical Potential | 0 | 0 | 0 | 0 | 0 | 0 | 0 | 0 | 0 | 0 | 0 | 0 | 0 | 0 | 0 | 0 | 0 | 0 | 0 | 0 | 0 | 0 | 0 | 0 | 0 | 0 | 0
F10_Commercial_Interruptible - Miscellaneous_Existing_Space Heating_Natural Gas_Gas Boiler - Stack Economizer_A_Technical Potential | F10 | Commercial | Interruptible - Miscellaneous | Existing | Space Heating | Natural Gas | Gas Boiler - Stack Economizer | A | Purchases (Incremental) | Technical Potential | 0 | 0 | 27.411 | 33.6563 | 41.1854 | 47.8098 | 54.5331 | 63.7558 | 69.9411 | 71.4498 | 67.3328 | 57.8783 | 44.7887 | 30.7375 | 18.3935 | 8.591 | 0 | 0 | 0 | 0 | 0 | 0 | 0 | 0 | 0 | 0 | 0
F11_Commercial_Interruptible - Miscellaneous_Existing_Space Heating_Natural Gas_Gas Boiler - Stack Economizer_A_Technical Potential | F11 | Commercial | Interruptible - Miscellaneous | Existing | Space Heating | Natural Gas | Gas Boiler - Stack Economizer | A | Purchases (Cumulative) | Technical Potential | 0 | 0 | 27.411 | 61.0672 | 102.2527 | 150.0625 | 204.5956 | 268.3514 | 338.2925 | 409.7423 | 477.0751 | 534.9534 | 579.742 | 610.4795 | 628.8731 | 637.4641 | 637.4641 | 637.4641 | 637.4641 | 637.4641 | 637.4641 | 637.4641 | 637.4641 | 637.4641 | 637.4641 | 637.4641 | 637.4641
F1_Commercial_Interruptible - Miscellaneous_Existing_Space Heating_Natural Gas_Gas Boiler - Thermostatic Radiator Valves_A_Technical Potential | F1 | Commercial | Interruptible - Miscellaneous | Existing | Space Heating | Natural Gas | Gas Boiler - Thermostatic Radiator Valves | A | Integrated Unit Energy Savings (kWh or therms) | Technical Potential | 0 | 0 | 16.6533 | 16.5037 | 16.3318 | 16.1522 | 15.9624 | 15.7602 | 15.5441 | 15.3129 | 15.0658 | 14.8046 | 14.5331 | 14.2571 | 13.9838 | 13.7207 | 13.4745 | 13.255 | 13.0636 | 12.8919 | 12.7431 | 12.6019 | 12.4815 | 12.3638 | 12.2485 | 12.1405 | 12.0351
F2_Commercial_Interruptible - Miscellaneous_Existing_Space Heating_Natural Gas_Gas Boiler - Thermostatic Radiator Valves_A_Technical Potential | F2 | Commercial | Interruptible - Miscellaneous | Existing | Space Heating | Natural Gas | Gas Boiler - Thermostatic Radiator Valves | A | Integrated Unit Summer Peak Savings (kW) | Technical Potential | 0 | 0 | 0 | 0 | 0 | 0 | 0 | 0 | 0 | 0 | 0 | 0 | 0 | 0 | 0 | 0 | 0 | 0 | 0 | 0 | 0 | 0 | 0 | 0 | 0 | 0 | 0
F3_Commercial_Interruptible - Miscellaneous_Existing_Space Heating_Natural Gas_Gas Boiler - Thermostatic Radiator Valves_A_Technical Potential | F3 | Commercial | Interruptible - Miscellaneous | Existing | Space Heating | Natural Gas | Gas Boiler - Thermostatic Radiator Valves | A | Integrated Unit Winter Peak Savings (kW) | Technical Potential | 0 | 0 | 0 | 0 | 0 | 0 | 0 | 0 | 0 | 0 | 0 | 0 | 0 | 0 | 0 | 0 | 0 | 0 | 0 | 0 | 0 | 0 | 0 | 0 | 0 | 0 | 0
F4_Commercial_Interruptible - Miscellaneous_Existing_Space Heating_Natural Gas_Gas Boiler - Thermostatic Radiator Valves_A_Technical Potential | F4 | Commercial | Interruptible - Miscellaneous | Existing | Space Heating | Natural Gas | Gas Boiler - Thermostatic Radiator Valves | A | Incremental Energy Savings (MWh or mTherms) | Technical Potential | 0 | 0 | 0.023026 | 0.046839 | 0.046351 | 0.045841 | 0.045302 | 0.044728 | 0.044115 | 0.043459 | 0.042758 | 0.042016 | 0.041246 | 0.040462 | 0.039687 | 0.03894 | 0.038241 | 0.019292 | 5.8014e-18 | 5.7251e-17 | 0 | 0 | 0 | 0 | 0 | 0 | 0
F5_Commercial_Interruptible - Miscellaneous_Existing_Space Heating_Natural Gas_Gas Boiler - Thermostatic Radiator Valves_A_Technical Potential | F5 | Commercial | Interruptible - Miscellaneous | Existing | Space Heating | Natural Gas | Gas Boiler - Thermostatic Radiator Valves | A | Incremental Summer Peak Savings (MW) | Technical Potential | 0 | 0 | 0 | 0 | 0 | 0 | 0 | 0 | 0 | 0 | 0 | 0 | 0 | 0 | 0 | 0 | 0 | 0 | 0 | 0 | 0 | 0 | 0 | 0 | 0 | 0 | 0
F6_Commercial_Interruptible - Miscellaneous_Existing_Space Heating_Natural Gas_Gas Boiler - Thermostatic Radiator Valves_A_Technical Potential | F6 | Commercial | Interruptible - Miscellaneous | Existing | Space Heating | Natural Gas | Gas Boiler - Thermostatic Radiator Valves | A | Incremental Winter Peak Savings (MW) | Technical Potential | 0 | 0 | 0 | 0 | 0 | 0 | 0 | 0 | 0 | 0 | 0 | 0 | 0 | 0 | 0 | 0 | 0 | 0 | 0 | 0 | 0 | 0 | 0 | 0 | 0 | 0 | 0
F7_Commercial_Interruptible - Miscellaneous_Existing_Space Heating_Natural Gas_Gas Boiler - Thermostatic Radiator Valves_A_Technical Potential | F7 | Commercial | Interruptible - Miscellaneous | Existing | Space Heating | Natural Gas | Gas Boiler - Thermostatic Radiator Valves | A | Cumulative Energy Savings (MWh or mTherms) | Technical Potential | 0 | 0 | 0.023026 | 0.069657 | 0.11528 | 0.15985 | 0.20328 | 0.24543 | 0.28618 | 0.32538 | 0.36289 | 0.39862 | 0.43255 | 0.4648 | 0.49557 | 0.52519 | 0.55401 | 0.56428 | 0.55613 | 0.54882 | 0.54248 | 0.53648 | 0.53135 | 0.52634 | 0.52143 | 0.51683 | 0.51234
F8_Commercial_Interruptible - Miscellaneous_Existing_Space Heating_Natural Gas_Gas Boiler - Thermostatic Radiator Valves_A_Technical Potential | F8 | Commercial | Interruptible - Miscellaneous | Existing | Space Heating | Natural Gas | Gas Boiler - Thermostatic Radiator Valves | A | Cumulative Summer Peak Savings (MW) | Technical Potential | 0 | 0 | 0 | 0 | 0 | 0 | 0 | 0 | 0 | 0 | 0 | 0 | 0 | 0 | 0 | 0 | 0 | 0 | 0 | 0 | 0 | 0 | 0 | 0 | 0 | 0 | 0
F9_Commercial_Interruptible - Miscellaneous_Existing_Space Heating_Natural Gas_Gas Boiler - Thermostatic Radiator Valves_A_Technical Potential | F9 | Commercial | Interruptible - Miscellaneous | Existing | Space Heating | Natural Gas | Gas Boiler - Thermostatic Radiator Valves | A | Cumulative Winter Peak Savings (MW) | Technical Potential | 0 | 0 | 0 | 0 | 0 | 0 | 0 | 0 | 0 | 0 | 0 | 0 | 0 | 0 | 0 | 0 | 0 | 0 | 0 | 0 | 0 | 0 | 0 | 0 | 0 | 0 | 0
F10_Commercial_Interruptible - Miscellaneous_Existing_Space Heating_Natural Gas_Gas Boiler - Thermostatic Radiator Valves_A_Technical Potential | F10 | Commercial | Interruptible - Miscellaneous | Existing | Space Heating | Natural Gas | Gas Boiler - Thermostatic Radiator Valves | A | Purchases (Incremental) | Technical Potential | 0 | 0 | 1.3826 | 2.8381 | 2.8381 | 2.8381 | 2.8381 | 2.8381 | 2.8381 | 2.8381 | 2.8381 | 2.8381 | 2.8381 | 2.8381 | 2.8381 | 2.8381 | 2.8381 | 1.4554 | 4.4409e-16 | 4.4409e-15 | 0 | 0 | 0 | 0 | 0 | 0 | 0
F11_Commercial_Interruptible - Miscellaneous_Existing_Space Heating_Natural Gas_Gas Boiler - Thermostatic Radiator Valves_A_Technical Potential | F11 | Commercial | Interruptible - Miscellaneous | Existing | Space Heating | Natural Gas | Gas Boiler - Thermostatic Radiator Valves | A | Purchases (Cumulative) | Technical Potential | 0 | 0 | 1.3826 | 4.2207 | 7.0588 | 9.8968 | 12.7349 | 15.5729 | 18.411 | 21.249 | 24.0871 | 26.9252 | 29.7632 | 32.6013 | 35.4393 | 38.2774 | 41.1154 | 42.5709 | 42.5709 | 42.5709 | 42.5709 | 42.5709 | 42.5709 | 42.5709 | 42.5709 | 42.5709 | 42.5709
F1_Commercial_Interruptible - Miscellaneous_Existing_Space Heating_Natural Gas_HVAC - Shut Off Damper_A_Technical Potential | F1 | Commercial | Interruptible - Miscellaneous | Existing | Space Heating | Natural Gas | HVAC - Shut Off Damper | A | Integrated Unit Energy Savings (kWh or therms) | Technical Potential | 0 | 0 | 45.9492 | 45.2713 | 44.4818 | 43.6341 | 42.7112 | 41.7238 | 40.6505 | 39.5007 | 38.2893 | 37.0416 | 35.7969 | 34.5714 | 33.3883 | 32.2745 | 31.2605 | 30.389 | 29.6623 | 29.0333 | 28.5212 | 28.0429 | 27.7227 | 27.4131 | 27.113 | 26.8333 | 26.5625
F2_Commercial_Interruptible - Miscellaneous_Existing_Space Heating_Natural Gas_HVAC - Shut Off Damper_A_Technical Potential | F2 | Commercial | Interruptible - Miscellaneous | Existing | Space Heating | Natural Gas | HVAC - Shut Off Damper | A | Integrated Unit Summer Peak Savings (kW) | Technical Potential | 0 | 0 | 0 | 0 | 0 | 0 | 0 | 0 | 0 | 0 | 0 | 0 | 0 | 0 | 0 | 0 | 0 | 0 | 0 | 0 | 0 | 0 | 0 | 0 | 0 | 0 | 0
F3_Commercial_Interruptible - Miscellaneous_Existing_Space Heating_Natural Gas_HVAC - Shut Off Damper_A_Technical Potential | F3 | Commercial | Interruptible - Miscellaneous | Existing | Space Heating | Natural Gas | HVAC - Shut Off Damper | A | Integrated Unit Winter Peak Savings (kW) | Technical Potential | 0 | 0 | 0 | 0 | 0 | 0 | 0 | 0 | 0 | 0 | 0 | 0 | 0 | 0 | 0 | 0 | 0 | 0 | 0 | 0 | 0 | 0 | 0 | 0 | 0 | 0 | 0
F4_Commercial_Interruptible - Miscellaneous_Existing_Space Heating_Natural Gas_HVAC - Shut Off Damper_A_Technical Potential | F4 | Commercial | Interruptible - Miscellaneous | Existing | Space Heating | Natural Gas | HVAC - Shut Off Damper | A | Incremental Energy Savings (MWh or mTherms) | Technical Potential | 0 | 0 | 0.018409 | 0.022269 | 0.026776 | 0.03049 | 0.034042 | 0.038879 | 0.041554 | 0.04125 | 0.037681 | 0.031334 | 0.023433 | 0.015531 | 0.0089759 | 0.0040525 | 0 | 0 | 0 | 0 | 0 | 0 | 0 | 0 | 0 | 0 | 0
F5_Commercial_Interruptible - Miscellaneous_Existing_Space Heating_Natural Gas_HVAC - Shut Off Damper_A_Technical Potential | F5 | Commercial | Interruptible - Miscellaneous | Existing | Space Heating | Natural Gas | HVAC - Shut Off Damper | A | Incremental Summer Peak Savings (MW) | Technical Potential | 0 | 0 | 0 | 0 | 0 | 0 | 0 | 0 | 0 | 0 | 0 | 0 | 0 | 0 | 0 | 0 | 0 | 0 | 0 | 0 | 0 | 0 | 0 | 0 | 0 | 0 | 0
F6_Commercial_Interruptible - Miscellaneous_Existing_Space Heating_Natural Gas_HVAC - Shut Off Damper_A_Technical Potential | F6 | Commercial | Interruptible - Miscellaneous | Existing | Space Heating | Natural Gas | HVAC - Shut Off Damper | A | Incremental Winter Peak Savings (MW) | Technical Potential | 0 | 0 | 0 | 0 | 0 | 0 | 0 | 0 | 0 | 0 | 0 | 0 | 0 | 0 | 0 | 0 | 0 | 0 | 0 | 0 | 0 | 0 | 0 | 0 | 0 | 0 | 0
F7_Commercial_Interruptible - Miscellaneous_Existing_Space Heating_Natural Gas_HVAC - Shut Off Damper_A_Technical Potential | F7 | Commercial | Interruptible - Miscellaneous | Existing | Space Heating | Natural Gas | HVAC - Shut Off Damper | A | Cumulative Energy Savings (MWh or mTherms) | Technical Potential | 0 | 0 | 0.018409 | 0.040406 | 0.066477 | 0.095701 | 0.12772 | 0.16365 | 0.20099 | 0.23656 | 0.26698 | 0.28962 | 0.30332 | 0.30846 | 0.30688 | 0.3007 | 0.29125 | 0.28313 | 0.27636 | 0.2705 | 0.26573 | 0.26127 | 0.25829 | 0.25541 | 0.25261 | 0.25 | 0.24748
F8_Commercial_Interruptible - Miscellaneous_Existing_Space Heating_Natural Gas_HVAC - Shut Off Damper_A_Technical Potential | F8 | Commercial | Interruptible - Miscellaneous | Existing | Space Heating | Natural Gas | HVAC - Shut Off Damper | A | Cumulative Summer Peak Savings (MW) | Technical Potential | 0 | 0 | 0 | 0 | 0 | 0 | 0 | 0 | 0 | 0 | 0 | 0 | 0 | 0 | 0 | 0 | 0 | 0 | 0 | 0 | 0 | 0 | 0 | 0 | 0 | 0 | 0
F9_Commercial_Interruptible - Miscellaneous_Existing_Space Heating_Natural Gas_HVAC - Shut Off Damper_A_Technical Potential | F9 | Commercial | Interruptible - Miscellaneous | Existing | Space Heating | Natural Gas | HVAC - Shut Off Damper | A | Cumulative Winter Peak Savings (MW) | Technical Potential | 0 | 0 | 0 | 0 | 0 | 0 | 0 | 0 | 0 | 0 | 0 | 0 | 0 | 0 | 0 | 0 | 0 | 0 | 0 | 0 | 0 | 0 | 0 | 0 | 0 | 0 | 0
F10_Commercial_Interruptible - Miscellaneous_Existing_Space Heating_Natural Gas_HVAC - Shut Off Damper_A_Technical Potential | F10 | Commercial | Interruptible - Miscellaneous | Existing | Space Heating | Natural Gas | HVAC - Shut Off Damper | A | Purchases (Incremental) | Technical Potential | 0 | 0 | 0.40063 | 0.49191 | 0.60195 | 0.69877 | 0.79704 | 0.93183 | 1.0222 | 1.0443 | 0.98411 | 0.84593 | 0.65461 | 0.44925 | 0.26883 | 0.12556 | 0 | 0 | 0 | 0 | 0 | 0 | 0 | 0 | 0 | 0 | 0
F11_Commercial_Interruptible - Miscellaneous_Existing_Space Heating_Natural Gas_HVAC - Shut Off Damper_A_Technical Potential | F11 | Commercial | Interruptible - Miscellaneous | Existing | Space Heating | Natural Gas | HVAC - Shut Off Damper | A | Purchases (Cumulative) | Technical Potential | 0 | 0 | 0.40063 | 0.89254 | 1.4945 | 2.1933 | 2.9903 | 3.9221 | 4.9444 | 5.9886 | 6.9727 | 7.8187 | 8.4733 | 8.9225 | 9.1914 | 9.3169 | 9.3169 | 9.3169 | 9.3169 | 9.3169 | 9.3169 | 9.3169 | 9.3169 | 9.3169 | 9.3169 | 9.3169 | 9.3169
F1_Commercial_Interruptible - Miscellaneous_Existing_Space Heating_Natural Gas_Gas Furnace - Tube Inserts_A_Technical Potential | F1 | Commercial | Interruptible - Miscellaneous | Existing | Space Heating | Natural Gas | Gas Furnace - Tube Inserts | A | Integrated Unit Energy Savings (kWh or therms) | Technical Potential | 0 | 0 | 0 | 0 | 0 | 0 | 0 | 0 | 0 | 0 | 0 | 0 | 0 | 0 | 0 | 0 | 0 | 0 | 0 | 0 | 0 | 0 | 0 | 0 | 0 | 0 | 0
F2_Commercial_Interruptible - Miscellaneous_Existing_Space Heating_Natural Gas_Gas Furnace - Tube Inserts_A_Technical Potential | F2 | Commercial | Interruptible - Miscellaneous | Existing | Space Heating | Natural Gas | Gas Furnace - Tube Inserts | A | Integrated Unit Summer Peak Savings (kW) | Technical Potential | 0 | 0 | 0 | 0 | 0 | 0 | 0 | 0 | 0 | 0 | 0 | 0 | 0 | 0 | 0 | 0 | 0 | 0 | 0 | 0 | 0 | 0 | 0 | 0 | 0 | 0 | 0
F3_Commercial_Interruptible - Miscellaneous_Existing_Space Heating_Natural Gas_Gas Furnace - Tube Inserts_A_Technical Potential | F3 | Commercial | Interruptible - Miscellaneous | Existing | Space Heating | Natural Gas | Gas Furnace - Tube Inserts | A | Integrated Unit Winter Peak Savings (kW) | Technical Potential | 0 | 0 | 0 | 0 | 0 | 0 | 0 | 0 | 0 | 0 | 0 | 0 | 0 | 0 | 0 | 0 | 0 | 0 | 0 | 0 | 0 | 0 | 0 | 0 | 0 | 0 | 0
F4_Commercial_Interruptible - Miscellaneous_Existing_Space Heating_Natural Gas_Gas Furnace - Tube Inserts_A_Technical Potential | F4 | Commercial | Interruptible - Miscellaneous | Existing | Space Heating | Natural Gas | Gas Furnace - Tube Inserts | A | Incremental Energy Savings (MWh or mTherms) | Technical Potential | 0 | 0 | 0 | 0 | 0 | 0 | 0 | 0 | 0 | 0 | 0 | 0 | 0 | 0 | 0 | 0 | 0 | 0 | 0 | 0 | 0 | 0 | 0 | 0 | 0 | 0 | 0
F5_Commercial_Interruptible - Miscellaneous_Existing_Space Heating_Natural Gas_Gas Furnace - Tube Inserts_A_Technical Potential | F5 | Commercial | Interruptible - Miscellaneous | Existing | Space Heating | Natural Gas | Gas Furnace - Tube Inserts | A | Incremental Summer Peak Savings (MW) | Technical Potential | 0 | 0 | 0 | 0 | 0 | 0 | 0 | 0 | 0 | 0 | 0 | 0 | 0 | 0 | 0 | 0 | 0 | 0 | 0 | 0 | 0 | 0 | 0 | 0 | 0 | 0 | 0
F6_Commercial_Interruptible - Miscellaneous_Existing_Space Heating_Natural Gas_Gas Furnace - Tube Inserts_A_Technical Potential | F6 | Commercial | Interruptible - Miscellaneous | Existing | Space Heating | Natural Gas | Gas Furnace - Tube Inserts | A | Incremental Winter Peak Savings (MW) | Technical Potential | 0 | 0 | 0 | 0 | 0 | 0 | 0 | 0 | 0 | 0 | 0 | 0 | 0 | 0 | 0 | 0 | 0 | 0 | 0 | 0 | 0 | 0 | 0 | 0 | 0 | 0 | 0
F7_Commercial_Interruptible - Miscellaneous_Existing_Space Heating_Natural Gas_Gas Furnace - Tube Inserts_A_Technical Potential | F7 | Commercial | Interruptible - Miscellaneous | Existing | Space Heating | Natural Gas | Gas Furnace - Tube Inserts | A | Cumulative Energy Savings (MWh or mTherms) | Technical Potential | 0 | 0 | 0 | 0 | 0 | 0 | 0 | 0 | 0 | 0 | 0 | 0 | 0 | 0 | 0 | 0 | 0 | 0 | 0 | 0 | 0 | 0 | 0 | 0 | 0 | 0 | 0
F8_Commercial_Interruptible - Miscellaneous_Existing_Space Heating_Natural Gas_Gas Furnace - Tube Inserts_A_Technical Potential | F8 | Commercial | Interruptible - Miscellaneous | Existing | Space Heating | Natural Gas | Gas Furnace - Tube Inserts | A | Cumulative Summer Peak Savings (MW) | Technical Potential | 0 | 0 | 0 | 0 | 0 | 0 | 0 | 0 | 0 | 0 | 0 | 0 | 0 | 0 | 0 | 0 | 0 | 0 | 0 | 0 | 0 | 0 | 0 | 0 | 0 | 0 | 0
F9_Commercial_Interruptible - Miscellaneous_Existing_Space Heating_Natural Gas_Gas Furnace - Tube Inserts_A_Technical Potential | F9 | Commercial | Interruptible - Miscellaneous | Existing | Space Heating | Natural Gas | Gas Furnace - Tube Inserts | A | Cumulative Winter Peak Savings (MW) | Technical Potential | 0 | 0 | 0 | 0 | 0 | 0 | 0 | 0 | 0 | 0 | 0 | 0 | 0 | 0 | 0 | 0 | 0 | 0 | 0 | 0 | 0 | 0 | 0 | 0 | 0 | 0 | 0
F10_Commercial_Interruptible - Miscellaneous_Existing_Space Heating_Natural Gas_Gas Furnace - Tube Inserts_A_Technical Potential | F10 | Commercial | Interruptible - Miscellaneous | Existing | Space Heating | Natural Gas | Gas Furnace - Tube Inserts | A | Purchases (Incremental) | Technical Potential | 0 | 0 | 70.3202 | 37.8387 | 128.0046 | 208.217 | 316.0444 | 382.3229 | 577.8802 | 670.1895 | 779.0115 | 848.1325 | 853.4878 | 773.7584 | 597.0841 | 328.0565 | 0 | 0 | 0 | 0 | 0 | 0 | 0 | 0 | 0 | 0 | 0
F11_Commercial_Interruptible - Miscellaneous_Existing_Space Heating_Natural Gas_Gas Furnace - Tube Inserts_A_Technical Potential | F11 | Commercial | Interruptible - Miscellaneous | Existing | Space Heating | Natural Gas | Gas Furnace - Tube Inserts | A | Purchases (Cumulative) | Technical Potential | 0 | 0 | 70.3202 | 108.1589 | 236.1635 | 444.3805 | 760.4249 | 1142.7478 | 1720.628 | 2390.8174 | 3169.8289 | 4017.9614 | 4871.4492 | 5645.2076 | 6242.2917 | 6570.3482 | 6570.3482 | 6570.3482 | 6570.3482 | 6570.3482 | 6570.3482 | 6570.3482 | 6570.3482 | 6570.3482 | 6570.3482 | 6570.3482 | 6570.3482
F1_Commercial_Interruptible - Miscellaneous_Existing_Space Heating_Natural Gas_Gas Boiler - Insulate Steam Lines/Condensate Tank_A_Technical Potential | F1 | Commercial | Interruptible - Miscellaneous | Existing | Space Heating | Natural Gas | Gas Boiler - Insulate Steam Lines/Condensate Tank | A | Integrated Unit Energy Savings (kWh or therms) | Technical Potential | 0 | 0 | 6.3363 | 6.2849 | 6.2249 | 6.1619 | 6.0949 | 6.023 | 5.9454 | 5.8616 | 5.7716 | 5.6762 | 5.5766 | 5.4751 | 5.3745 | 5.2778 | 5.1874 | 5.1051 | 5.0315 | 4.9655 | 4.9083 | 4.8541 | 4.8078 | 4.7626 | 4.7183 | 4.6768 | 4.6362
F2_Commercial_Interruptible - Miscellaneous_Existing_Space Heating_Natural Gas_Gas Boiler - Insulate Steam Lines/Condensate Tank_A_Technical Potential | F2 | Commercial | Interruptible - Miscellaneous | Existing | Space Heating | Natural Gas | Gas Boiler - Insulate Steam Lines/Condensate Tank | A | Integrated Unit Summer Peak Savings (kW) | Technical Potential | 0 | 0 | 0 | 0 | 0 | 0 | 0 | 0 | 0 | 0 | 0 | 0 | 0 | 0 | 0 | 0 | 0 | 0 | 0 | 0 | 0 | 0 | 0 | 0 | 0 | 0 | 0
F3_Commercial_Interruptible - Miscellaneous_Existing_Space Heating_Natural Gas_Gas Boiler - Insulate Steam Lines/Condensate Tank_A_Technical Potential | F3 | Commercial | Interruptible - Miscellaneous | Existing | Space Heating | Natural Gas | Gas Boiler - Insulate Steam Lines/Condensate Tank | A | Integrated Unit Winter Peak Savings (kW) | Technical Potential | 0 | 0 | 0 | 0 | 0 | 0 | 0 | 0 | 0 | 0 | 0 | 0 | 0 | 0 | 0 | 0 | 0 | 0 | 0 | 0 | 0 | 0 | 0 | 0 | 0 | 0 | 0
F4_Commercial_Interruptible - Miscellaneous_Existing_Space Heating_Natural Gas_Gas Boiler - Insulate Steam Lines/Condensate Tank_A_Technical Potential | F4 | Commercial | Interruptible - Miscellaneous | Existing | Space Heating | Natural Gas | Gas Boiler - Insulate Steam Lines/Condensate Tank | A | Incremental Energy Savings (MWh or mTherms) | Technical Potential | 0 | 0 | 0.022038 | 0.044869 | 0.04444 | 0.04399 | 0.043512 | 0.042999 | 0.042445 | 0.041847 | 0.041205 | 0.040523 | 0.039812 | 0.039088 | 0.03837 | 0.037679 | 0.037033 | 0.01869 | 0 | 5.2923e-17 | 0 | 0 | 0 | 0 | 0 | 0 | 0
F5_Commercial_Interruptible - Miscellaneous_Existing_Space Heating_Natural Gas_Gas Boiler - Insulate Steam Lines/Condensate Tank_A_Technical Potential | F5 | Commercial | Interruptible - Miscellaneous | Existing | Space Heating | Natural Gas | Gas Boiler - Insulate Steam Lines/Condensate Tank | A | Incremental Summer Peak Savings (MW) | Technical Potential | 0 | 0 | 0 | 0 | 0 | 0 | 0 | 0 | 0 | 0 | 0 | 0 | 0 | 0 | 0 | 0 | 0 | 0 | 0 | 0 | 0 | 0 | 0 | 0 | 0 | 0 | 0
F6_Commercial_Interruptible - Miscellaneous_Existing_Space Heating_Natural Gas_Gas Boiler - Insulate Steam Lines/Condensate Tank_A_Technical Potential | F6 | Commercial | Interruptible - Miscellaneous | Existing | Space Heating | Natural Gas | Gas Boiler - Insulate Steam Lines/Condensate Tank | A | Incremental Winter Peak Savings (MW) | Technical Potential | 0 | 0 | 0 | 0 | 0 | 0 | 0 | 0 | 0 | 0 | 0 | 0 | 0 | 0 | 0 | 0 | 0 | 0 | 0 | 0 | 0 | 0 | 0 | 0 | 0 | 0 | 0
F7_Commercial_Interruptible - Miscellaneous_Existing_Space Heating_Natural Gas_Gas Boiler - Insulate Steam Lines/Condensate Tank_A_Technical Potential | F7 | Commercial | Interruptible - Miscellaneous | Existing | Space Heating | Natural Gas | Gas Boiler - Insulate Steam Lines/Condensate Tank | A | Cumulative Energy Savings (MWh or mTherms) | Technical Potential | 0 | 0 | 0.022038 | 0.066728 | 0.11053 | 0.1534 | 0.19525 | 0.23594 | 0.27535 | 0.31332 | 0.34971 | 0.38445 | 0.41752 | 0.44901 | 0.47913 | 0.50818 | 0.53651 | 0.54669 | 0.53881 | 0.53175 | 0.52562 | 0.51981 | 0.51486 | 0.51001 | 0.50527 | 0.50082 | 0.49648
F8_Commercial_Interruptible - Miscellaneous_Existing_Space Heating_Natural Gas_Gas Boiler - Insulate Steam Lines/Condensate Tank_A_Technical Potential | F8 | Commercial | Interruptible - Miscellaneous | Existing | Space Heating | Natural Gas | Gas Boiler - Insulate Steam Lines/Condensate Tank | A | Cumulative Summer Peak Savings (MW) | Technical Potential | 0 | 0 | 0 | 0 | 0 | 0 | 0 | 0 | 0 | 0 | 0 | 0 | 0 | 0 | 0 | 0 | 0 | 0 | 0 | 0 | 0 | 0 | 0 | 0 | 0 | 0 | 0
F9_Commercial_Interruptible - Miscellaneous_Existing_Space Heating_Natural Gas_Gas Boiler - Insulate Steam Lines/Condensate Tank_A_Technical Potential | F9 | Commercial | Interruptible - Miscellaneous | Existing | Space Heating | Natural Gas | Gas Boiler - Insulate Steam Lines/Condensate Tank | A | Cumulative Winter Peak Savings (MW) | Technical Potential | 0 | 0 | 0 | 0 | 0 | 0 | 0 | 0 | 0 | 0 | 0 | 0 | 0 | 0 | 0 | 0 | 0 | 0 | 0 | 0 | 0 | 0 | 0 | 0 | 0 | 0 | 0
F10_Commercial_Interruptible - Miscellaneous_Existing_Space Heating_Natural Gas_Gas Boiler - Insulate Steam Lines/Condensate Tank_A_Technical Potential | F10 | Commercial | Interruptible - Miscellaneous | Existing | Space Heating | Natural Gas | Gas Boiler - Insulate Steam Lines/Condensate Tank | A | Purchases (Incremental) | Technical Potential | 0 | 0 | 3.478 | 7.1392 | 7.1392 | 7.1392 | 7.1392 | 7.1392 | 7.1392 | 7.1392 | 7.1392 | 7.1392 | 7.1392 | 7.1392 | 7.1392 | 7.1392 | 7.1392 | 3.6611 | 0 | 1.0658e-14 | 0 | 0 | 0 | 0 | 0 | 0 | 0
F11_Commercial_Interruptible - Miscellaneous_Existing_Space Heating_Natural Gas_Gas Boiler - Insulate Steam Lines/Condensate Tank_A_Technical Potential | F11 | Commercial | Interruptible - Miscellaneous | Existing | Space Heating | Natural Gas | Gas Boiler - Insulate Steam Lines/Condensate Tank | A | Purchases (Cumulative) | Technical Potential | 0 | 0 | 3.478 | 10.6172 | 17.7564 | 24.8955 | 32.0347 | 39.1738 | 46.313 | 53.4521 | 60.5913 | 67.7304 | 74.8696 | 82.0087 | 89.1479 | 96.287 | 103.4262 | 107.0873 | 107.0873 | 107.0873 | 107.0873 | 107.0873 | 107.0873 | 107.0873 | 107.0873 | 107.0873 | 107.0873
F1_Commercial_Interruptible - Miscellaneous_Existing_Space Heating_Natural Gas_Gas Boiler - Insulate Hot Water Lines_A_Technical Potential | F1 | Commercial | Interruptible - Miscellaneous | Existing | Space Heating | Natural Gas | Gas Boiler - Insulate Hot Water Lines | A | Integrated Unit Energy Savings (kWh or therms) | Technical Potential | 0 | 0 | 4.2297 | 4.1768 | 4.115 | 4.0487 | 3.9766 | 3.8973 | 3.8104 | 3.7161 | 3.6149 | 3.5085 | 3.4017 | 3.2953 | 3.1917 | 3.0943 | 3.0062 | 2.9313 | 2.8699 | 2.8173 | 2.7755 | 2.7364 | 2.7102 | 2.6845 | 2.6594 | 2.6359 | 2.6129
F2_Commercial_Interruptible - Miscellaneous_Existing_Space Heating_Natural Gas_Gas Boiler - Insulate Hot Water Lines_A_Technical Potential | F2 | Commercial | Interruptible - Miscellaneous | Existing | Space Heating | Natural Gas | Gas Boiler - Insulate Hot Water Lines | A | Integrated Unit Summer Peak Savings (kW) | Technical Potential | 0 | 0 | 0 | 0 | 0 | 0 | 0 | 0 | 0 | 0 | 0 | 0 | 0 | 0 | 0 | 0 | 0 | 0 | 0 | 0 | 0 | 0 | 0 | 0 | 0 | 0 | 0
F3_Commercial_Interruptible - Miscellaneous_Existing_Space Heating_Natural Gas_Gas Boiler - Insulate Hot Water Lines_A_Technical Potential | F3 | Commercial | Interruptible - Miscellaneous | Existing | Space Heating | Natural Gas | Gas Boiler - Insulate Hot Water Lines | A | Integrated Unit Winter Peak Savings (kW) | Technical Potential | 0 | 0 | 0 | 0 | 0 | 0 | 0 | 0 | 0 | 0 | 0 | 0 | 0 | 0 | 0 | 0 | 0 | 0 | 0 | 0 | 0 | 0 | 0 | 0 | 0 | 0 | 0
F4_Commercial_Interruptible - Miscellaneous_Existing_Space Heating_Natural Gas_Gas Boiler - Insulate Hot Water Lines_A_Technical Potential | F4 | Commercial | Interruptible - Miscellaneous | Existing | Space Heating | Natural Gas | Gas Boiler - Insulate Hot Water Lines | A | Incremental Energy Savings (MWh or mTherms) | Technical Potential | 0 | 0 | 0.014711 | 0.029819 | 0.029378 | 0.028904 | 0.028389 | 0.027823 | 0.027203 | 0.02653 | 0.025807 | 0.025048 | 0.024285 | 0.012065 | 2.8348e-18 | 3.298e-17 | 0 | 4.1656e-17 | 0 | 3.5032e-17 | 0 | 0 | 0 | 0 | 0 | 0 | 0
F5_Commercial_Interruptible - Miscellaneous_Existing_Space Heating_Natural Gas_Gas Boiler - Insulate Hot Water Lines_A_Technical Potential | F5 | Commercial | Interruptible - Miscellaneous | Existing | Space Heating | Natural Gas | Gas Boiler - Insulate Hot Water Lines | A | Incremental Summer Peak Savings (MW) | Technical Potential | 0 | 0 | 0 | 0 | 0 | 0 | 0 | 0 | 0 | 0 | 0 | 0 | 0 | 0 | 0 | 0 | 0 | 0 | 0 | 0 | 0 | 0 | 0 | 0 | 0 | 0 | 0
F6_Commercial_Interruptible - Miscellaneous_Existing_Space Heating_Natural Gas_Gas Boiler - Insulate Hot Water Lines_A_Technical Potential | F6 | Commercial | Interruptible - Miscellaneous | Existing | Space Heating | Natural Gas | Gas Boiler - Insulate Hot Water Lines | A | Incremental Winter Peak Savings (MW) | Technical Potential | 0 | 0 | 0 | 0 | 0 | 0 | 0 | 0 | 0 | 0 | 0 | 0 | 0 | 0 | 0 | 0 | 0 | 0 | 0 | 0 | 0 | 0 | 0 | 0 | 0 | 0 | 0
F7_Commercial_Interruptible - Miscellaneous_Existing_Space Heating_Natural Gas_Gas Boiler - Insulate Hot Water Lines_A_Technical Potential | F7 | Commercial | Interruptible - Miscellaneous | Existing | Space Heating | Natural Gas | Gas Boiler - Insulate Hot Water Lines | A | Cumulative Energy Savings (MWh or mTherms) | Technical Potential | 0 | 0 | 0.014711 | 0.044346 | 0.073067 | 0.10079 | 0.12739 | 0.15267 | 0.17647 | 0.19863 | 0.21903 | 0.23763 | 0.25468 | 0.25879 | 0.25065 | 0.243 | 0.23608 | 0.23019 | 0.22538 | 0.22125 | 0.21797 | 0.21489 | 0.21283 | 0.21082 | 0.20885 | 0.207 | 0.2052
F8_Commercial_Interruptible - Miscellaneous_Existing_Space Heating_Natural Gas_Gas Boiler - Insulate Hot Water Lines_A_Technical Potential | F8 | Commercial | Interruptible - Miscellaneous | Existing | Space Heating | Natural Gas | Gas Boiler - Insulate Hot Water Lines | A | Cumulative Summer Peak Savings (MW) | Technical Potential | 0 | 0 | 0 | 0 | 0 | 0 | 0 | 0 | 0 | 0 | 0 | 0 | 0 | 0 | 0 | 0 | 0 | 0 | 0 | 0 | 0 | 0 | 0 | 0 | 0 | 0 | 0
F9_Commercial_Interruptible - Miscellaneous_Existing_Space Heating_Natural Gas_Gas Boiler - Insulate Hot Water Lines_A_Technical Potential | F9 | Commercial | Interruptible - Miscellaneous | Existing | Space Heating | Natural Gas | Gas Boiler - Insulate Hot Water Lines | A | Cumulative Winter Peak Savings (MW) | Technical Potential | 0 | 0 | 0 | 0 | 0 | 0 | 0 | 0 | 0 | 0 | 0 | 0 | 0 | 0 | 0 | 0 | 0 | 0 | 0 | 0 | 0 | 0 | 0 | 0 | 0 | 0 | 0
F10_Commercial_Interruptible - Miscellaneous_Existing_Space Heating_Natural Gas_Gas Boiler - Insulate Hot Water Lines_A_Technical Potential | F10 | Commercial | Interruptible - Miscellaneous | Existing | Space Heating | Natural Gas | Gas Boiler - Insulate Hot Water Lines | A | Purchases (Incremental) | Technical Potential | 0 | 0 | 3.478 | 7.1392 | 7.1392 | 7.1392 | 7.1392 | 7.1392 | 7.1392 | 7.1392 | 7.1392 | 7.1392 | 7.1392 | 3.6611 | 8.8818e-16 | 1.0658e-14 | 0 | 1.4211e-14 | 0 | 1.2434e-14 | 0 | 0 | 0 | 0 | 0 | 0 | 0
F11_Commercial_Interruptible - Miscellaneous_Existing_Space Heating_Natural Gas_Gas Boiler - Insulate Hot Water Lines_A_Technical Potential | F11 | Commercial | Interruptible - Miscellaneous | Existing | Space Heating | Natural Gas | Gas Boiler - Insulate Hot Water Lines | A | Purchases (Cumulative) | Technical Potential | 0 | 0 | 3.478 | 10.6172 | 17.7564 | 24.8955 | 32.0347 | 39.1738 | 46.313 | 53.4521 | 60.5913 | 67.7304 | 74.8696 | 78.5307 | 78.5307 | 78.5307 | 78.5307 | 78.5307 | 78.5307 | 78.5307 | 78.5307 | 78.5307 | 78.5307 | 78.5307 | 78.5307 | 78.5307 | 78.5307
F1_Commercial_Interruptible - Miscellaneous_Existing_Space Heating_Natural Gas_Condensing RTU_A_Technical Potential | F1 | Commercial | Interruptible - Miscellaneous | Existing | Space Heating | Natural Gas | Condensing RTU | A | Integrated Unit Energy Savings (kWh or therms) | Technical Potential | 0 | 0 | 0.074396 | 0.073291 | 0.071989 | 0.070578 | 0.069032 | 0.067365 | 0.065548 | 0.0636 | 0.061552 | 0.059451 | 0.057361 | 0.055311 | 0.053336 | 0.051477 | 0.049783 | 0.048315 | 0.047077 | 0.046002 | 0.045118 | 0.044294 | 0.043727 | 0.043182 | 0.042656 | 0.042168 | 0.041698
F2_Commercial_Interruptible - Miscellaneous_Existing_Space Heating_Natural Gas_Condensing RTU_A_Technical Potential | F2 | Commercial | Interruptible - Miscellaneous | Existing | Space Heating | Natural Gas | Condensing RTU | A | Integrated Unit Summer Peak Savings (kW) | Technical Potential | 0 | 0 | 0 | 0 | 0 | 0 | 0 | 0 | 0 | 0 | 0 | 0 | 0 | 0 | 0 | 0 | 0 | 0 | 0 | 0 | 0 | 0 | 0 | 0 | 0 | 0 | 0
F3_Commercial_Interruptible - Miscellaneous_Existing_Space Heating_Natural Gas_Condensing RTU_A_Technical Potential | F3 | Commercial | Interruptible - Miscellaneous | Existing | Space Heating | Natural Gas | Condensing RTU | A | Integrated Unit Winter Peak Savings (kW) | Technical Potential | 0 | 0 | 0 | 0 | 0 | 0 | 0 | 0 | 0 | 0 | 0 | 0 | 0 | 0 | 0 | 0 | 0 | 0 | 0 | 0 | 0 | 0 | 0 | 0 | 0 | 0 | 0
F4_Commercial_Interruptible - Miscellaneous_Existing_Space Heating_Natural Gas_Condensing RTU_A_Technical Potential | F4 | Commercial | Interruptible - Miscellaneous | Existing | Space Heating | Natural Gas | Condensing RTU | A | Incremental Energy Savings (MWh or mTherms) | Technical Potential | 0 | 0 | 0.009688 | 0.019591 | 0.019243 | 0.018866 | 0.018452 | 0.0092342 | 7.4519e-18 | 0 | 0 | 3.3794e-18 | 0 | 0 | 0 | 2.9261e-17 | 0 | 0 | 0 | 0 | 0 | 0 | 0 | 0 | 0 | 0 | 0
F5_Commercial_Interruptible - Miscellaneous_Existing_Space Heating_Natural Gas_Condensing RTU_A_Technical Potential | F5 | Commercial | Interruptible - Miscellaneous | Existing | Space Heating | Natural Gas | Condensing RTU | A | Incremental Summer Peak Savings (MW) | Technical Potential | 0 | 0 | 0 | 0 | 0 | 0 | 0 | 0 | 0 | 0 | 0 | 0 | 0 | 0 | 0 | 0 | 0 | 0 | 0 | 0 | 0 | 0 | 0 | 0 | 0 | 0 | 0
F6_Commercial_Interruptible - Miscellaneous_Existing_Space Heating_Natural Gas_Condensing RTU_A_Technical Potential | F6 | Commercial | Interruptible - Miscellaneous | Existing | Space Heating | Natural Gas | Condensing RTU | A | Incremental Winter Peak Savings (MW) | Technical Potential | 0 | 0 | 0 | 0 | 0 | 0 | 0 | 0 | 0 | 0 | 0 | 0 | 0 | 0 | 0 | 0 | 0 | 0 | 0 | 0 | 0 | 0 | 0 | 0 | 0 | 0 | 0
F7_Commercial_Interruptible - Miscellaneous_Existing_Space Heating_Natural Gas_Condensing RTU_A_Technical Potential | F7 | Commercial | Interruptible - Miscellaneous | Existing | Space Heating | Natural Gas | Condensing RTU | A | Cumulative Energy Savings (MWh or mTherms) | Technical Potential | 0 | 0 | 0.009688 | 0.029135 | 0.04786 | 0.065788 | 0.082798 | 0.090033 | 0.087605 | 0.085001 | 0.082264 | 0.079455 | 0.076663 | 0.073922 | 0.071283 | 0.068799 | 0.066534 | 0.064573 | 0.062919 | 0.061481 | 0.0603 | 0.059199 | 0.058441 | 0.057712 | 0.05701 | 0.056357 | 0.055729
F8_Commercial_Interruptible - Miscellaneous_Existing_Space Heating_Natural Gas_Condensing RTU_A_Technical Potential | F8 | Commercial | Interruptible - Miscellaneous | Existing | Space Heating | Natural Gas | Condensing RTU | A | Cumulative Summer Peak Savings (MW) | Technical Potential | 0 | 0 | 0 | 0 | 0 | 0 | 0 | 0 | 0 | 0 | 0 | 0 | 0 | 0 | 0 | 0 | 0 | 0 | 0 | 0 | 0 | 0 | 0 | 0 | 0 | 0 | 0
F9_Commercial_Interruptible - Miscellaneous_Existing_Space Heating_Natural Gas_Condensing RTU_A_Technical Potential | F9 | Commercial | Interruptible - Miscellaneous | Existing | Space Heating | Natural Gas | Condensing RTU | A | Cumulative Winter Peak Savings (MW) | Technical Potential | 0 | 0 | 0 | 0 | 0 | 0 | 0 | 0 | 0 | 0 | 0 | 0 | 0 | 0 | 0 | 0 | 0 | 0 | 0 | 0 | 0 | 0 | 0 | 0 | 0 | 0 | 0
F10_Commercial_Interruptible - Miscellaneous_Existing_Space Heating_Natural Gas_Condensing RTU_A_Technical Potential | F10 | Commercial | Interruptible - Miscellaneous | Existing | Space Heating | Natural Gas | Condensing RTU | A | Purchases (Incremental) | Technical Potential | 0 | 0 | 130.2226 | 267.299 | 267.299 | 267.299 | 267.299 | 137.0764 | 1.1369e-13 | 0 | 0 | 5.6843e-14 | 0 | 0 | 0 | 5.6843e-13 | 0 | 0 | 0 | 0 | 0 | 0 | 0 | 0 | 0 | 0 | 0
F11_Commercial_Interruptible - Miscellaneous_Existing_Space Heating_Natural Gas_Condensing RTU_A_Technical Potential | F11 | Commercial | Interruptible - Miscellaneous | Existing | Space Heating | Natural Gas | Condensing RTU | A | Purchases (Cumulative) | Technical Potential | 0 | 0 | 130.2226 | 397.5215 | 664.8205 | 932.1195 | 1199.4184 | 1336.4948 | 1336.4948 | 1336.4948 | 1336.4948 | 1336.4948 | 1336.4948 | 1336.4948 | 1336.4948 | 1336.4948 | 1336.4948 | 1336.4948 | 1336.4948 | 1336.4948 | 1336.4948 | 1336.4948 | 1336.4948 | 1336.4948 | 1336.4948 | 1336.4948 | 1336.4948
F1_Commercial_Interruptible - Miscellaneous_Existing_Space Heating_Natural Gas_Hydronic Heating Radiator Replacement_A_Technical Potential | F1 | Commercial | Interruptible - Miscellaneous | Existing | Space Heating | Natural Gas | Hydronic Heating Radiator Replacement | A | Integrated Unit Energy Savings (kWh or therms) | Technical Potential | 0 | 0 | 35.826 | 35.3217 | 34.738 | 34.1123 | 33.4349 | 32.7145 | 31.9328 | 31.0951 | 30.2107 | 29.2969 | 28.3834 | 27.4821 | 26.6115 | 25.7934 | 25.0525 | 24.425 | 23.9135 | 23.4749 | 23.1267 | 22.8004 | 22.5815 | 22.3676 | 22.1581 | 21.9621 | 21.7705
F2_Commercial_Interruptible - Miscellaneous_Existing_Space Heating_Natural Gas_Hydronic Heating Radiator Replacement_A_Technical Potential | F2 | Commercial | Interruptible - Miscellaneous | Existing | Space Heating | Natural Gas | Hydronic Heating Radiator Replacement | A | Integrated Unit Summer Peak Savings (kW) | Technical Potential | 0 | 0 | 0 | 0 | 0 | 0 | 0 | 0 | 0 | 0 | 0 | 0 | 0 | 0 | 0 | 0 | 0 | 0 | 0 | 0 | 0 | 0 | 0 | 0 | 0 | 0 | 0
F3_Commercial_Interruptible - Miscellaneous_Existing_Space Heating_Natural Gas_Hydronic Heating Radiator Replacement_A_Technical Potential | F3 | Commercial | Interruptible - Miscellaneous | Existing | Space Heating | Natural Gas | Hydronic Heating Radiator Replacement | A | Integrated Unit Winter Peak Savings (kW) | Technical Potential | 0 | 0 | 0 | 0 | 0 | 0 | 0 | 0 | 0 | 0 | 0 | 0 | 0 | 0 | 0 | 0 | 0 | 0 | 0 | 0 | 0 | 0 | 0 | 0 | 0 | 0 | 0
F4_Commercial_Interruptible - Miscellaneous_Existing_Space Heating_Natural Gas_Hydronic Heating Radiator Replacement_A_Technical Potential | F4 | Commercial | Interruptible - Miscellaneous | Existing | Space Heating | Natural Gas | Hydronic Heating Radiator Replacement | A | Incremental Energy Savings (MWh or mTherms) | Technical Potential | 0 | 0 | 0.019814 | 0.040098 | 0.039435 | 0.038725 | 0.037956 | 0.037138 | 0.036251 | 0.0353 | 0.034296 | 0.033259 | 0.032221 | 0.031198 | 0.03021 | 0.029281 | 0.02844 | 0.027728 | 0.027147 | 0.026649 | 0.026254 | 0.025884 | 0 | 0 | 0 | 0 | 0
F5_Commercial_Interruptible - Miscellaneous_Existing_Space Heating_Natural Gas_Hydronic Heating Radiator Replacement_A_Technical Potential | F5 | Commercial | Interruptible - Miscellaneous | Existing | Space Heating | Natural Gas | Hydronic Heating Radiator Replacement | A | Incremental Summer Peak Savings (MW) | Technical Potential | 0 | 0 | 0 | 0 | 0 | 0 | 0 | 0 | 0 | 0 | 0 | 0 | 0 | 0 | 0 | 0 | 0 | 0 | 0 | 0 | 0 | 0 | 0 | 0 | 0 | 0 | 0
F6_Commercial_Interruptible - Miscellaneous_Existing_Space Heating_Natural Gas_Hydronic Heating Radiator Replacement_A_Technical Potential | F6 | Commercial | Interruptible - Miscellaneous | Existing | Space Heating | Natural Gas | Hydronic Heating Radiator Replacement | A | Incremental Winter Peak Savings (MW) | Technical Potential | 0 | 0 | 0 | 0 | 0 | 0 | 0 | 0 | 0 | 0 | 0 | 0 | 0 | 0 | 0 | 0 | 0 | 0 | 0 | 0 | 0 | 0 | 0 | 0 | 0 | 0 | 0
F7_Commercial_Interruptible - Miscellaneous_Existing_Space Heating_Natural Gas_Hydronic Heating Radiator Replacement_A_Technical Potential | F7 | Commercial | Interruptible - Miscellaneous | Existing | Space Heating | Natural Gas | Hydronic Heating Radiator Replacement | A | Cumulative Energy Savings (MWh or mTherms) | Technical Potential | 0 | 0 | 0.019814 | 0.059633 | 0.098083 | 0.13504 | 0.17032 | 0.20378 | 0.23517 | 0.2643 | 0.29107 | 0.31553 | 0.33791 | 0.35838 | 0.37724 | 0.39492 | 0.41202 | 0.42943 | 0.44758 | 0.46602 | 0.48536 | 0.5044 | 0.49955 | 0.49482 | 0.49019 | 0.48585 | 0.48161
F8_Commercial_Interruptible - Miscellaneous_Existing_Space Heating_Natural Gas_Hydronic Heating Radiator Replacement_A_Technical Potential | F8 | Commercial | Interruptible - Miscellaneous | Existing | Space Heating | Natural Gas | Hydronic Heating Radiator Replacement | A | Cumulative Summer Peak Savings (MW) | Technical Potential | 0 | 0 | 0 | 0 | 0 | 0 | 0 | 0 | 0 | 0 | 0 | 0 | 0 | 0 | 0 | 0 | 0 | 0 | 0 | 0 | 0 | 0 | 0 | 0 | 0 | 0 | 0
F9_Commercial_Interruptible - Miscellaneous_Existing_Space Heating_Natural Gas_Hydronic Heating Radiator Replacement_A_Technical Potential | F9 | Commercial | Interruptible - Miscellaneous | Existing | Space Heating | Natural Gas | Hydronic Heating Radiator Replacement | A | Cumulative Winter Peak Savings (MW) | Technical Potential | 0 | 0 | 0 | 0 | 0 | 0 | 0 | 0 | 0 | 0 | 0 | 0 | 0 | 0 | 0 | 0 | 0 | 0 | 0 | 0 | 0 | 0 | 0 | 0 | 0 | 0 | 0
F10_Commercial_Interruptible - Miscellaneous_Existing_Space Heating_Natural Gas_Hydronic Heating Radiator Replacement_A_Technical Potential | F10 | Commercial | Interruptible - Miscellaneous | Existing | Space Heating | Natural Gas | Hydronic Heating Radiator Replacement | A | Purchases (Incremental) | Technical Potential | 0 | 0 | 0.55306 | 1.1352 | 1.1352 | 1.1352 | 1.1352 | 1.1352 | 1.1352 | 1.1352 | 1.1352 | 1.1352 | 1.1352 | 1.1352 | 1.1352 | 1.1352 | 1.1352 | 1.1352 | 1.1352 | 1.1352 | 1.1352 | 1.1352 | 0 | 0 | 0 | 0 | 0
F11_Commercial_Interruptible - Miscellaneous_Existing_Space Heating_Natural Gas_Hydronic Heating Radiator Replacement_A_Technical Potential | F11 | Commercial | Interruptible - Miscellaneous | Existing | Space Heating | Natural Gas | Hydronic Heating Radiator Replacement | A | Purchases (Cumulative) | Technical Potential | 0 | 0 | 0.55306 | 1.6883 | 2.8235 | 3.9587 | 5.0939 | 6.2292 | 7.3644 | 8.4996 | 9.6348 | 10.7701 | 11.9053 | 13.0405 | 14.1757 | 15.311 | 16.4462 | 17.5814 | 18.7166 | 19.8518 | 20.9871 | 22.1223 | 22.1223 | 22.1223 | 22.1223 | 22.1223 | 22.1223
F1_Commercial_Interruptible - Miscellaneous_Existing_Space Heating_Natural Gas_Thermostat - Connected_A_Technical Potential | F1 | Commercial | Interruptible - Miscellaneous | Existing | Space Heating | Natural Gas | Thermostat - Connected | A | Integrated Unit Energy Savings (kWh or therms) | Technical Potential | 0 | 0 | 49.5221 | 48.8848 | 48.1359 | 47.3253 | 46.4393 | 45.4614 | 44.3878 | 43.2198 | 41.9671 | 40.6512 | 39.3282 | 38.0194 | 36.7513 | 35.5548 | 34.4641 | 33.529 | 32.7528 | 32.0831 | 31.542 | 31.0371 | 30.6841 | 30.3426 | 30.0116 | 29.7029 | 29.4041
F2_Commercial_Interruptible - Miscellaneous_Existing_Space Heating_Natural Gas_Thermostat - Connected_A_Technical Potential | F2 | Commercial | Interruptible - Miscellaneous | Existing | Space Heating | Natural Gas | Thermostat - Connected | A | Integrated Unit Summer Peak Savings (kW) | Technical Potential | 0 | 0 | 0 | 0 | 0 | 0 | 0 | 0 | 0 | 0 | 0 | 0 | 0 | 0 | 0 | 0 | 0 | 0 | 0 | 0 | 0 | 0 | 0 | 0 | 0 | 0 | 0
F3_Commercial_Interruptible - Miscellaneous_Existing_Space Heating_Natural Gas_Thermostat - Connected_A_Technical Potential | F3 | Commercial | Interruptible - Miscellaneous | Existing | Space Heating | Natural Gas | Thermostat - Connected | A | Integrated Unit Winter Peak Savings (kW) | Technical Potential | 0 | 0 | 0 | 0 | 0 | 0 | 0 | 0 | 0 | 0 | 0 | 0 | 0 | 0 | 0 | 0 | 0 | 0 | 0 | 0 | 0 | 0 | 0 | 0 | 0 | 0 | 0
F4_Commercial_Interruptible - Miscellaneous_Existing_Space Heating_Natural Gas_Thermostat - Connected_A_Technical Potential | F4 | Commercial | Interruptible - Miscellaneous | Existing | Space Heating | Natural Gas | Thermostat - Connected | A | Incremental Energy Savings (MWh or mTherms) | Technical Potential | 0 | 0 | 0.038331 | 0.046458 | 0.05598 | 0.06389 | 0.07151 | 0.046656 | 0.045479 | 0.036935 | 0.023136 | 0.0038398 | 0 | 0 | 0 | 0 | 0 | 0 | 0 | 0 | 0 | 0 | 0 | 0 | 0 | 0 | 0
F5_Commercial_Interruptible - Miscellaneous_Existing_Space Heating_Natural Gas_Thermostat - Connected_A_Technical Potential | F5 | Commercial | Interruptible - Miscellaneous | Existing | Space Heating | Natural Gas | Thermostat - Connected | A | Incremental Summer Peak Savings (MW) | Technical Potential | 0 | 0 | 0 | 0 | 0 | 0 | 0 | 0 | 0 | 0 | 0 | 0 | 0 | 0 | 0 | 0 | 0 | 0 | 0 | 0 | 0 | 0 | 0 | 0 | 0 | 0 | 0
F6_Commercial_Interruptible - Miscellaneous_Existing_Space Heating_Natural Gas_Thermostat - Connected_A_Technical Potential | F6 | Commercial | Interruptible - Miscellaneous | Existing | Space Heating | Natural Gas | Thermostat - Connected | A | Incremental Winter Peak Savings (MW) | Technical Potential | 0 | 0 | 0 | 0 | 0 | 0 | 0 | 0 | 0 | 0 | 0 | 0 | 0 | 0 | 0 | 0 | 0 | 0 | 0 | 0 | 0 | 0 | 0 | 0 | 0 | 0 | 0
F7_Commercial_Interruptible - Miscellaneous_Existing_Space Heating_Natural Gas_Thermostat - Connected_A_Technical Potential | F7 | Commercial | Interruptible - Miscellaneous | Existing | Space Heating | Natural Gas | Thermostat - Connected | A | Cumulative Energy Savings (MWh or mTherms) | Technical Potential | 0 | 0 | 0.038331 | 0.084296 | 0.13898 | 0.20053 | 0.26829 | 0.3093 | 0.34747 | 0.37526 | 0.38752 | 0.37921 | 0.36687 | 0.35466 | 0.34283 | 0.33167 | 0.3215 | 0.31277 | 0.30553 | 0.29928 | 0.29424 | 0.28953 | 0.28623 | 0.28305 | 0.27996 | 0.27708 | 0.27429
F8_Commercial_Interruptible - Miscellaneous_Existing_Space Heating_Natural Gas_Thermostat - Connected_A_Technical Potential | F8 | Commercial | Interruptible - Miscellaneous | Existing | Space Heating | Natural Gas | Thermostat - Connected | A | Cumulative Summer Peak Savings (MW) | Technical Potential | 0 | 0 | 0 | 0 | 0 | 0 | 0 | 0 | 0 | 0 | 0 | 0 | 0 | 0 | 0 | 0 | 0 | 0 | 0 | 0 | 0 | 0 | 0 | 0 | 0 | 0 | 0
F9_Commercial_Interruptible - Miscellaneous_Existing_Space Heating_Natural Gas_Thermostat - Connected_A_Technical Potential | F9 | Commercial | Interruptible - Miscellaneous | Existing | Space Heating | Natural Gas | Thermostat - Connected | A | Cumulative Winter Peak Savings (MW) | Technical Potential | 0 | 0 | 0 | 0 | 0 | 0 | 0 | 0 | 0 | 0 | 0 | 0 | 0 | 0 | 0 | 0 | 0 | 0 | 0 | 0 | 0 | 0 | 0 | 0 | 0 | 0 | 0
F10_Commercial_Interruptible - Miscellaneous_Existing_Space Heating_Natural Gas_Thermostat - Connected_A_Technical Potential | F10 | Commercial | Interruptible - Miscellaneous | Existing | Space Heating | Natural Gas | Thermostat - Connected | A | Purchases (Incremental) | Technical Potential | 0 | 0 | 0.77401 | 0.95036 | 1.163 | 1.35 | 1.5399 | 1.0263 | 1.0246 | 0.85458 | 0.55128 | 0.094458 | 0 | 0 | 0 | 0 | 0 | 0 | 0 | 0 | 0 | 0 | 0 | 0 | 0 | 0 | 0
F11_Commercial_Interruptible - Miscellaneous_Existing_Space Heating_Natural Gas_Thermostat - Connected_A_Technical Potential | F11 | Commercial | Interruptible - Miscellaneous | Existing | Space Heating | Natural Gas | Thermostat - Connected | A | Purchases (Cumulative) | Technical Potential | 0 | 0 | 0.77401 | 1.7244 | 2.8873 | 4.2374 | 5.7772 | 6.8035 | 7.8281 | 8.6827 | 9.234 | 9.3284 | 9.3284 | 9.3284 | 9.3284 | 9.3284 | 9.3284 | 9.3284 | 9.3284 | 9.3284 | 9.3284 | 9.3284 | 9.3284 | 9.3284 | 9.3284 | 9.3284 | 9.3284
F1_Commercial_Interruptible - Miscellaneous_Existing_Water Heating_Natural Gas_Water Heater - Thermostatic Shower Restriction Valve_A_Technical Potential | F1 | Commercial | Interruptible - Miscellaneous | Existing | Water Heating | Natural Gas | Water Heater - Thermostatic Shower Restriction Valve | A | Integrated Unit Energy Savings (kWh or therms) | Technical Potential | 0 | 0 | 13.4988 | 13.0933 | 12.7244 | 12.3795 | 12.0567 | 11.7501 | 11.4702 | 11.2124 | 10.969 | 10.7446 | 10.6651 | 10.6064 | 10.5773 | 10.5164 | 10.4694 | 10.4318 | 10.4017 | 10.3759 | 10.361 | 10.3525 | 10.3483 | 10.345 | 10.3349 | 10.3328 | 10.3311
F2_Commercial_Interruptible - Miscellaneous_Existing_Water Heating_Natural Gas_Water Heater - Thermostatic Shower Restriction Valve_A_Technical Potential | F2 | Commercial | Interruptible - Miscellaneous | Existing | Water Heating | Natural Gas | Water Heater - Thermostatic Shower Restriction Valve | A | Integrated Unit Summer Peak Savings (kW) | Technical Potential | 0 | 0 | 0 | 0 | 0 | 0 | 0 | 0 | 0 | 0 | 0 | 0 | 0 | 0 | 0 | 0 | 0 | 0 | 0 | 0 | 0 | 0 | 0 | 0 | 0 | 0 | 0
F3_Commercial_Interruptible - Miscellaneous_Existing_Water Heating_Natural Gas_Water Heater - Thermostatic Shower Restriction Valve_A_Technical Potential | F3 | Commercial | Interruptible - Miscellaneous | Existing | Water Heating | Natural Gas | Water Heater - Thermostatic Shower Restriction Valve | A | Integrated Unit Winter Peak Savings (kW) | Technical Potential | 0 | 0 | 0 | 0 | 0 | 0 | 0 | 0 | 0 | 0 | 0 | 0 | 0 | 0 | 0 | 0 | 0 | 0 | 0 | 0 | 0 | 0 | 0 | 0 | 0 | 0 | 0
F4_Commercial_Interruptible - Miscellaneous_Existing_Water Heating_Natural Gas_Water Heater - Thermostatic Shower Restriction Valve_A_Technical Potential | F4 | Commercial | Interruptible - Miscellaneous | Existing | Water Heating | Natural Gas | Water Heater - Thermostatic Shower Restriction Valve | A | Incremental Energy Savings (MWh or mTherms) | Technical Potential | 0 | 0 | 0 | 0 | 0 | 0 | 0 | 0 | 0 | 0 | 0 | 0 | 0 | 0 | 0 | 0 | 0 | 0 | 0 | 0 | 0 | 0 | 0 | 0 | 0 | 0 | 0
F5_Commercial_Interruptible - Miscellaneous_Existing_Water Heating_Natural Gas_Water Heater - Thermostatic Shower Restriction Valve_A_Technical Potential | F5 | Commercial | Interruptible - Miscellaneous | Existing | Water Heating | Natural Gas | Water Heater - Thermostatic Shower Restriction Valve | A | Incremental Summer Peak Savings (MW) | Technical Potential | 0 | 0 | 0 | 0 | 0 | 0 | 0 | 0 | 0 | 0 | 0 | 0 | 0 | 0 | 0 | 0 | 0 | 0 | 0 | 0 | 0 | 0 | 0 | 0 | 0 | 0 | 0
F6_Commercial_Interruptible - Miscellaneous_Existing_Water Heating_Natural Gas_Water Heater - Thermostatic Shower Restriction Valve_A_Technical Potential | F6 | Commercial | Interruptible - Miscellaneous | Existing | Water Heating | Natural Gas | Water Heater - Thermostatic Shower Restriction Valve | A | Incremental Winter Peak Savings (MW) | Technical Potential | 0 | 0 | 0 | 0 | 0 | 0 | 0 | 0 | 0 | 0 | 0 | 0 | 0 | 0 | 0 | 0 | 0 | 0 | 0 | 0 | 0 | 0 | 0 | 0 | 0 | 0 | 0
F7_Commercial_Interruptible - Miscellaneous_Existing_Water Heating_Natural Gas_Water Heater - Thermostatic Shower Restriction Valve_A_Technical Potential | F7 | Commercial | Interruptible - Miscellaneous | Existing | Water Heating | Natural Gas | Water Heater - Thermostatic Shower Restriction Valve | A | Cumulative Energy Savings (MWh or mTherms) | Technical Potential | 0 | 0 | 0 | 0 | 0 | 0 | 0 | 0 | 0 | 0 | 0 | 0 | 0 | 0 | 0 | 0 | 0 | 0 | 0 | 0 | 0 | 0 | 0 | 0 | 0 | 0 | 0
F8_Commercial_Interruptible - Miscellaneous_Existing_Water Heating_Natural Gas_Water Heater - Thermostatic Shower Restriction Valve_A_Technical Potential | F8 | Commercial | Interruptible - Miscellaneous | Existing | Water Heating | Natural Gas | Water Heater - Thermostatic Shower Restriction Valve | A | Cumulative Summer Peak Savings (MW) | Technical Potential | 0 | 0 | 0 | 0 | 0 | 0 | 0 | 0 | 0 | 0 | 0 | 0 | 0 | 0 | 0 | 0 | 0 | 0 | 0 | 0 | 0 | 0 | 0 | 0 | 0 | 0 | 0
F9_Commercial_Interruptible - Miscellaneous_Existing_Water Heating_Natural Gas_Water Heater - Thermostatic Shower Restriction Valve_A_Technical Potential | F9 | Commercial | Interruptible - Miscellaneous | Existing | Water Heating | Natural Gas | Water Heater - Thermostatic Shower Restriction Valve | A | Cumulative Winter Peak Savings (MW) | Technical Potential | 0 | 0 | 0 | 0 | 0 | 0 | 0 | 0 | 0 | 0 | 0 | 0 | 0 | 0 | 0 | 0 | 0 | 0 | 0 | 0 | 0 | 0 | 0 | 0 | 0 | 0 | 0
F10_Commercial_Interruptible - Miscellaneous_Existing_Water Heating_Natural Gas_Water Heater - Thermostatic Shower Restriction Valve_A_Technical Potential | F10 | Commercial | Interruptible - Miscellaneous | Existing | Water Heating | Natural Gas | Water Heater - Thermostatic Shower Restriction Valve | A | Purchases (Incremental) | Technical Potential | 0 | 0 | 0 | 0 | 0 | 0 | 0 | 0 | 0 | 0 | 0 | 0 | 0 | 0 | 0 | 0 | 0 | 0 | 0 | 0 | 0 | 0 | 0 | 0 | 0 | 0 | 0
F11_Commercial_Interruptible - Miscellaneous_Existing_Water Heating_Natural Gas_Water Heater - Thermostatic Shower Restriction Valve_A_Technical Potential | F11 | Commercial | Interruptible - Miscellaneous | Existing | Water Heating | Natural Gas | Water Heater - Thermostatic Shower Restriction Valve | A | Purchases (Cumulative) | Technical Potential | 0 | 0 | 0 | 0 | 0 | 0 | 0 | 0 | 0 | 0 | 0 | 0 | 0 | 0 | 0 | 0 | 0 | 0 | 0 | 0 | 0 | 0 | 0 | 0 | 0 | 0 | 0
F1_Commercial_Interruptible - Miscellaneous_Existing_Water Heating_Natural Gas_Water Heater - Pre-Rinse Spray Valve_A_Technical Potential | F1 | Commercial | Interruptible - Miscellaneous | Existing | Water Heating | Natural Gas | Water Heater - Pre-Rinse Spray Valve | A | Integrated Unit Energy Savings (kWh or therms) | Technical Potential | 0 | 0 | 15.9502 | 15.4452 | 14.9803 | 14.5414 | 14.1264 | 13.727 | 13.3575 | 13.0152 | 12.6926 | 12.3986 | 12.2803 | 12.1945 | 12.1502 | 12.0743 | 12.0203 | 11.9771 | 11.9426 | 11.913 | 11.8959 | 11.8861 | 11.8814 | 11.8776 | 11.8659 | 11.8635 | 11.8616
F2_Commercial_Interruptible - Miscellaneous_Existing_Water Heating_Natural Gas_Water Heater - Pre-Rinse Spray Valve_A_Technical Potential | F2 | Commercial | Interruptible - Miscellaneous | Existing | Water Heating | Natural Gas | Water Heater - Pre-Rinse Spray Valve | A | Integrated Unit Summer Peak Savings (kW) | Technical Potential | 0 | 0 | 0 | 0 | 0 | 0 | 0 | 0 | 0 | 0 | 0 | 0 | 0 | 0 | 0 | 0 | 0 | 0 | 0 | 0 | 0 | 0 | 0 | 0 | 0 | 0 | 0
F3_Commercial_Interruptible - Miscellaneous_Existing_Water Heating_Natural Gas_Water Heater - Pre-Rinse Spray Valve_A_Technical Potential | F3 | Commercial | Interruptible - Miscellaneous | Existing | Water Heating | Natural Gas | Water Heater - Pre-Rinse Spray Valve | A | Integrated Unit Winter Peak Savings (kW) | Technical Potential | 0 | 0 | 0 | 0 | 0 | 0 | 0 | 0 | 0 | 0 | 0 | 0 | 0 | 0 | 0 | 0 | 0 | 0 | 0 | 0 | 0 | 0 | 0 | 0 | 0 | 0 | 0
F4_Commercial_Interruptible - Miscellaneous_Existing_Water Heating_Natural Gas_Water Heater - Pre-Rinse Spray Valve_A_Technical Potential | F4 | Commercial | Interruptible - Miscellaneous | Existing | Water Heating | Natural Gas | Water Heater - Pre-Rinse Spray Valve | A | Incremental Energy Savings (MWh or mTherms) | Technical Potential | 0 | 0 | 0 | 0 | 0 | 0 | 0 | 0 | 0 | 0 | 0 | 0 | 0 | 0 | 0 | 0 | 0 | 0 | 0 | 0 | 0 | 0 | 0 | 0 | 0 | 0 | 0
F5_Commercial_Interruptible - Miscellaneous_Existing_Water Heating_Natural Gas_Water Heater - Pre-Rinse Spray Valve_A_Technical Potential | F5 | Commercial | Interruptible - Miscellaneous | Existing | Water Heating | Natural Gas | Water Heater - Pre-Rinse Spray Valve | A | Incremental Summer Peak Savings (MW) | Technical Potential | 0 | 0 | 0 | 0 | 0 | 0 | 0 | 0 | 0 | 0 | 0 | 0 | 0 | 0 | 0 | 0 | 0 | 0 | 0 | 0 | 0 | 0 | 0 | 0 | 0 | 0 | 0
F6_Commercial_Interruptible - Miscellaneous_Existing_Water Heating_Natural Gas_Water Heater - Pre-Rinse Spray Valve_A_Technical Potential | F6 | Commercial | Interruptible - Miscellaneous | Existing | Water Heating | Natural Gas | Water Heater - Pre-Rinse Spray Valve | A | Incremental Winter Peak Savings (MW) | Technical Potential | 0 | 0 | 0 | 0 | 0 | 0 | 0 | 0 | 0 | 0 | 0 | 0 | 0 | 0 | 0 | 0 | 0 | 0 | 0 | 0 | 0 | 0 | 0 | 0 | 0 | 0 | 0
F7_Commercial_Interruptible - Miscellaneous_Existing_Water Heating_Natural Gas_Water Heater - Pre-Rinse Spray Valve_A_Technical Potential | F7 | Commercial | Interruptible - Miscellaneous | Existing | Water Heating | Natural Gas | Water Heater - Pre-Rinse Spray Valve | A | Cumulative Energy Savings (MWh or mTherms) | Technical Potential | 0 | 0 | 0 | 0 | 0 | 0 | 0 | 0 | 0 | 0 | 0 | 0 | 0 | 0 | 0 | 0 | 0 | 0 | 0 | 0 | 0 | 0 | 0 | 0 | 0 | 0 | 0
F8_Commercial_Interruptible - Miscellaneous_Existing_Water Heating_Natural Gas_Water Heater - Pre-Rinse Spray Valve_A_Technical Potential | F8 | Commercial | Interruptible - Miscellaneous | Existing | Water Heating | Natural Gas | Water Heater - Pre-Rinse Spray Valve | A | Cumulative Summer Peak Savings (MW) | Technical Potential | 0 | 0 | 0 | 0 | 0 | 0 | 0 | 0 | 0 | 0 | 0 | 0 | 0 | 0 | 0 | 0 | 0 | 0 | 0 | 0 | 0 | 0 | 0 | 0 | 0 | 0 | 0
F9_Commercial_Interruptible - Miscellaneous_Existing_Water Heating_Natural Gas_Water Heater - Pre-Rinse Spray Valve_A_Technical Potential | F9 | Commercial | Interruptible - Miscellaneous | Existing | Water Heating | Natural Gas | Water Heater - Pre-Rinse Spray Valve | A | Cumulative Winter Peak Savings (MW) | Technical Potential | 0 | 0 | 0 | 0 | 0 | 0 | 0 | 0 | 0 | 0 | 0 | 0 | 0 | 0 | 0 | 0 | 0 | 0 | 0 | 0 | 0 | 0 | 0 | 0 | 0 | 0 | 0
F10_Commercial_Interruptible - Miscellaneous_Existing_Water Heating_Natural Gas_Water Heater - Pre-Rinse Spray Valve_A_Technical Potential | F10 | Commercial | Interruptible - Miscellaneous | Existing | Water Heating | Natural Gas | Water Heater - Pre-Rinse Spray Valve | A | Purchases (Incremental) | Technical Potential | 0 | 0 | 0 | 0 | 0 | 0 | 0 | 0 | 0 | 0 | 0 | 0 | 0 | 0 | 0 | 0 | 0 | 0 | 0 | 0 | 0 | 0 | 0 | 0 | 0 | 0 | 0
F11_Commercial_Interruptible - Miscellaneous_Existing_Water Heating_Natural Gas_Water Heater - Pre-Rinse Spray Valve_A_Technical Potential | F11 | Commercial | Interruptible - Miscellaneous | Existing | Water Heating | Natural Gas | Water Heater - Pre-Rinse Spray Valve | A | Purchases (Cumulative) | Technical Potential | 0 | 0 | 0 | 0 | 0 | 0 | 0 | 0 | 0 | 0 | 0 | 0 | 0 | 0 | 0 | 0 | 0 | 0 | 0 | 0 | 0 | 0 | 0 | 0 | 0 | 0 | 0
F1_Commercial_Interruptible - Miscellaneous_Existing_Water Heating_Natural Gas_Water Heater - Temperature Setback_A_Technical Potential | F1 | Commercial | Interruptible - Miscellaneous | Existing | Water Heating | Natural Gas | Water Heater - Temperature Setback | A | Integrated Unit Energy Savings (kWh or therms) | Technical Potential | 0 | 0 | 99.0172 | 96.3684 | 93.9392 | 91.7101 | 89.6637 | 87.781 | 86.0574 | 84.4928 | 83.0028 | 81.5971 | 81.219 | 80.9266 | 80.7046 | 80.24 | 79.8812 | 79.5942 | 79.3646 | 79.1682 | 79.0541 | 78.9892 | 78.9578 | 78.9326 | 78.8553 | 78.8392 | 78.8264
F2_Commercial_Interruptible - Miscellaneous_Existing_Water Heating_Natural Gas_Water Heater - Temperature Setback_A_Technical Potential | F2 | Commercial | Interruptible - Miscellaneous | Existing | Water Heating | Natural Gas | Water Heater - Temperature Setback | A | Integrated Unit Summer Peak Savings (kW) | Technical Potential | 0 | 0 | 0 | 0 | 0 | 0 | 0 | 0 | 0 | 0 | 0 | 0 | 0 | 0 | 0 | 0 | 0 | 0 | 0 | 0 | 0 | 0 | 0 | 0 | 0 | 0 | 0
F3_Commercial_Interruptible - Miscellaneous_Existing_Water Heating_Natural Gas_Water Heater - Temperature Setback_A_Technical Potential | F3 | Commercial | Interruptible - Miscellaneous | Existing | Water Heating | Natural Gas | Water Heater - Temperature Setback | A | Integrated Unit Winter Peak Savings (kW) | Technical Potential | 0 | 0 | 0 | 0 | 0 | 0 | 0 | 0 | 0 | 0 | 0 | 0 | 0 | 0 | 0 | 0 | 0 | 0 | 0 | 0 | 0 | 0 | 0 | 0 | 0 | 0 | 0
F4_Commercial_Interruptible - Miscellaneous_Existing_Water Heating_Natural Gas_Water Heater - Temperature Setback_A_Technical Potential | F4 | Commercial | Interruptible - Miscellaneous | Existing | Water Heating | Natural Gas | Water Heater - Temperature Setback | A | Incremental Energy Savings (MWh or mTherms) | Technical Potential | 0 | 0 | 0.022107 | 0.026418 | 0.010539 | 0.010573 | 0.0097481 | 0.011401 | 0 | 0 | 0 | 0 | 0 | 0 | 0 | 0 | 0 | 0 | 0 | 0 | 0 | 0 | 0 | 0 | 0 | 0 | 0
F5_Commercial_Interruptible - Miscellaneous_Existing_Water Heating_Natural Gas_Water Heater - Temperature Setback_A_Technical Potential | F5 | Commercial | Interruptible - Miscellaneous | Existing | Water Heating | Natural Gas | Water Heater - Temperature Setback | A | Incremental Summer Peak Savings (MW) | Technical Potential | 0 | 0 | 0 | 0 | 0 | 0 | 0 | 0 | 0 | 0 | 0 | 0 | 0 | 0 | 0 | 0 | 0 | 0 | 0 | 0 | 0 | 0 | 0 | 0 | 0 | 0 | 0
F6_Commercial_Interruptible - Miscellaneous_Existing_Water Heating_Natural Gas_Water Heater - Temperature Setback_A_Technical Potential | F6 | Commercial | Interruptible - Miscellaneous | Existing | Water Heating | Natural Gas | Water Heater - Temperature Setback | A | Incremental Winter Peak Savings (MW) | Technical Potential | 0 | 0 | 0 | 0 | 0 | 0 | 0 | 0 | 0 | 0 | 0 | 0 | 0 | 0 | 0 | 0 | 0 | 0 | 0 | 0 | 0 | 0 | 0 | 0 | 0 | 0 | 0
F7_Commercial_Interruptible - Miscellaneous_Existing_Water Heating_Natural Gas_Water Heater - Temperature Setback_A_Technical Potential | F7 | Commercial | Interruptible - Miscellaneous | Existing | Water Heating | Natural Gas | Water Heater - Temperature Setback | A | Cumulative Energy Savings (MWh or mTherms) | Technical Potential | 0 | 0 | 0.022107 | 0.047934 | 0.057265 | 0.066479 | 0.074743 | 0.084575 | 0.082914 | 0.081407 | 0.079971 | 0.078617 | 0.078253 | 0.077971 | 0.077757 | 0.077309 | 0.076964 | 0.076687 | 0.076466 | 0.076277 | 0.076167 | 0.076104 | 0.076074 | 0.07605 | 0.075975 | 0.07596 | 0.075947
F8_Commercial_Interruptible - Miscellaneous_Existing_Water Heating_Natural Gas_Water Heater - Temperature Setback_A_Technical Potential | F8 | Commercial | Interruptible - Miscellaneous | Existing | Water Heating | Natural Gas | Water Heater - Temperature Setback | A | Cumulative Summer Peak Savings (MW) | Technical Potential | 0 | 0 | 0 | 0 | 0 | 0 | 0 | 0 | 0 | 0 | 0 | 0 | 0 | 0 | 0 | 0 | 0 | 0 | 0 | 0 | 0 | 0 | 0 | 0 | 0 | 0 | 0
F9_Commercial_Interruptible - Miscellaneous_Existing_Water Heating_Natural Gas_Water Heater - Temperature Setback_A_Technical Potential | F9 | Commercial | Interruptible - Miscellaneous | Existing | Water Heating | Natural Gas | Water Heater - Temperature Setback | A | Cumulative Winter Peak Savings (MW) | Technical Potential | 0 | 0 | 0 | 0 | 0 | 0 | 0 | 0 | 0 | 0 | 0 | 0 | 0 | 0 | 0 | 0 | 0 | 0 | 0 | 0 | 0 | 0 | 0 | 0 | 0 | 0 | 0
F10_Commercial_Interruptible - Miscellaneous_Existing_Water Heating_Natural Gas_Water Heater - Temperature Setback_A_Technical Potential | F10 | Commercial | Interruptible - Miscellaneous | Existing | Water Heating | Natural Gas | Water Heater - Temperature Setback | A | Purchases (Incremental) | Technical Potential | 0 | 0 | 0.22327 | 0.27413 | 0.11219 | 0.11528 | 0.10872 | 0.12988 | 0 | 0 | 0 | 0 | 0 | 0 | 0 | 0 | 0 | 0 | 0 | 0 | 0 | 0 | 0 | 0 | 0 | 0 | 0
F11_Commercial_Interruptible - Miscellaneous_Existing_Water Heating_Natural Gas_Water Heater - Temperature Setback_A_Technical Potential | F11 | Commercial | Interruptible - Miscellaneous | Existing | Water Heating | Natural Gas | Water Heater - Temperature Setback | A | Purchases (Cumulative) | Technical Potential | 0 | 0 | 0.22327 | 0.4974 | 0.60959 | 0.72488 | 0.8336 | 0.96348 | 0.96348 | 0.96348 | 0.96348 | 0.96348 | 0.96348 | 0.96348 | 0.96348 | 0.96348 | 0.96348 | 0.96348 | 0.96348 | 0.96348 | 0.96348 | 0.96348 | 0.96348 | 0.96348 | 0.96348 | 0.96348 | 0.96348
F1_Commercial_Interruptible - Miscellaneous_Existing_Water Heating_Natural Gas_Water Heater - Faucet Aerators_A_Technical Potential | F1 | Commercial | Interruptible - Miscellaneous | Existing | Water Heating | Natural Gas | Water Heater - Faucet Aerators | A | Integrated Unit Energy Savings (kWh or therms) | Technical Potential | 0 | 0 | 7.0713 | 6.8728 | 6.6958 | 6.5331 | 6.3839 | 6.2458 | 6.1232 | 6.0118 | 5.9058 | 5.8058 | 5.7789 | 5.7581 | 5.7423 | 5.7092 | 5.6837 | 5.6633 | 5.6469 | 5.633 | 5.6249 | 5.6202 | 5.618 | 5.6162 | 5.6107 | 5.6096 | 5.6087
F2_Commercial_Interruptible - Miscellaneous_Existing_Water Heating_Natural Gas_Water Heater - Faucet Aerators_A_Technical Potential | F2 | Commercial | Interruptible - Miscellaneous | Existing | Water Heating | Natural Gas | Water Heater - Faucet Aerators | A | Integrated Unit Summer Peak Savings (kW) | Technical Potential | 0 | 0 | 0 | 0 | 0 | 0 | 0 | 0 | 0 | 0 | 0 | 0 | 0 | 0 | 0 | 0 | 0 | 0 | 0 | 0 | 0 | 0 | 0 | 0 | 0 | 0 | 0
F3_Commercial_Interruptible - Miscellaneous_Existing_Water Heating_Natural Gas_Water Heater - Faucet Aerators_A_Technical Potential | F3 | Commercial | Interruptible - Miscellaneous | Existing | Water Heating | Natural Gas | Water Heater - Faucet Aerators | A | Integrated Unit Winter Peak Savings (kW) | Technical Potential | 0 | 0 | 0 | 0 | 0 | 0 | 0 | 0 | 0 | 0 | 0 | 0 | 0 | 0 | 0 | 0 | 0 | 0 | 0 | 0 | 0 | 0 | 0 | 0 | 0 | 0 | 0
F4_Commercial_Interruptible - Miscellaneous_Existing_Water Heating_Natural Gas_Water Heater - Faucet Aerators_A_Technical Potential | F4 | Commercial | Interruptible - Miscellaneous | Existing | Water Heating | Natural Gas | Water Heater - Faucet Aerators | A | Incremental Energy Savings (MWh or mTherms) | Technical Potential | 0 | 0 | 0 | 0 | 0 | 0 | 0 | 0 | 0 | 0 | 0 | 0 | 0 | 0 | 0 | 0 | 0 | 0 | 0 | 0 | 0 | 0 | 0 | 0 | 0 | 0 | 0
F5_Commercial_Interruptible - Miscellaneous_Existing_Water Heating_Natural Gas_Water Heater - Faucet Aerators_A_Technical Potential | F5 | Commercial | Interruptible - Miscellaneous | Existing | Water Heating | Natural Gas | Water Heater - Faucet Aerators | A | Incremental Summer Peak Savings (MW) | Technical Potential | 0 | 0 | 0 | 0 | 0 | 0 | 0 | 0 | 0 | 0 | 0 | 0 | 0 | 0 | 0 | 0 | 0 | 0 | 0 | 0 | 0 | 0 | 0 | 0 | 0 | 0 | 0
F6_Commercial_Interruptible - Miscellaneous_Existing_Water Heating_Natural Gas_Water Heater - Faucet Aerators_A_Technical Potential | F6 | Commercial | Interruptible - Miscellaneous | Existing | Water Heating | Natural Gas | Water Heater - Faucet Aerators | A | Incremental Winter Peak Savings (MW) | Technical Potential | 0 | 0 | 0 | 0 | 0 | 0 | 0 | 0 | 0 | 0 | 0 | 0 | 0 | 0 | 0 | 0 | 0 | 0 | 0 | 0 | 0 | 0 | 0 | 0 | 0 | 0 | 0
F7_Commercial_Interruptible - Miscellaneous_Existing_Water Heating_Natural Gas_Water Heater - Faucet Aerators_A_Technical Potential | F7 | Commercial | Interruptible - Miscellaneous | Existing | Water Heating | Natural Gas | Water Heater - Faucet Aerators | A | Cumulative Energy Savings (MWh or mTherms) | Technical Potential | 0 | 0 | 0 | 0 | 0 | 0 | 0 | 0 | 0 | 0 | 0 | 0 | 0 | 0 | 0 | 0 | 0 | 0 | 0 | 0 | 0 | 0 | 0 | 0 | 0 | 0 | 0
F8_Commercial_Interruptible - Miscellaneous_Existing_Water Heating_Natural Gas_Water Heater - Faucet Aerators_A_Technical Potential | F8 | Commercial | Interruptible - Miscellaneous | Existing | Water Heating | Natural Gas | Water Heater - Faucet Aerators | A | Cumulative Summer Peak Savings (MW) | Technical Potential | 0 | 0 | 0 | 0 | 0 | 0 | 0 | 0 | 0 | 0 | 0 | 0 | 0 | 0 | 0 | 0 | 0 | 0 | 0 | 0 | 0 | 0 | 0 | 0 | 0 | 0 | 0
F9_Commercial_Interruptible - Miscellaneous_Existing_Water Heating_Natural Gas_Water Heater - Faucet Aerators_A_Technical Potential | F9 | Commercial | Interruptible - Miscellaneous | Existing | Water Heating | Natural Gas | Water Heater - Faucet Aerators | A | Cumulative Winter Peak Savings (MW) | Technical Potential | 0 | 0 | 0 | 0 | 0 | 0 | 0 | 0 | 0 | 0 | 0 | 0 | 0 | 0 | 0 | 0 | 0 | 0 | 0 | 0 | 0 | 0 | 0 | 0 | 0 | 0 | 0
F10_Commercial_Interruptible - Miscellaneous_Existing_Water Heating_Natural Gas_Water Heater - Faucet Aerators_A_Technical Potential | F10 | Commercial | Interruptible - Miscellaneous | Existing | Water Heating | Natural Gas | Water Heater - Faucet Aerators | A | Purchases (Incremental) | Technical Potential | 0 | 0 | 0 | 0 | 0 | 0 | 0 | 0 | 0 | 0 | 0 | 0 | 0 | 0 | 0 | 0 | 0 | 0 | 0 | 0 | 0 | 0 | 0 | 0 | 0 | 0 | 0
F11_Commercial_Interruptible - Miscellaneous_Existing_Water Heating_Natural Gas_Water Heater - Faucet Aerators_A_Technical Potential | F11 | Commercial | Interruptible - Miscellaneous | Existing | Water Heating | Natural Gas | Water Heater - Faucet Aerators | A | Purchases (Cumulative) | Technical Potential | 0 | 0 | 0 | 0 | 0 | 0 | 0 | 0 | 0 | 0 | 0 | 0 | 0 | 0 | 0 | 0 | 0 | 0 | 0 | 0 | 0 | 0 | 0 | 0 | 0 | 0 | 0
F1_Commercial_Interruptible - Miscellaneous_Existing_Water Heating_Natural Gas_Water Heater - Low-Flow Showerheads_A_Technical Potential | F1 | Commercial | Interruptible - Miscellaneous | Existing | Water Heating | Natural Gas | Water Heater - Low-Flow Showerheads | A | Integrated Unit Energy Savings (kWh or therms) | Technical Potential | 0 | 0 | 40.8989 | 39.8048 | 38.8014 | 37.8807 | 37.0354 | 36.2578 | 35.5458 | 34.8996 | 34.2841 | 33.7035 | 33.5474 | 33.4266 | 33.3349 | 33.143 | 32.9948 | 32.8762 | 32.7814 | 32.7003 | 32.6532 | 32.6263 | 32.6134 | 32.603 | 32.571 | 32.5644 | 32.5591
F2_Commercial_Interruptible - Miscellaneous_Existing_Water Heating_Natural Gas_Water Heater - Low-Flow Showerheads_A_Technical Potential | F2 | Commercial | Interruptible - Miscellaneous | Existing | Water Heating | Natural Gas | Water Heater - Low-Flow Showerheads | A | Integrated Unit Summer Peak Savings (kW) | Technical Potential | 0 | 0 | 0 | 0 | 0 | 0 | 0 | 0 | 0 | 0 | 0 | 0 | 0 | 0 | 0 | 0 | 0 | 0 | 0 | 0 | 0 | 0 | 0 | 0 | 0 | 0 | 0
F3_Commercial_Interruptible - Miscellaneous_Existing_Water Heating_Natural Gas_Water Heater - Low-Flow Showerheads_A_Technical Potential | F3 | Commercial | Interruptible - Miscellaneous | Existing | Water Heating | Natural Gas | Water Heater - Low-Flow Showerheads | A | Integrated Unit Winter Peak Savings (kW) | Technical Potential | 0 | 0 | 0 | 0 | 0 | 0 | 0 | 0 | 0 | 0 | 0 | 0 | 0 | 0 | 0 | 0 | 0 | 0 | 0 | 0 | 0 | 0 | 0 | 0 | 0 | 0 | 0
F4_Commercial_Interruptible - Miscellaneous_Existing_Water Heating_Natural Gas_Water Heater - Low-Flow Showerheads_A_Technical Potential | F4 | Commercial | Interruptible - Miscellaneous | Existing | Water Heating | Natural Gas | Water Heater - Low-Flow Showerheads | A | Incremental Energy Savings (MWh or mTherms) | Technical Potential | 0 | 0 | 0 | 0 | 0 | 0 | 0 | 0 | 0 | 0 | 0 | 0 | 0 | 0 | 0 | 0 | 0 | 0 | 0 | 0 | 0 | 0 | 0 | 0 | 0 | 0 | 0
F5_Commercial_Interruptible - Miscellaneous_Existing_Water Heating_Natural Gas_Water Heater - Low-Flow Showerheads_A_Technical Potential | F5 | Commercial | Interruptible - Miscellaneous | Existing | Water Heating | Natural Gas | Water Heater - Low-Flow Showerheads | A | Incremental Summer Peak Savings (MW) | Technical Potential | 0 | 0 | 0 | 0 | 0 | 0 | 0 | 0 | 0 | 0 | 0 | 0 | 0 | 0 | 0 | 0 | 0 | 0 | 0 | 0 | 0 | 0 | 0 | 0 | 0 | 0 | 0
F6_Commercial_Interruptible - Miscellaneous_Existing_Water Heating_Natural Gas_Water Heater - Low-Flow Showerheads_A_Technical Potential | F6 | Commercial | Interruptible - Miscellaneous | Existing | Water Heating | Natural Gas | Water Heater - Low-Flow Showerheads | A | Incremental Winter Peak Savings (MW) | Technical Potential | 0 | 0 | 0 | 0 | 0 | 0 | 0 | 0 | 0 | 0 | 0 | 0 | 0 | 0 | 0 | 0 | 0 | 0 | 0 | 0 | 0 | 0 | 0 | 0 | 0 | 0 | 0
F7_Commercial_Interruptible - Miscellaneous_Existing_Water Heating_Natural Gas_Water Heater - Low-Flow Showerheads_A_Technical Potential | F7 | Commercial | Interruptible - Miscellaneous | Existing | Water Heating | Natural Gas | Water Heater - Low-Flow Showerheads | A | Cumulative Energy Savings (MWh or mTherms) | Technical Potential | 0 | 0 | 0 | 0 | 0 | 0 | 0 | 0 | 0 | 0 | 0 | 0 | 0 | 0 | 0 | 0 | 0 | 0 | 0 | 0 | 0 | 0 | 0 | 0 | 0 | 0 | 0
F8_Commercial_Interruptible - Miscellaneous_Existing_Water Heating_Natural Gas_Water Heater - Low-Flow Showerheads_A_Technical Potential | F8 | Commercial | Interruptible - Miscellaneous | Existing | Water Heating | Natural Gas | Water Heater - Low-Flow Showerheads | A | Cumulative Summer Peak Savings (MW) | Technical Potential | 0 | 0 | 0 | 0 | 0 | 0 | 0 | 0 | 0 | 0 | 0 | 0 | 0 | 0 | 0 | 0 | 0 | 0 | 0 | 0 | 0 | 0 | 0 | 0 | 0 | 0 | 0
F9_Commercial_Interruptible - Miscellaneous_Existing_Water Heating_Natural Gas_Water Heater - Low-Flow Showerheads_A_Technical Potential | F9 | Commercial | Interruptible - Miscellaneous | Existing | Water Heating | Natural Gas | Water Heater - Low-Flow Showerheads | A | Cumulative Winter Peak Savings (MW) | Technical Potential | 0 | 0 | 0 | 0 | 0 | 0 | 0 | 0 | 0 | 0 | 0 | 0 | 0 | 0 | 0 | 0 | 0 | 0 | 0 | 0 | 0 | 0 | 0 | 0 | 0 | 0 | 0
F10_Commercial_Interruptible - Miscellaneous_Existing_Water Heating_Natural Gas_Water Heater - Low-Flow Showerheads_A_Technical Potential | F10 | Commercial | Interruptible - Miscellaneous | Existing | Water Heating | Natural Gas | Water Heater - Low-Flow Showerheads | A | Purchases (Incremental) | Technical Potential | 0 | 0 | 0 | 0 | 0 | 0 | 0 | 0 | 0 | 0 | 0 | 0 | 0 | 0 | 0 | 0 | 0 | 0 | 0 | 0 | 0 | 0 | 0 | 0 | 0 | 0 | 0
F11_Commercial_Interruptible - Miscellaneous_Existing_Water Heating_Natural Gas_Water Heater - Low-Flow Showerheads_A_Technical Potential | F11 | Commercial | Interruptible - Miscellaneous | Existing | Water Heating | Natural Gas | Water Heater - Low-Flow Showerheads | A | Purchases (Cumulative) | Technical Potential | 0 | 0 | 0 | 0 | 0 | 0 | 0 | 0 | 0 | 0 | 0 | 0 | 0 | 0 | 0 | 0 | 0 | 0 | 0 | 0 | 0 | 0 | 0 | 0 | 0 | 0 | 0
F1_Commercial_Interruptible - Miscellaneous_Existing_Water Heating_Natural Gas_Water Heater - Tank Blanket/Insulation_A_Technical Potential | F1 | Commercial | Interruptible - Miscellaneous | Existing | Water Heating | Natural Gas | Water Heater - Tank Blanket/Insulation | A | Integrated Unit Energy Savings (kWh or therms) | Technical Potential | 0 | 0 | 191.4209 | 186.4448 | 181.9176 | 177.7969 | 174.0486 | 170.6455 | 167.566 | 164.7925 | 162.1399 | 159.6089 | 159.0353 | 158.5764 | 158.2093 | 157.3299 | 156.6265 | 156.0637 | 155.6135 | 155.2285 | 155.0048 | 154.8774 | 154.8158 | 154.7665 | 154.615 | 154.5834 | 154.5582
F2_Commercial_Interruptible - Miscellaneous_Existing_Water Heating_Natural Gas_Water Heater - Tank Blanket/Insulation_A_Technical Potential | F2 | Commercial | Interruptible - Miscellaneous | Existing | Water Heating | Natural Gas | Water Heater - Tank Blanket/Insulation | A | Integrated Unit Summer Peak Savings (kW) | Technical Potential | 0 | 0 | 0 | 0 | 0 | 0 | 0 | 0 | 0 | 0 | 0 | 0 | 0 | 0 | 0 | 0 | 0 | 0 | 0 | 0 | 0 | 0 | 0 | 0 | 0 | 0 | 0
F3_Commercial_Interruptible - Miscellaneous_Existing_Water Heating_Natural Gas_Water Heater - Tank Blanket/Insulation_A_Technical Potential | F3 | Commercial | Interruptible - Miscellaneous | Existing | Water Heating | Natural Gas | Water Heater - Tank Blanket/Insulation | A | Integrated Unit Winter Peak Savings (kW) | Technical Potential | 0 | 0 | 0 | 0 | 0 | 0 | 0 | 0 | 0 | 0 | 0 | 0 | 0 | 0 | 0 | 0 | 0 | 0 | 0 | 0 | 0 | 0 | 0 | 0 | 0 | 0 | 0
F4_Commercial_Interruptible - Miscellaneous_Existing_Water Heating_Natural Gas_Water Heater - Tank Blanket/Insulation_A_Technical Potential | F4 | Commercial | Interruptible - Miscellaneous | Existing | Water Heating | Natural Gas | Water Heater - Tank Blanket/Insulation | A | Incremental Energy Savings (MWh or mTherms) | Technical Potential | 0 | 0 | 0.01257 | 0.015033 | 0.017949 | 0.020364 | 0.022738 | 0.026064 | 0.028076 | 0.028207 | 0.026154 | 0.022131 | 0.017064 | 0.011677 | 0.0069713 | 0.003238 | 0 | 0 | 0 | 0 | 0 | 0 | 0 | 0 | 0 | 0 | 0
F5_Commercial_Interruptible - Miscellaneous_Existing_Water Heating_Natural Gas_Water Heater - Tank Blanket/Insulation_A_Technical Potential | F5 | Commercial | Interruptible - Miscellaneous | Existing | Water Heating | Natural Gas | Water Heater - Tank Blanket/Insulation | A | Incremental Summer Peak Savings (MW) | Technical Potential | 0 | 0 | 0 | 0 | 0 | 0 | 0 | 0 | 0 | 0 | 0 | 0 | 0 | 0 | 0 | 0 | 0 | 0 | 0 | 0 | 0 | 0 | 0 | 0 | 0 | 0 | 0
F6_Commercial_Interruptible - Miscellaneous_Existing_Water Heating_Natural Gas_Water Heater - Tank Blanket/Insulation_A_Technical Potential | F6 | Commercial | Interruptible - Miscellaneous | Existing | Water Heating | Natural Gas | Water Heater - Tank Blanket/Insulation | A | Incremental Winter Peak Savings (MW) | Technical Potential | 0 | 0 | 0 | 0 | 0 | 0 | 0 | 0 | 0 | 0 | 0 | 0 | 0 | 0 | 0 | 0 | 0 | 0 | 0 | 0 | 0 | 0 | 0 | 0 | 0 | 0 | 0
F7_Commercial_Interruptible - Miscellaneous_Existing_Water Heating_Natural Gas_Water Heater - Tank Blanket/Insulation_A_Technical Potential | F7 | Commercial | Interruptible - Miscellaneous | Existing | Water Heating | Natural Gas | Water Heater - Tank Blanket/Insulation | A | Cumulative Energy Savings (MWh or mTherms) | Technical Potential | 0 | 0 | 0.01257 | 0.027276 | 0.044562 | 0.063917 | 0.085307 | 0.1097 | 0.1358 | 0.16176 | 0.18531 | 0.20455 | 0.22088 | 0.23191 | 0.23835 | 0.24026 | 0.23919 | 0.23833 | 0.23764 | 0.23705 | 0.23671 | 0.23652 | 0.23642 | 0.23635 | 0.23612 | 0.23607 | 0.23603
F8_Commercial_Interruptible - Miscellaneous_Existing_Water Heating_Natural Gas_Water Heater - Tank Blanket/Insulation_A_Technical Potential | F8 | Commercial | Interruptible - Miscellaneous | Existing | Water Heating | Natural Gas | Water Heater - Tank Blanket/Insulation | A | Cumulative Summer Peak Savings (MW) | Technical Potential | 0 | 0 | 0 | 0 | 0 | 0 | 0 | 0 | 0 | 0 | 0 | 0 | 0 | 0 | 0 | 0 | 0 | 0 | 0 | 0 | 0 | 0 | 0 | 0 | 0 | 0 | 0
F9_Commercial_Interruptible - Miscellaneous_Existing_Water Heating_Natural Gas_Water Heater - Tank Blanket/Insulation_A_Technical Potential | F9 | Commercial | Interruptible - Miscellaneous | Existing | Water Heating | Natural Gas | Water Heater - Tank Blanket/Insulation | A | Cumulative Winter Peak Savings (MW) | Technical Potential | 0 | 0 | 0 | 0 | 0 | 0 | 0 | 0 | 0 | 0 | 0 | 0 | 0 | 0 | 0 | 0 | 0 | 0 | 0 | 0 | 0 | 0 | 0 | 0 | 0 | 0 | 0
F10_Commercial_Interruptible - Miscellaneous_Existing_Water Heating_Natural Gas_Water Heater - Tank Blanket/Insulation_A_Technical Potential | F10 | Commercial | Interruptible - Miscellaneous | Existing | Water Heating | Natural Gas | Water Heater - Tank Blanket/Insulation | A | Purchases (Incremental) | Technical Potential | 0 | 0 | 0.065666 | 0.080628 | 0.098665 | 0.11453 | 0.13064 | 0.15273 | 0.16755 | 0.17117 | 0.1613 | 0.13865 | 0.1073 | 0.073635 | 0.044064 | 0.020581 | 0 | 0 | 0 | 0 | 0 | 0 | 0 | 0 | 0 | 0 | 0
F11_Commercial_Interruptible - Miscellaneous_Existing_Water Heating_Natural Gas_Water Heater - Tank Blanket/Insulation_A_Technical Potential | F11 | Commercial | Interruptible - Miscellaneous | Existing | Water Heating | Natural Gas | Water Heater - Tank Blanket/Insulation | A | Purchases (Cumulative) | Technical Potential | 0 | 0 | 0.065666 | 0.14629 | 0.24496 | 0.35949 | 0.49013 | 0.64287 | 0.81042 | 0.98159 | 1.1429 | 1.2815 | 1.3888 | 1.4625 | 1.5065 | 1.5271 | 1.5271 | 1.5271 | 1.5271 | 1.5271 | 1.5271 | 1.5271 | 1.5271 | 1.5271 | 1.5271 | 1.5271 | 1.5271
F1_Commercial_Interruptible - Miscellaneous_Existing_Water Heating_Natural Gas_Water Heater - Drainwater Heat Recovery_A_Technical Potential | F1 | Commercial | Interruptible - Miscellaneous | Existing | Water Heating | Natural Gas | Water Heater - Drainwater Heat Recovery | A | Integrated Unit Energy Savings (kWh or therms) | Technical Potential | 0 | 0 | 10.8541 | 10.5105 | 10.1942 | 9.8955 | 9.6131 | 9.3413 | 9.0898 | 8.8569 | 8.6374 | 8.4373 | 8.3568 | 8.2984 | 8.2683 | 8.2166 | 8.1799 | 8.1505 | 8.127 | 8.1069 | 8.0952 | 8.0885 | 8.0853 | 8.0827 | 8.0748 | 8.0732 | 8.0719
F2_Commercial_Interruptible - Miscellaneous_Existing_Water Heating_Natural Gas_Water Heater - Drainwater Heat Recovery_A_Technical Potential | F2 | Commercial | Interruptible - Miscellaneous | Existing | Water Heating | Natural Gas | Water Heater - Drainwater Heat Recovery | A | Integrated Unit Summer Peak Savings (kW) | Technical Potential | 0 | 0 | 0 | 0 | 0 | 0 | 0 | 0 | 0 | 0 | 0 | 0 | 0 | 0 | 0 | 0 | 0 | 0 | 0 | 0 | 0 | 0 | 0 | 0 | 0 | 0 | 0
F3_Commercial_Interruptible - Miscellaneous_Existing_Water Heating_Natural Gas_Water Heater - Drainwater Heat Recovery_A_Technical Potential | F3 | Commercial | Interruptible - Miscellaneous | Existing | Water Heating | Natural Gas | Water Heater - Drainwater Heat Recovery | A | Integrated Unit Winter Peak Savings (kW) | Technical Potential | 0 | 0 | 0 | 0 | 0 | 0 | 0 | 0 | 0 | 0 | 0 | 0 | 0 | 0 | 0 | 0 | 0 | 0 | 0 | 0 | 0 | 0 | 0 | 0 | 0 | 0 | 0
F4_Commercial_Interruptible - Miscellaneous_Existing_Water Heating_Natural Gas_Water Heater - Drainwater Heat Recovery_A_Technical Potential | F4 | Commercial | Interruptible - Miscellaneous | Existing | Water Heating | Natural Gas | Water Heater - Drainwater Heat Recovery | A | Incremental Energy Savings (MWh or mTherms) | Technical Potential | 0 | 0 | 0 | 0 | 0 | 0 | 0 | 0 | 0 | 0 | 0 | 0 | 0 | 0 | 0 | 0 | 0 | 0 | 0 | 0 | 0 | 0 | 0 | 0 | 0 | 0 | 0
F5_Commercial_Interruptible - Miscellaneous_Existing_Water Heating_Natural Gas_Water Heater - Drainwater Heat Recovery_A_Technical Potential | F5 | Commercial | Interruptible - Miscellaneous | Existing | Water Heating | Natural Gas | Water Heater - Drainwater Heat Recovery | A | Incremental Summer Peak Savings (MW) | Technical Potential | 0 | 0 | 0 | 0 | 0 | 0 | 0 | 0 | 0 | 0 | 0 | 0 | 0 | 0 | 0 | 0 | 0 | 0 | 0 | 0 | 0 | 0 | 0 | 0 | 0 | 0 | 0
F6_Commercial_Interruptible - Miscellaneous_Existing_Water Heating_Natural Gas_Water Heater - Drainwater Heat Recovery_A_Technical Potential | F6 | Commercial | Interruptible - Miscellaneous | Existing | Water Heating | Natural Gas | Water Heater - Drainwater Heat Recovery | A | Incremental Winter Peak Savings (MW) | Technical Potential | 0 | 0 | 0 | 0 | 0 | 0 | 0 | 0 | 0 | 0 | 0 | 0 | 0 | 0 | 0 | 0 | 0 | 0 | 0 | 0 | 0 | 0 | 0 | 0 | 0 | 0 | 0
F7_Commercial_Interruptible - Miscellaneous_Existing_Water Heating_Natural Gas_Water Heater - Drainwater Heat Recovery_A_Technical Potential | F7 | Commercial | Interruptible - Miscellaneous | Existing | Water Heating | Natural Gas | Water Heater - Drainwater Heat Recovery | A | Cumulative Energy Savings (MWh or mTherms) | Technical Potential | 0 | 0 | 0 | 0 | 0 | 0 | 0 | 0 | 0 | 0 | 0 | 0 | 0 | 0 | 0 | 0 | 0 | 0 | 0 | 0 | 0 | 0 | 0 | 0 | 0 | 0 | 0
F8_Commercial_Interruptible - Miscellaneous_Existing_Water Heating_Natural Gas_Water Heater - Drainwater Heat Recovery_A_Technical Potential | F8 | Commercial | Interruptible - Miscellaneous | Existing | Water Heating | Natural Gas | Water Heater - Drainwater Heat Recovery | A | Cumulative Summer Peak Savings (MW) | Technical Potential | 0 | 0 | 0 | 0 | 0 | 0 | 0 | 0 | 0 | 0 | 0 | 0 | 0 | 0 | 0 | 0 | 0 | 0 | 0 | 0 | 0 | 0 | 0 | 0 | 0 | 0 | 0
F9_Commercial_Interruptible - Miscellaneous_Existing_Water Heating_Natural Gas_Water Heater - Drainwater Heat Recovery_A_Technical Potential | F9 | Commercial | Interruptible - Miscellaneous | Existing | Water Heating | Natural Gas | Water Heater - Drainwater Heat Recovery | A | Cumulative Winter Peak Savings (MW) | Technical Potential | 0 | 0 | 0 | 0 | 0 | 0 | 0 | 0 | 0 | 0 | 0 | 0 | 0 | 0 | 0 | 0 | 0 | 0 | 0 | 0 | 0 | 0 | 0 | 0 | 0 | 0 | 0
F10_Commercial_Interruptible - Miscellaneous_Existing_Water Heating_Natural Gas_Water Heater - Drainwater Heat Recovery_A_Technical Potential | F10 | Commercial | Interruptible - Miscellaneous | Existing | Water Heating | Natural Gas | Water Heater - Drainwater Heat Recovery | A | Purchases (Incremental) | Technical Potential | 0 | 0 | 0 | 0 | 0 | 0 | 0 | 0 | 0 | 0 | 0 | 0 | 0 | 0 | 0 | 0 | 0 | 0 | 0 | 0 | 0 | 0 | 0 | 0 | 0 | 0 | 0
F11_Commercial_Interruptible - Miscellaneous_Existing_Water Heating_Natural Gas_Water Heater - Drainwater Heat Recovery_A_Technical Potential | F11 | Commercial | Interruptible - Miscellaneous | Existing | Water Heating | Natural Gas | Water Heater - Drainwater Heat Recovery | A | Purchases (Cumulative) | Technical Potential | 0 | 0 | 0 | 0 | 0 | 0 | 0 | 0 | 0 | 0 | 0 | 0 | 0 | 0 | 0 | 0 | 0 | 0 | 0 | 0 | 0 | 0 | 0 | 0 | 0 | 0 | 0
F1_Commercial_Interruptible - Miscellaneous_Existing_Water Heating_Natural Gas_Water Heater - Circulation Pump Controls_A_Technical Potential | F1 | Commercial | Interruptible - Miscellaneous | Existing | Water Heating | Natural Gas | Water Heater - Circulation Pump Controls | A | Integrated Unit Energy Savings (kWh or therms) | Technical Potential | 0 | 0 | 571.6509 | 555.6003 | 541.2923 | 528.1442 | 516.0791 | 504.9155 | 495.0009 | 486.0015 | 477.4309 | 469.3455 | 467.1709 | 465.4891 | 464.2121 | 461.5394 | 459.4757 | 457.8248 | 456.504 | 455.3747 | 454.7185 | 454.3447 | 454.164 | 454.0195 | 453.5748 | 453.4823 | 453.4083
F2_Commercial_Interruptible - Miscellaneous_Existing_Water Heating_Natural Gas_Water Heater - Circulation Pump Controls_A_Technical Potential | F2 | Commercial | Interruptible - Miscellaneous | Existing | Water Heating | Natural Gas | Water Heater - Circulation Pump Controls | A | Integrated Unit Summer Peak Savings (kW) | Technical Potential | 0 | 0 | 0 | 0 | 0 | 0 | 0 | 0 | 0 | 0 | 0 | 0 | 0 | 0 | 0 | 0 | 0 | 0 | 0 | 0 | 0 | 0 | 0 | 0 | 0 | 0 | 0
F3_Commercial_Interruptible - Miscellaneous_Existing_Water Heating_Natural Gas_Water Heater - Circulation Pump Controls_A_Technical Potential | F3 | Commercial | Interruptible - Miscellaneous | Existing | Water Heating | Natural Gas | Water Heater - Circulation Pump Controls | A | Integrated Unit Winter Peak Savings (kW) | Technical Potential | 0 | 0 | 0 | 0 | 0 | 0 | 0 | 0 | 0 | 0 | 0 | 0 | 0 | 0 | 0 | 0 | 0 | 0 | 0 | 0 | 0 | 0 | 0 | 0 | 0 | 0 | 0
F4_Commercial_Interruptible - Miscellaneous_Existing_Water Heating_Natural Gas_Water Heater - Circulation Pump Controls_A_Technical Potential | F4 | Commercial | Interruptible - Miscellaneous | Existing | Water Heating | Natural Gas | Water Heater - Circulation Pump Controls | A | Incremental Energy Savings (MWh or mTherms) | Technical Potential | 0 | 0 | 0.032762 | 0.039097 | 0.046611 | 0.052794 | 0.058842 | 0.067306 | 0.072386 | 0.072603 | 0.067213 | 0.056797 | 0.043748 | 0.029915 | 0 | 0 | 0 | 0 | 0 | 0 | 0 | 0 | 0 | 0 | 0 | 0 | 0
F5_Commercial_Interruptible - Miscellaneous_Existing_Water Heating_Natural Gas_Water Heater - Circulation Pump Controls_A_Technical Potential | F5 | Commercial | Interruptible - Miscellaneous | Existing | Water Heating | Natural Gas | Water Heater - Circulation Pump Controls | A | Incremental Summer Peak Savings (MW) | Technical Potential | 0 | 0 | 0 | 0 | 0 | 0 | 0 | 0 | 0 | 0 | 0 | 0 | 0 | 0 | 0 | 0 | 0 | 0 | 0 | 0 | 0 | 0 | 0 | 0 | 0 | 0 | 0
F6_Commercial_Interruptible - Miscellaneous_Existing_Water Heating_Natural Gas_Water Heater - Circulation Pump Controls_A_Technical Potential | F6 | Commercial | Interruptible - Miscellaneous | Existing | Water Heating | Natural Gas | Water Heater - Circulation Pump Controls | A | Incremental Winter Peak Savings (MW) | Technical Potential | 0 | 0 | 0 | 0 | 0 | 0 | 0 | 0 | 0 | 0 | 0 | 0 | 0 | 0 | 0 | 0 | 0 | 0 | 0 | 0 | 0 | 0 | 0 | 0 | 0 | 0 | 0
F7_Commercial_Interruptible - Miscellaneous_Existing_Water Heating_Natural Gas_Water Heater - Circulation Pump Controls_A_Technical Potential | F7 | Commercial | Interruptible - Miscellaneous | Existing | Water Heating | Natural Gas | Water Heater - Circulation Pump Controls | A | Cumulative Energy Savings (MWh or mTherms) | Technical Potential | 0 | 0 | 0.032762 | 0.070939 | 0.11572 | 0.16571 | 0.22076 | 0.28329 | 0.35012 | 0.41635 | 0.47622 | 0.52496 | 0.56627 | 0.59415 | 0.59252 | 0.58911 | 0.58647 | 0.58436 | 0.58268 | 0.58124 | 0.5804 | 0.57992 | 0.57969 | 0.57951 | 0.57894 | 0.57882 | 0.57873
F8_Commercial_Interruptible - Miscellaneous_Existing_Water Heating_Natural Gas_Water Heater - Circulation Pump Controls_A_Technical Potential | F8 | Commercial | Interruptible - Miscellaneous | Existing | Water Heating | Natural Gas | Water Heater - Circulation Pump Controls | A | Cumulative Summer Peak Savings (MW) | Technical Potential | 0 | 0 | 0 | 0 | 0 | 0 | 0 | 0 | 0 | 0 | 0 | 0 | 0 | 0 | 0 | 0 | 0 | 0 | 0 | 0 | 0 | 0 | 0 | 0 | 0 | 0 | 0
F9_Commercial_Interruptible - Miscellaneous_Existing_Water Heating_Natural Gas_Water Heater - Circulation Pump Controls_A_Technical Potential | F9 | Commercial | Interruptible - Miscellaneous | Existing | Water Heating | Natural Gas | Water Heater - Circulation Pump Controls | A | Cumulative Winter Peak Savings (MW) | Technical Potential | 0 | 0 | 0 | 0 | 0 | 0 | 0 | 0 | 0 | 0 | 0 | 0 | 0 | 0 | 0 | 0 | 0 | 0 | 0 | 0 | 0 | 0 | 0 | 0 | 0 | 0 | 0
F10_Commercial_Interruptible - Miscellaneous_Existing_Water Heating_Natural Gas_Water Heater - Circulation Pump Controls_A_Technical Potential | F10 | Commercial | Interruptible - Miscellaneous | Existing | Water Heating | Natural Gas | Water Heater - Circulation Pump Controls | A | Purchases (Incremental) | Technical Potential | 0 | 0 | 0.057311 | 0.070369 | 0.086111 | 0.099961 | 0.11402 | 0.1333 | 0.14623 | 0.14939 | 0.14078 | 0.12101 | 0.093644 | 0.064266 | 0 | 0 | 0 | 0 | 0 | 0 | 0 | 0 | 0 | 0 | 0 | 0 | 0
F11_Commercial_Interruptible - Miscellaneous_Existing_Water Heating_Natural Gas_Water Heater - Circulation Pump Controls_A_Technical Potential | F11 | Commercial | Interruptible - Miscellaneous | Existing | Water Heating | Natural Gas | Water Heater - Circulation Pump Controls | A | Purchases (Cumulative) | Technical Potential | 0 | 0 | 0.057311 | 0.12768 | 0.21379 | 0.31375 | 0.42777 | 0.56107 | 0.7073 | 0.85669 | 0.99747 | 1.1185 | 1.2121 | 1.2764 | 1.2764 | 1.2764 | 1.2764 | 1.2764 | 1.2764 | 1.2764 | 1.2764 | 1.2764 | 1.2764 | 1.2764 | 1.2764 | 1.2764 | 1.2764
F1_Commercial_Interruptible - Miscellaneous_Existing_Water Heating_Natural Gas_Water Heater - Pipe Insulation_A_Technical Potential | F1 | Commercial | Interruptible - Miscellaneous | Existing | Water Heating | Natural Gas | Water Heater - Pipe Insulation | A | Integrated Unit Energy Savings (kWh or therms) | Technical Potential | 0 | 0 | 4.7699 | 4.6266 | 4.4962 | 4.3743 | 4.2603 | 4.152 | 4.0531 | 3.9619 | 3.8759 | 3.7967 | 3.7686 | 3.7478 | 3.7375 | 3.716 | 3.6994 | 3.6861 | 3.6755 | 3.6664 | 3.6611 | 3.6581 | 3.6566 | 3.6555 | 3.6519 | 3.6512 | 3.6506
F2_Commercial_Interruptible - Miscellaneous_Existing_Water Heating_Natural Gas_Water Heater - Pipe Insulation_A_Technical Potential | F2 | Commercial | Interruptible - Miscellaneous | Existing | Water Heating | Natural Gas | Water Heater - Pipe Insulation | A | Integrated Unit Summer Peak Savings (kW) | Technical Potential | 0 | 0 | 0 | 0 | 0 | 0 | 0 | 0 | 0 | 0 | 0 | 0 | 0 | 0 | 0 | 0 | 0 | 0 | 0 | 0 | 0 | 0 | 0 | 0 | 0 | 0 | 0
F3_Commercial_Interruptible - Miscellaneous_Existing_Water Heating_Natural Gas_Water Heater - Pipe Insulation_A_Technical Potential | F3 | Commercial | Interruptible - Miscellaneous | Existing | Water Heating | Natural Gas | Water Heater - Pipe Insulation | A | Integrated Unit Winter Peak Savings (kW) | Technical Potential | 0 | 0 | 0 | 0 | 0 | 0 | 0 | 0 | 0 | 0 | 0 | 0 | 0 | 0 | 0 | 0 | 0 | 0 | 0 | 0 | 0 | 0 | 0 | 0 | 0 | 0 | 0
F4_Commercial_Interruptible - Miscellaneous_Existing_Water Heating_Natural Gas_Water Heater - Pipe Insulation_A_Technical Potential | F4 | Commercial | Interruptible - Miscellaneous | Existing | Water Heating | Natural Gas | Water Heater - Pipe Insulation | A | Incremental Energy Savings (MWh or mTherms) | Technical Potential | 0 | 0 | 0.0098647 | 0.011748 | 0.013972 | 0.015779 | 0.017529 | 0.019972 | 0.021388 | 0.021358 | 0.01969 | 0.016579 | 0.012735 | 0.0086916 | 0.0051868 | 0.0024087 | 0 | 0 | 0 | 0 | 0 | 0 | 0 | 0 | 0 | 0 | 0
F5_Commercial_Interruptible - Miscellaneous_Existing_Water Heating_Natural Gas_Water Heater - Pipe Insulation_A_Technical Potential | F5 | Commercial | Interruptible - Miscellaneous | Existing | Water Heating | Natural Gas | Water Heater - Pipe Insulation | A | Incremental Summer Peak Savings (MW) | Technical Potential | 0 | 0 | 0 | 0 | 0 | 0 | 0 | 0 | 0 | 0 | 0 | 0 | 0 | 0 | 0 | 0 | 0 | 0 | 0 | 0 | 0 | 0 | 0 | 0 | 0 | 0 | 0
F6_Commercial_Interruptible - Miscellaneous_Existing_Water Heating_Natural Gas_Water Heater - Pipe Insulation_A_Technical Potential | F6 | Commercial | Interruptible - Miscellaneous | Existing | Water Heating | Natural Gas | Water Heater - Pipe Insulation | A | Incremental Winter Peak Savings (MW) | Technical Potential | 0 | 0 | 0 | 0 | 0 | 0 | 0 | 0 | 0 | 0 | 0 | 0 | 0 | 0 | 0 | 0 | 0 | 0 | 0 | 0 | 0 | 0 | 0 | 0 | 0 | 0 | 0
F7_Commercial_Interruptible - Miscellaneous_Existing_Water Heating_Natural Gas_Water Heater - Pipe Insulation_A_Technical Potential | F7 | Commercial | Interruptible - Miscellaneous | Existing | Water Heating | Natural Gas | Water Heater - Pipe Insulation | A | Cumulative Energy Savings (MWh or mTherms) | Technical Potential | 0 | 0 | 0.0098647 | 0.021317 | 0.034688 | 0.049526 | 0.065764 | 0.084064 | 0.10345 | 0.12248 | 0.13951 | 0.15324 | 0.16484 | 0.17262 | 0.17734 | 0.17872 | 0.17793 | 0.17729 | 0.17677 | 0.17634 | 0.17608 | 0.17594 | 0.17587 | 0.17581 | 0.17564 | 0.1756 | 0.17558
F8_Commercial_Interruptible - Miscellaneous_Existing_Water Heating_Natural Gas_Water Heater - Pipe Insulation_A_Technical Potential | F8 | Commercial | Interruptible - Miscellaneous | Existing | Water Heating | Natural Gas | Water Heater - Pipe Insulation | A | Cumulative Summer Peak Savings (MW) | Technical Potential | 0 | 0 | 0 | 0 | 0 | 0 | 0 | 0 | 0 | 0 | 0 | 0 | 0 | 0 | 0 | 0 | 0 | 0 | 0 | 0 | 0 | 0 | 0 | 0 | 0 | 0 | 0
F9_Commercial_Interruptible - Miscellaneous_Existing_Water Heating_Natural Gas_Water Heater - Pipe Insulation_A_Technical Potential | F9 | Commercial | Interruptible - Miscellaneous | Existing | Water Heating | Natural Gas | Water Heater - Pipe Insulation | A | Cumulative Winter Peak Savings (MW) | Technical Potential | 0 | 0 | 0 | 0 | 0 | 0 | 0 | 0 | 0 | 0 | 0 | 0 | 0 | 0 | 0 | 0 | 0 | 0 | 0 | 0 | 0 | 0 | 0 | 0 | 0 | 0 | 0
F10_Commercial_Interruptible - Miscellaneous_Existing_Water Heating_Natural Gas_Water Heater - Pipe Insulation_A_Technical Potential | F10 | Commercial | Interruptible - Miscellaneous | Existing | Water Heating | Natural Gas | Water Heater - Pipe Insulation | A | Purchases (Incremental) | Technical Potential | 0 | 0 | 2.0681 | 2.5393 | 3.1074 | 3.6072 | 4.1144 | 4.8103 | 5.277 | 5.3908 | 5.0802 | 4.3668 | 3.3792 | 2.3191 | 1.3878 | 0.64818 | 0 | 0 | 0 | 0 | 0 | 0 | 0 | 0 | 0 | 0 | 0
F11_Commercial_Interruptible - Miscellaneous_Existing_Water Heating_Natural Gas_Water Heater - Pipe Insulation_A_Technical Potential | F11 | Commercial | Interruptible - Miscellaneous | Existing | Water Heating | Natural Gas | Water Heater - Pipe Insulation | A | Purchases (Cumulative) | Technical Potential | 0 | 0 | 2.0681 | 4.6074 | 7.7148 | 11.322 | 15.4364 | 20.2467 | 25.5237 | 30.9145 | 35.9946 | 40.3615 | 43.7407 | 46.0598 | 47.4476 | 48.0957 | 48.0957 | 48.0957 | 48.0957 | 48.0957 | 48.0957 | 48.0957 | 48.0957 | 48.0957 | 48.0957 | 48.0957 | 48.0957
F1_Commercial_Interruptible - Miscellaneous_Existing_Water Heating_Natural Gas_Water Heater - Motion Control Faucet_A_Technical Potential | F1 | Commercial | Interruptible - Miscellaneous | Existing | Water Heating | Natural Gas | Water Heater - Motion Control Faucet | A | Integrated Unit Energy Savings (kWh or therms) | Technical Potential | 0 | 0 | 0 | 0 | 0 | 0 | 0 | 0 | 0 | 0 | 0 | 0 | 0 | 0 | 0 | 0 | 0 | 0 | 0 | 0 | 0 | 0 | 0 | 0 | 0 | 0 | 0
F2_Commercial_Interruptible - Miscellaneous_Existing_Water Heating_Natural Gas_Water Heater - Motion Control Faucet_A_Technical Potential | F2 | Commercial | Interruptible - Miscellaneous | Existing | Water Heating | Natural Gas | Water Heater - Motion Control Faucet | A | Integrated Unit Summer Peak Savings (kW) | Technical Potential | 0 | 0 | 0 | 0 | 0 | 0 | 0 | 0 | 0 | 0 | 0 | 0 | 0 | 0 | 0 | 0 | 0 | 0 | 0 | 0 | 0 | 0 | 0 | 0 | 0 | 0 | 0
F3_Commercial_Interruptible - Miscellaneous_Existing_Water Heating_Natural Gas_Water Heater - Motion Control Faucet_A_Technical Potential | F3 | Commercial | Interruptible - Miscellaneous | Existing | Water Heating | Natural Gas | Water Heater - Motion Control Faucet | A | Integrated Unit Winter Peak Savings (kW) | Technical Potential | 0 | 0 | 0 | 0 | 0 | 0 | 0 | 0 | 0 | 0 | 0 | 0 | 0 | 0 | 0 | 0 | 0 | 0 | 0 | 0 | 0 | 0 | 0 | 0 | 0 | 0 | 0
F4_Commercial_Interruptible - Miscellaneous_Existing_Water Heating_Natural Gas_Water Heater - Motion Control Faucet_A_Technical Potential | F4 | Commercial | Interruptible - Miscellaneous | Existing | Water Heating | Natural Gas | Water Heater - Motion Control Faucet | A | Incremental Energy Savings (MWh or mTherms) | Technical Potential | 0 | 0 | 0 | 0 | 0 | 0 | 0 | 0 | 0 | 0 | 0 | 0 | 0 | 0 | 0 | 0 | 0 | 0 | 0 | 0 | 0 | 0 | 0 | 0 | 0 | 0 | 0
F5_Commercial_Interruptible - Miscellaneous_Existing_Water Heating_Natural Gas_Water Heater - Motion Control Faucet_A_Technical Potential | F5 | Commercial | Interruptible - Miscellaneous | Existing | Water Heating | Natural Gas | Water Heater - Motion Control Faucet | A | Incremental Summer Peak Savings (MW) | Technical Potential | 0 | 0 | 0 | 0 | 0 | 0 | 0 | 0 | 0 | 0 | 0 | 0 | 0 | 0 | 0 | 0 | 0 | 0 | 0 | 0 | 0 | 0 | 0 | 0 | 0 | 0 | 0
F6_Commercial_Interruptible - Miscellaneous_Existing_Water Heating_Natural Gas_Water Heater - Motion Control Faucet_A_Technical Potential | F6 | Commercial | Interruptible - Miscellaneous | Existing | Water Heating | Natural Gas | Water Heater - Motion Control Faucet | A | Incremental Winter Peak Savings (MW) | Technical Potential | 0 | 0 | 0 | 0 | 0 | 0 | 0 | 0 | 0 | 0 | 0 | 0 | 0 | 0 | 0 | 0 | 0 | 0 | 0 | 0 | 0 | 0 | 0 | 0 | 0 | 0 | 0
F7_Commercial_Interruptible - Miscellaneous_Existing_Water Heating_Natural Gas_Water Heater - Motion Control Faucet_A_Technical Potential | F7 | Commercial | Interruptible - Miscellaneous | Existing | Water Heating | Natural Gas | Water Heater - Motion Control Faucet | A | Cumulative Energy Savings (MWh or mTherms) | Technical Potential | 0 | 0 | 0 | 0 | 0 | 0 | 0 | 0 | 0 | 0 | 0 | 0 | 0 | 0 | 0 | 0 | 0 | 0 | 0 | 0 | 0 | 0 | 0 | 0 | 0 | 0 | 0
F8_Commercial_Interruptible - Miscellaneous_Existing_Water Heating_Natural Gas_Water Heater - Motion Control Faucet_A_Technical Potential | F8 | Commercial | Interruptible - Miscellaneous | Existing | Water Heating | Natural Gas | Water Heater - Motion Control Faucet | A | Cumulative Summer Peak Savings (MW) | Technical Potential | 0 | 0 | 0 | 0 | 0 | 0 | 0 | 0 | 0 | 0 | 0 | 0 | 0 | 0 | 0 | 0 | 0 | 0 | 0 | 0 | 0 | 0 | 0 | 0 | 0 | 0 | 0
F9_Commercial_Interruptible - Miscellaneous_Existing_Water Heating_Natural Gas_Water Heater - Motion Control Faucet_A_Technical Potential | F9 | Commercial | Interruptible - Miscellaneous | Existing | Water Heating | Natural Gas | Water Heater - Motion Control Faucet | A | Cumulative Winter Peak Savings (MW) | Technical Potential | 0 | 0 | 0 | 0 | 0 | 0 | 0 | 0 | 0 | 0 | 0 | 0 | 0 | 0 | 0 | 0 | 0 | 0 | 0 | 0 | 0 | 0 | 0 | 0 | 0 | 0 | 0
F10_Commercial_Interruptible - Miscellaneous_Existing_Water Heating_Natural Gas_Water Heater - Motion Control Faucet_A_Technical Potential | F10 | Commercial | Interruptible - Miscellaneous | Existing | Water Heating | Natural Gas | Water Heater - Motion Control Faucet | A | Purchases (Incremental) | Technical Potential | 0 | 0 | 1105.283 | 1357.1113 | 1660.7071 | 1927.8192 | 2198.922 | 1465.5211 | 1463.1007 | 1220.3387 | 787.2207 | 134.8848 | 0 | 0 | 0 | 0 | 0 | 0 | 0 | 0 | 0 | 0 | 0 | 0 | 0 | 0 | 0
F11_Commercial_Interruptible - Miscellaneous_Existing_Water Heating_Natural Gas_Water Heater - Motion Control Faucet_A_Technical Potential | F11 | Commercial | Interruptible - Miscellaneous | Existing | Water Heating | Natural Gas | Water Heater - Motion Control Faucet | A | Purchases (Cumulative) | Technical Potential | 0 | 0 | 1105.283 | 2462.3943 | 4123.1014 | 6050.9206 | 8249.8425 | 9715.3636 | 11178.4643 | 12398.803 | 13186.0237 | 13320.9085 | 13320.9085 | 13320.9085 | 13320.9085 | 13320.9085 | 13320.9085 | 13320.9085 | 13320.9085 | 13320.9085 | 13320.9085 | 13320.9085 | 13320.9085 | 13320.9085 | 13320.9085 | 13320.9085 | 13320.9085
F1_Commercial_Interruptible - Miscellaneous_Existing_Water Heating_Natural Gas_Water Heater - Solar System_A_Technical Potential | F1 | Commercial | Interruptible - Miscellaneous | Existing | Water Heating | Natural Gas | Water Heater - Solar System | A | Integrated Unit Energy Savings (kWh or therms) | Technical Potential | 0 | 0 | 38.1348 | 36.9665 | 35.8983 | 34.8948 | 33.9513 | 33.0497 | 32.2214 | 31.456 | 30.7353 | 30.0748 | 29.8278 | 29.6469 | 29.5556 | 29.3808 | 29.2495 | 29.1444 | 29.0603 | 28.9884 | 28.9466 | 28.9228 | 28.9113 | 28.9021 | 28.8738 | 28.8679 | 28.8632
F2_Commercial_Interruptible - Miscellaneous_Existing_Water Heating_Natural Gas_Water Heater - Solar System_A_Technical Potential | F2 | Commercial | Interruptible - Miscellaneous | Existing | Water Heating | Natural Gas | Water Heater - Solar System | A | Integrated Unit Summer Peak Savings (kW) | Technical Potential | 0 | 0 | 0 | 0 | 0 | 0 | 0 | 0 | 0 | 0 | 0 | 0 | 0 | 0 | 0 | 0 | 0 | 0 | 0 | 0 | 0 | 0 | 0 | 0 | 0 | 0 | 0
F3_Commercial_Interruptible - Miscellaneous_Existing_Water Heating_Natural Gas_Water Heater - Solar System_A_Technical Potential | F3 | Commercial | Interruptible - Miscellaneous | Existing | Water Heating | Natural Gas | Water Heater - Solar System | A | Integrated Unit Winter Peak Savings (kW) | Technical Potential | 0 | 0 | 0 | 0 | 0 | 0 | 0 | 0 | 0 | 0 | 0 | 0 | 0 | 0 | 0 | 0 | 0 | 0 | 0 | 0 | 0 | 0 | 0 | 0 | 0 | 0 | 0
F4_Commercial_Interruptible - Miscellaneous_Existing_Water Heating_Natural Gas_Water Heater - Solar System_A_Technical Potential | F4 | Commercial | Interruptible - Miscellaneous | Existing | Water Heating | Natural Gas | Water Heater - Solar System | A | Incremental Energy Savings (MWh or mTherms) | Technical Potential | 0 | 0 | 0.017876 | 0.020245 | 0.023077 | 0.025155 | 0.027131 | 0.030161 | 0.031646 | 0.031072 | 0.030396 | 0.026407 | 0.020561 | 0.014065 | 0.0083519 | 0.0050421 | 0 | 0 | 0 | 0 | 0 | 0 | 0 | 0 | 0 | 0 | 0
F5_Commercial_Interruptible - Miscellaneous_Existing_Water Heating_Natural Gas_Water Heater - Solar System_A_Technical Potential | F5 | Commercial | Interruptible - Miscellaneous | Existing | Water Heating | Natural Gas | Water Heater - Solar System | A | Incremental Summer Peak Savings (MW) | Technical Potential | 0 | 0 | 0 | 0 | 0 | 0 | 0 | 0 | 0 | 0 | 0 | 0 | 0 | 0 | 0 | 0 | 0 | 0 | 0 | 0 | 0 | 0 | 0 | 0 | 0 | 0 | 0
F6_Commercial_Interruptible - Miscellaneous_Existing_Water Heating_Natural Gas_Water Heater - Solar System_A_Technical Potential | F6 | Commercial | Interruptible - Miscellaneous | Existing | Water Heating | Natural Gas | Water Heater - Solar System | A | Incremental Winter Peak Savings (MW) | Technical Potential | 0 | 0 | 0 | 0 | 0 | 0 | 0 | 0 | 0 | 0 | 0 | 0 | 0 | 0 | 0 | 0 | 0 | 0 | 0 | 0 | 0 | 0 | 0 | 0 | 0 | 0 | 0
F7_Commercial_Interruptible - Miscellaneous_Existing_Water Heating_Natural Gas_Water Heater - Solar System_A_Technical Potential | F7 | Commercial | Interruptible - Miscellaneous | Existing | Water Heating | Natural Gas | Water Heater - Solar System | A | Cumulative Energy Savings (MWh or mTherms) | Technical Potential | 0 | 0 | 0.017876 | 0.037574 | 0.059565 | 0.083055 | 0.10794 | 0.13524 | 0.16349 | 0.19068 | 0.21671 | 0.23846 | 0.25706 | 0.26957 | 0.27709 | 0.28049 | 0.27924 | 0.27823 | 0.27743 | 0.27674 | 0.27635 | 0.27612 | 0.27601 | 0.27592 | 0.27565 | 0.27559 | 0.27555
F8_Commercial_Interruptible - Miscellaneous_Existing_Water Heating_Natural Gas_Water Heater - Solar System_A_Technical Potential | F8 | Commercial | Interruptible - Miscellaneous | Existing | Water Heating | Natural Gas | Water Heater - Solar System | A | Cumulative Summer Peak Savings (MW) | Technical Potential | 0 | 0 | 0 | 0 | 0 | 0 | 0 | 0 | 0 | 0 | 0 | 0 | 0 | 0 | 0 | 0 | 0 | 0 | 0 | 0 | 0 | 0 | 0 | 0 | 0 | 0 | 0
F9_Commercial_Interruptible - Miscellaneous_Existing_Water Heating_Natural Gas_Water Heater - Solar System_A_Technical Potential | F9 | Commercial | Interruptible - Miscellaneous | Existing | Water Heating | Natural Gas | Water Heater - Solar System | A | Cumulative Winter Peak Savings (MW) | Technical Potential | 0 | 0 | 0 | 0 | 0 | 0 | 0 | 0 | 0 | 0 | 0 | 0 | 0 | 0 | 0 | 0 | 0 | 0 | 0 | 0 | 0 | 0 | 0 | 0 | 0 | 0 | 0
F10_Commercial_Interruptible - Miscellaneous_Existing_Water Heating_Natural Gas_Water Heater - Solar System_A_Technical Potential | F10 | Commercial | Interruptible - Miscellaneous | Existing | Water Heating | Natural Gas | Water Heater - Solar System | A | Purchases (Incremental) | Technical Potential | 0 | 0 | 0.46876 | 0.54766 | 0.64286 | 0.72088 | 0.79911 | 0.9126 | 0.98214 | 0.98779 | 0.98895 | 0.87803 | 0.68933 | 0.47441 | 0.28258 | 0.17161 | 0 | 0 | 0 | 0 | 0 | 0 | 0 | 0 | 0 | 0 | 0
F11_Commercial_Interruptible - Miscellaneous_Existing_Water Heating_Natural Gas_Water Heater - Solar System_A_Technical Potential | F11 | Commercial | Interruptible - Miscellaneous | Existing | Water Heating | Natural Gas | Water Heater - Solar System | A | Purchases (Cumulative) | Technical Potential | 0 | 0 | 0.46876 | 1.0164 | 1.6593 | 2.3802 | 3.1793 | 4.0919 | 5.074 | 6.0618 | 7.0508 | 7.9288 | 8.6181 | 9.0925 | 9.3751 | 9.5467 | 9.5467 | 9.5467 | 9.5467 | 9.5467 | 9.5467 | 9.5467 | 9.5467 | 9.5467 | 9.5467 | 9.5467 | 9.5467
F1_Commercial_Interruptible - Miscellaneous_Existing_Water Heating_Natural Gas_Commercial Laundry - Ozone Treatment_A_Technical Potential | F1 | Commercial | Interruptible - Miscellaneous | Existing | Water Heating | Natural Gas | Commercial Laundry - Ozone Treatment | A | Integrated Unit Energy Savings (kWh or therms) | Technical Potential | 0 | 0 | 143.0684 | 137.9633 | 133.1868 | 128.7445 | 124.615 | 120.5748 | 116.777 | 113.2351 | 109.9232 | 106.953 | 105.607 | 104.6476 | 104.2678 | 103.6164 | 103.1531 | 102.7824 | 102.4859 | 102.2324 | 102.085 | 102.0011 | 101.9606 | 101.9281 | 101.8283 | 101.8075 | 101.7909
F2_Commercial_Interruptible - Miscellaneous_Existing_Water Heating_Natural Gas_Commercial Laundry - Ozone Treatment_A_Technical Potential | F2 | Commercial | Interruptible - Miscellaneous | Existing | Water Heating | Natural Gas | Commercial Laundry - Ozone Treatment | A | Integrated Unit Summer Peak Savings (kW) | Technical Potential | 0 | 0 | 0 | 0 | 0 | 0 | 0 | 0 | 0 | 0 | 0 | 0 | 0 | 0 | 0 | 0 | 0 | 0 | 0 | 0 | 0 | 0 | 0 | 0 | 0 | 0 | 0
F3_Commercial_Interruptible - Miscellaneous_Existing_Water Heating_Natural Gas_Commercial Laundry - Ozone Treatment_A_Technical Potential | F3 | Commercial | Interruptible - Miscellaneous | Existing | Water Heating | Natural Gas | Commercial Laundry - Ozone Treatment | A | Integrated Unit Winter Peak Savings (kW) | Technical Potential | 0 | 0 | 0 | 0 | 0 | 0 | 0 | 0 | 0 | 0 | 0 | 0 | 0 | 0 | 0 | 0 | 0 | 0 | 0 | 0 | 0 | 0 | 0 | 0 | 0 | 0 | 0
F4_Commercial_Interruptible - Miscellaneous_Existing_Water Heating_Natural Gas_Commercial Laundry - Ozone Treatment_A_Technical Potential | F4 | Commercial | Interruptible - Miscellaneous | Existing | Water Heating | Natural Gas | Commercial Laundry - Ozone Treatment | A | Incremental Energy Savings (MWh or mTherms) | Technical Potential | 0 | 0 | 0.0046854 | 0.0055476 | 0.0065536 | 0.007354 | 0.0081191 | 0.0091844 | 0.0097581 | 0.0096662 | 0.0088428 | 0.0073958 | 0.0021926 | 0 | 0 | 0 | 0 | 0 | 0 | 0 | 0 | 0 | 0 | 0 | 0 | 0 | 0
F5_Commercial_Interruptible - Miscellaneous_Existing_Water Heating_Natural Gas_Commercial Laundry - Ozone Treatment_A_Technical Potential | F5 | Commercial | Interruptible - Miscellaneous | Existing | Water Heating | Natural Gas | Commercial Laundry - Ozone Treatment | A | Incremental Summer Peak Savings (MW) | Technical Potential | 0 | 0 | 0 | 0 | 0 | 0 | 0 | 0 | 0 | 0 | 0 | 0 | 0 | 0 | 0 | 0 | 0 | 0 | 0 | 0 | 0 | 0 | 0 | 0 | 0 | 0 | 0
F6_Commercial_Interruptible - Miscellaneous_Existing_Water Heating_Natural Gas_Commercial Laundry - Ozone Treatment_A_Technical Potential | F6 | Commercial | Interruptible - Miscellaneous | Existing | Water Heating | Natural Gas | Commercial Laundry - Ozone Treatment | A | Incremental Winter Peak Savings (MW) | Technical Potential | 0 | 0 | 0 | 0 | 0 | 0 | 0 | 0 | 0 | 0 | 0 | 0 | 0 | 0 | 0 | 0 | 0 | 0 | 0 | 0 | 0 | 0 | 0 | 0 | 0 | 0 | 0
F7_Commercial_Interruptible - Miscellaneous_Existing_Water Heating_Natural Gas_Commercial Laundry - Ozone Treatment_A_Technical Potential | F7 | Commercial | Interruptible - Miscellaneous | Existing | Water Heating | Natural Gas | Commercial Laundry - Ozone Treatment | A | Cumulative Energy Savings (MWh or mTherms) | Technical Potential | 0 | 0 | 0.0046854 | 0.010066 | 0.016271 | 0.023082 | 0.030461 | 0.038658 | 0.047198 | 0.055433 | 0.062654 | 0.068357 | 0.06969 | 0.069056 | 0.068806 | 0.068376 | 0.06807 | 0.067826 | 0.06763 | 0.067463 | 0.067365 | 0.06731 | 0.067283 | 0.067262 | 0.067196 | 0.067182 | 0.067171
F8_Commercial_Interruptible - Miscellaneous_Existing_Water Heating_Natural Gas_Commercial Laundry - Ozone Treatment_A_Technical Potential | F8 | Commercial | Interruptible - Miscellaneous | Existing | Water Heating | Natural Gas | Commercial Laundry - Ozone Treatment | A | Cumulative Summer Peak Savings (MW) | Technical Potential | 0 | 0 | 0 | 0 | 0 | 0 | 0 | 0 | 0 | 0 | 0 | 0 | 0 | 0 | 0 | 0 | 0 | 0 | 0 | 0 | 0 | 0 | 0 | 0 | 0 | 0 | 0
F9_Commercial_Interruptible - Miscellaneous_Existing_Water Heating_Natural Gas_Commercial Laundry - Ozone Treatment_A_Technical Potential | F9 | Commercial | Interruptible - Miscellaneous | Existing | Water Heating | Natural Gas | Commercial Laundry - Ozone Treatment | A | Cumulative Winter Peak Savings (MW) | Technical Potential | 0 | 0 | 0 | 0 | 0 | 0 | 0 | 0 | 0 | 0 | 0 | 0 | 0 | 0 | 0 | 0 | 0 | 0 | 0 | 0 | 0 | 0 | 0 | 0 | 0 | 0 | 0
F10_Commercial_Interruptible - Miscellaneous_Existing_Water Heating_Natural Gas_Commercial Laundry - Ozone Treatment_A_Technical Potential | F10 | Commercial | Interruptible - Miscellaneous | Existing | Water Heating | Natural Gas | Commercial Laundry - Ozone Treatment | A | Purchases (Incremental) | Technical Potential | 0 | 0 | 0.032749 | 0.040211 | 0.049206 | 0.057121 | 0.065153 | 0.076172 | 0.083562 | 0.085364 | 0.080446 | 0.06915 | 0.020762 | 0 | 0 | 0 | 0 | 0 | 0 | 0 | 0 | 0 | 0 | 0 | 0 | 0 | 0
F11_Commercial_Interruptible - Miscellaneous_Existing_Water Heating_Natural Gas_Commercial Laundry - Ozone Treatment_A_Technical Potential | F11 | Commercial | Interruptible - Miscellaneous | Existing | Water Heating | Natural Gas | Commercial Laundry - Ozone Treatment | A | Purchases (Cumulative) | Technical Potential | 0 | 0 | 0.032749 | 0.07296 | 0.12217 | 0.17929 | 0.24444 | 0.32061 | 0.40417 | 0.48954 | 0.56998 | 0.63913 | 0.6599 | 0.6599 | 0.6599 | 0.6599 | 0.6599 | 0.6599 | 0.6599 | 0.6599 | 0.6599 | 0.6599 | 0.6599 | 0.6599 | 0.6599 | 0.6599 | 0.6599
F1_Commercial_Interruptible - Miscellaneous_Existing_Water Heating_Natural Gas_Commercial Laundry - ENERGY STAR Washer_A_Technical Potential | F1 | Commercial | Interruptible - Miscellaneous | Existing | Water Heating | Natural Gas | Commercial Laundry - ENERGY STAR Washer | A | Integrated Unit Energy Savings (kWh or therms) | Technical Potential | 0 | 0 | 33.592 | 32.3839 | 31.2516 | 30.1967 | 29.2144 | 28.2516 | 27.3452 | 26.4994 | 25.7093 | 25.0021 | 24.6837 | 24.4594 | 24.3707 | 24.2184 | 24.1101 | 24.0235 | 23.9542 | 23.8949 | 23.8605 | 23.8409 | 23.8314 | 23.8238 | 23.8005 | 23.7956 | 23.7917
F2_Commercial_Interruptible - Miscellaneous_Existing_Water Heating_Natural Gas_Commercial Laundry - ENERGY STAR Washer_A_Technical Potential | F2 | Commercial | Interruptible - Miscellaneous | Existing | Water Heating | Natural Gas | Commercial Laundry - ENERGY STAR Washer | A | Integrated Unit Summer Peak Savings (kW) | Technical Potential | 0 | 0 | 0 | 0 | 0 | 0 | 0 | 0 | 0 | 0 | 0 | 0 | 0 | 0 | 0 | 0 | 0 | 0 | 0 | 0 | 0 | 0 | 0 | 0 | 0 | 0 | 0
F3_Commercial_Interruptible - Miscellaneous_Existing_Water Heating_Natural Gas_Commercial Laundry - ENERGY STAR Washer_A_Technical Potential | F3 | Commercial | Interruptible - Miscellaneous | Existing | Water Heating | Natural Gas | Commercial Laundry - ENERGY STAR Washer | A | Integrated Unit Winter Peak Savings (kW) | Technical Potential | 0 | 0 | 0 | 0 | 0 | 0 | 0 | 0 | 0 | 0 | 0 | 0 | 0 | 0 | 0 | 0 | 0 | 0 | 0 | 0 | 0 | 0 | 0 | 0 | 0 | 0 | 0
F4_Commercial_Interruptible - Miscellaneous_Existing_Water Heating_Natural Gas_Commercial Laundry - ENERGY STAR Washer_A_Technical Potential | F4 | Commercial | Interruptible - Miscellaneous | Existing | Water Heating | Natural Gas | Commercial Laundry - ENERGY STAR Washer | A | Incremental Energy Savings (MWh or mTherms) | Technical Potential | 0 | 0 | 8.9167e-05 | 0.00010555 | 0.00012464 | 0.0001398 | 0.00015428 | 0.00017442 | 0.00018521 | 0.00011301 | 8.3842e-05 | 4.0416e-05 | 0 | 0 | 0 | 0 | 0 | 0 | 0 | 0 | 0 | 0 | 0 | 0 | 0 | 0 | 0
F5_Commercial_Interruptible - Miscellaneous_Existing_Water Heating_Natural Gas_Commercial Laundry - ENERGY STAR Washer_A_Technical Potential | F5 | Commercial | Interruptible - Miscellaneous | Existing | Water Heating | Natural Gas | Commercial Laundry - ENERGY STAR Washer | A | Incremental Summer Peak Savings (MW) | Technical Potential | 0 | 0 | 0 | 0 | 0 | 0 | 0 | 0 | 0 | 0 | 0 | 0 | 0 | 0 | 0 | 0 | 0 | 0 | 0 | 0 | 0 | 0 | 0 | 0 | 0 | 0 | 0
F6_Commercial_Interruptible - Miscellaneous_Existing_Water Heating_Natural Gas_Commercial Laundry - ENERGY STAR Washer_A_Technical Potential | F6 | Commercial | Interruptible - Miscellaneous | Existing | Water Heating | Natural Gas | Commercial Laundry - ENERGY STAR Washer | A | Incremental Winter Peak Savings (MW) | Technical Potential | 0 | 0 | 0 | 0 | 0 | 0 | 0 | 0 | 0 | 0 | 0 | 0 | 0 | 0 | 0 | 0 | 0 | 0 | 0 | 0 | 0 | 0 | 0 | 0 | 0 | 0 | 0
F7_Commercial_Interruptible - Miscellaneous_Existing_Water Heating_Natural Gas_Commercial Laundry - ENERGY STAR Washer_A_Technical Potential | F7 | Commercial | Interruptible - Miscellaneous | Existing | Water Heating | Natural Gas | Commercial Laundry - ENERGY STAR Washer | A | Cumulative Energy Savings (MWh or mTherms) | Technical Potential | 0 | 0 | 8.9167e-05 | 0.00019151 | 0.00030945 | 0.00043881 | 0.00057881 | 0.00073416 | 0.00089582 | 0.00098112 | 0.0010357 | 0.0010476 | 0.0010343 | 0.0010249 | 0.0010212 | 0.0010148 | 0.0010103 | 0.0010066 | 0.0010037 | 0.0010012 | 0.0009998 | 0.00099898 | 0.00099858 | 0.00099826 | 0.00099728 | 0.00099708 | 0.00099692
F8_Commercial_Interruptible - Miscellaneous_Existing_Water Heating_Natural Gas_Commercial Laundry - ENERGY STAR Washer_A_Technical Potential | F8 | Commercial | Interruptible - Miscellaneous | Existing | Water Heating | Natural Gas | Commercial Laundry - ENERGY STAR Washer | A | Cumulative Summer Peak Savings (MW) | Technical Potential | 0 | 0 | 0 | 0 | 0 | 0 | 0 | 0 | 0 | 0 | 0 | 0 | 0 | 0 | 0 | 0 | 0 | 0 | 0 | 0 | 0 | 0 | 0 | 0 | 0 | 0 | 0
F9_Commercial_Interruptible - Miscellaneous_Existing_Water Heating_Natural Gas_Commercial Laundry - ENERGY STAR Washer_A_Technical Potential | F9 | Commercial | Interruptible - Miscellaneous | Existing | Water Heating | Natural Gas | Commercial Laundry - ENERGY STAR Washer | A | Cumulative Winter Peak Savings (MW) | Technical Potential | 0 | 0 | 0 | 0 | 0 | 0 | 0 | 0 | 0 | 0 | 0 | 0 | 0 | 0 | 0 | 0 | 0 | 0 | 0 | 0 | 0 | 0 | 0 | 0 | 0 | 0 | 0
F10_Commercial_Interruptible - Miscellaneous_Existing_Water Heating_Natural Gas_Commercial Laundry - ENERGY STAR Washer_A_Technical Potential | F10 | Commercial | Interruptible - Miscellaneous | Existing | Water Heating | Natural Gas | Commercial Laundry - ENERGY STAR Washer | A | Purchases (Incremental) | Technical Potential | 0 | 0 | 0.0026544 | 0.0032592 | 0.0039883 | 0.0046298 | 0.0052809 | 0.006174 | 0.006773 | 0.0042646 | 0.0032612 | 0.0016165 | 0 | 0 | 0 | 0 | 0 | 0 | 0 | 0 | 0 | 0 | 0 | 0 | 0 | 0 | 0
F11_Commercial_Interruptible - Miscellaneous_Existing_Water Heating_Natural Gas_Commercial Laundry - ENERGY STAR Washer_A_Technical Potential | F11 | Commercial | Interruptible - Miscellaneous | Existing | Water Heating | Natural Gas | Commercial Laundry - ENERGY STAR Washer | A | Purchases (Cumulative) | Technical Potential | 0 | 0 | 0.0026544 | 0.0059136 | 0.0099019 | 0.014532 | 0.019813 | 0.025987 | 0.03276 | 0.037024 | 0.040285 | 0.041902 | 0.041902 | 0.041902 | 0.041902 | 0.041902 | 0.041902 | 0.041902 | 0.041902 | 0.041902 | 0.041902 | 0.041902 | 0.041902 | 0.041902 | 0.041902 | 0.041902 | 0.041902
F1_Commercial_Interruptible - Miscellaneous_Existing_Water Heating_Natural Gas_Water Heater - Efficient Dishwasher_A_Technical Potential | F1 | Commercial | Interruptible - Miscellaneous | Existing | Water Heating | Natural Gas | Water Heater - Efficient Dishwasher | A | Integrated Unit Energy Savings (kWh or therms) | Technical Potential | 0 | 0 | 97.4657 | 94.1978 | 91.1857 | 88.4256 | 85.902 | 83.4735 | 81.2266 | 79.1452 | 77.1834 | 75.3957 | 74.676 | 74.1543 | 73.8851 | 73.4235 | 73.0952 | 72.8326 | 72.6224 | 72.4428 | 72.3384 | 72.2789 | 72.2502 | 72.2272 | 72.1565 | 72.1417 | 72.13
F2_Commercial_Interruptible - Miscellaneous_Existing_Water Heating_Natural Gas_Water Heater - Efficient Dishwasher_A_Technical Potential | F2 | Commercial | Interruptible - Miscellaneous | Existing | Water Heating | Natural Gas | Water Heater - Efficient Dishwasher | A | Integrated Unit Summer Peak Savings (kW) | Technical Potential | 0 | 0 | 0 | 0 | 0 | 0 | 0 | 0 | 0 | 0 | 0 | 0 | 0 | 0 | 0 | 0 | 0 | 0 | 0 | 0 | 0 | 0 | 0 | 0 | 0 | 0 | 0
F3_Commercial_Interruptible - Miscellaneous_Existing_Water Heating_Natural Gas_Water Heater - Efficient Dishwasher_A_Technical Potential | F3 | Commercial | Interruptible - Miscellaneous | Existing | Water Heating | Natural Gas | Water Heater - Efficient Dishwasher | A | Integrated Unit Winter Peak Savings (kW) | Technical Potential | 0 | 0 | 0 | 0 | 0 | 0 | 0 | 0 | 0 | 0 | 0 | 0 | 0 | 0 | 0 | 0 | 0 | 0 | 0 | 0 | 0 | 0 | 0 | 0 | 0 | 0 | 0
F4_Commercial_Interruptible - Miscellaneous_Existing_Water Heating_Natural Gas_Water Heater - Efficient Dishwasher_A_Technical Potential | F4 | Commercial | Interruptible - Miscellaneous | Existing | Water Heating | Natural Gas | Water Heater - Efficient Dishwasher | A | Incremental Energy Savings (MWh or mTherms) | Technical Potential | 0 | 0 | 0.035909 | 0.042612 | 0.050478 | 0.056823 | 0.062964 | 0.071531 | 0.076359 | 0.076007 | 0.069852 | 0.058653 | 0.044955 | 0.030636 | 0 | 0 | 0 | 0 | 0 | 0 | 0 | 0 | 0 | 0 | 0 | 0 | 0
F5_Commercial_Interruptible - Miscellaneous_Existing_Water Heating_Natural Gas_Water Heater - Efficient Dishwasher_A_Technical Potential | F5 | Commercial | Interruptible - Miscellaneous | Existing | Water Heating | Natural Gas | Water Heater - Efficient Dishwasher | A | Incremental Summer Peak Savings (MW) | Technical Potential | 0 | 0 | 0 | 0 | 0 | 0 | 0 | 0 | 0 | 0 | 0 | 0 | 0 | 0 | 0 | 0 | 0 | 0 | 0 | 0 | 0 | 0 | 0 | 0 | 0 | 0 | 0
F6_Commercial_Interruptible - Miscellaneous_Existing_Water Heating_Natural Gas_Water Heater - Efficient Dishwasher_A_Technical Potential | F6 | Commercial | Interruptible - Miscellaneous | Existing | Water Heating | Natural Gas | Water Heater - Efficient Dishwasher | A | Incremental Winter Peak Savings (MW) | Technical Potential | 0 | 0 | 0 | 0 | 0 | 0 | 0 | 0 | 0 | 0 | 0 | 0 | 0 | 0 | 0 | 0 | 0 | 0 | 0 | 0 | 0 | 0 | 0 | 0 | 0 | 0 | 0
F7_Commercial_Interruptible - Miscellaneous_Existing_Water Heating_Natural Gas_Water Heater - Efficient Dishwasher_A_Technical Potential | F7 | Commercial | Interruptible - Miscellaneous | Existing | Water Heating | Natural Gas | Water Heater - Efficient Dishwasher | A | Cumulative Energy Savings (MWh or mTherms) | Technical Potential | 0 | 0 | 0.035909 | 0.077317 | 0.12532 | 0.17835 | 0.23623 | 0.30108 | 0.36933 | 0.43588 | 0.49492 | 0.54211 | 0.58189 | 0.60846 | 0.60626 | 0.60247 | 0.59977 | 0.59762 | 0.5959 | 0.59442 | 0.59356 | 0.59308 | 0.59284 | 0.59265 | 0.59207 | 0.59195 | 0.59185
F8_Commercial_Interruptible - Miscellaneous_Existing_Water Heating_Natural Gas_Water Heater - Efficient Dishwasher_A_Technical Potential | F8 | Commercial | Interruptible - Miscellaneous | Existing | Water Heating | Natural Gas | Water Heater - Efficient Dishwasher | A | Cumulative Summer Peak Savings (MW) | Technical Potential | 0 | 0 | 0 | 0 | 0 | 0 | 0 | 0 | 0 | 0 | 0 | 0 | 0 | 0 | 0 | 0 | 0 | 0 | 0 | 0 | 0 | 0 | 0 | 0 | 0 | 0 | 0
F9_Commercial_Interruptible - Miscellaneous_Existing_Water Heating_Natural Gas_Water Heater - Efficient Dishwasher_A_Technical Potential | F9 | Commercial | Interruptible - Miscellaneous | Existing | Water Heating | Natural Gas | Water Heater - Efficient Dishwasher | A | Cumulative Winter Peak Savings (MW) | Technical Potential | 0 | 0 | 0 | 0 | 0 | 0 | 0 | 0 | 0 | 0 | 0 | 0 | 0 | 0 | 0 | 0 | 0 | 0 | 0 | 0 | 0 | 0 | 0 | 0 | 0 | 0 | 0
F10_Commercial_Interruptible - Miscellaneous_Existing_Water Heating_Natural Gas_Water Heater - Efficient Dishwasher_A_Technical Potential | F10 | Commercial | Interruptible - Miscellaneous | Existing | Water Heating | Natural Gas | Water Heater - Efficient Dishwasher | A | Purchases (Incremental) | Technical Potential | 0 | 0 | 0.36843 | 0.45237 | 0.55357 | 0.64261 | 0.73297 | 0.85693 | 0.94007 | 0.96035 | 0.90501 | 0.77794 | 0.602 | 0.41314 | 0 | 0 | 0 | 0 | 0 | 0 | 0 | 0 | 0 | 0 | 0 | 0 | 0
F11_Commercial_Interruptible - Miscellaneous_Existing_Water Heating_Natural Gas_Water Heater - Efficient Dishwasher_A_Technical Potential | F11 | Commercial | Interruptible - Miscellaneous | Existing | Water Heating | Natural Gas | Water Heater - Efficient Dishwasher | A | Purchases (Cumulative) | Technical Potential | 0 | 0 | 0.36843 | 0.8208 | 1.3744 | 2.017 | 2.7499 | 3.6069 | 4.547 | 5.5073 | 6.4123 | 7.1903 | 7.7922 | 8.2054 | 8.2054 | 8.2054 | 8.2054 | 8.2054 | 8.2054 | 8.2054 | 8.2054 | 8.2054 | 8.2054 | 8.2054 | 8.2054 | 8.2054 | 8.2054
F1_Commercial_Interruptible - Miscellaneous_Existing_Water Heating_Natural Gas_Commercial Laundry - Alternative Dry-Cleaning Methods_A_Technical Potential | F1 | Commercial | Interruptible - Miscellaneous | Existing | Water Heating | Natural Gas | Commercial Laundry - Alternative Dry-Cleaning Methods | A | Integrated Unit Energy Savings (kWh or therms) | Technical Potential | 0 | 0 | 0 | 0 | 0 | 0 | 0 | 0 | 0 | 0 | 0 | 0 | 0 | 0 | 0 | 0 | 0 | 0 | 0 | 0 | 0 | 0 | 0 | 0 | 0 | 0 | 0
F2_Commercial_Interruptible - Miscellaneous_Existing_Water Heating_Natural Gas_Commercial Laundry - Alternative Dry-Cleaning Methods_A_Technical Potential | F2 | Commercial | Interruptible - Miscellaneous | Existing | Water Heating | Natural Gas | Commercial Laundry - Alternative Dry-Cleaning Methods | A | Integrated Unit Summer Peak Savings (kW) | Technical Potential | 0 | 0 | 0 | 0 | 0 | 0 | 0 | 0 | 0 | 0 | 0 | 0 | 0 | 0 | 0 | 0 | 0 | 0 | 0 | 0 | 0 | 0 | 0 | 0 | 0 | 0 | 0
F3_Commercial_Interruptible - Miscellaneous_Existing_Water Heating_Natural Gas_Commercial Laundry - Alternative Dry-Cleaning Methods_A_Technical Potential | F3 | Commercial | Interruptible - Miscellaneous | Existing | Water Heating | Natural Gas | Commercial Laundry - Alternative Dry-Cleaning Methods | A | Integrated Unit Winter Peak Savings (kW) | Technical Potential | 0 | 0 | 0 | 0 | 0 | 0 | 0 | 0 | 0 | 0 | 0 | 0 | 0 | 0 | 0 | 0 | 0 | 0 | 0 | 0 | 0 | 0 | 0 | 0 | 0 | 0 | 0
F4_Commercial_Interruptible - Miscellaneous_Existing_Water Heating_Natural Gas_Commercial Laundry - Alternative Dry-Cleaning Methods_A_Technical Potential | F4 | Commercial | Interruptible - Miscellaneous | Existing | Water Heating | Natural Gas | Commercial Laundry - Alternative Dry-Cleaning Methods | A | Incremental Energy Savings (MWh or mTherms) | Technical Potential | 0 | 0 | 0 | 0 | 0 | 0 | 0 | 0 | 0 | 0 | 0 | 0 | 0 | 0 | 0 | 0 | 0 | 0 | 0 | 0 | 0 | 0 | 0 | 0 | 0 | 0 | 0
F5_Commercial_Interruptible - Miscellaneous_Existing_Water Heating_Natural Gas_Commercial Laundry - Alternative Dry-Cleaning Methods_A_Technical Potential | F5 | Commercial | Interruptible - Miscellaneous | Existing | Water Heating | Natural Gas | Commercial Laundry - Alternative Dry-Cleaning Methods | A | Incremental Summer Peak Savings (MW) | Technical Potential | 0 | 0 | 0 | 0 | 0 | 0 | 0 | 0 | 0 | 0 | 0 | 0 | 0 | 0 | 0 | 0 | 0 | 0 | 0 | 0 | 0 | 0 | 0 | 0 | 0 | 0 | 0
F6_Commercial_Interruptible - Miscellaneous_Existing_Water Heating_Natural Gas_Commercial Laundry - Alternative Dry-Cleaning Methods_A_Technical Potential | F6 | Commercial | Interruptible - Miscellaneous | Existing | Water Heating | Natural Gas | Commercial Laundry - Alternative Dry-Cleaning Methods | A | Incremental Winter Peak Savings (MW) | Technical Potential | 0 | 0 | 0 | 0 | 0 | 0 | 0 | 0 | 0 | 0 | 0 | 0 | 0 | 0 | 0 | 0 | 0 | 0 | 0 | 0 | 0 | 0 | 0 | 0 | 0 | 0 | 0
F7_Commercial_Interruptible - Miscellaneous_Existing_Water Heating_Natural Gas_Commercial Laundry - Alternative Dry-Cleaning Methods_A_Technical Potential | F7 | Commercial | Interruptible - Miscellaneous | Existing | Water Heating | Natural Gas | Commercial Laundry - Alternative Dry-Cleaning Methods | A | Cumulative Energy Savings (MWh or mTherms) | Technical Potential | 0 | 0 | 0 | 0 | 0 | 0 | 0 | 0 | 0 | 0 | 0 | 0 | 0 | 0 | 0 | 0 | 0 | 0 | 0 | 0 | 0 | 0 | 0 | 0 | 0 | 0 | 0
F8_Commercial_Interruptible - Miscellaneous_Existing_Water Heating_Natural Gas_Commercial Laundry - Alternative Dry-Cleaning Methods_A_Technical Potential | F8 | Commercial | Interruptible - Miscellaneous | Existing | Water Heating | Natural Gas | Commercial Laundry - Alternative Dry-Cleaning Methods | A | Cumulative Summer Peak Savings (MW) | Technical Potential | 0 | 0 | 0 | 0 | 0 | 0 | 0 | 0 | 0 | 0 | 0 | 0 | 0 | 0 | 0 | 0 | 0 | 0 | 0 | 0 | 0 | 0 | 0 | 0 | 0 | 0 | 0
F9_Commercial_Interruptible - Miscellaneous_Existing_Water Heating_Natural Gas_Commercial Laundry - Alternative Dry-Cleaning Methods_A_Technical Potential | F9 | Commercial | Interruptible - Miscellaneous | Existing | Water Heating | Natural Gas | Commercial Laundry - Alternative Dry-Cleaning Methods | A | Cumulative Winter Peak Savings (MW) | Technical Potential | 0 | 0 | 0 | 0 | 0 | 0 | 0 | 0 | 0 | 0 | 0 | 0 | 0 | 0 | 0 | 0 | 0 | 0 | 0 | 0 | 0 | 0 | 0 | 0 | 0 | 0 | 0
F10_Commercial_Interruptible - Miscellaneous_Existing_Water Heating_Natural Gas_Commercial Laundry - Alternative Dry-Cleaning Methods_A_Technical Potential | F10 | Commercial | Interruptible - Miscellaneous | Existing | Water Heating | Natural Gas | Commercial Laundry - Alternative Dry-Cleaning Methods | A | Purchases (Incremental) | Technical Potential | 0 | 0 | 0.032749 | 0.040211 | 0.049206 | 0.057121 | 0.065153 | 0.076172 | 0.083562 | 0.085364 | 0.080446 | 0.06915 | 0.053511 | 0.036723 | 0.021976 | 0.010264 | 0 | 0 | 0 | 0 | 0 | 0 | 0 | 0 | 0 | 0 | 0
F11_Commercial_Interruptible - Miscellaneous_Existing_Water Heating_Natural Gas_Commercial Laundry - Alternative Dry-Cleaning Methods_A_Technical Potential | F11 | Commercial | Interruptible - Miscellaneous | Existing | Water Heating | Natural Gas | Commercial Laundry - Alternative Dry-Cleaning Methods | A | Purchases (Cumulative) | Technical Potential | 0 | 0 | 0.032749 | 0.07296 | 0.12217 | 0.17929 | 0.24444 | 0.32061 | 0.40417 | 0.48954 | 0.56998 | 0.63913 | 0.69264 | 0.72937 | 0.75134 | 0.76161 | 0.76161 | 0.76161 | 0.76161 | 0.76161 | 0.76161 | 0.76161 | 0.76161 | 0.76161 | 0.76161 | 0.76161 | 0.76161
F1_Commercial_Interruptible - Miscellaneous_Existing_Space Heating_Natural Gas_Advanced Kitchen Ventilation Controls_A_Technical Potential | F1 | Commercial | Interruptible - Miscellaneous | Existing | Space Heating | Natural Gas | Advanced Kitchen Ventilation Controls | A | Integrated Unit Energy Savings (kWh or therms) | Technical Potential | 0 | 0 | 0.059589 | 0.059078 | 0.058475 | 0.057833 | 0.057144 | 0.056398 | 0.055591 | 0.054718 | 0.05378 | 0.052783 | 0.051742 | 0.050679 | 0.049622 | 0.048597 | 0.047629 | 0.046753 | 0.045974 | 0.045272 | 0.044657 | 0.044078 | 0.043578 | 0.043095 | 0.042627 | 0.04219 | 0.041767
F2_Commercial_Interruptible - Miscellaneous_Existing_Space Heating_Natural Gas_Advanced Kitchen Ventilation Controls_A_Technical Potential | F2 | Commercial | Interruptible - Miscellaneous | Existing | Space Heating | Natural Gas | Advanced Kitchen Ventilation Controls | A | Integrated Unit Summer Peak Savings (kW) | Technical Potential | 0 | 0 | 0 | 0 | 0 | 0 | 0 | 0 | 0 | 0 | 0 | 0 | 0 | 0 | 0 | 0 | 0 | 0 | 0 | 0 | 0 | 0 | 0 | 0 | 0 | 0 | 0
F3_Commercial_Interruptible - Miscellaneous_Existing_Space Heating_Natural Gas_Advanced Kitchen Ventilation Controls_A_Technical Potential | F3 | Commercial | Interruptible - Miscellaneous | Existing | Space Heating | Natural Gas | Advanced Kitchen Ventilation Controls | A | Integrated Unit Winter Peak Savings (kW) | Technical Potential | 0 | 0 | 0 | 0 | 0 | 0 | 0 | 0 | 0 | 0 | 0 | 0 | 0 | 0 | 0 | 0 | 0 | 0 | 0 | 0 | 0 | 0 | 0 | 0 | 0 | 0 | 0
F4_Commercial_Interruptible - Miscellaneous_Existing_Space Heating_Natural Gas_Advanced Kitchen Ventilation Controls_A_Technical Potential | F4 | Commercial | Interruptible - Miscellaneous | Existing | Space Heating | Natural Gas | Advanced Kitchen Ventilation Controls | A | Incremental Energy Savings (MWh or mTherms) | Technical Potential | 0 | 0 | 0 | 0 | 0 | 0 | 0 | 0 | 0 | 0 | 0 | 0 | 0 | 0 | 0 | 0 | 0 | 0 | 0 | 0 | 0 | 0 | 0 | 0 | 0 | 0 | 0
F5_Commercial_Interruptible - Miscellaneous_Existing_Space Heating_Natural Gas_Advanced Kitchen Ventilation Controls_A_Technical Potential | F5 | Commercial | Interruptible - Miscellaneous | Existing | Space Heating | Natural Gas | Advanced Kitchen Ventilation Controls | A | Incremental Summer Peak Savings (MW) | Technical Potential | 0 | 0 | 0 | 0 | 0 | 0 | 0 | 0 | 0 | 0 | 0 | 0 | 0 | 0 | 0 | 0 | 0 | 0 | 0 | 0 | 0 | 0 | 0 | 0 | 0 | 0 | 0
F6_Commercial_Interruptible - Miscellaneous_Existing_Space Heating_Natural Gas_Advanced Kitchen Ventilation Controls_A_Technical Potential | F6 | Commercial | Interruptible - Miscellaneous | Existing | Space Heating | Natural Gas | Advanced Kitchen Ventilation Controls | A | Incremental Winter Peak Savings (MW) | Technical Potential | 0 | 0 | 0 | 0 | 0 | 0 | 0 | 0 | 0 | 0 | 0 | 0 | 0 | 0 | 0 | 0 | 0 | 0 | 0 | 0 | 0 | 0 | 0 | 0 | 0 | 0 | 0
F7_Commercial_Interruptible - Miscellaneous_Existing_Space Heating_Natural Gas_Advanced Kitchen Ventilation Controls_A_Technical Potential | F7 | Commercial | Interruptible - Miscellaneous | Existing | Space Heating | Natural Gas | Advanced Kitchen Ventilation Controls | A | Cumulative Energy Savings (MWh or mTherms) | Technical Potential | 0 | 0 | 0 | 0 | 0 | 0 | 0 | 0 | 0 | 0 | 0 | 0 | 0 | 0 | 0 | 0 | 0 | 0 | 0 | 0 | 0 | 0 | 0 | 0 | 0 | 0 | 0
F8_Commercial_Interruptible - Miscellaneous_Existing_Space Heating_Natural Gas_Advanced Kitchen Ventilation Controls_A_Technical Potential | F8 | Commercial | Interruptible - Miscellaneous | Existing | Space Heating | Natural Gas | Advanced Kitchen Ventilation Controls | A | Cumulative Summer Peak Savings (MW) | Technical Potential | 0 | 0 | 0 | 0 | 0 | 0 | 0 | 0 | 0 | 0 | 0 | 0 | 0 | 0 | 0 | 0 | 0 | 0 | 0 | 0 | 0 | 0 | 0 | 0 | 0 | 0 | 0
F9_Commercial_Interruptible - Miscellaneous_Existing_Space Heating_Natural Gas_Advanced Kitchen Ventilation Controls_A_Technical Potential | F9 | Commercial | Interruptible - Miscellaneous | Existing | Space Heating | Natural Gas | Advanced Kitchen Ventilation Controls | A | Cumulative Winter Peak Savings (MW) | Technical Potential | 0 | 0 | 0 | 0 | 0 | 0 | 0 | 0 | 0 | 0 | 0 | 0 | 0 | 0 | 0 | 0 | 0 | 0 | 0 | 0 | 0 | 0 | 0 | 0 | 0 | 0 | 0
F10_Commercial_Interruptible - Miscellaneous_Existing_Space Heating_Natural Gas_Advanced Kitchen Ventilation Controls_A_Technical Potential | F10 | Commercial | Interruptible - Miscellaneous | Existing | Space Heating | Natural Gas | Advanced Kitchen Ventilation Controls | A | Purchases (Incremental) | Technical Potential | 0 | 0 | 0 | 0 | 0 | 0 | 0 | 0 | 0 | 0 | 0 | 0 | 0 | 0 | 0 | 0 | 0 | 0 | 0 | 0 | 0 | 0 | 0 | 0 | 0 | 0 | 0
F11_Commercial_Interruptible - Miscellaneous_Existing_Space Heating_Natural Gas_Advanced Kitchen Ventilation Controls_A_Technical Potential | F11 | Commercial | Interruptible - Miscellaneous | Existing | Space Heating | Natural Gas | Advanced Kitchen Ventilation Controls | A | Purchases (Cumulative) | Technical Potential | 0 | 0 | 0 | 0 | 0 | 0 | 0 | 0 | 0 | 0 | 0 | 0 | 0 | 0 | 0 | 0 | 0 | 0 | 0 | 0 | 0 | 0 | 0 | 0 | 0 | 0 | 0
F1_Commercial_Interruptible - Miscellaneous_Existing_Space Heating_Natural Gas_Infiltration Control - Loading Dock Sealing_A_Technical Potential | F1 | Commercial | Interruptible - Miscellaneous | Existing | Space Heating | Natural Gas | Infiltration Control - Loading Dock Sealing | A | Integrated Unit Energy Savings (kWh or therms) | Technical Potential | 0 | 0 | 212.3164 | 209.2635 | 205.7038 | 201.8599 | 197.6751 | 193.2022 | 188.3364 | 183.1126 | 177.5919 | 171.8846 | 166.1696 | 160.5219 | 155.0537 | 149.8943 | 145.1877 | 141.1427 | 137.7708 | 134.8516 | 132.476 | 130.2564 | 128.7712 | 127.3352 | 125.9432 | 124.6454 | 123.389
F2_Commercial_Interruptible - Miscellaneous_Existing_Space Heating_Natural Gas_Infiltration Control - Loading Dock Sealing_A_Technical Potential | F2 | Commercial | Interruptible - Miscellaneous | Existing | Space Heating | Natural Gas | Infiltration Control - Loading Dock Sealing | A | Integrated Unit Summer Peak Savings (kW) | Technical Potential | 0 | 0 | 0 | 0 | 0 | 0 | 0 | 0 | 0 | 0 | 0 | 0 | 0 | 0 | 0 | 0 | 0 | 0 | 0 | 0 | 0 | 0 | 0 | 0 | 0 | 0 | 0
F3_Commercial_Interruptible - Miscellaneous_Existing_Space Heating_Natural Gas_Infiltration Control - Loading Dock Sealing_A_Technical Potential | F3 | Commercial | Interruptible - Miscellaneous | Existing | Space Heating | Natural Gas | Infiltration Control - Loading Dock Sealing | A | Integrated Unit Winter Peak Savings (kW) | Technical Potential | 0 | 0 | 0 | 0 | 0 | 0 | 0 | 0 | 0 | 0 | 0 | 0 | 0 | 0 | 0 | 0 | 0 | 0 | 0 | 0 | 0 | 0 | 0 | 0 | 0 | 0 | 0
F4_Commercial_Interruptible - Miscellaneous_Existing_Space Heating_Natural Gas_Infiltration Control - Loading Dock Sealing_A_Technical Potential | F4 | Commercial | Interruptible - Miscellaneous | Existing | Space Heating | Natural Gas | Infiltration Control - Loading Dock Sealing | A | Incremental Energy Savings (MWh or mTherms) | Technical Potential | 0 | 0 | 0 | 0 | 0 | 0 | 0 | 0 | 0 | 0 | 0 | 0 | 0 | 0 | 0 | 0 | 0 | 0 | 0 | 0 | 0 | 0 | 0 | 0 | 0 | 0 | 0
F5_Commercial_Interruptible - Miscellaneous_Existing_Space Heating_Natural Gas_Infiltration Control - Loading Dock Sealing_A_Technical Potential | F5 | Commercial | Interruptible - Miscellaneous | Existing | Space Heating | Natural Gas | Infiltration Control - Loading Dock Sealing | A | Incremental Summer Peak Savings (MW) | Technical Potential | 0 | 0 | 0 | 0 | 0 | 0 | 0 | 0 | 0 | 0 | 0 | 0 | 0 | 0 | 0 | 0 | 0 | 0 | 0 | 0 | 0 | 0 | 0 | 0 | 0 | 0 | 0
F6_Commercial_Interruptible - Miscellaneous_Existing_Space Heating_Natural Gas_Infiltration Control - Loading Dock Sealing_A_Technical Potential | F6 | Commercial | Interruptible - Miscellaneous | Existing | Space Heating | Natural Gas | Infiltration Control - Loading Dock Sealing | A | Incremental Winter Peak Savings (MW) | Technical Potential | 0 | 0 | 0 | 0 | 0 | 0 | 0 | 0 | 0 | 0 | 0 | 0 | 0 | 0 | 0 | 0 | 0 | 0 | 0 | 0 | 0 | 0 | 0 | 0 | 0 | 0 | 0
F7_Commercial_Interruptible - Miscellaneous_Existing_Space Heating_Natural Gas_Infiltration Control - Loading Dock Sealing_A_Technical Potential | F7 | Commercial | Interruptible - Miscellaneous | Existing | Space Heating | Natural Gas | Infiltration Control - Loading Dock Sealing | A | Cumulative Energy Savings (MWh or mTherms) | Technical Potential | 0 | 0 | 0 | 0 | 0 | 0 | 0 | 0 | 0 | 0 | 0 | 0 | 0 | 0 | 0 | 0 | 0 | 0 | 0 | 0 | 0 | 0 | 0 | 0 | 0 | 0 | 0
F8_Commercial_Interruptible - Miscellaneous_Existing_Space Heating_Natural Gas_Infiltration Control - Loading Dock Sealing_A_Technical Potential | F8 | Commercial | Interruptible - Miscellaneous | Existing | Space Heating | Natural Gas | Infiltration Control - Loading Dock Sealing | A | Cumulative Summer Peak Savings (MW) | Technical Potential | 0 | 0 | 0 | 0 | 0 | 0 | 0 | 0 | 0 | 0 | 0 | 0 | 0 | 0 | 0 | 0 | 0 | 0 | 0 | 0 | 0 | 0 | 0 | 0 | 0 | 0 | 0
F9_Commercial_Interruptible - Miscellaneous_Existing_Space Heating_Natural Gas_Infiltration Control - Loading Dock Sealing_A_Technical Potential | F9 | Commercial | Interruptible - Miscellaneous | Existing | Space Heating | Natural Gas | Infiltration Control - Loading Dock Sealing | A | Cumulative Winter Peak Savings (MW) | Technical Potential | 0 | 0 | 0 | 0 | 0 | 0 | 0 | 0 | 0 | 0 | 0 | 0 | 0 | 0 | 0 | 0 | 0 | 0 | 0 | 0 | 0 | 0 | 0 | 0 | 0 | 0 | 0
F10_Commercial_Interruptible - Miscellaneous_Existing_Space Heating_Natural Gas_Infiltration Control - Loading Dock Sealing_A_Technical Potential | F10 | Commercial | Interruptible - Miscellaneous | Existing | Space Heating | Natural Gas | Infiltration Control - Loading Dock Sealing | A | Purchases (Incremental) | Technical Potential | 0 | 0 | 0 | 0 | 0 | 0 | 0 | 0 | 0 | 0 | 0 | 0 | 0 | 0 | 0 | 0 | 0 | 0 | 0 | 0 | 0 | 0 | 0 | 0 | 0 | 0 | 0
F11_Commercial_Interruptible - Miscellaneous_Existing_Space Heating_Natural Gas_Infiltration Control - Loading Dock Sealing_A_Technical Potential | F11 | Commercial | Interruptible - Miscellaneous | Existing | Space Heating | Natural Gas | Infiltration Control - Loading Dock Sealing | A | Purchases (Cumulative) | Technical Potential | 0 | 0 | 0 | 0 | 0 | 0 | 0 | 0 | 0 | 0 | 0 | 0 | 0 | 0 | 0 | 0 | 0 | 0 | 0 | 0 | 0 | 0 | 0 | 0 | 0 | 0 | 0
F1_Commercial_Interruptible - Miscellaneous_Existing_Space Heating_Natural Gas_Greenhouse Heat Curtain_A_Technical Potential | F1 | Commercial | Interruptible - Miscellaneous | Existing | Space Heating | Natural Gas | Greenhouse Heat Curtain | A | Integrated Unit Energy Savings (kWh or therms) | Technical Potential | 0 | 0 | 185.6748 | 183.4437 | 180.8362 | 178.0323 | 174.9907 | 171.66 | 168.0324 | 164.1149 | 159.9386 | 155.57 | 151.2 | 146.8417 | 142.5642 | 138.4947 | 134.7412 | 131.4717 | 128.7005 | 126.2658 | 124.2423 | 122.338 | 120.9475 | 119.6028 | 118.299 | 117.0835 | 115.9066
F2_Commercial_Interruptible - Miscellaneous_Existing_Space Heating_Natural Gas_Greenhouse Heat Curtain_A_Technical Potential | F2 | Commercial | Interruptible - Miscellaneous | Existing | Space Heating | Natural Gas | Greenhouse Heat Curtain | A | Integrated Unit Summer Peak Savings (kW) | Technical Potential | 0 | 0 | 0 | 0 | 0 | 0 | 0 | 0 | 0 | 0 | 0 | 0 | 0 | 0 | 0 | 0 | 0 | 0 | 0 | 0 | 0 | 0 | 0 | 0 | 0 | 0 | 0
F3_Commercial_Interruptible - Miscellaneous_Existing_Space Heating_Natural Gas_Greenhouse Heat Curtain_A_Technical Potential | F3 | Commercial | Interruptible - Miscellaneous | Existing | Space Heating | Natural Gas | Greenhouse Heat Curtain | A | Integrated Unit Winter Peak Savings (kW) | Technical Potential | 0 | 0 | 0 | 0 | 0 | 0 | 0 | 0 | 0 | 0 | 0 | 0 | 0 | 0 | 0 | 0 | 0 | 0 | 0 | 0 | 0 | 0 | 0 | 0 | 0 | 0 | 0
F4_Commercial_Interruptible - Miscellaneous_Existing_Space Heating_Natural Gas_Greenhouse Heat Curtain_A_Technical Potential | F4 | Commercial | Interruptible - Miscellaneous | Existing | Space Heating | Natural Gas | Greenhouse Heat Curtain | A | Incremental Energy Savings (MWh or mTherms) | Technical Potential | 0 | 0 | 0 | 0 | 0 | 0 | 0 | 0 | 0 | 0 | 0 | 0 | 0 | 0 | 0 | 0 | 0 | 0 | 0 | 0 | 0 | 0 | 0 | 0 | 0 | 0 | 0
F5_Commercial_Interruptible - Miscellaneous_Existing_Space Heating_Natural Gas_Greenhouse Heat Curtain_A_Technical Potential | F5 | Commercial | Interruptible - Miscellaneous | Existing | Space Heating | Natural Gas | Greenhouse Heat Curtain | A | Incremental Summer Peak Savings (MW) | Technical Potential | 0 | 0 | 0 | 0 | 0 | 0 | 0 | 0 | 0 | 0 | 0 | 0 | 0 | 0 | 0 | 0 | 0 | 0 | 0 | 0 | 0 | 0 | 0 | 0 | 0 | 0 | 0
F6_Commercial_Interruptible - Miscellaneous_Existing_Space Heating_Natural Gas_Greenhouse Heat Curtain_A_Technical Potential | F6 | Commercial | Interruptible - Miscellaneous | Existing | Space Heating | Natural Gas | Greenhouse Heat Curtain | A | Incremental Winter Peak Savings (MW) | Technical Potential | 0 | 0 | 0 | 0 | 0 | 0 | 0 | 0 | 0 | 0 | 0 | 0 | 0 | 0 | 0 | 0 | 0 | 0 | 0 | 0 | 0 | 0 | 0 | 0 | 0 | 0 | 0
F7_Commercial_Interruptible - Miscellaneous_Existing_Space Heating_Natural Gas_Greenhouse Heat Curtain_A_Technical Potential | F7 | Commercial | Interruptible - Miscellaneous | Existing | Space Heating | Natural Gas | Greenhouse Heat Curtain | A | Cumulative Energy Savings (MWh or mTherms) | Technical Potential | 0 | 0 | 0 | 0 | 0 | 0 | 0 | 0 | 0 | 0 | 0 | 0 | 0 | 0 | 0 | 0 | 0 | 0 | 0 | 0 | 0 | 0 | 0 | 0 | 0 | 0 | 0
F8_Commercial_Interruptible - Miscellaneous_Existing_Space Heating_Natural Gas_Greenhouse Heat Curtain_A_Technical Potential | F8 | Commercial | Interruptible - Miscellaneous | Existing | Space Heating | Natural Gas | Greenhouse Heat Curtain | A | Cumulative Summer Peak Savings (MW) | Technical Potential | 0 | 0 | 0 | 0 | 0 | 0 | 0 | 0 | 0 | 0 | 0 | 0 | 0 | 0 | 0 | 0 | 0 | 0 | 0 | 0 | 0 | 0 | 0 | 0 | 0 | 0 | 0
F9_Commercial_Interruptible - Miscellaneous_Existing_Space Heating_Natural Gas_Greenhouse Heat Curtain_A_Technical Potential | F9 | Commercial | Interruptible - Miscellaneous | Existing | Space Heating | Natural Gas | Greenhouse Heat Curtain | A | Cumulative Winter Peak Savings (MW) | Technical Potential | 0 | 0 | 0 | 0 | 0 | 0 | 0 | 0 | 0 | 0 | 0 | 0 | 0 | 0 | 0 | 0 | 0 | 0 | 0 | 0 | 0 | 0 | 0 | 0 | 0 | 0 | 0
F10_Commercial_Interruptible - Miscellaneous_Existing_Space Heating_Natural Gas_Greenhouse Heat Curtain_A_Technical Potential | F10 | Commercial | Interruptible - Miscellaneous | Existing | Space Heating | Natural Gas | Greenhouse Heat Curtain | A | Purchases (Incremental) | Technical Potential | 0 | 0 | 0 | 0 | 0 | 0 | 0 | 0 | 0 | 0 | 0 | 0 | 0 | 0 | 0 | 0 | 0 | 0 | 0 | 0 | 0 | 0 | 0 | 0 | 0 | 0 | 0
F11_Commercial_Interruptible - Miscellaneous_Existing_Space Heating_Natural Gas_Greenhouse Heat Curtain_A_Technical Potential | F11 | Commercial | Interruptible - Miscellaneous | Existing | Space Heating | Natural Gas | Greenhouse Heat Curtain | A | Purchases (Cumulative) | Technical Potential | 0 | 0 | 0 | 0 | 0 | 0 | 0 | 0 | 0 | 0 | 0 | 0 | 0 | 0 | 0 | 0 | 0 | 0 | 0 | 0 | 0 | 0 | 0 | 0 | 0 | 0 | 0
F1_Commercial_Interruptible - Miscellaneous_Existing_Space Heating_Natural Gas_Ventilation - Parking Garages, Demand Controlled_A_Technical Potential | F1 | Commercial | Interruptible - Miscellaneous | Existing | Space Heating | Natural Gas | Ventilation - Parking Garages, Demand Controlled | A | Integrated Unit Energy Savings (kWh or therms) | Technical Potential | 0 | 0 | 0 | 0 | 0 | 0 | 0 | 0 | 0 | 0 | 0 | 0 | 0 | 0 | 0 | 0 | 0 | 0 | 0 | 0 | 0 | 0 | 0 | 0 | 0 | 0 | 0
F2_Commercial_Interruptible - Miscellaneous_Existing_Space Heating_Natural Gas_Ventilation - Parking Garages, Demand Controlled_A_Technical Potential | F2 | Commercial | Interruptible - Miscellaneous | Existing | Space Heating | Natural Gas | Ventilation - Parking Garages, Demand Controlled | A | Integrated Unit Summer Peak Savings (kW) | Technical Potential | 0 | 0 | 0 | 0 | 0 | 0 | 0 | 0 | 0 | 0 | 0 | 0 | 0 | 0 | 0 | 0 | 0 | 0 | 0 | 0 | 0 | 0 | 0 | 0 | 0 | 0 | 0
F3_Commercial_Interruptible - Miscellaneous_Existing_Space Heating_Natural Gas_Ventilation - Parking Garages, Demand Controlled_A_Technical Potential | F3 | Commercial | Interruptible - Miscellaneous | Existing | Space Heating | Natural Gas | Ventilation - Parking Garages, Demand Controlled | A | Integrated Unit Winter Peak Savings (kW) | Technical Potential | 0 | 0 | 0 | 0 | 0 | 0 | 0 | 0 | 0 | 0 | 0 | 0 | 0 | 0 | 0 | 0 | 0 | 0 | 0 | 0 | 0 | 0 | 0 | 0 | 0 | 0 | 0
F4_Commercial_Interruptible - Miscellaneous_Existing_Space Heating_Natural Gas_Ventilation - Parking Garages, Demand Controlled_A_Technical Potential | F4 | Commercial | Interruptible - Miscellaneous | Existing | Space Heating | Natural Gas | Ventilation - Parking Garages, Demand Controlled | A | Incremental Energy Savings (MWh or mTherms) | Technical Potential | 0 | 0 | 0 | 0 | 0 | 0 | 0 | 0 | 0 | 0 | 0 | 0 | 0 | 0 | 0 | 0 | 0 | 0 | 0 | 0 | 0 | 0 | 0 | 0 | 0 | 0 | 0
F5_Commercial_Interruptible - Miscellaneous_Existing_Space Heating_Natural Gas_Ventilation - Parking Garages, Demand Controlled_A_Technical Potential | F5 | Commercial | Interruptible - Miscellaneous | Existing | Space Heating | Natural Gas | Ventilation - Parking Garages, Demand Controlled | A | Incremental Summer Peak Savings (MW) | Technical Potential | 0 | 0 | 0 | 0 | 0 | 0 | 0 | 0 | 0 | 0 | 0 | 0 | 0 | 0 | 0 | 0 | 0 | 0 | 0 | 0 | 0 | 0 | 0 | 0 | 0 | 0 | 0
F6_Commercial_Interruptible - Miscellaneous_Existing_Space Heating_Natural Gas_Ventilation - Parking Garages, Demand Controlled_A_Technical Potential | F6 | Commercial | Interruptible - Miscellaneous | Existing | Space Heating | Natural Gas | Ventilation - Parking Garages, Demand Controlled | A | Incremental Winter Peak Savings (MW) | Technical Potential | 0 | 0 | 0 | 0 | 0 | 0 | 0 | 0 | 0 | 0 | 0 | 0 | 0 | 0 | 0 | 0 | 0 | 0 | 0 | 0 | 0 | 0 | 0 | 0 | 0 | 0 | 0
F7_Commercial_Interruptible - Miscellaneous_Existing_Space Heating_Natural Gas_Ventilation - Parking Garages, Demand Controlled_A_Technical Potential | F7 | Commercial | Interruptible - Miscellaneous | Existing | Space Heating | Natural Gas | Ventilation - Parking Garages, Demand Controlled | A | Cumulative Energy Savings (MWh or mTherms) | Technical Potential | 0 | 0 | 0 | 0 | 0 | 0 | 0 | 0 | 0 | 0 | 0 | 0 | 0 | 0 | 0 | 0 | 0 | 0 | 0 | 0 | 0 | 0 | 0 | 0 | 0 | 0 | 0
F8_Commercial_Interruptible - Miscellaneous_Existing_Space Heating_Natural Gas_Ventilation - Parking Garages, Demand Controlled_A_Technical Potential | F8 | Commercial | Interruptible - Miscellaneous | Existing | Space Heating | Natural Gas | Ventilation - Parking Garages, Demand Controlled | A | Cumulative Summer Peak Savings (MW) | Technical Potential | 0 | 0 | 0 | 0 | 0 | 0 | 0 | 0 | 0 | 0 | 0 | 0 | 0 | 0 | 0 | 0 | 0 | 0 | 0 | 0 | 0 | 0 | 0 | 0 | 0 | 0 | 0
F9_Commercial_Interruptible - Miscellaneous_Existing_Space Heating_Natural Gas_Ventilation - Parking Garages, Demand Controlled_A_Technical Potential | F9 | Commercial | Interruptible - Miscellaneous | Existing | Space Heating | Natural Gas | Ventilation - Parking Garages, Demand Controlled | A | Cumulative Winter Peak Savings (MW) | Technical Potential | 0 | 0 | 0 | 0 | 0 | 0 | 0 | 0 | 0 | 0 | 0 | 0 | 0 | 0 | 0 | 0 | 0 | 0 | 0 | 0 | 0 | 0 | 0 | 0 | 0 | 0 | 0
F10_Commercial_Interruptible - Miscellaneous_Existing_Space Heating_Natural Gas_Ventilation - Parking Garages, Demand Controlled_A_Technical Potential | F10 | Commercial | Interruptible - Miscellaneous | Existing | Space Heating | Natural Gas | Ventilation - Parking Garages, Demand Controlled | A | Purchases (Incremental) | Technical Potential | 0 | 0 | 0 | 0 | 0 | 0 | 0 | 0 | 0 | 0 | 0 | 0 | 0 | 0 | 0 | 0 | 0 | 0 | 0 | 0 | 0 | 0 | 0 | 0 | 0 | 0 | 0
F11_Commercial_Interruptible - Miscellaneous_Existing_Space Heating_Natural Gas_Ventilation - Parking Garages, Demand Controlled_A_Technical Potential | F11 | Commercial | Interruptible - Miscellaneous | Existing | Space Heating | Natural Gas | Ventilation - Parking Garages, Demand Controlled | A | Purchases (Cumulative) | Technical Potential | 0 | 0 | 0 | 0 | 0 | 0 | 0 | 0 | 0 | 0 | 0 | 0 | 0 | 0 | 0 | 0 | 0 | 0 | 0 | 0 | 0 | 0 | 0 | 0 | 0 | 0 | 0
F1_Commercial_Interruptible - Miscellaneous_Existing_Miscellaneous_Natural Gas_Pool Heater - Night Covers_A_Technical Potential | F1 | Commercial | Interruptible - Miscellaneous | Existing | Miscellaneous | Natural Gas | Pool Heater - Night Covers | A | Integrated Unit Energy Savings (kWh or therms) | Technical Potential | 0 | 0 | 0.024908 | 0.024901 | 0.024894 | 0.024887 | 0.024881 | 0.024874 | 0.024874 | 0.024874 | 0.024874 | 0.024872 | 0.02487 | 0.024869 | 0.024868 | 0.024868 | 0.024867 | 0.024867 | 0.024867 | 0.024867 | 0.024867 | 0.024867 | 0.024867 | 0.024867 | 0.024867 | 0.024867 | 0.024867
F2_Commercial_Interruptible - Miscellaneous_Existing_Miscellaneous_Natural Gas_Pool Heater - Night Covers_A_Technical Potential | F2 | Commercial | Interruptible - Miscellaneous | Existing | Miscellaneous | Natural Gas | Pool Heater - Night Covers | A | Integrated Unit Summer Peak Savings (kW) | Technical Potential | 0 | 0 | 0 | 0 | 0 | 0 | 0 | 0 | 0 | 0 | 0 | 0 | 0 | 0 | 0 | 0 | 0 | 0 | 0 | 0 | 0 | 0 | 0 | 0 | 0 | 0 | 0
F3_Commercial_Interruptible - Miscellaneous_Existing_Miscellaneous_Natural Gas_Pool Heater - Night Covers_A_Technical Potential | F3 | Commercial | Interruptible - Miscellaneous | Existing | Miscellaneous | Natural Gas | Pool Heater - Night Covers | A | Integrated Unit Winter Peak Savings (kW) | Technical Potential | 0 | 0 | 0 | 0 | 0 | 0 | 0 | 0 | 0 | 0 | 0 | 0 | 0 | 0 | 0 | 0 | 0 | 0 | 0 | 0 | 0 | 0 | 0 | 0 | 0 | 0 | 0
F4_Commercial_Interruptible - Miscellaneous_Existing_Miscellaneous_Natural Gas_Pool Heater - Night Covers_A_Technical Potential | F4 | Commercial | Interruptible - Miscellaneous | Existing | Miscellaneous | Natural Gas | Pool Heater - Night Covers | A | Incremental Energy Savings (MWh or mTherms) | Technical Potential | 0 | 0 | 0.0010193 | 0.001019 | 0.0010187 | 0.0010185 | 0.0010182 | 0 | 0 | 0 | 0 | 0 | 0 | 0 | 0 | 0 | 0 | 0 | 0 | 0 | 0 | 0 | 0 | 0 | 0 | 0 | 0
F5_Commercial_Interruptible - Miscellaneous_Existing_Miscellaneous_Natural Gas_Pool Heater - Night Covers_A_Technical Potential | F5 | Commercial | Interruptible - Miscellaneous | Existing | Miscellaneous | Natural Gas | Pool Heater - Night Covers | A | Incremental Summer Peak Savings (MW) | Technical Potential | 0 | 0 | 0 | 0 | 0 | 0 | 0 | 0 | 0 | 0 | 0 | 0 | 0 | 0 | 0 | 0 | 0 | 0 | 0 | 0 | 0 | 0 | 0 | 0 | 0 | 0 | 0
F6_Commercial_Interruptible - Miscellaneous_Existing_Miscellaneous_Natural Gas_Pool Heater - Night Covers_A_Technical Potential | F6 | Commercial | Interruptible - Miscellaneous | Existing | Miscellaneous | Natural Gas | Pool Heater - Night Covers | A | Incremental Winter Peak Savings (MW) | Technical Potential | 0 | 0 | 0 | 0 | 0 | 0 | 0 | 0 | 0 | 0 | 0 | 0 | 0 | 0 | 0 | 0 | 0 | 0 | 0 | 0 | 0 | 0 | 0 | 0 | 0 | 0 | 0
F7_Commercial_Interruptible - Miscellaneous_Existing_Miscellaneous_Natural Gas_Pool Heater - Night Covers_A_Technical Potential | F7 | Commercial | Interruptible - Miscellaneous | Existing | Miscellaneous | Natural Gas | Pool Heater - Night Covers | A | Cumulative Energy Savings (MWh or mTherms) | Technical Potential | 0 | 0 | 0.0010193 | 0.002038 | 0.0030562 | 0.0040738 | 0.0050909 | 0.0050895 | 0.0050895 | 0.0050895 | 0.0050895 | 0.005089 | 0.0050887 | 0.0050885 | 0.0050884 | 0.0050883 | 0.0050881 | 0.0050881 | 0.0050881 | 0.0050881 | 0.0050881 | 0.0050881 | 0.0050881 | 0.0050881 | 0.0050881 | 0.0050881 | 0.0050881
F8_Commercial_Interruptible - Miscellaneous_Existing_Miscellaneous_Natural Gas_Pool Heater - Night Covers_A_Technical Potential | F8 | Commercial | Interruptible - Miscellaneous | Existing | Miscellaneous | Natural Gas | Pool Heater - Night Covers | A | Cumulative Summer Peak Savings (MW) | Technical Potential | 0 | 0 | 0 | 0 | 0 | 0 | 0 | 0 | 0 | 0 | 0 | 0 | 0 | 0 | 0 | 0 | 0 | 0 | 0 | 0 | 0 | 0 | 0 | 0 | 0 | 0 | 0
F9_Commercial_Interruptible - Miscellaneous_Existing_Miscellaneous_Natural Gas_Pool Heater - Night Covers_A_Technical Potential | F9 | Commercial | Interruptible - Miscellaneous | Existing | Miscellaneous | Natural Gas | Pool Heater - Night Covers | A | Cumulative Winter Peak Savings (MW) | Technical Potential | 0 | 0 | 0 | 0 | 0 | 0 | 0 | 0 | 0 | 0 | 0 | 0 | 0 | 0 | 0 | 0 | 0 | 0 | 0 | 0 | 0 | 0 | 0 | 0 | 0 | 0 | 0
F10_Commercial_Interruptible - Miscellaneous_Existing_Miscellaneous_Natural Gas_Pool Heater - Night Covers_A_Technical Potential | F10 | Commercial | Interruptible - Miscellaneous | Existing | Miscellaneous | Natural Gas | Pool Heater - Night Covers | A | Purchases (Incremental) | Technical Potential | 0 | 0 | 40.9227 | 40.9227 | 40.9227 | 40.9227 | 40.9227 | 0 | 0 | 0 | 0 | 0 | 0 | 0 | 0 | 0 | 0 | 0 | 0 | 0 | 0 | 0 | 0 | 0 | 0 | 0 | 0
F11_Commercial_Interruptible - Miscellaneous_Existing_Miscellaneous_Natural Gas_Pool Heater - Night Covers_A_Technical Potential | F11 | Commercial | Interruptible - Miscellaneous | Existing | Miscellaneous | Natural Gas | Pool Heater - Night Covers | A | Purchases (Cumulative) | Technical Potential | 0 | 0 | 40.9227 | 81.8454 | 122.7681 | 163.6908 | 204.6135 | 204.6135 | 204.6135 | 204.6135 | 204.6135 | 204.6135 | 204.6135 | 204.6135 | 204.6135 | 204.6135 | 204.6135 | 204.6135 | 204.6135 | 204.6135 | 204.6135 | 204.6135 | 204.6135 | 204.6135 | 204.6135 | 204.6135 | 204.6135
F1_Commercial_Interruptible - Miscellaneous_Existing_Space Heating_Natural Gas_Advanced New Construction Designs_A_Technical Potential | F1 | Commercial | Interruptible - Miscellaneous | Existing | Space Heating | Natural Gas | Advanced New Construction Designs | A | Integrated Unit Energy Savings (kWh or therms) | Technical Potential | 0 | 0 | 0 | 0 | 0 | 0 | 0 | 0 | 0 | 0 | 0 | 0 | 0 | 0 | 0 | 0 | 0 | 0 | 0 | 0 | 0 | 0 | 0 | 0 | 0 | 0 | 0
F2_Commercial_Interruptible - Miscellaneous_Existing_Space Heating_Natural Gas_Advanced New Construction Designs_A_Technical Potential | F2 | Commercial | Interruptible - Miscellaneous | Existing | Space Heating | Natural Gas | Advanced New Construction Designs | A | Integrated Unit Summer Peak Savings (kW) | Technical Potential | 0 | 0 | 0 | 0 | 0 | 0 | 0 | 0 | 0 | 0 | 0 | 0 | 0 | 0 | 0 | 0 | 0 | 0 | 0 | 0 | 0 | 0 | 0 | 0 | 0 | 0 | 0
F3_Commercial_Interruptible - Miscellaneous_Existing_Space Heating_Natural Gas_Advanced New Construction Designs_A_Technical Potential | F3 | Commercial | Interruptible - Miscellaneous | Existing | Space Heating | Natural Gas | Advanced New Construction Designs | A | Integrated Unit Winter Peak Savings (kW) | Technical Potential | 0 | 0 | 0 | 0 | 0 | 0 | 0 | 0 | 0 | 0 | 0 | 0 | 0 | 0 | 0 | 0 | 0 | 0 | 0 | 0 | 0 | 0 | 0 | 0 | 0 | 0 | 0
F4_Commercial_Interruptible - Miscellaneous_Existing_Space Heating_Natural Gas_Advanced New Construction Designs_A_Technical Potential | F4 | Commercial | Interruptible - Miscellaneous | Existing | Space Heating | Natural Gas | Advanced New Construction Designs | A | Incremental Energy Savings (MWh or mTherms) | Technical Potential | 0 | 0 | 0 | 0 | 0 | 0 | 0 | 0 | 0 | 0 | 0 | 0 | 0 | 0 | 0 | 0 | 0 | 0 | 0 | 0 | 0 | 0 | 0 | 0 | 0 | 0 | 0
F5_Commercial_Interruptible - Miscellaneous_Existing_Space Heating_Natural Gas_Advanced New Construction Designs_A_Technical Potential | F5 | Commercial | Interruptible - Miscellaneous | Existing | Space Heating | Natural Gas | Advanced New Construction Designs | A | Incremental Summer Peak Savings (MW) | Technical Potential | 0 | 0 | 0 | 0 | 0 | 0 | 0 | 0 | 0 | 0 | 0 | 0 | 0 | 0 | 0 | 0 | 0 | 0 | 0 | 0 | 0 | 0 | 0 | 0 | 0 | 0 | 0
F6_Commercial_Interruptible - Miscellaneous_Existing_Space Heating_Natural Gas_Advanced New Construction Designs_A_Technical Potential | F6 | Commercial | Interruptible - Miscellaneous | Existing | Space Heating | Natural Gas | Advanced New Construction Designs | A | Incremental Winter Peak Savings (MW) | Technical Potential | 0 | 0 | 0 | 0 | 0 | 0 | 0 | 0 | 0 | 0 | 0 | 0 | 0 | 0 | 0 | 0 | 0 | 0 | 0 | 0 | 0 | 0 | 0 | 0 | 0 | 0 | 0
F7_Commercial_Interruptible - Miscellaneous_Existing_Space Heating_Natural Gas_Advanced New Construction Designs_A_Technical Potential | F7 | Commercial | Interruptible - Miscellaneous | Existing | Space Heating | Natural Gas | Advanced New Construction Designs | A | Cumulative Energy Savings (MWh or mTherms) | Technical Potential | 0 | 0 | 0 | 0 | 0 | 0 | 0 | 0 | 0 | 0 | 0 | 0 | 0 | 0 | 0 | 0 | 0 | 0 | 0 | 0 | 0 | 0 | 0 | 0 | 0 | 0 | 0
F8_Commercial_Interruptible - Miscellaneous_Existing_Space Heating_Natural Gas_Advanced New Construction Designs_A_Technical Potential | F8 | Commercial | Interruptible - Miscellaneous | Existing | Space Heating | Natural Gas | Advanced New Construction Designs | A | Cumulative Summer Peak Savings (MW) | Technical Potential | 0 | 0 | 0 | 0 | 0 | 0 | 0 | 0 | 0 | 0 | 0 | 0 | 0 | 0 | 0 | 0 | 0 | 0 | 0 | 0 | 0 | 0 | 0 | 0 | 0 | 0 | 0
F9_Commercial_Interruptible - Miscellaneous_Existing_Space Heating_Natural Gas_Advanced New Construction Designs_A_Technical Potential | F9 | Commercial | Interruptible - Miscellaneous | Existing | Space Heating | Natural Gas | Advanced New Construction Designs | A | Cumulative Winter Peak Savings (MW) | Technical Potential | 0 | 0 | 0 | 0 | 0 | 0 | 0 | 0 | 0 | 0 | 0 | 0 | 0 | 0 | 0 | 0 | 0 | 0 | 0 | 0 | 0 | 0 | 0 | 0 | 0 | 0 | 0
F10_Commercial_Interruptible - Miscellaneous_Existing_Space Heating_Natural Gas_Advanced New Construction Designs_A_Technical Potential | F10 | Commercial | Interruptible - Miscellaneous | Existing | Space Heating | Natural Gas | Advanced New Construction Designs | A | Purchases (Incremental) | Technical Potential | 0 | 0 | 0 | 0 | 0 | 0 | 0 | 0 | 0 | 0 | 0 | 0 | 0 | 0 | 0 | 0 | 0 | 0 | 0 | 0 | 0 | 0 | 0 | 0 | 0 | 0 | 0
F11_Commercial_Interruptible - Miscellaneous_Existing_Space Heating_Natural Gas_Advanced New Construction Designs_A_Technical Potential | F11 | Commercial | Interruptible - Miscellaneous | Existing | Space Heating | Natural Gas | Advanced New Construction Designs | A | Purchases (Cumulative) | Technical Potential | 0 | 0 | 0 | 0 | 0 | 0 | 0 | 0 | 0 | 0 | 0 | 0 | 0 | 0 | 0 | 0 | 0 | 0 | 0 | 0 | 0 | 0 | 0 | 0 | 0 | 0 | 0
F1_Commercial_Interruptible - Miscellaneous_Existing_Water Heating_Natural Gas_Advanced New Construction Designs_A_Technical Potential | F1 | Commercial | Interruptible - Miscellaneous | Existing | Water Heating | Natural Gas | Advanced New Construction Designs | A | Integrated Unit Energy Savings (kWh or therms) | Technical Potential | 0 | 0 | 0 | 0 | 0 | 0 | 0 | 0 | 0 | 0 | 0 | 0 | 0 | 0 | 0 | 0 | 0 | 0 | 0 | 0 | 0 | 0 | 0 | 0 | 0 | 0 | 0
F2_Commercial_Interruptible - Miscellaneous_Existing_Water Heating_Natural Gas_Advanced New Construction Designs_A_Technical Potential | F2 | Commercial | Interruptible - Miscellaneous | Existing | Water Heating | Natural Gas | Advanced New Construction Designs | A | Integrated Unit Summer Peak Savings (kW) | Technical Potential | 0 | 0 | 0 | 0 | 0 | 0 | 0 | 0 | 0 | 0 | 0 | 0 | 0 | 0 | 0 | 0 | 0 | 0 | 0 | 0 | 0 | 0 | 0 | 0 | 0 | 0 | 0
F3_Commercial_Interruptible - Miscellaneous_Existing_Water Heating_Natural Gas_Advanced New Construction Designs_A_Technical Potential | F3 | Commercial | Interruptible - Miscellaneous | Existing | Water Heating | Natural Gas | Advanced New Construction Designs | A | Integrated Unit Winter Peak Savings (kW) | Technical Potential | 0 | 0 | 0 | 0 | 0 | 0 | 0 | 0 | 0 | 0 | 0 | 0 | 0 | 0 | 0 | 0 | 0 | 0 | 0 | 0 | 0 | 0 | 0 | 0 | 0 | 0 | 0
F4_Commercial_Interruptible - Miscellaneous_Existing_Water Heating_Natural Gas_Advanced New Construction Designs_A_Technical Potential | F4 | Commercial | Interruptible - Miscellaneous | Existing | Water Heating | Natural Gas | Advanced New Construction Designs | A | Incremental Energy Savings (MWh or mTherms) | Technical Potential | 0 | 0 | 0 | 0 | 0 | 0 | 0 | 0 | 0 | 0 | 0 | 0 | 0 | 0 | 0 | 0 | 0 | 0 | 0 | 0 | 0 | 0 | 0 | 0 | 0 | 0 | 0
F5_Commercial_Interruptible - Miscellaneous_Existing_Water Heating_Natural Gas_Advanced New Construction Designs_A_Technical Potential | F5 | Commercial | Interruptible - Miscellaneous | Existing | Water Heating | Natural Gas | Advanced New Construction Designs | A | Incremental Summer Peak Savings (MW) | Technical Potential | 0 | 0 | 0 | 0 | 0 | 0 | 0 | 0 | 0 | 0 | 0 | 0 | 0 | 0 | 0 | 0 | 0 | 0 | 0 | 0 | 0 | 0 | 0 | 0 | 0 | 0 | 0
F6_Commercial_Interruptible - Miscellaneous_Existing_Water Heating_Natural Gas_Advanced New Construction Designs_A_Technical Potential | F6 | Commercial | Interruptible - Miscellaneous | Existing | Water Heating | Natural Gas | Advanced New Construction Designs | A | Incremental Winter Peak Savings (MW) | Technical Potential | 0 | 0 | 0 | 0 | 0 | 0 | 0 | 0 | 0 | 0 | 0 | 0 | 0 | 0 | 0 | 0 | 0 | 0 | 0 | 0 | 0 | 0 | 0 | 0 | 0 | 0 | 0
F7_Commercial_Interruptible - Miscellaneous_Existing_Water Heating_Natural Gas_Advanced New Construction Designs_A_Technical Potential | F7 | Commercial | Interruptible - Miscellaneous | Existing | Water Heating | Natural Gas | Advanced New Construction Designs | A | Cumulative Energy Savings (MWh or mTherms) | Technical Potential | 0 | 0 | 0 | 0 | 0 | 0 | 0 | 0 | 0 | 0 | 0 | 0 | 0 | 0 | 0 | 0 | 0 | 0 | 0 | 0 | 0 | 0 | 0 | 0 | 0 | 0 | 0
F8_Commercial_Interruptible - Miscellaneous_Existing_Water Heating_Natural Gas_Advanced New Construction Designs_A_Technical Potential | F8 | Commercial | Interruptible - Miscellaneous | Existing | Water Heating | Natural Gas | Advanced New Construction Designs | A | Cumulative Summer Peak Savings (MW) | Technical Potential | 0 | 0 | 0 | 0 | 0 | 0 | 0 | 0 | 0 | 0 | 0 | 0 | 0 | 0 | 0 | 0 | 0 | 0 | 0 | 0 | 0 | 0 | 0 | 0 | 0 | 0 | 0
F9_Commercial_Interruptible - Miscellaneous_Existing_Water Heating_Natural Gas_Advanced New Construction Designs_A_Technical Potential | F9 | Commercial | Interruptible - Miscellaneous | Existing | Water Heating | Natural Gas | Advanced New Construction Designs | A | Cumulative Winter Peak Savings (MW) | Technical Potential | 0 | 0 | 0 | 0 | 0 | 0 | 0 | 0 | 0 | 0 | 0 | 0 | 0 | 0 | 0 | 0 | 0 | 0 | 0 | 0 | 0 | 0 | 0 | 0 | 0 | 0 | 0
F10_Commercial_Interruptible - Miscellaneous_Existing_Water Heating_Natural Gas_Advanced New Construction Designs_A_Technical Potential | F10 | Commercial | Interruptible - Miscellaneous | Existing | Water Heating | Natural Gas | Advanced New Construction Designs | A | Purchases (Incremental) | Technical Potential | 0 | 0 | 0 | 0 | 0 | 0 | 0 | 0 | 0 | 0 | 0 | 0 | 0 | 0 | 0 | 0 | 0 | 0 | 0 | 0 | 0 | 0 | 0 | 0 | 0 | 0 | 0
F11_Commercial_Interruptible - Miscellaneous_Existing_Water Heating_Natural Gas_Advanced New Construction Designs_A_Technical Potential | F11 | Commercial | Interruptible - Miscellaneous | Existing | Water Heating | Natural Gas | Advanced New Construction Designs | A | Purchases (Cumulative) | Technical Potential | 0 | 0 | 0 | 0 | 0 | 0 | 0 | 0 | 0 | 0 | 0 | 0 | 0 | 0 | 0 | 0 | 0 | 0 | 0 | 0 | 0 | 0 | 0 | 0 | 0 | 0 | 0
F1_Commercial_Interruptible - Miscellaneous_Existing_Space Heating_Natural Gas_Strategic Energy Management_A_Technical Potential | F1 | Commercial | Interruptible - Miscellaneous | Existing | Space Heating | Natural Gas | Strategic Energy Management | A | Integrated Unit Energy Savings (kWh or therms) | Technical Potential | 0 | 0 | 0.036229 | 0.035668 | 0.035018 | 0.034319 | 0.03356 | 0.032754 | 0.031886 | 0.030958 | 0.029985 | 0.028989 | 0.028 | 0.027032 | 0.026102 | 0.025229 | 0.024436 | 0.023755 | 0.023188 | 0.022696 | 0.022296 | 0.021922 | 0.021672 | 0.021431 | 0.021196 | 0.020978 | 0.020766
F2_Commercial_Interruptible - Miscellaneous_Existing_Space Heating_Natural Gas_Strategic Energy Management_A_Technical Potential | F2 | Commercial | Interruptible - Miscellaneous | Existing | Space Heating | Natural Gas | Strategic Energy Management | A | Integrated Unit Summer Peak Savings (kW) | Technical Potential | 0 | 0 | 0 | 0 | 0 | 0 | 0 | 0 | 0 | 0 | 0 | 0 | 0 | 0 | 0 | 0 | 0 | 0 | 0 | 0 | 0 | 0 | 0 | 0 | 0 | 0 | 0
F3_Commercial_Interruptible - Miscellaneous_Existing_Space Heating_Natural Gas_Strategic Energy Management_A_Technical Potential | F3 | Commercial | Interruptible - Miscellaneous | Existing | Space Heating | Natural Gas | Strategic Energy Management | A | Integrated Unit Winter Peak Savings (kW) | Technical Potential | 0 | 0 | 0 | 0 | 0 | 0 | 0 | 0 | 0 | 0 | 0 | 0 | 0 | 0 | 0 | 0 | 0 | 0 | 0 | 0 | 0 | 0 | 0 | 0 | 0 | 0 | 0
F4_Commercial_Interruptible - Miscellaneous_Existing_Space Heating_Natural Gas_Strategic Energy Management_A_Technical Potential | F4 | Commercial | Interruptible - Miscellaneous | Existing | Space Heating | Natural Gas | Strategic Energy Management | A | Incremental Energy Savings (MWh or mTherms) | Technical Potential | 0 | 0 | 0.053801 | 0.10872 | 0.10674 | 0.053647 | 0 | 0 | 0 | 0 | 0 | 0 | 0 | 0 | 0 | 0 | 0 | 0 | 0 | 0 | 0 | 0 | 0 | 0 | 0 | 0 | 0
F5_Commercial_Interruptible - Miscellaneous_Existing_Space Heating_Natural Gas_Strategic Energy Management_A_Technical Potential | F5 | Commercial | Interruptible - Miscellaneous | Existing | Space Heating | Natural Gas | Strategic Energy Management | A | Incremental Summer Peak Savings (MW) | Technical Potential | 0 | 0 | 0 | 0 | 0 | 0 | 0 | 0 | 0 | 0 | 0 | 0 | 0 | 0 | 0 | 0 | 0 | 0 | 0 | 0 | 0 | 0 | 0 | 0 | 0 | 0 | 0
F6_Commercial_Interruptible - Miscellaneous_Existing_Space Heating_Natural Gas_Strategic Energy Management_A_Technical Potential | F6 | Commercial | Interruptible - Miscellaneous | Existing | Space Heating | Natural Gas | Strategic Energy Management | A | Incremental Winter Peak Savings (MW) | Technical Potential | 0 | 0 | 0 | 0 | 0 | 0 | 0 | 0 | 0 | 0 | 0 | 0 | 0 | 0 | 0 | 0 | 0 | 0 | 0 | 0 | 0 | 0 | 0 | 0 | 0 | 0 | 0
F7_Commercial_Interruptible - Miscellaneous_Existing_Space Heating_Natural Gas_Strategic Energy Management_A_Technical Potential | F7 | Commercial | Interruptible - Miscellaneous | Existing | Space Heating | Natural Gas | Strategic Energy Management | A | Cumulative Energy Savings (MWh or mTherms) | Technical Potential | 0 | 0 | 0.053801 | 0.16169 | 0.26548 | 0.31384 | 0.3069 | 0.29953 | 0.29158 | 0.2831 | 0.2742 | 0.26509 | 0.25605 | 0.2472 | 0.23869 | 0.23071 | 0.22346 | 0.21723 | 0.21204 | 0.20755 | 0.20389 | 0.20047 | 0.19819 | 0.19597 | 0.19383 | 0.19183 | 0.1899
F8_Commercial_Interruptible - Miscellaneous_Existing_Space Heating_Natural Gas_Strategic Energy Management_A_Technical Potential | F8 | Commercial | Interruptible - Miscellaneous | Existing | Space Heating | Natural Gas | Strategic Energy Management | A | Cumulative Summer Peak Savings (MW) | Technical Potential | 0 | 0 | 0 | 0 | 0 | 0 | 0 | 0 | 0 | 0 | 0 | 0 | 0 | 0 | 0 | 0 | 0 | 0 | 0 | 0 | 0 | 0 | 0 | 0 | 0 | 0 | 0
F9_Commercial_Interruptible - Miscellaneous_Existing_Space Heating_Natural Gas_Strategic Energy Management_A_Technical Potential | F9 | Commercial | Interruptible - Miscellaneous | Existing | Space Heating | Natural Gas | Strategic Energy Management | A | Cumulative Winter Peak Savings (MW) | Technical Potential | 0 | 0 | 0 | 0 | 0 | 0 | 0 | 0 | 0 | 0 | 0 | 0 | 0 | 0 | 0 | 0 | 0 | 0 | 0 | 0 | 0 | 0 | 0 | 0 | 0 | 0 | 0
F10_Commercial_Interruptible - Miscellaneous_Existing_Space Heating_Natural Gas_Strategic Energy Management_A_Technical Potential | F10 | Commercial | Interruptible - Miscellaneous | Existing | Space Heating | Natural Gas | Strategic Energy Management | A | Purchases (Incremental) | Technical Potential | 0 | 0 | 1485.0224 | 3048.2039 | 3048.2039 | 1563.1815 | 0 | 0 | 0 | 0 | 0 | 0 | 0 | 0 | 0 | 0 | 0 | 0 | 0 | 0 | 0 | 0 | 0 | 0 | 0 | 0 | 0
F11_Commercial_Interruptible - Miscellaneous_Existing_Space Heating_Natural Gas_Strategic Energy Management_A_Technical Potential | F11 | Commercial | Interruptible - Miscellaneous | Existing | Space Heating | Natural Gas | Strategic Energy Management | A | Purchases (Cumulative) | Technical Potential | 0 | 0 | 1485.0224 | 4533.2263 | 7581.4301 | 9144.6116 | 9144.6116 | 9144.6116 | 9144.6116 | 9144.6116 | 9144.6116 | 9144.6116 | 9144.6116 | 9144.6116 | 9144.6116 | 9144.6116 | 9144.6116 | 9144.6116 | 9144.6116 | 9144.6116 | 9144.6116 | 9144.6116 | 9144.6116 | 9144.6116 | 9144.6116 | 9144.6116 | 9144.6116
F1_Commercial_Interruptible - Miscellaneous_Existing_Water Heating_Natural Gas_Strategic Energy Management_A_Technical Potential | F1 | Commercial | Interruptible - Miscellaneous | Existing | Water Heating | Natural Gas | Strategic Energy Management | A | Integrated Unit Energy Savings (kWh or therms) | Technical Potential | 0 | 0 | 0.016972 | 0.016435 | 0.01594 | 0.015473 | 0.015031 | 0.014606 | 0.014213 | 0.013849 | 0.013506 | 0.013193 | 0.013067 | 0.012976 | 0.012929 | 0.012848 | 0.01279 | 0.012744 | 0.012708 | 0.012676 | 0.012658 | 0.012648 | 0.012643 | 0.012638 | 0.012626 | 0.012624 | 0.012621
F2_Commercial_Interruptible - Miscellaneous_Existing_Water Heating_Natural Gas_Strategic Energy Management_A_Technical Potential | F2 | Commercial | Interruptible - Miscellaneous | Existing | Water Heating | Natural Gas | Strategic Energy Management | A | Integrated Unit Summer Peak Savings (kW) | Technical Potential | 0 | 0 | 0 | 0 | 0 | 0 | 0 | 0 | 0 | 0 | 0 | 0 | 0 | 0 | 0 | 0 | 0 | 0 | 0 | 0 | 0 | 0 | 0 | 0 | 0 | 0 | 0
F3_Commercial_Interruptible - Miscellaneous_Existing_Water Heating_Natural Gas_Strategic Energy Management_A_Technical Potential | F3 | Commercial | Interruptible - Miscellaneous | Existing | Water Heating | Natural Gas | Strategic Energy Management | A | Integrated Unit Winter Peak Savings (kW) | Technical Potential | 0 | 0 | 0 | 0 | 0 | 0 | 0 | 0 | 0 | 0 | 0 | 0 | 0 | 0 | 0 | 0 | 0 | 0 | 0 | 0 | 0 | 0 | 0 | 0 | 0 | 0 | 0
F4_Commercial_Interruptible - Miscellaneous_Existing_Water Heating_Natural Gas_Strategic Energy Management_A_Technical Potential | F4 | Commercial | Interruptible - Miscellaneous | Existing | Water Heating | Natural Gas | Strategic Energy Management | A | Incremental Energy Savings (MWh or mTherms) | Technical Potential | 0 | 0 | 0.018662 | 0.037093 | 0.035977 | 0.017909 | 0 | 0 | 0 | 0 | 0 | 0 | 0 | 0 | 0 | 0 | 0 | 0 | 0 | 0 | 0 | 0 | 0 | 0 | 0 | 0 | 0
F5_Commercial_Interruptible - Miscellaneous_Existing_Water Heating_Natural Gas_Strategic Energy Management_A_Technical Potential | F5 | Commercial | Interruptible - Miscellaneous | Existing | Water Heating | Natural Gas | Strategic Energy Management | A | Incremental Summer Peak Savings (MW) | Technical Potential | 0 | 0 | 0 | 0 | 0 | 0 | 0 | 0 | 0 | 0 | 0 | 0 | 0 | 0 | 0 | 0 | 0 | 0 | 0 | 0 | 0 | 0 | 0 | 0 | 0 | 0 | 0
F6_Commercial_Interruptible - Miscellaneous_Existing_Water Heating_Natural Gas_Strategic Energy Management_A_Technical Potential | F6 | Commercial | Interruptible - Miscellaneous | Existing | Water Heating | Natural Gas | Strategic Energy Management | A | Incremental Winter Peak Savings (MW) | Technical Potential | 0 | 0 | 0 | 0 | 0 | 0 | 0 | 0 | 0 | 0 | 0 | 0 | 0 | 0 | 0 | 0 | 0 | 0 | 0 | 0 | 0 | 0 | 0 | 0 | 0 | 0 | 0
F7_Commercial_Interruptible - Miscellaneous_Existing_Water Heating_Natural Gas_Strategic Energy Management_A_Technical Potential | F7 | Commercial | Interruptible - Miscellaneous | Existing | Water Heating | Natural Gas | Strategic Energy Management | A | Cumulative Energy Savings (MWh or mTherms) | Technical Potential | 0 | 0 | 0.018662 | 0.055164 | 0.089481 | 0.10477 | 0.10178 | 0.0989 | 0.096238 | 0.093772 | 0.091448 | 0.08933 | 0.088477 | 0.087859 | 0.08754 | 0.086993 | 0.086604 | 0.086293 | 0.086044 | 0.085831 | 0.085707 | 0.085637 | 0.085603 | 0.085576 | 0.085492 | 0.085474 | 0.08546
F8_Commercial_Interruptible - Miscellaneous_Existing_Water Heating_Natural Gas_Strategic Energy Management_A_Technical Potential | F8 | Commercial | Interruptible - Miscellaneous | Existing | Water Heating | Natural Gas | Strategic Energy Management | A | Cumulative Summer Peak Savings (MW) | Technical Potential | 0 | 0 | 0 | 0 | 0 | 0 | 0 | 0 | 0 | 0 | 0 | 0 | 0 | 0 | 0 | 0 | 0 | 0 | 0 | 0 | 0 | 0 | 0 | 0 | 0 | 0 | 0
F9_Commercial_Interruptible - Miscellaneous_Existing_Water Heating_Natural Gas_Strategic Energy Management_A_Technical Potential | F9 | Commercial | Interruptible - Miscellaneous | Existing | Water Heating | Natural Gas | Strategic Energy Management | A | Cumulative Winter Peak Savings (MW) | Technical Potential | 0 | 0 | 0 | 0 | 0 | 0 | 0 | 0 | 0 | 0 | 0 | 0 | 0 | 0 | 0 | 0 | 0 | 0 | 0 | 0 | 0 | 0 | 0 | 0 | 0 | 0 | 0
F10_Commercial_Interruptible - Miscellaneous_Existing_Water Heating_Natural Gas_Strategic Energy Management_A_Technical Potential | F10 | Commercial | Interruptible - Miscellaneous | Existing | Water Heating | Natural Gas | Strategic Energy Management | A | Purchases (Incremental) | Technical Potential | 0 | 0 | 1099.571 | 2257.0141 | 2257.0141 | 1157.4431 | 0 | 0 | 0 | 0 | 0 | 0 | 0 | 0 | 0 | 0 | 0 | 0 | 0 | 0 | 0 | 0 | 0 | 0 | 0 | 0 | 0
F11_Commercial_Interruptible - Miscellaneous_Existing_Water Heating_Natural Gas_Strategic Energy Management_A_Technical Potential | F11 | Commercial | Interruptible - Miscellaneous | Existing | Water Heating | Natural Gas | Strategic Energy Management | A | Purchases (Cumulative) | Technical Potential | 0 | 0 | 1099.571 | 3356.5851 | 5613.5991 | 6771.0423 | 6771.0423 | 6771.0423 | 6771.0423 | 6771.0423 | 6771.0423 | 6771.0423 | 6771.0423 | 6771.0423 | 6771.0423 | 6771.0423 | 6771.0423 | 6771.0423 | 6771.0423 | 6771.0423 | 6771.0423 | 6771.0423 | 6771.0423 | 6771.0423 | 6771.0423 | 6771.0423 | 6771.0423
F1_Commercial_Interruptible - Miscellaneous_Existing_Space Heating_Natural Gas_Retrocommissioning_A_Technical Potential | F1 | Commercial | Interruptible - Miscellaneous | Existing | Space Heating | Natural Gas | Retrocommissioning | A | Integrated Unit Energy Savings (kWh or therms) | Technical Potential | 0 | 0 | 0.044444 | 0.043672 | 0.042792 | 0.041897 | 0.04097 | 0.039986 | 0.038926 | 0.037794 | 0.036606 | 0.035389 | 0.034182 | 0.033 | 0.031865 | 0.030799 | 0.029832 | 0.029 | 0.028307 | 0.027707 | 0.027219 | 0.026763 | 0.026457 | 0.026162 | 0.025876 | 0.025609 | 0.025351
F2_Commercial_Interruptible - Miscellaneous_Existing_Space Heating_Natural Gas_Retrocommissioning_A_Technical Potential | F2 | Commercial | Interruptible - Miscellaneous | Existing | Space Heating | Natural Gas | Retrocommissioning | A | Integrated Unit Summer Peak Savings (kW) | Technical Potential | 0 | 0 | 0 | 0 | 0 | 0 | 0 | 0 | 0 | 0 | 0 | 0 | 0 | 0 | 0 | 0 | 0 | 0 | 0 | 0 | 0 | 0 | 0 | 0 | 0 | 0 | 0
F3_Commercial_Interruptible - Miscellaneous_Existing_Space Heating_Natural Gas_Retrocommissioning_A_Technical Potential | F3 | Commercial | Interruptible - Miscellaneous | Existing | Space Heating | Natural Gas | Retrocommissioning | A | Integrated Unit Winter Peak Savings (kW) | Technical Potential | 0 | 0 | 0 | 0 | 0 | 0 | 0 | 0 | 0 | 0 | 0 | 0 | 0 | 0 | 0 | 0 | 0 | 0 | 0 | 0 | 0 | 0 | 0 | 0 | 0 | 0 | 0
F4_Commercial_Interruptible - Miscellaneous_Existing_Space Heating_Natural Gas_Retrocommissioning_A_Technical Potential | F4 | Commercial | Interruptible - Miscellaneous | Existing | Space Heating | Natural Gas | Retrocommissioning | A | Incremental Energy Savings (MWh or mTherms) | Technical Potential | 0 | 0 | 0.065715 | 0.13254 | 0.12987 | 0.065209 | 1.8631e-17 | 0 | 3.5403e-17 | 0 | 0 | 0 | 0 | 0 | 0 | 0 | 0 | 0 | 0 | 0 | 0 | 0 | 0 | 0 | 0 | 0 | 0
F5_Commercial_Interruptible - Miscellaneous_Existing_Space Heating_Natural Gas_Retrocommissioning_A_Technical Potential | F5 | Commercial | Interruptible - Miscellaneous | Existing | Space Heating | Natural Gas | Retrocommissioning | A | Incremental Summer Peak Savings (MW) | Technical Potential | 0 | 0 | 0 | 0 | 0 | 0 | 0 | 0 | 0 | 0 | 0 | 0 | 0 | 0 | 0 | 0 | 0 | 0 | 0 | 0 | 0 | 0 | 0 | 0 | 0 | 0 | 0
F6_Commercial_Interruptible - Miscellaneous_Existing_Space Heating_Natural Gas_Retrocommissioning_A_Technical Potential | F6 | Commercial | Interruptible - Miscellaneous | Existing | Space Heating | Natural Gas | Retrocommissioning | A | Incremental Winter Peak Savings (MW) | Technical Potential | 0 | 0 | 0 | 0 | 0 | 0 | 0 | 0 | 0 | 0 | 0 | 0 | 0 | 0 | 0 | 0 | 0 | 0 | 0 | 0 | 0 | 0 | 0 | 0 | 0 | 0 | 0
F7_Commercial_Interruptible - Miscellaneous_Existing_Space Heating_Natural Gas_Retrocommissioning_A_Technical Potential | F7 | Commercial | Interruptible - Miscellaneous | Existing | Space Heating | Natural Gas | Retrocommissioning | A | Cumulative Energy Savings (MWh or mTherms) | Technical Potential | 0 | 0 | 0.065715 | 0.19712 | 0.32302 | 0.38147 | 0.37304 | 0.36408 | 0.35442 | 0.34411 | 0.3333 | 0.32222 | 0.31123 | 0.30047 | 0.29013 | 0.28043 | 0.27162 | 0.26405 | 0.25774 | 0.25228 | 0.24783 | 0.24368 | 0.2409 | 0.23821 | 0.2356 | 0.23317 | 0.23082
F8_Commercial_Interruptible - Miscellaneous_Existing_Space Heating_Natural Gas_Retrocommissioning_A_Technical Potential | F8 | Commercial | Interruptible - Miscellaneous | Existing | Space Heating | Natural Gas | Retrocommissioning | A | Cumulative Summer Peak Savings (MW) | Technical Potential | 0 | 0 | 0 | 0 | 0 | 0 | 0 | 0 | 0 | 0 | 0 | 0 | 0 | 0 | 0 | 0 | 0 | 0 | 0 | 0 | 0 | 0 | 0 | 0 | 0 | 0 | 0
F9_Commercial_Interruptible - Miscellaneous_Existing_Space Heating_Natural Gas_Retrocommissioning_A_Technical Potential | F9 | Commercial | Interruptible - Miscellaneous | Existing | Space Heating | Natural Gas | Retrocommissioning | A | Cumulative Winter Peak Savings (MW) | Technical Potential | 0 | 0 | 0 | 0 | 0 | 0 | 0 | 0 | 0 | 0 | 0 | 0 | 0 | 0 | 0 | 0 | 0 | 0 | 0 | 0 | 0 | 0 | 0 | 0 | 0 | 0 | 0
F10_Commercial_Interruptible - Miscellaneous_Existing_Space Heating_Natural Gas_Retrocommissioning_A_Technical Potential | F10 | Commercial | Interruptible - Miscellaneous | Existing | Space Heating | Natural Gas | Retrocommissioning | A | Purchases (Incremental) | Technical Potential | 0 | 0 | 1478.5937 | 3035.0082 | 3035.0082 | 1556.4145 | 4.5475e-13 | 0 | 9.0949e-13 | 0 | 0 | 0 | 0 | 0 | 0 | 0 | 0 | 0 | 0 | 0 | 0 | 0 | 0 | 0 | 0 | 0 | 0
F11_Commercial_Interruptible - Miscellaneous_Existing_Space Heating_Natural Gas_Retrocommissioning_A_Technical Potential | F11 | Commercial | Interruptible - Miscellaneous | Existing | Space Heating | Natural Gas | Retrocommissioning | A | Purchases (Cumulative) | Technical Potential | 0 | 0 | 1478.5937 | 4513.6019 | 7548.6101 | 9105.0246 | 9105.0246 | 9105.0246 | 9105.0246 | 9105.0246 | 9105.0246 | 9105.0246 | 9105.0246 | 9105.0246 | 9105.0246 | 9105.0246 | 9105.0246 | 9105.0246 | 9105.0246 | 9105.0246 | 9105.0246 | 9105.0246 | 9105.0246 | 9105.0246 | 9105.0246 | 9105.0246 | 9105.0246
F1_Commercial_Interruptible - Miscellaneous_Existing_Water Heating_Natural Gas_Retrocommissioning_A_Technical Potential | F1 | Commercial | Interruptible - Miscellaneous | Existing | Water Heating | Natural Gas | Retrocommissioning | A | Integrated Unit Energy Savings (kWh or therms) | Technical Potential | 0 | 0 | 0.020778 | 0.02003 | 0.01933 | 0.018677 | 0.018069 | 0.017474 | 0.016913 | 0.01639 | 0.015901 | 0.015463 | 0.015267 | 0.015128 | 0.015073 | 0.014979 | 0.014912 | 0.014858 | 0.014815 | 0.014779 | 0.014757 | 0.014745 | 0.014739 | 0.014735 | 0.01472 | 0.014717 | 0.014715
F2_Commercial_Interruptible - Miscellaneous_Existing_Water Heating_Natural Gas_Retrocommissioning_A_Technical Potential | F2 | Commercial | Interruptible - Miscellaneous | Existing | Water Heating | Natural Gas | Retrocommissioning | A | Integrated Unit Summer Peak Savings (kW) | Technical Potential | 0 | 0 | 0 | 0 | 0 | 0 | 0 | 0 | 0 | 0 | 0 | 0 | 0 | 0 | 0 | 0 | 0 | 0 | 0 | 0 | 0 | 0 | 0 | 0 | 0 | 0 | 0
F3_Commercial_Interruptible - Miscellaneous_Existing_Water Heating_Natural Gas_Retrocommissioning_A_Technical Potential | F3 | Commercial | Interruptible - Miscellaneous | Existing | Water Heating | Natural Gas | Retrocommissioning | A | Integrated Unit Winter Peak Savings (kW) | Technical Potential | 0 | 0 | 0 | 0 | 0 | 0 | 0 | 0 | 0 | 0 | 0 | 0 | 0 | 0 | 0 | 0 | 0 | 0 | 0 | 0 | 0 | 0 | 0 | 0 | 0 | 0 | 0
F4_Commercial_Interruptible - Miscellaneous_Existing_Water Heating_Natural Gas_Retrocommissioning_A_Technical Potential | F4 | Commercial | Interruptible - Miscellaneous | Existing | Water Heating | Natural Gas | Retrocommissioning | A | Incremental Energy Savings (MWh or mTherms) | Technical Potential | 0 | 0 | 0.022748 | 0.045013 | 0.043439 | 0.021524 | 0 | 0 | 0 | 0 | 0 | 0 | 0 | 0 | 0 | 0 | 0 | 0 | 0 | 0 | 0 | 0 | 0 | 0 | 0 | 0 | 0
F5_Commercial_Interruptible - Miscellaneous_Existing_Water Heating_Natural Gas_Retrocommissioning_A_Technical Potential | F5 | Commercial | Interruptible - Miscellaneous | Existing | Water Heating | Natural Gas | Retrocommissioning | A | Incremental Summer Peak Savings (MW) | Technical Potential | 0 | 0 | 0 | 0 | 0 | 0 | 0 | 0 | 0 | 0 | 0 | 0 | 0 | 0 | 0 | 0 | 0 | 0 | 0 | 0 | 0 | 0 | 0 | 0 | 0 | 0 | 0
F6_Commercial_Interruptible - Miscellaneous_Existing_Water Heating_Natural Gas_Retrocommissioning_A_Technical Potential | F6 | Commercial | Interruptible - Miscellaneous | Existing | Water Heating | Natural Gas | Retrocommissioning | A | Incremental Winter Peak Savings (MW) | Technical Potential | 0 | 0 | 0 | 0 | 0 | 0 | 0 | 0 | 0 | 0 | 0 | 0 | 0 | 0 | 0 | 0 | 0 | 0 | 0 | 0 | 0 | 0 | 0 | 0 | 0 | 0 | 0
F7_Commercial_Interruptible - Miscellaneous_Existing_Water Heating_Natural Gas_Retrocommissioning_A_Technical Potential | F7 | Commercial | Interruptible - Miscellaneous | Existing | Water Heating | Natural Gas | Retrocommissioning | A | Cumulative Energy Savings (MWh or mTherms) | Technical Potential | 0 | 0 | 0.022748 | 0.066942 | 0.10804 | 0.12592 | 0.12182 | 0.1178 | 0.11402 | 0.11049 | 0.1072 | 0.10425 | 0.10292 | 0.10199 | 0.10162 | 0.10098 | 0.10053 | 0.10017 | 0.099881 | 0.099634 | 0.099491 | 0.099409 | 0.099369 | 0.099338 | 0.09924 | 0.09922 | 0.099204
F8_Commercial_Interruptible - Miscellaneous_Existing_Water Heating_Natural Gas_Retrocommissioning_A_Technical Potential | F8 | Commercial | Interruptible - Miscellaneous | Existing | Water Heating | Natural Gas | Retrocommissioning | A | Cumulative Summer Peak Savings (MW) | Technical Potential | 0 | 0 | 0 | 0 | 0 | 0 | 0 | 0 | 0 | 0 | 0 | 0 | 0 | 0 | 0 | 0 | 0 | 0 | 0 | 0 | 0 | 0 | 0 | 0 | 0 | 0 | 0
F9_Commercial_Interruptible - Miscellaneous_Existing_Water Heating_Natural Gas_Retrocommissioning_A_Technical Potential | F9 | Commercial | Interruptible - Miscellaneous | Existing | Water Heating | Natural Gas | Retrocommissioning | A | Cumulative Winter Peak Savings (MW) | Technical Potential | 0 | 0 | 0 | 0 | 0 | 0 | 0 | 0 | 0 | 0 | 0 | 0 | 0 | 0 | 0 | 0 | 0 | 0 | 0 | 0 | 0 | 0 | 0 | 0 | 0 | 0 | 0
F10_Commercial_Interruptible - Miscellaneous_Existing_Water Heating_Natural Gas_Retrocommissioning_A_Technical Potential | F10 | Commercial | Interruptible - Miscellaneous | Existing | Water Heating | Natural Gas | Retrocommissioning | A | Purchases (Incremental) | Technical Potential | 0 | 0 | 1094.8109 | 2247.2435 | 2247.2435 | 1152.4325 | 0 | 0 | 0 | 0 | 0 | 0 | 0 | 0 | 0 | 0 | 0 | 0 | 0 | 0 | 0 | 0 | 0 | 0 | 0 | 0 | 0
F11_Commercial_Interruptible - Miscellaneous_Existing_Water Heating_Natural Gas_Retrocommissioning_A_Technical Potential | F11 | Commercial | Interruptible - Miscellaneous | Existing | Water Heating | Natural Gas | Retrocommissioning | A | Purchases (Cumulative) | Technical Potential | 0 | 0 | 1094.8109 | 3342.0544 | 5589.2979 | 6741.7304 | 6741.7304 | 6741.7304 | 6741.7304 | 6741.7304 | 6741.7304 | 6741.7304 | 6741.7304 | 6741.7304 | 6741.7304 | 6741.7304 | 6741.7304 | 6741.7304 | 6741.7304 | 6741.7304 | 6741.7304 | 6741.7304 | 6741.7304 | 6741.7304 | 6741.7304 | 6741.7304 | 6741.7304
F1_Commercial_Interruptible - Miscellaneous_New_Space Heating_Natural Gas_Insulation - Ceiling_A_Technical Potential | F1 | Commercial | Interruptible - Miscellaneous | New | Space Heating | Natural Gas | Insulation - Ceiling | A | Integrated Unit Energy Savings (kWh or therms) | Technical Potential | 0 | 0 | 0 | 0 | 0 | 0 | 0 | 0 | 0 | 0 | 0 | 0 | 0 | 0 | 0 | 0 | 0 | 0 | 0 | 0 | 0 | 0 | 0 | 0 | 0 | 0 | 0
F2_Commercial_Interruptible - Miscellaneous_New_Space Heating_Natural Gas_Insulation - Ceiling_A_Technical Potential | F2 | Commercial | Interruptible - Miscellaneous | New | Space Heating | Natural Gas | Insulation - Ceiling | A | Integrated Unit Summer Peak Savings (kW) | Technical Potential | 0 | 0 | 0 | 0 | 0 | 0 | 0 | 0 | 0 | 0 | 0 | 0 | 0 | 0 | 0 | 0 | 0 | 0 | 0 | 0 | 0 | 0 | 0 | 0 | 0 | 0 | 0
F3_Commercial_Interruptible - Miscellaneous_New_Space Heating_Natural Gas_Insulation - Ceiling_A_Technical Potential | F3 | Commercial | Interruptible - Miscellaneous | New | Space Heating | Natural Gas | Insulation - Ceiling | A | Integrated Unit Winter Peak Savings (kW) | Technical Potential | 0 | 0 | 0 | 0 | 0 | 0 | 0 | 0 | 0 | 0 | 0 | 0 | 0 | 0 | 0 | 0 | 0 | 0 | 0 | 0 | 0 | 0 | 0 | 0 | 0 | 0 | 0
F4_Commercial_Interruptible - Miscellaneous_New_Space Heating_Natural Gas_Insulation - Ceiling_A_Technical Potential | F4 | Commercial | Interruptible - Miscellaneous | New | Space Heating | Natural Gas | Insulation - Ceiling | A | Incremental Energy Savings (MWh or mTherms) | Technical Potential | 0 | 0 | 0 | 0 | 0 | 0 | 0 | 0 | 0 | 0 | 0 | 0 | 0 | 0 | 0 | 0 | 0 | 0 | 0 | 0 | 0 | 0 | 0 | 0 | 0 | 0 | 0
F5_Commercial_Interruptible - Miscellaneous_New_Space Heating_Natural Gas_Insulation - Ceiling_A_Technical Potential | F5 | Commercial | Interruptible - Miscellaneous | New | Space Heating | Natural Gas | Insulation - Ceiling | A | Incremental Summer Peak Savings (MW) | Technical Potential | 0 | 0 | 0 | 0 | 0 | 0 | 0 | 0 | 0 | 0 | 0 | 0 | 0 | 0 | 0 | 0 | 0 | 0 | 0 | 0 | 0 | 0 | 0 | 0 | 0 | 0 | 0
F6_Commercial_Interruptible - Miscellaneous_New_Space Heating_Natural Gas_Insulation - Ceiling_A_Technical Potential | F6 | Commercial | Interruptible - Miscellaneous | New | Space Heating | Natural Gas | Insulation - Ceiling | A | Incremental Winter Peak Savings (MW) | Technical Potential | 0 | 0 | 0 | 0 | 0 | 0 | 0 | 0 | 0 | 0 | 0 | 0 | 0 | 0 | 0 | 0 | 0 | 0 | 0 | 0 | 0 | 0 | 0 | 0 | 0 | 0 | 0
F7_Commercial_Interruptible - Miscellaneous_New_Space Heating_Natural Gas_Insulation - Ceiling_A_Technical Potential | F7 | Commercial | Interruptible - Miscellaneous | New | Space Heating | Natural Gas | Insulation - Ceiling | A | Cumulative Energy Savings (MWh or mTherms) | Technical Potential | 0 | 0 | 0 | 0 | 0 | 0 | 0 | 0 | 0 | 0 | 0 | 0 | 0 | 0 | 0 | 0 | 0 | 0 | 0 | 0 | 0 | 0 | 0 | 0 | 0 | 0 | 0
F8_Commercial_Interruptible - Miscellaneous_New_Space Heating_Natural Gas_Insulation - Ceiling_A_Technical Potential | F8 | Commercial | Interruptible - Miscellaneous | New | Space Heating | Natural Gas | Insulation - Ceiling | A | Cumulative Summer Peak Savings (MW) | Technical Potential | 0 | 0 | 0 | 0 | 0 | 0 | 0 | 0 | 0 | 0 | 0 | 0 | 0 | 0 | 0 | 0 | 0 | 0 | 0 | 0 | 0 | 0 | 0 | 0 | 0 | 0 | 0
F9_Commercial_Interruptible - Miscellaneous_New_Space Heating_Natural Gas_Insulation - Ceiling_A_Technical Potential | F9 | Commercial | Interruptible - Miscellaneous | New | Space Heating | Natural Gas | Insulation - Ceiling | A | Cumulative Winter Peak Savings (MW) | Technical Potential | 0 | 0 | 0 | 0 | 0 | 0 | 0 | 0 | 0 | 0 | 0 | 0 | 0 | 0 | 0 | 0 | 0 | 0 | 0 | 0 | 0 | 0 | 0 | 0 | 0 | 0 | 0
F10_Commercial_Interruptible - Miscellaneous_New_Space Heating_Natural Gas_Insulation - Ceiling_A_Technical Potential | F10 | Commercial | Interruptible - Miscellaneous | New | Space Heating | Natural Gas | Insulation - Ceiling | A | Purchases (Incremental) | Technical Potential | 0 | 0 | 0 | 0 | 0 | 0 | 0 | 0 | 0 | 0 | 0 | 0 | 0 | 0 | 0 | 0 | 0 | 0 | 0 | 0 | 0 | 0 | 0 | 0 | 0 | 0 | 0
F11_Commercial_Interruptible - Miscellaneous_New_Space Heating_Natural Gas_Insulation - Ceiling_A_Technical Potential | F11 | Commercial | Interruptible - Miscellaneous | New | Space Heating | Natural Gas | Insulation - Ceiling | A | Purchases (Cumulative) | Technical Potential | 0 | 0 | 0 | 0 | 0 | 0 | 0 | 0 | 0 | 0 | 0 | 0 | 0 | 0 | 0 | 0 | 0 | 0 | 0 | 0 | 0 | 0 | 0 | 0 | 0 | 0 | 0
F1_Commercial_Interruptible - Miscellaneous_New_Space Heating_Natural Gas_Insulation - Ducting_A_Technical Potential | F1 | Commercial | Interruptible - Miscellaneous | New | Space Heating | Natural Gas | Insulation - Ducting | A | Integrated Unit Energy Savings (kWh or therms) | Technical Potential | 0 | 0 | 0 | 0 | 0 | 0 | 0 | 0 | 0 | 0 | 0 | 0 | 0 | 0 | 0 | 0 | 0 | 0 | 0 | 0 | 0 | 0 | 0 | 0 | 0 | 0 | 0
F2_Commercial_Interruptible - Miscellaneous_New_Space Heating_Natural Gas_Insulation - Ducting_A_Technical Potential | F2 | Commercial | Interruptible - Miscellaneous | New | Space Heating | Natural Gas | Insulation - Ducting | A | Integrated Unit Summer Peak Savings (kW) | Technical Potential | 0 | 0 | 0 | 0 | 0 | 0 | 0 | 0 | 0 | 0 | 0 | 0 | 0 | 0 | 0 | 0 | 0 | 0 | 0 | 0 | 0 | 0 | 0 | 0 | 0 | 0 | 0
F3_Commercial_Interruptible - Miscellaneous_New_Space Heating_Natural Gas_Insulation - Ducting_A_Technical Potential | F3 | Commercial | Interruptible - Miscellaneous | New | Space Heating | Natural Gas | Insulation - Ducting | A | Integrated Unit Winter Peak Savings (kW) | Technical Potential | 0 | 0 | 0 | 0 | 0 | 0 | 0 | 0 | 0 | 0 | 0 | 0 | 0 | 0 | 0 | 0 | 0 | 0 | 0 | 0 | 0 | 0 | 0 | 0 | 0 | 0 | 0
F4_Commercial_Interruptible - Miscellaneous_New_Space Heating_Natural Gas_Insulation - Ducting_A_Technical Potential | F4 | Commercial | Interruptible - Miscellaneous | New | Space Heating | Natural Gas | Insulation - Ducting | A | Incremental Energy Savings (MWh or mTherms) | Technical Potential | 0 | 0 | 0 | 0 | 0 | 0 | 0 | 0 | 0 | 0 | 0 | 0 | 0 | 0 | 0 | 0 | 0 | 0 | 0 | 0 | 0 | 0 | 0 | 0 | 0 | 0 | 0
F5_Commercial_Interruptible - Miscellaneous_New_Space Heating_Natural Gas_Insulation - Ducting_A_Technical Potential | F5 | Commercial | Interruptible - Miscellaneous | New | Space Heating | Natural Gas | Insulation - Ducting | A | Incremental Summer Peak Savings (MW) | Technical Potential | 0 | 0 | 0 | 0 | 0 | 0 | 0 | 0 | 0 | 0 | 0 | 0 | 0 | 0 | 0 | 0 | 0 | 0 | 0 | 0 | 0 | 0 | 0 | 0 | 0 | 0 | 0
F6_Commercial_Interruptible - Miscellaneous_New_Space Heating_Natural Gas_Insulation - Ducting_A_Technical Potential | F6 | Commercial | Interruptible - Miscellaneous | New | Space Heating | Natural Gas | Insulation - Ducting | A | Incremental Winter Peak Savings (MW) | Technical Potential | 0 | 0 | 0 | 0 | 0 | 0 | 0 | 0 | 0 | 0 | 0 | 0 | 0 | 0 | 0 | 0 | 0 | 0 | 0 | 0 | 0 | 0 | 0 | 0 | 0 | 0 | 0
F7_Commercial_Interruptible - Miscellaneous_New_Space Heating_Natural Gas_Insulation - Ducting_A_Technical Potential | F7 | Commercial | Interruptible - Miscellaneous | New | Space Heating | Natural Gas | Insulation - Ducting | A | Cumulative Energy Savings (MWh or mTherms) | Technical Potential | 0 | 0 | 0 | 0 | 0 | 0 | 0 | 0 | 0 | 0 | 0 | 0 | 0 | 0 | 0 | 0 | 0 | 0 | 0 | 0 | 0 | 0 | 0 | 0 | 0 | 0 | 0
F8_Commercial_Interruptible - Miscellaneous_New_Space Heating_Natural Gas_Insulation - Ducting_A_Technical Potential | F8 | Commercial | Interruptible - Miscellaneous | New | Space Heating | Natural Gas | Insulation - Ducting | A | Cumulative Summer Peak Savings (MW) | Technical Potential | 0 | 0 | 0 | 0 | 0 | 0 | 0 | 0 | 0 | 0 | 0 | 0 | 0 | 0 | 0 | 0 | 0 | 0 | 0 | 0 | 0 | 0 | 0 | 0 | 0 | 0 | 0
F9_Commercial_Interruptible - Miscellaneous_New_Space Heating_Natural Gas_Insulation - Ducting_A_Technical Potential | F9 | Commercial | Interruptible - Miscellaneous | New | Space Heating | Natural Gas | Insulation - Ducting | A | Cumulative Winter Peak Savings (MW) | Technical Potential | 0 | 0 | 0 | 0 | 0 | 0 | 0 | 0 | 0 | 0 | 0 | 0 | 0 | 0 | 0 | 0 | 0 | 0 | 0 | 0 | 0 | 0 | 0 | 0 | 0 | 0 | 0
F10_Commercial_Interruptible - Miscellaneous_New_Space Heating_Natural Gas_Insulation - Ducting_A_Technical Potential | F10 | Commercial | Interruptible - Miscellaneous | New | Space Heating | Natural Gas | Insulation - Ducting | A | Purchases (Incremental) | Technical Potential | 0 | 0 | 0 | 0 | 0 | 0 | 0 | 0 | 0 | 0 | 0 | 0 | 0 | 0 | 0 | 0 | 0 | 0 | 0 | 0 | 0 | 0 | 0 | 0 | 0 | 0 | 0
F11_Commercial_Interruptible - Miscellaneous_New_Space Heating_Natural Gas_Insulation - Ducting_A_Technical Potential | F11 | Commercial | Interruptible - Miscellaneous | New | Space Heating | Natural Gas | Insulation - Ducting | A | Purchases (Cumulative) | Technical Potential | 0 | 0 | 0 | 0 | 0 | 0 | 0 | 0 | 0 | 0 | 0 | 0 | 0 | 0 | 0 | 0 | 0 | 0 | 0 | 0 | 0 | 0 | 0 | 0 | 0 | 0 | 0
F1_Commercial_Interruptible - Miscellaneous_New_Space Heating_Natural Gas_Insulation - Wall Cavity_A_Technical Potential | F1 | Commercial | Interruptible - Miscellaneous | New | Space Heating | Natural Gas | Insulation - Wall Cavity | A | Integrated Unit Energy Savings (kWh or therms) | Technical Potential | 0 | 0 | 0 | 0 | 0 | 0 | 0 | 0 | 0 | 0 | 0 | 0 | 0 | 0 | 0 | 0 | 0 | 0 | 0 | 0 | 0 | 0 | 0 | 0 | 0 | 0 | 0
F2_Commercial_Interruptible - Miscellaneous_New_Space Heating_Natural Gas_Insulation - Wall Cavity_A_Technical Potential | F2 | Commercial | Interruptible - Miscellaneous | New | Space Heating | Natural Gas | Insulation - Wall Cavity | A | Integrated Unit Summer Peak Savings (kW) | Technical Potential | 0 | 0 | 0 | 0 | 0 | 0 | 0 | 0 | 0 | 0 | 0 | 0 | 0 | 0 | 0 | 0 | 0 | 0 | 0 | 0 | 0 | 0 | 0 | 0 | 0 | 0 | 0
F3_Commercial_Interruptible - Miscellaneous_New_Space Heating_Natural Gas_Insulation - Wall Cavity_A_Technical Potential | F3 | Commercial | Interruptible - Miscellaneous | New | Space Heating | Natural Gas | Insulation - Wall Cavity | A | Integrated Unit Winter Peak Savings (kW) | Technical Potential | 0 | 0 | 0 | 0 | 0 | 0 | 0 | 0 | 0 | 0 | 0 | 0 | 0 | 0 | 0 | 0 | 0 | 0 | 0 | 0 | 0 | 0 | 0 | 0 | 0 | 0 | 0
F4_Commercial_Interruptible - Miscellaneous_New_Space Heating_Natural Gas_Insulation - Wall Cavity_A_Technical Potential | F4 | Commercial | Interruptible - Miscellaneous | New | Space Heating | Natural Gas | Insulation - Wall Cavity | A | Incremental Energy Savings (MWh or mTherms) | Technical Potential | 0 | 0 | 0 | 0 | 0 | 0 | 0 | 0 | 0 | 0 | 0 | 0 | 0 | 0 | 0 | 0 | 0 | 0 | 0 | 0 | 0 | 0 | 0 | 0 | 0 | 0 | 0
F5_Commercial_Interruptible - Miscellaneous_New_Space Heating_Natural Gas_Insulation - Wall Cavity_A_Technical Potential | F5 | Commercial | Interruptible - Miscellaneous | New | Space Heating | Natural Gas | Insulation - Wall Cavity | A | Incremental Summer Peak Savings (MW) | Technical Potential | 0 | 0 | 0 | 0 | 0 | 0 | 0 | 0 | 0 | 0 | 0 | 0 | 0 | 0 | 0 | 0 | 0 | 0 | 0 | 0 | 0 | 0 | 0 | 0 | 0 | 0 | 0
F6_Commercial_Interruptible - Miscellaneous_New_Space Heating_Natural Gas_Insulation - Wall Cavity_A_Technical Potential | F6 | Commercial | Interruptible - Miscellaneous | New | Space Heating | Natural Gas | Insulation - Wall Cavity | A | Incremental Winter Peak Savings (MW) | Technical Potential | 0 | 0 | 0 | 0 | 0 | 0 | 0 | 0 | 0 | 0 | 0 | 0 | 0 | 0 | 0 | 0 | 0 | 0 | 0 | 0 | 0 | 0 | 0 | 0 | 0 | 0 | 0
F7_Commercial_Interruptible - Miscellaneous_New_Space Heating_Natural Gas_Insulation - Wall Cavity_A_Technical Potential | F7 | Commercial | Interruptible - Miscellaneous | New | Space Heating | Natural Gas | Insulation - Wall Cavity | A | Cumulative Energy Savings (MWh or mTherms) | Technical Potential | 0 | 0 | 0 | 0 | 0 | 0 | 0 | 0 | 0 | 0 | 0 | 0 | 0 | 0 | 0 | 0 | 0 | 0 | 0 | 0 | 0 | 0 | 0 | 0 | 0 | 0 | 0
F8_Commercial_Interruptible - Miscellaneous_New_Space Heating_Natural Gas_Insulation - Wall Cavity_A_Technical Potential | F8 | Commercial | Interruptible - Miscellaneous | New | Space Heating | Natural Gas | Insulation - Wall Cavity | A | Cumulative Summer Peak Savings (MW) | Technical Potential | 0 | 0 | 0 | 0 | 0 | 0 | 0 | 0 | 0 | 0 | 0 | 0 | 0 | 0 | 0 | 0 | 0 | 0 | 0 | 0 | 0 | 0 | 0 | 0 | 0 | 0 | 0
F9_Commercial_Interruptible - Miscellaneous_New_Space Heating_Natural Gas_Insulation - Wall Cavity_A_Technical Potential | F9 | Commercial | Interruptible - Miscellaneous | New | Space Heating | Natural Gas | Insulation - Wall Cavity | A | Cumulative Winter Peak Savings (MW) | Technical Potential | 0 | 0 | 0 | 0 | 0 | 0 | 0 | 0 | 0 | 0 | 0 | 0 | 0 | 0 | 0 | 0 | 0 | 0 | 0 | 0 | 0 | 0 | 0 | 0 | 0 | 0 | 0
F10_Commercial_Interruptible - Miscellaneous_New_Space Heating_Natural Gas_Insulation - Wall Cavity_A_Technical Potential | F10 | Commercial | Interruptible - Miscellaneous | New | Space Heating | Natural Gas | Insulation - Wall Cavity | A | Purchases (Incremental) | Technical Potential | 0 | 0 | 0 | 0 | 0 | 0 | 0 | 0 | 0 | 0 | 0 | 0 | 0 | 0 | 0 | 0 | 0 | 0 | 0 | 0 | 0 | 0 | 0 | 0 | 0 | 0 | 0
F11_Commercial_Interruptible - Miscellaneous_New_Space Heating_Natural Gas_Insulation - Wall Cavity_A_Technical Potential | F11 | Commercial | Interruptible - Miscellaneous | New | Space Heating | Natural Gas | Insulation - Wall Cavity | A | Purchases (Cumulative) | Technical Potential | 0 | 0 | 0 | 0 | 0 | 0 | 0 | 0 | 0 | 0 | 0 | 0 | 0 | 0 | 0 | 0 | 0 | 0 | 0 | 0 | 0 | 0 | 0 | 0 | 0 | 0 | 0
F1_Commercial_Interruptible - Miscellaneous_New_Space Heating_Natural Gas_Green Roof - Vegetated Rooftop_A_Technical Potential | F1 | Commercial | Interruptible - Miscellaneous | New | Space Heating | Natural Gas | Green Roof - Vegetated Rooftop | A | Integrated Unit Energy Savings (kWh or therms) | Technical Potential | 0 | 0 | 0 | 0 | 0 | 0 | 0 | 0 | 0 | 0 | 0 | 0 | 0 | 0 | 0 | 0 | 0 | 0 | 0 | 0 | 0 | 0 | 0 | 0 | 0 | 0 | 0
F2_Commercial_Interruptible - Miscellaneous_New_Space Heating_Natural Gas_Green Roof - Vegetated Rooftop_A_Technical Potential | F2 | Commercial | Interruptible - Miscellaneous | New | Space Heating | Natural Gas | Green Roof - Vegetated Rooftop | A | Integrated Unit Summer Peak Savings (kW) | Technical Potential | 0 | 0 | 0 | 0 | 0 | 0 | 0 | 0 | 0 | 0 | 0 | 0 | 0 | 0 | 0 | 0 | 0 | 0 | 0 | 0 | 0 | 0 | 0 | 0 | 0 | 0 | 0
F3_Commercial_Interruptible - Miscellaneous_New_Space Heating_Natural Gas_Green Roof - Vegetated Rooftop_A_Technical Potential | F3 | Commercial | Interruptible - Miscellaneous | New | Space Heating | Natural Gas | Green Roof - Vegetated Rooftop | A | Integrated Unit Winter Peak Savings (kW) | Technical Potential | 0 | 0 | 0 | 0 | 0 | 0 | 0 | 0 | 0 | 0 | 0 | 0 | 0 | 0 | 0 | 0 | 0 | 0 | 0 | 0 | 0 | 0 | 0 | 0 | 0 | 0 | 0
F4_Commercial_Interruptible - Miscellaneous_New_Space Heating_Natural Gas_Green Roof - Vegetated Rooftop_A_Technical Potential | F4 | Commercial | Interruptible - Miscellaneous | New | Space Heating | Natural Gas | Green Roof - Vegetated Rooftop | A | Incremental Energy Savings (MWh or mTherms) | Technical Potential | 0 | 0 | 0 | 0 | 0 | 0 | 0 | 0 | 0 | 0 | 0 | 0 | 0 | 0 | 0 | 0 | 0 | 0 | 0 | 0 | 0 | 0 | 0 | 0 | 0 | 0 | 0
F5_Commercial_Interruptible - Miscellaneous_New_Space Heating_Natural Gas_Green Roof - Vegetated Rooftop_A_Technical Potential | F5 | Commercial | Interruptible - Miscellaneous | New | Space Heating | Natural Gas | Green Roof - Vegetated Rooftop | A | Incremental Summer Peak Savings (MW) | Technical Potential | 0 | 0 | 0 | 0 | 0 | 0 | 0 | 0 | 0 | 0 | 0 | 0 | 0 | 0 | 0 | 0 | 0 | 0 | 0 | 0 | 0 | 0 | 0 | 0 | 0 | 0 | 0
F6_Commercial_Interruptible - Miscellaneous_New_Space Heating_Natural Gas_Green Roof - Vegetated Rooftop_A_Technical Potential | F6 | Commercial | Interruptible - Miscellaneous | New | Space Heating | Natural Gas | Green Roof - Vegetated Rooftop | A | Incremental Winter Peak Savings (MW) | Technical Potential | 0 | 0 | 0 | 0 | 0 | 0 | 0 | 0 | 0 | 0 | 0 | 0 | 0 | 0 | 0 | 0 | 0 | 0 | 0 | 0 | 0 | 0 | 0 | 0 | 0 | 0 | 0
F7_Commercial_Interruptible - Miscellaneous_New_Space Heating_Natural Gas_Green Roof - Vegetated Rooftop_A_Technical Potential | F7 | Commercial | Interruptible - Miscellaneous | New | Space Heating | Natural Gas | Green Roof - Vegetated Rooftop | A | Cumulative Energy Savings (MWh or mTherms) | Technical Potential | 0 | 0 | 0 | 0 | 0 | 0 | 0 | 0 | 0 | 0 | 0 | 0 | 0 | 0 | 0 | 0 | 0 | 0 | 0 | 0 | 0 | 0 | 0 | 0 | 0 | 0 | 0
F8_Commercial_Interruptible - Miscellaneous_New_Space Heating_Natural Gas_Green Roof - Vegetated Rooftop_A_Technical Potential | F8 | Commercial | Interruptible - Miscellaneous | New | Space Heating | Natural Gas | Green Roof - Vegetated Rooftop | A | Cumulative Summer Peak Savings (MW) | Technical Potential | 0 | 0 | 0 | 0 | 0 | 0 | 0 | 0 | 0 | 0 | 0 | 0 | 0 | 0 | 0 | 0 | 0 | 0 | 0 | 0 | 0 | 0 | 0 | 0 | 0 | 0 | 0
F9_Commercial_Interruptible - Miscellaneous_New_Space Heating_Natural Gas_Green Roof - Vegetated Rooftop_A_Technical Potential | F9 | Commercial | Interruptible - Miscellaneous | New | Space Heating | Natural Gas | Green Roof - Vegetated Rooftop | A | Cumulative Winter Peak Savings (MW) | Technical Potential | 0 | 0 | 0 | 0 | 0 | 0 | 0 | 0 | 0 | 0 | 0 | 0 | 0 | 0 | 0 | 0 | 0 | 0 | 0 | 0 | 0 | 0 | 0 | 0 | 0 | 0 | 0
F10_Commercial_Interruptible - Miscellaneous_New_Space Heating_Natural Gas_Green Roof - Vegetated Rooftop_A_Technical Potential | F10 | Commercial | Interruptible - Miscellaneous | New | Space Heating | Natural Gas | Green Roof - Vegetated Rooftop | A | Purchases (Incremental) | Technical Potential | 0 | 0 | 0 | 0 | 0 | 0 | 0 | 0 | 0 | 0 | 0 | 0 | 0 | 0 | 0 | 0 | 0 | 0 | 0 | 0 | 0 | 0 | 0 | 0 | 0 | 0 | 0
F11_Commercial_Interruptible - Miscellaneous_New_Space Heating_Natural Gas_Green Roof - Vegetated Rooftop_A_Technical Potential | F11 | Commercial | Interruptible - Miscellaneous | New | Space Heating | Natural Gas | Green Roof - Vegetated Rooftop | A | Purchases (Cumulative) | Technical Potential | 0 | 0 | 0 | 0 | 0 | 0 | 0 | 0 | 0 | 0 | 0 | 0 | 0 | 0 | 0 | 0 | 0 | 0 | 0 | 0 | 0 | 0 | 0 | 0 | 0 | 0 | 0
F1_Commercial_Interruptible - Miscellaneous_New_Space Heating_Natural Gas_Ducting - Repair and Sealing_A_Technical Potential | F1 | Commercial | Interruptible - Miscellaneous | New | Space Heating | Natural Gas | Ducting - Repair and Sealing | A | Integrated Unit Energy Savings (kWh or therms) | Technical Potential | 0 | 0 | 0 | 0 | 0 | 0 | 0 | 0 | 0 | 0 | 0 | 0 | 0 | 0 | 0 | 0 | 0 | 0 | 0 | 0 | 0 | 0 | 0 | 0 | 0 | 0 | 0
F2_Commercial_Interruptible - Miscellaneous_New_Space Heating_Natural Gas_Ducting - Repair and Sealing_A_Technical Potential | F2 | Commercial | Interruptible - Miscellaneous | New | Space Heating | Natural Gas | Ducting - Repair and Sealing | A | Integrated Unit Summer Peak Savings (kW) | Technical Potential | 0 | 0 | 0 | 0 | 0 | 0 | 0 | 0 | 0 | 0 | 0 | 0 | 0 | 0 | 0 | 0 | 0 | 0 | 0 | 0 | 0 | 0 | 0 | 0 | 0 | 0 | 0
F3_Commercial_Interruptible - Miscellaneous_New_Space Heating_Natural Gas_Ducting - Repair and Sealing_A_Technical Potential | F3 | Commercial | Interruptible - Miscellaneous | New | Space Heating | Natural Gas | Ducting - Repair and Sealing | A | Integrated Unit Winter Peak Savings (kW) | Technical Potential | 0 | 0 | 0 | 0 | 0 | 0 | 0 | 0 | 0 | 0 | 0 | 0 | 0 | 0 | 0 | 0 | 0 | 0 | 0 | 0 | 0 | 0 | 0 | 0 | 0 | 0 | 0
F4_Commercial_Interruptible - Miscellaneous_New_Space Heating_Natural Gas_Ducting - Repair and Sealing_A_Technical Potential | F4 | Commercial | Interruptible - Miscellaneous | New | Space Heating | Natural Gas | Ducting - Repair and Sealing | A | Incremental Energy Savings (MWh or mTherms) | Technical Potential | 0 | 0 | 0 | 0 | 0 | 0 | 0 | 0 | 0 | 0 | 0 | 0 | 0 | 0 | 0 | 0 | 0 | 0 | 0 | 0 | 0 | 0 | 0 | 0 | 0 | 0 | 0
F5_Commercial_Interruptible - Miscellaneous_New_Space Heating_Natural Gas_Ducting - Repair and Sealing_A_Technical Potential | F5 | Commercial | Interruptible - Miscellaneous | New | Space Heating | Natural Gas | Ducting - Repair and Sealing | A | Incremental Summer Peak Savings (MW) | Technical Potential | 0 | 0 | 0 | 0 | 0 | 0 | 0 | 0 | 0 | 0 | 0 | 0 | 0 | 0 | 0 | 0 | 0 | 0 | 0 | 0 | 0 | 0 | 0 | 0 | 0 | 0 | 0
F6_Commercial_Interruptible - Miscellaneous_New_Space Heating_Natural Gas_Ducting - Repair and Sealing_A_Technical Potential | F6 | Commercial | Interruptible - Miscellaneous | New | Space Heating | Natural Gas | Ducting - Repair and Sealing | A | Incremental Winter Peak Savings (MW) | Technical Potential | 0 | 0 | 0 | 0 | 0 | 0 | 0 | 0 | 0 | 0 | 0 | 0 | 0 | 0 | 0 | 0 | 0 | 0 | 0 | 0 | 0 | 0 | 0 | 0 | 0 | 0 | 0
F7_Commercial_Interruptible - Miscellaneous_New_Space Heating_Natural Gas_Ducting - Repair and Sealing_A_Technical Potential | F7 | Commercial | Interruptible - Miscellaneous | New | Space Heating | Natural Gas | Ducting - Repair and Sealing | A | Cumulative Energy Savings (MWh or mTherms) | Technical Potential | 0 | 0 | 0 | 0 | 0 | 0 | 0 | 0 | 0 | 0 | 0 | 0 | 0 | 0 | 0 | 0 | 0 | 0 | 0 | 0 | 0 | 0 | 0 | 0 | 0 | 0 | 0
F8_Commercial_Interruptible - Miscellaneous_New_Space Heating_Natural Gas_Ducting - Repair and Sealing_A_Technical Potential | F8 | Commercial | Interruptible - Miscellaneous | New | Space Heating | Natural Gas | Ducting - Repair and Sealing | A | Cumulative Summer Peak Savings (MW) | Technical Potential | 0 | 0 | 0 | 0 | 0 | 0 | 0 | 0 | 0 | 0 | 0 | 0 | 0 | 0 | 0 | 0 | 0 | 0 | 0 | 0 | 0 | 0 | 0 | 0 | 0 | 0 | 0
F9_Commercial_Interruptible - Miscellaneous_New_Space Heating_Natural Gas_Ducting - Repair and Sealing_A_Technical Potential | F9 | Commercial | Interruptible - Miscellaneous | New | Space Heating | Natural Gas | Ducting - Repair and Sealing | A | Cumulative Winter Peak Savings (MW) | Technical Potential | 0 | 0 | 0 | 0 | 0 | 0 | 0 | 0 | 0 | 0 | 0 | 0 | 0 | 0 | 0 | 0 | 0 | 0 | 0 | 0 | 0 | 0 | 0 | 0 | 0 | 0 | 0
F10_Commercial_Interruptible - Miscellaneous_New_Space Heating_Natural Gas_Ducting - Repair and Sealing_A_Technical Potential | F10 | Commercial | Interruptible - Miscellaneous | New | Space Heating | Natural Gas | Ducting - Repair and Sealing | A | Purchases (Incremental) | Technical Potential | 0 | 0 | 0 | 0 | 0 | 0 | 0 | 0 | 0 | 0 | 0 | 0 | 0 | 0 | 0 | 0 | 0 | 0 | 0 | 0 | 0 | 0 | 0 | 0 | 0 | 0 | 0
F11_Commercial_Interruptible - Miscellaneous_New_Space Heating_Natural Gas_Ducting - Repair and Sealing_A_Technical Potential | F11 | Commercial | Interruptible - Miscellaneous | New | Space Heating | Natural Gas | Ducting - Repair and Sealing | A | Purchases (Cumulative) | Technical Potential | 0 | 0 | 0 | 0 | 0 | 0 | 0 | 0 | 0 | 0 | 0 | 0 | 0 | 0 | 0 | 0 | 0 | 0 | 0 | 0 | 0 | 0 | 0 | 0 | 0 | 0 | 0
F1_Commercial_Interruptible - Miscellaneous_New_Space Heating_Natural Gas_Windows - High Efficiency Glazing_A_Technical Potential | F1 | Commercial | Interruptible - Miscellaneous | New | Space Heating | Natural Gas | Windows - High Efficiency Glazing | A | Integrated Unit Energy Savings (kWh or therms) | Technical Potential | 0 | 0 | 0 | 0 | 0 | 0 | 0 | 0 | 0 | 0 | 0 | 0 | 0 | 0 | 0 | 0 | 0 | 0 | 0 | 0 | 0 | 0 | 0 | 0 | 0 | 0 | 0
F2_Commercial_Interruptible - Miscellaneous_New_Space Heating_Natural Gas_Windows - High Efficiency Glazing_A_Technical Potential | F2 | Commercial | Interruptible - Miscellaneous | New | Space Heating | Natural Gas | Windows - High Efficiency Glazing | A | Integrated Unit Summer Peak Savings (kW) | Technical Potential | 0 | 0 | 0 | 0 | 0 | 0 | 0 | 0 | 0 | 0 | 0 | 0 | 0 | 0 | 0 | 0 | 0 | 0 | 0 | 0 | 0 | 0 | 0 | 0 | 0 | 0 | 0
F3_Commercial_Interruptible - Miscellaneous_New_Space Heating_Natural Gas_Windows - High Efficiency Glazing_A_Technical Potential | F3 | Commercial | Interruptible - Miscellaneous | New | Space Heating | Natural Gas | Windows - High Efficiency Glazing | A | Integrated Unit Winter Peak Savings (kW) | Technical Potential | 0 | 0 | 0 | 0 | 0 | 0 | 0 | 0 | 0 | 0 | 0 | 0 | 0 | 0 | 0 | 0 | 0 | 0 | 0 | 0 | 0 | 0 | 0 | 0 | 0 | 0 | 0
F4_Commercial_Interruptible - Miscellaneous_New_Space Heating_Natural Gas_Windows - High Efficiency Glazing_A_Technical Potential | F4 | Commercial | Interruptible - Miscellaneous | New | Space Heating | Natural Gas | Windows - High Efficiency Glazing | A | Incremental Energy Savings (MWh or mTherms) | Technical Potential | 0 | 0 | 0 | 0 | 0 | 0 | 0 | 0 | 0 | 0 | 0 | 0 | 0 | 0 | 0 | 0 | 0 | 0 | 0 | 0 | 0 | 0 | 0 | 0 | 0 | 0 | 0
F5_Commercial_Interruptible - Miscellaneous_New_Space Heating_Natural Gas_Windows - High Efficiency Glazing_A_Technical Potential | F5 | Commercial | Interruptible - Miscellaneous | New | Space Heating | Natural Gas | Windows - High Efficiency Glazing | A | Incremental Summer Peak Savings (MW) | Technical Potential | 0 | 0 | 0 | 0 | 0 | 0 | 0 | 0 | 0 | 0 | 0 | 0 | 0 | 0 | 0 | 0 | 0 | 0 | 0 | 0 | 0 | 0 | 0 | 0 | 0 | 0 | 0
F6_Commercial_Interruptible - Miscellaneous_New_Space Heating_Natural Gas_Windows - High Efficiency Glazing_A_Technical Potential | F6 | Commercial | Interruptible - Miscellaneous | New | Space Heating | Natural Gas | Windows - High Efficiency Glazing | A | Incremental Winter Peak Savings (MW) | Technical Potential | 0 | 0 | 0 | 0 | 0 | 0 | 0 | 0 | 0 | 0 | 0 | 0 | 0 | 0 | 0 | 0 | 0 | 0 | 0 | 0 | 0 | 0 | 0 | 0 | 0 | 0 | 0
F7_Commercial_Interruptible - Miscellaneous_New_Space Heating_Natural Gas_Windows - High Efficiency Glazing_A_Technical Potential | F7 | Commercial | Interruptible - Miscellaneous | New | Space Heating | Natural Gas | Windows - High Efficiency Glazing | A | Cumulative Energy Savings (MWh or mTherms) | Technical Potential | 0 | 0 | 0 | 0 | 0 | 0 | 0 | 0 | 0 | 0 | 0 | 0 | 0 | 0 | 0 | 0 | 0 | 0 | 0 | 0 | 0 | 0 | 0 | 0 | 0 | 0 | 0
F8_Commercial_Interruptible - Miscellaneous_New_Space Heating_Natural Gas_Windows - High Efficiency Glazing_A_Technical Potential | F8 | Commercial | Interruptible - Miscellaneous | New | Space Heating | Natural Gas | Windows - High Efficiency Glazing | A | Cumulative Summer Peak Savings (MW) | Technical Potential | 0 | 0 | 0 | 0 | 0 | 0 | 0 | 0 | 0 | 0 | 0 | 0 | 0 | 0 | 0 | 0 | 0 | 0 | 0 | 0 | 0 | 0 | 0 | 0 | 0 | 0 | 0
F9_Commercial_Interruptible - Miscellaneous_New_Space Heating_Natural Gas_Windows - High Efficiency Glazing_A_Technical Potential | F9 | Commercial | Interruptible - Miscellaneous | New | Space Heating | Natural Gas | Windows - High Efficiency Glazing | A | Cumulative Winter Peak Savings (MW) | Technical Potential | 0 | 0 | 0 | 0 | 0 | 0 | 0 | 0 | 0 | 0 | 0 | 0 | 0 | 0 | 0 | 0 | 0 | 0 | 0 | 0 | 0 | 0 | 0 | 0 | 0 | 0 | 0
F10_Commercial_Interruptible - Miscellaneous_New_Space Heating_Natural Gas_Windows - High Efficiency Glazing_A_Technical Potential | F10 | Commercial | Interruptible - Miscellaneous | New | Space Heating | Natural Gas | Windows - High Efficiency Glazing | A | Purchases (Incremental) | Technical Potential | 0 | 0 | 0 | 0 | 0 | 0 | 0 | 0 | 0 | 0 | 0 | 0 | 0 | 0 | 0 | 0 | 0 | 0 | 0 | 0 | 0 | 0 | 0 | 0 | 0 | 0 | 0
F11_Commercial_Interruptible - Miscellaneous_New_Space Heating_Natural Gas_Windows - High Efficiency Glazing_A_Technical Potential | F11 | Commercial | Interruptible - Miscellaneous | New | Space Heating | Natural Gas | Windows - High Efficiency Glazing | A | Purchases (Cumulative) | Technical Potential | 0 | 0 | 0 | 0 | 0 | 0 | 0 | 0 | 0 | 0 | 0 | 0 | 0 | 0 | 0 | 0 | 0 | 0 | 0 | 0 | 0 | 0 | 0 | 0 | 0 | 0 | 0
F1_Commercial_Interruptible - Miscellaneous_New_Space Heating_Natural Gas_Windows - Secondary Glazing Systems_A_Technical Potential | F1 | Commercial | Interruptible - Miscellaneous | New | Space Heating | Natural Gas | Windows - Secondary Glazing Systems | A | Integrated Unit Energy Savings (kWh or therms) | Technical Potential | 0 | 0 | 0 | 0 | 0 | 0 | 0 | 0 | 0 | 0 | 0 | 0 | 0 | 0 | 0 | 0 | 0 | 0 | 0 | 0 | 0 | 0 | 0 | 0 | 0 | 0 | 0
F2_Commercial_Interruptible - Miscellaneous_New_Space Heating_Natural Gas_Windows - Secondary Glazing Systems_A_Technical Potential | F2 | Commercial | Interruptible - Miscellaneous | New | Space Heating | Natural Gas | Windows - Secondary Glazing Systems | A | Integrated Unit Summer Peak Savings (kW) | Technical Potential | 0 | 0 | 0 | 0 | 0 | 0 | 0 | 0 | 0 | 0 | 0 | 0 | 0 | 0 | 0 | 0 | 0 | 0 | 0 | 0 | 0 | 0 | 0 | 0 | 0 | 0 | 0
F3_Commercial_Interruptible - Miscellaneous_New_Space Heating_Natural Gas_Windows - Secondary Glazing Systems_A_Technical Potential | F3 | Commercial | Interruptible - Miscellaneous | New | Space Heating | Natural Gas | Windows - Secondary Glazing Systems | A | Integrated Unit Winter Peak Savings (kW) | Technical Potential | 0 | 0 | 0 | 0 | 0 | 0 | 0 | 0 | 0 | 0 | 0 | 0 | 0 | 0 | 0 | 0 | 0 | 0 | 0 | 0 | 0 | 0 | 0 | 0 | 0 | 0 | 0
F4_Commercial_Interruptible - Miscellaneous_New_Space Heating_Natural Gas_Windows - Secondary Glazing Systems_A_Technical Potential | F4 | Commercial | Interruptible - Miscellaneous | New | Space Heating | Natural Gas | Windows - Secondary Glazing Systems | A | Incremental Energy Savings (MWh or mTherms) | Technical Potential | 0 | 0 | 0 | 0 | 0 | 0 | 0 | 0 | 0 | 0 | 0 | 0 | 0 | 0 | 0 | 0 | 0 | 0 | 0 | 0 | 0 | 0 | 0 | 0 | 0 | 0 | 0
F5_Commercial_Interruptible - Miscellaneous_New_Space Heating_Natural Gas_Windows - Secondary Glazing Systems_A_Technical Potential | F5 | Commercial | Interruptible - Miscellaneous | New | Space Heating | Natural Gas | Windows - Secondary Glazing Systems | A | Incremental Summer Peak Savings (MW) | Technical Potential | 0 | 0 | 0 | 0 | 0 | 0 | 0 | 0 | 0 | 0 | 0 | 0 | 0 | 0 | 0 | 0 | 0 | 0 | 0 | 0 | 0 | 0 | 0 | 0 | 0 | 0 | 0
F6_Commercial_Interruptible - Miscellaneous_New_Space Heating_Natural Gas_Windows - Secondary Glazing Systems_A_Technical Potential | F6 | Commercial | Interruptible - Miscellaneous | New | Space Heating | Natural Gas | Windows - Secondary Glazing Systems | A | Incremental Winter Peak Savings (MW) | Technical Potential | 0 | 0 | 0 | 0 | 0 | 0 | 0 | 0 | 0 | 0 | 0 | 0 | 0 | 0 | 0 | 0 | 0 | 0 | 0 | 0 | 0 | 0 | 0 | 0 | 0 | 0 | 0
F7_Commercial_Interruptible - Miscellaneous_New_Space Heating_Natural Gas_Windows - Secondary Glazing Systems_A_Technical Potential | F7 | Commercial | Interruptible - Miscellaneous | New | Space Heating | Natural Gas | Windows - Secondary Glazing Systems | A | Cumulative Energy Savings (MWh or mTherms) | Technical Potential | 0 | 0 | 0 | 0 | 0 | 0 | 0 | 0 | 0 | 0 | 0 | 0 | 0 | 0 | 0 | 0 | 0 | 0 | 0 | 0 | 0 | 0 | 0 | 0 | 0 | 0 | 0
F8_Commercial_Interruptible - Miscellaneous_New_Space Heating_Natural Gas_Windows - Secondary Glazing Systems_A_Technical Potential | F8 | Commercial | Interruptible - Miscellaneous | New | Space Heating | Natural Gas | Windows - Secondary Glazing Systems | A | Cumulative Summer Peak Savings (MW) | Technical Potential | 0 | 0 | 0 | 0 | 0 | 0 | 0 | 0 | 0 | 0 | 0 | 0 | 0 | 0 | 0 | 0 | 0 | 0 | 0 | 0 | 0 | 0 | 0 | 0 | 0 | 0 | 0
F9_Commercial_Interruptible - Miscellaneous_New_Space Heating_Natural Gas_Windows - Secondary Glazing Systems_A_Technical Potential | F9 | Commercial | Interruptible - Miscellaneous | New | Space Heating | Natural Gas | Windows - Secondary Glazing Systems | A | Cumulative Winter Peak Savings (MW) | Technical Potential | 0 | 0 | 0 | 0 | 0 | 0 | 0 | 0 | 0 | 0 | 0 | 0 | 0 | 0 | 0 | 0 | 0 | 0 | 0 | 0 | 0 | 0 | 0 | 0 | 0 | 0 | 0
F10_Commercial_Interruptible - Miscellaneous_New_Space Heating_Natural Gas_Windows - Secondary Glazing Systems_A_Technical Potential | F10 | Commercial | Interruptible - Miscellaneous | New | Space Heating | Natural Gas | Windows - Secondary Glazing Systems | A | Purchases (Incremental) | Technical Potential | 0 | 0 | 0 | 0 | 0 | 0 | 0 | 0 | 0 | 0 | 0 | 0 | 0 | 0 | 0 | 0 | 0 | 0 | 0 | 0 | 0 | 0 | 0 | 0 | 0 | 0 | 0
F11_Commercial_Interruptible - Miscellaneous_New_Space Heating_Natural Gas_Windows - Secondary Glazing Systems_A_Technical Potential | F11 | Commercial | Interruptible - Miscellaneous | New | Space Heating | Natural Gas | Windows - Secondary Glazing Systems | A | Purchases (Cumulative) | Technical Potential | 0 | 0 | 0 | 0 | 0 | 0 | 0 | 0 | 0 | 0 | 0 | 0 | 0 | 0 | 0 | 0 | 0 | 0 | 0 | 0 | 0 | 0 | 0 | 0 | 0 | 0 | 0
F1_Commercial_Interruptible - Miscellaneous_New_Space Heating_Natural Gas_HVAC - Energy Recovery Ventilator_A_Technical Potential | F1 | Commercial | Interruptible - Miscellaneous | New | Space Heating | Natural Gas | HVAC - Energy Recovery Ventilator | A | Integrated Unit Energy Savings (kWh or therms) | Technical Potential | 0 | 0 | 0 | 0 | 0 | 0 | 0 | 0 | 0 | 0 | 0 | 0 | 0 | 0 | 0 | 0 | 0 | 0 | 0 | 0 | 0 | 0 | 0 | 0 | 0 | 0 | 0
F2_Commercial_Interruptible - Miscellaneous_New_Space Heating_Natural Gas_HVAC - Energy Recovery Ventilator_A_Technical Potential | F2 | Commercial | Interruptible - Miscellaneous | New | Space Heating | Natural Gas | HVAC - Energy Recovery Ventilator | A | Integrated Unit Summer Peak Savings (kW) | Technical Potential | 0 | 0 | 0 | 0 | 0 | 0 | 0 | 0 | 0 | 0 | 0 | 0 | 0 | 0 | 0 | 0 | 0 | 0 | 0 | 0 | 0 | 0 | 0 | 0 | 0 | 0 | 0
F3_Commercial_Interruptible - Miscellaneous_New_Space Heating_Natural Gas_HVAC - Energy Recovery Ventilator_A_Technical Potential | F3 | Commercial | Interruptible - Miscellaneous | New | Space Heating | Natural Gas | HVAC - Energy Recovery Ventilator | A | Integrated Unit Winter Peak Savings (kW) | Technical Potential | 0 | 0 | 0 | 0 | 0 | 0 | 0 | 0 | 0 | 0 | 0 | 0 | 0 | 0 | 0 | 0 | 0 | 0 | 0 | 0 | 0 | 0 | 0 | 0 | 0 | 0 | 0
F4_Commercial_Interruptible - Miscellaneous_New_Space Heating_Natural Gas_HVAC - Energy Recovery Ventilator_A_Technical Potential | F4 | Commercial | Interruptible - Miscellaneous | New | Space Heating | Natural Gas | HVAC - Energy Recovery Ventilator | A | Incremental Energy Savings (MWh or mTherms) | Technical Potential | 0 | 0 | 0 | 0 | 0 | 0 | 0 | 0 | 0 | 0 | 0 | 0 | 0 | 0 | 0 | 0 | 0 | 0 | 0 | 0 | 0 | 0 | 0 | 0 | 0 | 0 | 0
F5_Commercial_Interruptible - Miscellaneous_New_Space Heating_Natural Gas_HVAC - Energy Recovery Ventilator_A_Technical Potential | F5 | Commercial | Interruptible - Miscellaneous | New | Space Heating | Natural Gas | HVAC - Energy Recovery Ventilator | A | Incremental Summer Peak Savings (MW) | Technical Potential | 0 | 0 | 0 | 0 | 0 | 0 | 0 | 0 | 0 | 0 | 0 | 0 | 0 | 0 | 0 | 0 | 0 | 0 | 0 | 0 | 0 | 0 | 0 | 0 | 0 | 0 | 0
F6_Commercial_Interruptible - Miscellaneous_New_Space Heating_Natural Gas_HVAC - Energy Recovery Ventilator_A_Technical Potential | F6 | Commercial | Interruptible - Miscellaneous | New | Space Heating | Natural Gas | HVAC - Energy Recovery Ventilator | A | Incremental Winter Peak Savings (MW) | Technical Potential | 0 | 0 | 0 | 0 | 0 | 0 | 0 | 0 | 0 | 0 | 0 | 0 | 0 | 0 | 0 | 0 | 0 | 0 | 0 | 0 | 0 | 0 | 0 | 0 | 0 | 0 | 0
F7_Commercial_Interruptible - Miscellaneous_New_Space Heating_Natural Gas_HVAC - Energy Recovery Ventilator_A_Technical Potential | F7 | Commercial | Interruptible - Miscellaneous | New | Space Heating | Natural Gas | HVAC - Energy Recovery Ventilator | A | Cumulative Energy Savings (MWh or mTherms) | Technical Potential | 0 | 0 | 0 | 0 | 0 | 0 | 0 | 0 | 0 | 0 | 0 | 0 | 0 | 0 | 0 | 0 | 0 | 0 | 0 | 0 | 0 | 0 | 0 | 0 | 0 | 0 | 0
F8_Commercial_Interruptible - Miscellaneous_New_Space Heating_Natural Gas_HVAC - Energy Recovery Ventilator_A_Technical Potential | F8 | Commercial | Interruptible - Miscellaneous | New | Space Heating | Natural Gas | HVAC - Energy Recovery Ventilator | A | Cumulative Summer Peak Savings (MW) | Technical Potential | 0 | 0 | 0 | 0 | 0 | 0 | 0 | 0 | 0 | 0 | 0 | 0 | 0 | 0 | 0 | 0 | 0 | 0 | 0 | 0 | 0 | 0 | 0 | 0 | 0 | 0 | 0
F9_Commercial_Interruptible - Miscellaneous_New_Space Heating_Natural Gas_HVAC - Energy Recovery Ventilator_A_Technical Potential | F9 | Commercial | Interruptible - Miscellaneous | New | Space Heating | Natural Gas | HVAC - Energy Recovery Ventilator | A | Cumulative Winter Peak Savings (MW) | Technical Potential | 0 | 0 | 0 | 0 | 0 | 0 | 0 | 0 | 0 | 0 | 0 | 0 | 0 | 0 | 0 | 0 | 0 | 0 | 0 | 0 | 0 | 0 | 0 | 0 | 0 | 0 | 0
F10_Commercial_Interruptible - Miscellaneous_New_Space Heating_Natural Gas_HVAC - Energy Recovery Ventilator_A_Technical Potential | F10 | Commercial | Interruptible - Miscellaneous | New | Space Heating | Natural Gas | HVAC - Energy Recovery Ventilator | A | Purchases (Incremental) | Technical Potential | 0 | 0 | 0 | 0 | 0 | 0 | 0 | 0 | 0 | 0 | 0 | 0 | 0 | 0 | 0 | 0 | 0 | 0 | 0 | 0 | 0 | 0 | 0 | 0 | 0 | 0 | 0
F11_Commercial_Interruptible - Miscellaneous_New_Space Heating_Natural Gas_HVAC - Energy Recovery Ventilator_A_Technical Potential | F11 | Commercial | Interruptible - Miscellaneous | New | Space Heating | Natural Gas | HVAC - Energy Recovery Ventilator | A | Purchases (Cumulative) | Technical Potential | 0 | 0 | 0 | 0 | 0 | 0 | 0 | 0 | 0 | 0 | 0 | 0 | 0 | 0 | 0 | 0 | 0 | 0 | 0 | 0 | 0 | 0 | 0 | 0 | 0 | 0 | 0
F1_Commercial_Interruptible - Miscellaneous_New_Space Heating_Natural Gas_Building Shell - Air Sealing (Infiltration Control)_A_Technical Potential | F1 | Commercial | Interruptible - Miscellaneous | New | Space Heating | Natural Gas | Building Shell - Air Sealing (Infiltration Control) | A | Integrated Unit Energy Savings (kWh or therms) | Technical Potential | 0 | 0 | 0 | 0 | 0 | 0 | 0 | 0 | 0 | 0 | 0 | 0 | 0 | 0 | 0 | 0 | 0 | 0 | 0 | 0 | 0 | 0 | 0 | 0 | 0 | 0 | 0
F2_Commercial_Interruptible - Miscellaneous_New_Space Heating_Natural Gas_Building Shell - Air Sealing (Infiltration Control)_A_Technical Potential | F2 | Commercial | Interruptible - Miscellaneous | New | Space Heating | Natural Gas | Building Shell - Air Sealing (Infiltration Control) | A | Integrated Unit Summer Peak Savings (kW) | Technical Potential | 0 | 0 | 0 | 0 | 0 | 0 | 0 | 0 | 0 | 0 | 0 | 0 | 0 | 0 | 0 | 0 | 0 | 0 | 0 | 0 | 0 | 0 | 0 | 0 | 0 | 0 | 0
F3_Commercial_Interruptible - Miscellaneous_New_Space Heating_Natural Gas_Building Shell - Air Sealing (Infiltration Control)_A_Technical Potential | F3 | Commercial | Interruptible - Miscellaneous | New | Space Heating | Natural Gas | Building Shell - Air Sealing (Infiltration Control) | A | Integrated Unit Winter Peak Savings (kW) | Technical Potential | 0 | 0 | 0 | 0 | 0 | 0 | 0 | 0 | 0 | 0 | 0 | 0 | 0 | 0 | 0 | 0 | 0 | 0 | 0 | 0 | 0 | 0 | 0 | 0 | 0 | 0 | 0
F4_Commercial_Interruptible - Miscellaneous_New_Space Heating_Natural Gas_Building Shell - Air Sealing (Infiltration Control)_A_Technical Potential | F4 | Commercial | Interruptible - Miscellaneous | New | Space Heating | Natural Gas | Building Shell - Air Sealing (Infiltration Control) | A | Incremental Energy Savings (MWh or mTherms) | Technical Potential | 0 | 0 | 0 | 0 | 0 | 0 | 0 | 0 | 0 | 0 | 0 | 0 | 0 | 0 | 0 | 0 | 0 | 0 | 0 | 0 | 0 | 0 | 0 | 0 | 0 | 0 | 0
F5_Commercial_Interruptible - Miscellaneous_New_Space Heating_Natural Gas_Building Shell - Air Sealing (Infiltration Control)_A_Technical Potential | F5 | Commercial | Interruptible - Miscellaneous | New | Space Heating | Natural Gas | Building Shell - Air Sealing (Infiltration Control) | A | Incremental Summer Peak Savings (MW) | Technical Potential | 0 | 0 | 0 | 0 | 0 | 0 | 0 | 0 | 0 | 0 | 0 | 0 | 0 | 0 | 0 | 0 | 0 | 0 | 0 | 0 | 0 | 0 | 0 | 0 | 0 | 0 | 0
F6_Commercial_Interruptible - Miscellaneous_New_Space Heating_Natural Gas_Building Shell - Air Sealing (Infiltration Control)_A_Technical Potential | F6 | Commercial | Interruptible - Miscellaneous | New | Space Heating | Natural Gas | Building Shell - Air Sealing (Infiltration Control) | A | Incremental Winter Peak Savings (MW) | Technical Potential | 0 | 0 | 0 | 0 | 0 | 0 | 0 | 0 | 0 | 0 | 0 | 0 | 0 | 0 | 0 | 0 | 0 | 0 | 0 | 0 | 0 | 0 | 0 | 0 | 0 | 0 | 0
F7_Commercial_Interruptible - Miscellaneous_New_Space Heating_Natural Gas_Building Shell - Air Sealing (Infiltration Control)_A_Technical Potential | F7 | Commercial | Interruptible - Miscellaneous | New | Space Heating | Natural Gas | Building Shell - Air Sealing (Infiltration Control) | A | Cumulative Energy Savings (MWh or mTherms) | Technical Potential | 0 | 0 | 0 | 0 | 0 | 0 | 0 | 0 | 0 | 0 | 0 | 0 | 0 | 0 | 0 | 0 | 0 | 0 | 0 | 0 | 0 | 0 | 0 | 0 | 0 | 0 | 0
F8_Commercial_Interruptible - Miscellaneous_New_Space Heating_Natural Gas_Building Shell - Air Sealing (Infiltration Control)_A_Technical Potential | F8 | Commercial | Interruptible - Miscellaneous | New | Space Heating | Natural Gas | Building Shell - Air Sealing (Infiltration Control) | A | Cumulative Summer Peak Savings (MW) | Technical Potential | 0 | 0 | 0 | 0 | 0 | 0 | 0 | 0 | 0 | 0 | 0 | 0 | 0 | 0 | 0 | 0 | 0 | 0 | 0 | 0 | 0 | 0 | 0 | 0 | 0 | 0 | 0
F9_Commercial_Interruptible - Miscellaneous_New_Space Heating_Natural Gas_Building Shell - Air Sealing (Infiltration Control)_A_Technical Potential | F9 | Commercial | Interruptible - Miscellaneous | New | Space Heating | Natural Gas | Building Shell - Air Sealing (Infiltration Control) | A | Cumulative Winter Peak Savings (MW) | Technical Potential | 0 | 0 | 0 | 0 | 0 | 0 | 0 | 0 | 0 | 0 | 0 | 0 | 0 | 0 | 0 | 0 | 0 | 0 | 0 | 0 | 0 | 0 | 0 | 0 | 0 | 0 | 0
F10_Commercial_Interruptible - Miscellaneous_New_Space Heating_Natural Gas_Building Shell - Air Sealing (Infiltration Control)_A_Technical Potential | F10 | Commercial | Interruptible - Miscellaneous | New | Space Heating | Natural Gas | Building Shell - Air Sealing (Infiltration Control) | A | Purchases (Incremental) | Technical Potential | 0 | 0 | 0 | 0 | 0 | 0 | 0 | 0 | 0 | 0 | 0 | 0 | 0 | 0 | 0 | 0 | 0 | 0 | 0 | 0 | 0 | 0 | 0 | 0 | 0 | 0 | 0
F11_Commercial_Interruptible - Miscellaneous_New_Space Heating_Natural Gas_Building Shell - Air Sealing (Infiltration Control)_A_Technical Potential | F11 | Commercial | Interruptible - Miscellaneous | New | Space Heating | Natural Gas | Building Shell - Air Sealing (Infiltration Control) | A | Purchases (Cumulative) | Technical Potential | 0 | 0 | 0 | 0 | 0 | 0 | 0 | 0 | 0 | 0 | 0 | 0 | 0 | 0 | 0 | 0 | 0 | 0 | 0 | 0 | 0 | 0 | 0 | 0 | 0 | 0 | 0
F1_Commercial_Interruptible - Miscellaneous_New_Space Heating_Natural Gas_Ventilation - Demand Controlled_A_Technical Potential | F1 | Commercial | Interruptible - Miscellaneous | New | Space Heating | Natural Gas | Ventilation - Demand Controlled | A | Integrated Unit Energy Savings (kWh or therms) | Technical Potential | 0 | 0 | 0 | 0 | 0 | 0 | 0 | 0 | 0 | 0 | 0 | 0 | 0 | 0 | 0 | 0 | 0 | 0 | 0 | 0 | 0 | 0 | 0 | 0 | 0 | 0 | 0
F2_Commercial_Interruptible - Miscellaneous_New_Space Heating_Natural Gas_Ventilation - Demand Controlled_A_Technical Potential | F2 | Commercial | Interruptible - Miscellaneous | New | Space Heating | Natural Gas | Ventilation - Demand Controlled | A | Integrated Unit Summer Peak Savings (kW) | Technical Potential | 0 | 0 | 0 | 0 | 0 | 0 | 0 | 0 | 0 | 0 | 0 | 0 | 0 | 0 | 0 | 0 | 0 | 0 | 0 | 0 | 0 | 0 | 0 | 0 | 0 | 0 | 0
F3_Commercial_Interruptible - Miscellaneous_New_Space Heating_Natural Gas_Ventilation - Demand Controlled_A_Technical Potential | F3 | Commercial | Interruptible - Miscellaneous | New | Space Heating | Natural Gas | Ventilation - Demand Controlled | A | Integrated Unit Winter Peak Savings (kW) | Technical Potential | 0 | 0 | 0 | 0 | 0 | 0 | 0 | 0 | 0 | 0 | 0 | 0 | 0 | 0 | 0 | 0 | 0 | 0 | 0 | 0 | 0 | 0 | 0 | 0 | 0 | 0 | 0
F4_Commercial_Interruptible - Miscellaneous_New_Space Heating_Natural Gas_Ventilation - Demand Controlled_A_Technical Potential | F4 | Commercial | Interruptible - Miscellaneous | New | Space Heating | Natural Gas | Ventilation - Demand Controlled | A | Incremental Energy Savings (MWh or mTherms) | Technical Potential | 0 | 0 | 0 | 0 | 0 | 0 | 0 | 0 | 0 | 0 | 0 | 0 | 0 | 0 | 0 | 0 | 0 | 0 | 0 | 0 | 0 | 0 | 0 | 0 | 0 | 0 | 0
F5_Commercial_Interruptible - Miscellaneous_New_Space Heating_Natural Gas_Ventilation - Demand Controlled_A_Technical Potential | F5 | Commercial | Interruptible - Miscellaneous | New | Space Heating | Natural Gas | Ventilation - Demand Controlled | A | Incremental Summer Peak Savings (MW) | Technical Potential | 0 | 0 | 0 | 0 | 0 | 0 | 0 | 0 | 0 | 0 | 0 | 0 | 0 | 0 | 0 | 0 | 0 | 0 | 0 | 0 | 0 | 0 | 0 | 0 | 0 | 0 | 0
F6_Commercial_Interruptible - Miscellaneous_New_Space Heating_Natural Gas_Ventilation - Demand Controlled_A_Technical Potential | F6 | Commercial | Interruptible - Miscellaneous | New | Space Heating | Natural Gas | Ventilation - Demand Controlled | A | Incremental Winter Peak Savings (MW) | Technical Potential | 0 | 0 | 0 | 0 | 0 | 0 | 0 | 0 | 0 | 0 | 0 | 0 | 0 | 0 | 0 | 0 | 0 | 0 | 0 | 0 | 0 | 0 | 0 | 0 | 0 | 0 | 0
F7_Commercial_Interruptible - Miscellaneous_New_Space Heating_Natural Gas_Ventilation - Demand Controlled_A_Technical Potential | F7 | Commercial | Interruptible - Miscellaneous | New | Space Heating | Natural Gas | Ventilation - Demand Controlled | A | Cumulative Energy Savings (MWh or mTherms) | Technical Potential | 0 | 0 | 0 | 0 | 0 | 0 | 0 | 0 | 0 | 0 | 0 | 0 | 0 | 0 | 0 | 0 | 0 | 0 | 0 | 0 | 0 | 0 | 0 | 0 | 0 | 0 | 0
F8_Commercial_Interruptible - Miscellaneous_New_Space Heating_Natural Gas_Ventilation - Demand Controlled_A_Technical Potential | F8 | Commercial | Interruptible - Miscellaneous | New | Space Heating | Natural Gas | Ventilation - Demand Controlled | A | Cumulative Summer Peak Savings (MW) | Technical Potential | 0 | 0 | 0 | 0 | 0 | 0 | 0 | 0 | 0 | 0 | 0 | 0 | 0 | 0 | 0 | 0 | 0 | 0 | 0 | 0 | 0 | 0 | 0 | 0 | 0 | 0 | 0
F9_Commercial_Interruptible - Miscellaneous_New_Space Heating_Natural Gas_Ventilation - Demand Controlled_A_Technical Potential | F9 | Commercial | Interruptible - Miscellaneous | New | Space Heating | Natural Gas | Ventilation - Demand Controlled | A | Cumulative Winter Peak Savings (MW) | Technical Potential | 0 | 0 | 0 | 0 | 0 | 0 | 0 | 0 | 0 | 0 | 0 | 0 | 0 | 0 | 0 | 0 | 0 | 0 | 0 | 0 | 0 | 0 | 0 | 0 | 0 | 0 | 0
F10_Commercial_Interruptible - Miscellaneous_New_Space Heating_Natural Gas_Ventilation - Demand Controlled_A_Technical Potential | F10 | Commercial | Interruptible - Miscellaneous | New | Space Heating | Natural Gas | Ventilation - Demand Controlled | A | Purchases (Incremental) | Technical Potential | 0 | 0 | 0 | 0 | 0 | 0 | 0 | 0 | 0 | 0 | 0 | 0 | 0 | 0 | 0 | 0 | 0 | 0 | 0 | 0 | 0 | 0 | 0 | 0 | 0 | 0 | 0
F11_Commercial_Interruptible - Miscellaneous_New_Space Heating_Natural Gas_Ventilation - Demand Controlled_A_Technical Potential | F11 | Commercial | Interruptible - Miscellaneous | New | Space Heating | Natural Gas | Ventilation - Demand Controlled | A | Purchases (Cumulative) | Technical Potential | 0 | 0 | 0 | 0 | 0 | 0 | 0 | 0 | 0 | 0 | 0 | 0 | 0 | 0 | 0 | 0 | 0 | 0 | 0 | 0 | 0 | 0 | 0 | 0 | 0 | 0 | 0
F1_Commercial_Interruptible - Miscellaneous_New_Space Heating_Natural Gas_HVAC - Dedicated Outdoor Air System (DOAS)_A_Technical Potential | F1 | Commercial | Interruptible - Miscellaneous | New | Space Heating | Natural Gas | HVAC - Dedicated Outdoor Air System (DOAS) | A | Integrated Unit Energy Savings (kWh or therms) | Technical Potential | 0 | 0 | 0 | 0 | 0 | 0 | 0 | 0 | 0 | 0 | 0 | 0 | 0 | 0 | 0 | 0 | 0 | 0 | 0 | 0 | 0 | 0 | 0 | 0 | 0 | 0 | 0
F2_Commercial_Interruptible - Miscellaneous_New_Space Heating_Natural Gas_HVAC - Dedicated Outdoor Air System (DOAS)_A_Technical Potential | F2 | Commercial | Interruptible - Miscellaneous | New | Space Heating | Natural Gas | HVAC - Dedicated Outdoor Air System (DOAS) | A | Integrated Unit Summer Peak Savings (kW) | Technical Potential | 0 | 0 | 0 | 0 | 0 | 0 | 0 | 0 | 0 | 0 | 0 | 0 | 0 | 0 | 0 | 0 | 0 | 0 | 0 | 0 | 0 | 0 | 0 | 0 | 0 | 0 | 0
F3_Commercial_Interruptible - Miscellaneous_New_Space Heating_Natural Gas_HVAC - Dedicated Outdoor Air System (DOAS)_A_Technical Potential | F3 | Commercial | Interruptible - Miscellaneous | New | Space Heating | Natural Gas | HVAC - Dedicated Outdoor Air System (DOAS) | A | Integrated Unit Winter Peak Savings (kW) | Technical Potential | 0 | 0 | 0 | 0 | 0 | 0 | 0 | 0 | 0 | 0 | 0 | 0 | 0 | 0 | 0 | 0 | 0 | 0 | 0 | 0 | 0 | 0 | 0 | 0 | 0 | 0 | 0
F4_Commercial_Interruptible - Miscellaneous_New_Space Heating_Natural Gas_HVAC - Dedicated Outdoor Air System (DOAS)_A_Technical Potential | F4 | Commercial | Interruptible - Miscellaneous | New | Space Heating | Natural Gas | HVAC - Dedicated Outdoor Air System (DOAS) | A | Incremental Energy Savings (MWh or mTherms) | Technical Potential | 0 | 0 | 0 | 0 | 0 | 0 | 0 | 0 | 0 | 0 | 0 | 0 | 0 | 0 | 0 | 0 | 0 | 0 | 0 | 0 | 0 | 0 | 0 | 0 | 0 | 0 | 0
F5_Commercial_Interruptible - Miscellaneous_New_Space Heating_Natural Gas_HVAC - Dedicated Outdoor Air System (DOAS)_A_Technical Potential | F5 | Commercial | Interruptible - Miscellaneous | New | Space Heating | Natural Gas | HVAC - Dedicated Outdoor Air System (DOAS) | A | Incremental Summer Peak Savings (MW) | Technical Potential | 0 | 0 | 0 | 0 | 0 | 0 | 0 | 0 | 0 | 0 | 0 | 0 | 0 | 0 | 0 | 0 | 0 | 0 | 0 | 0 | 0 | 0 | 0 | 0 | 0 | 0 | 0
F6_Commercial_Interruptible - Miscellaneous_New_Space Heating_Natural Gas_HVAC - Dedicated Outdoor Air System (DOAS)_A_Technical Potential | F6 | Commercial | Interruptible - Miscellaneous | New | Space Heating | Natural Gas | HVAC - Dedicated Outdoor Air System (DOAS) | A | Incremental Winter Peak Savings (MW) | Technical Potential | 0 | 0 | 0 | 0 | 0 | 0 | 0 | 0 | 0 | 0 | 0 | 0 | 0 | 0 | 0 | 0 | 0 | 0 | 0 | 0 | 0 | 0 | 0 | 0 | 0 | 0 | 0
F7_Commercial_Interruptible - Miscellaneous_New_Space Heating_Natural Gas_HVAC - Dedicated Outdoor Air System (DOAS)_A_Technical Potential | F7 | Commercial | Interruptible - Miscellaneous | New | Space Heating | Natural Gas | HVAC - Dedicated Outdoor Air System (DOAS) | A | Cumulative Energy Savings (MWh or mTherms) | Technical Potential | 0 | 0 | 0 | 0 | 0 | 0 | 0 | 0 | 0 | 0 | 0 | 0 | 0 | 0 | 0 | 0 | 0 | 0 | 0 | 0 | 0 | 0 | 0 | 0 | 0 | 0 | 0
F8_Commercial_Interruptible - Miscellaneous_New_Space Heating_Natural Gas_HVAC - Dedicated Outdoor Air System (DOAS)_A_Technical Potential | F8 | Commercial | Interruptible - Miscellaneous | New | Space Heating | Natural Gas | HVAC - Dedicated Outdoor Air System (DOAS) | A | Cumulative Summer Peak Savings (MW) | Technical Potential | 0 | 0 | 0 | 0 | 0 | 0 | 0 | 0 | 0 | 0 | 0 | 0 | 0 | 0 | 0 | 0 | 0 | 0 | 0 | 0 | 0 | 0 | 0 | 0 | 0 | 0 | 0
F9_Commercial_Interruptible - Miscellaneous_New_Space Heating_Natural Gas_HVAC - Dedicated Outdoor Air System (DOAS)_A_Technical Potential | F9 | Commercial | Interruptible - Miscellaneous | New | Space Heating | Natural Gas | HVAC - Dedicated Outdoor Air System (DOAS) | A | Cumulative Winter Peak Savings (MW) | Technical Potential | 0 | 0 | 0 | 0 | 0 | 0 | 0 | 0 | 0 | 0 | 0 | 0 | 0 | 0 | 0 | 0 | 0 | 0 | 0 | 0 | 0 | 0 | 0 | 0 | 0 | 0 | 0
F10_Commercial_Interruptible - Miscellaneous_New_Space Heating_Natural Gas_HVAC - Dedicated Outdoor Air System (DOAS)_A_Technical Potential | F10 | Commercial | Interruptible - Miscellaneous | New | Space Heating | Natural Gas | HVAC - Dedicated Outdoor Air System (DOAS) | A | Purchases (Incremental) | Technical Potential | 0 | 0 | 0 | 0 | 0 | 0 | 0 | 0 | 0 | 0 | 0 | 0 | 0 | 0 | 0 | 0 | 0 | 0 | 0 | 0 | 0 | 0 | 0 | 0 | 0 | 0 | 0
F11_Commercial_Interruptible - Miscellaneous_New_Space Heating_Natural Gas_HVAC - Dedicated Outdoor Air System (DOAS)_A_Technical Potential | F11 | Commercial | Interruptible - Miscellaneous | New | Space Heating | Natural Gas | HVAC - Dedicated Outdoor Air System (DOAS) | A | Purchases (Cumulative) | Technical Potential | 0 | 0 | 0 | 0 | 0 | 0 | 0 | 0 | 0 | 0 | 0 | 0 | 0 | 0 | 0 | 0 | 0 | 0 | 0 | 0 | 0 | 0 | 0 | 0 | 0 | 0 | 0
F1_Commercial_Interruptible - Miscellaneous_New_Space Heating_Natural Gas_Destratification Fans (HVLS)_A_Technical Potential | F1 | Commercial | Interruptible - Miscellaneous | New | Space Heating | Natural Gas | Destratification Fans (HVLS) | A | Integrated Unit Energy Savings (kWh or therms) | Technical Potential | 0 | 0 | 0 | 0 | 0 | 0 | 0 | 0 | 0 | 0 | 0 | 0 | 0 | 0 | 0 | 0 | 0 | 0 | 0 | 0 | 0 | 0 | 0 | 0 | 0 | 0 | 0
F2_Commercial_Interruptible - Miscellaneous_New_Space Heating_Natural Gas_Destratification Fans (HVLS)_A_Technical Potential | F2 | Commercial | Interruptible - Miscellaneous | New | Space Heating | Natural Gas | Destratification Fans (HVLS) | A | Integrated Unit Summer Peak Savings (kW) | Technical Potential | 0 | 0 | 0 | 0 | 0 | 0 | 0 | 0 | 0 | 0 | 0 | 0 | 0 | 0 | 0 | 0 | 0 | 0 | 0 | 0 | 0 | 0 | 0 | 0 | 0 | 0 | 0
F3_Commercial_Interruptible - Miscellaneous_New_Space Heating_Natural Gas_Destratification Fans (HVLS)_A_Technical Potential | F3 | Commercial | Interruptible - Miscellaneous | New | Space Heating | Natural Gas | Destratification Fans (HVLS) | A | Integrated Unit Winter Peak Savings (kW) | Technical Potential | 0 | 0 | 0 | 0 | 0 | 0 | 0 | 0 | 0 | 0 | 0 | 0 | 0 | 0 | 0 | 0 | 0 | 0 | 0 | 0 | 0 | 0 | 0 | 0 | 0 | 0 | 0
F4_Commercial_Interruptible - Miscellaneous_New_Space Heating_Natural Gas_Destratification Fans (HVLS)_A_Technical Potential | F4 | Commercial | Interruptible - Miscellaneous | New | Space Heating | Natural Gas | Destratification Fans (HVLS) | A | Incremental Energy Savings (MWh or mTherms) | Technical Potential | 0 | 0 | 0 | 0 | 0 | 0 | 0 | 0 | 0 | 0 | 0 | 0 | 0 | 0 | 0 | 0 | 0 | 0 | 0 | 0 | 0 | 0 | 0 | 0 | 0 | 0 | 0
F5_Commercial_Interruptible - Miscellaneous_New_Space Heating_Natural Gas_Destratification Fans (HVLS)_A_Technical Potential | F5 | Commercial | Interruptible - Miscellaneous | New | Space Heating | Natural Gas | Destratification Fans (HVLS) | A | Incremental Summer Peak Savings (MW) | Technical Potential | 0 | 0 | 0 | 0 | 0 | 0 | 0 | 0 | 0 | 0 | 0 | 0 | 0 | 0 | 0 | 0 | 0 | 0 | 0 | 0 | 0 | 0 | 0 | 0 | 0 | 0 | 0
F6_Commercial_Interruptible - Miscellaneous_New_Space Heating_Natural Gas_Destratification Fans (HVLS)_A_Technical Potential | F6 | Commercial | Interruptible - Miscellaneous | New | Space Heating | Natural Gas | Destratification Fans (HVLS) | A | Incremental Winter Peak Savings (MW) | Technical Potential | 0 | 0 | 0 | 0 | 0 | 0 | 0 | 0 | 0 | 0 | 0 | 0 | 0 | 0 | 0 | 0 | 0 | 0 | 0 | 0 | 0 | 0 | 0 | 0 | 0 | 0 | 0
F7_Commercial_Interruptible - Miscellaneous_New_Space Heating_Natural Gas_Destratification Fans (HVLS)_A_Technical Potential | F7 | Commercial | Interruptible - Miscellaneous | New | Space Heating | Natural Gas | Destratification Fans (HVLS) | A | Cumulative Energy Savings (MWh or mTherms) | Technical Potential | 0 | 0 | 0 | 0 | 0 | 0 | 0 | 0 | 0 | 0 | 0 | 0 | 0 | 0 | 0 | 0 | 0 | 0 | 0 | 0 | 0 | 0 | 0 | 0 | 0 | 0 | 0
F8_Commercial_Interruptible - Miscellaneous_New_Space Heating_Natural Gas_Destratification Fans (HVLS)_A_Technical Potential | F8 | Commercial | Interruptible - Miscellaneous | New | Space Heating | Natural Gas | Destratification Fans (HVLS) | A | Cumulative Summer Peak Savings (MW) | Technical Potential | 0 | 0 | 0 | 0 | 0 | 0 | 0 | 0 | 0 | 0 | 0 | 0 | 0 | 0 | 0 | 0 | 0 | 0 | 0 | 0 | 0 | 0 | 0 | 0 | 0 | 0 | 0
F9_Commercial_Interruptible - Miscellaneous_New_Space Heating_Natural Gas_Destratification Fans (HVLS)_A_Technical Potential | F9 | Commercial | Interruptible - Miscellaneous | New | Space Heating | Natural Gas | Destratification Fans (HVLS) | A | Cumulative Winter Peak Savings (MW) | Technical Potential | 0 | 0 | 0 | 0 | 0 | 0 | 0 | 0 | 0 | 0 | 0 | 0 | 0 | 0 | 0 | 0 | 0 | 0 | 0 | 0 | 0 | 0 | 0 | 0 | 0 | 0 | 0
F10_Commercial_Interruptible - Miscellaneous_New_Space Heating_Natural Gas_Destratification Fans (HVLS)_A_Technical Potential | F10 | Commercial | Interruptible - Miscellaneous | New | Space Heating | Natural Gas | Destratification Fans (HVLS) | A | Purchases (Incremental) | Technical Potential | 0 | 0 | 0 | 0 | 0 | 0 | 0 | 0 | 0 | 0 | 0 | 0 | 0 | 0 | 0 | 0 | 0 | 0 | 0 | 0 | 0 | 0 | 0 | 0 | 0 | 0 | 0
F11_Commercial_Interruptible - Miscellaneous_New_Space Heating_Natural Gas_Destratification Fans (HVLS)_A_Technical Potential | F11 | Commercial | Interruptible - Miscellaneous | New | Space Heating | Natural Gas | Destratification Fans (HVLS) | A | Purchases (Cumulative) | Technical Potential | 0 | 0 | 0 | 0 | 0 | 0 | 0 | 0 | 0 | 0 | 0 | 0 | 0 | 0 | 0 | 0 | 0 | 0 | 0 | 0 | 0 | 0 | 0 | 0 | 0 | 0 | 0
F1_Commercial_Interruptible - Miscellaneous_New_Space Heating_Natural Gas_Gas Boiler - Maintenance_A_Technical Potential | F1 | Commercial | Interruptible - Miscellaneous | New | Space Heating | Natural Gas | Gas Boiler - Maintenance | A | Integrated Unit Energy Savings (kWh or therms) | Technical Potential | 0 | 0 | 0 | 0 | 0 | 0 | 0 | 0 | 0 | 0 | 0 | 0 | 0 | 0 | 0 | 0 | 0 | 0 | 0 | 0 | 0 | 0 | 0 | 0 | 0 | 0 | 0
F2_Commercial_Interruptible - Miscellaneous_New_Space Heating_Natural Gas_Gas Boiler - Maintenance_A_Technical Potential | F2 | Commercial | Interruptible - Miscellaneous | New | Space Heating | Natural Gas | Gas Boiler - Maintenance | A | Integrated Unit Summer Peak Savings (kW) | Technical Potential | 0 | 0 | 0 | 0 | 0 | 0 | 0 | 0 | 0 | 0 | 0 | 0 | 0 | 0 | 0 | 0 | 0 | 0 | 0 | 0 | 0 | 0 | 0 | 0 | 0 | 0 | 0
F3_Commercial_Interruptible - Miscellaneous_New_Space Heating_Natural Gas_Gas Boiler - Maintenance_A_Technical Potential | F3 | Commercial | Interruptible - Miscellaneous | New | Space Heating | Natural Gas | Gas Boiler - Maintenance | A | Integrated Unit Winter Peak Savings (kW) | Technical Potential | 0 | 0 | 0 | 0 | 0 | 0 | 0 | 0 | 0 | 0 | 0 | 0 | 0 | 0 | 0 | 0 | 0 | 0 | 0 | 0 | 0 | 0 | 0 | 0 | 0 | 0 | 0
F4_Commercial_Interruptible - Miscellaneous_New_Space Heating_Natural Gas_Gas Boiler - Maintenance_A_Technical Potential | F4 | Commercial | Interruptible - Miscellaneous | New | Space Heating | Natural Gas | Gas Boiler - Maintenance | A | Incremental Energy Savings (MWh or mTherms) | Technical Potential | 0 | 0 | 0 | 0 | 0 | 0 | 0 | 0 | 0 | 0 | 0 | 0 | 0 | 0 | 0 | 0 | 0 | 0 | 0 | 0 | 0 | 0 | 0 | 0 | 0 | 0 | 0
F5_Commercial_Interruptible - Miscellaneous_New_Space Heating_Natural Gas_Gas Boiler - Maintenance_A_Technical Potential | F5 | Commercial | Interruptible - Miscellaneous | New | Space Heating | Natural Gas | Gas Boiler - Maintenance | A | Incremental Summer Peak Savings (MW) | Technical Potential | 0 | 0 | 0 | 0 | 0 | 0 | 0 | 0 | 0 | 0 | 0 | 0 | 0 | 0 | 0 | 0 | 0 | 0 | 0 | 0 | 0 | 0 | 0 | 0 | 0 | 0 | 0
F6_Commercial_Interruptible - Miscellaneous_New_Space Heating_Natural Gas_Gas Boiler - Maintenance_A_Technical Potential | F6 | Commercial | Interruptible - Miscellaneous | New | Space Heating | Natural Gas | Gas Boiler - Maintenance | A | Incremental Winter Peak Savings (MW) | Technical Potential | 0 | 0 | 0 | 0 | 0 | 0 | 0 | 0 | 0 | 0 | 0 | 0 | 0 | 0 | 0 | 0 | 0 | 0 | 0 | 0 | 0 | 0 | 0 | 0 | 0 | 0 | 0
F7_Commercial_Interruptible - Miscellaneous_New_Space Heating_Natural Gas_Gas Boiler - Maintenance_A_Technical Potential | F7 | Commercial | Interruptible - Miscellaneous | New | Space Heating | Natural Gas | Gas Boiler - Maintenance | A | Cumulative Energy Savings (MWh or mTherms) | Technical Potential | 0 | 0 | 0 | 0 | 0 | 0 | 0 | 0 | 0 | 0 | 0 | 0 | 0 | 0 | 0 | 0 | 0 | 0 | 0 | 0 | 0 | 0 | 0 | 0 | 0 | 0 | 0
F8_Commercial_Interruptible - Miscellaneous_New_Space Heating_Natural Gas_Gas Boiler - Maintenance_A_Technical Potential | F8 | Commercial | Interruptible - Miscellaneous | New | Space Heating | Natural Gas | Gas Boiler - Maintenance | A | Cumulative Summer Peak Savings (MW) | Technical Potential | 0 | 0 | 0 | 0 | 0 | 0 | 0 | 0 | 0 | 0 | 0 | 0 | 0 | 0 | 0 | 0 | 0 | 0 | 0 | 0 | 0 | 0 | 0 | 0 | 0 | 0 | 0
F9_Commercial_Interruptible - Miscellaneous_New_Space Heating_Natural Gas_Gas Boiler - Maintenance_A_Technical Potential | F9 | Commercial | Interruptible - Miscellaneous | New | Space Heating | Natural Gas | Gas Boiler - Maintenance | A | Cumulative Winter Peak Savings (MW) | Technical Potential | 0 | 0 | 0 | 0 | 0 | 0 | 0 | 0 | 0 | 0 | 0 | 0 | 0 | 0 | 0 | 0 | 0 | 0 | 0 | 0 | 0 | 0 | 0 | 0 | 0 | 0 | 0
F10_Commercial_Interruptible - Miscellaneous_New_Space Heating_Natural Gas_Gas Boiler - Maintenance_A_Technical Potential | F10 | Commercial | Interruptible - Miscellaneous | New | Space Heating | Natural Gas | Gas Boiler - Maintenance | A | Purchases (Incremental) | Technical Potential | 0 | 0 | 0 | 0 | 0 | 0 | 0 | 0 | 0 | 0 | 0 | 0 | 0 | 0 | 0 | 0 | 0 | 0 | 0 | 0 | 0 | 0 | 0 | 0 | 0 | 0 | 0
F11_Commercial_Interruptible - Miscellaneous_New_Space Heating_Natural Gas_Gas Boiler - Maintenance_A_Technical Potential | F11 | Commercial | Interruptible - Miscellaneous | New | Space Heating | Natural Gas | Gas Boiler - Maintenance | A | Purchases (Cumulative) | Technical Potential | 0 | 0 | 0 | 0 | 0 | 0 | 0 | 0 | 0 | 0 | 0 | 0 | 0 | 0 | 0 | 0 | 0 | 0 | 0 | 0 | 0 | 0 | 0 | 0 | 0 | 0 | 0
F1_Commercial_Interruptible - Miscellaneous_New_Space Heating_Natural Gas_Gas Furnace - Maintenance_A_Technical Potential | F1 | Commercial | Interruptible - Miscellaneous | New | Space Heating | Natural Gas | Gas Furnace - Maintenance | A | Integrated Unit Energy Savings (kWh or therms) | Technical Potential | 0 | 0 | 0 | 0 | 0 | 0 | 0 | 0 | 0 | 0 | 0 | 0 | 0 | 0 | 0 | 0 | 0 | 0 | 0 | 0 | 0 | 0 | 0 | 0 | 0 | 0 | 0
F2_Commercial_Interruptible - Miscellaneous_New_Space Heating_Natural Gas_Gas Furnace - Maintenance_A_Technical Potential | F2 | Commercial | Interruptible - Miscellaneous | New | Space Heating | Natural Gas | Gas Furnace - Maintenance | A | Integrated Unit Summer Peak Savings (kW) | Technical Potential | 0 | 0 | 0 | 0 | 0 | 0 | 0 | 0 | 0 | 0 | 0 | 0 | 0 | 0 | 0 | 0 | 0 | 0 | 0 | 0 | 0 | 0 | 0 | 0 | 0 | 0 | 0
F3_Commercial_Interruptible - Miscellaneous_New_Space Heating_Natural Gas_Gas Furnace - Maintenance_A_Technical Potential | F3 | Commercial | Interruptible - Miscellaneous | New | Space Heating | Natural Gas | Gas Furnace - Maintenance | A | Integrated Unit Winter Peak Savings (kW) | Technical Potential | 0 | 0 | 0 | 0 | 0 | 0 | 0 | 0 | 0 | 0 | 0 | 0 | 0 | 0 | 0 | 0 | 0 | 0 | 0 | 0 | 0 | 0 | 0 | 0 | 0 | 0 | 0
F4_Commercial_Interruptible - Miscellaneous_New_Space Heating_Natural Gas_Gas Furnace - Maintenance_A_Technical Potential | F4 | Commercial | Interruptible - Miscellaneous | New | Space Heating | Natural Gas | Gas Furnace - Maintenance | A | Incremental Energy Savings (MWh or mTherms) | Technical Potential | 0 | 0 | 0 | 0 | 0 | 0 | 0 | 0 | 0 | 0 | 0 | 0 | 0 | 0 | 0 | 0 | 0 | 0 | 0 | 0 | 0 | 0 | 0 | 0 | 0 | 0 | 0
F5_Commercial_Interruptible - Miscellaneous_New_Space Heating_Natural Gas_Gas Furnace - Maintenance_A_Technical Potential | F5 | Commercial | Interruptible - Miscellaneous | New | Space Heating | Natural Gas | Gas Furnace - Maintenance | A | Incremental Summer Peak Savings (MW) | Technical Potential | 0 | 0 | 0 | 0 | 0 | 0 | 0 | 0 | 0 | 0 | 0 | 0 | 0 | 0 | 0 | 0 | 0 | 0 | 0 | 0 | 0 | 0 | 0 | 0 | 0 | 0 | 0
F6_Commercial_Interruptible - Miscellaneous_New_Space Heating_Natural Gas_Gas Furnace - Maintenance_A_Technical Potential | F6 | Commercial | Interruptible - Miscellaneous | New | Space Heating | Natural Gas | Gas Furnace - Maintenance | A | Incremental Winter Peak Savings (MW) | Technical Potential | 0 | 0 | 0 | 0 | 0 | 0 | 0 | 0 | 0 | 0 | 0 | 0 | 0 | 0 | 0 | 0 | 0 | 0 | 0 | 0 | 0 | 0 | 0 | 0 | 0 | 0 | 0
F7_Commercial_Interruptible - Miscellaneous_New_Space Heating_Natural Gas_Gas Furnace - Maintenance_A_Technical Potential | F7 | Commercial | Interruptible - Miscellaneous | New | Space Heating | Natural Gas | Gas Furnace - Maintenance | A | Cumulative Energy Savings (MWh or mTherms) | Technical Potential | 0 | 0 | 0 | 0 | 0 | 0 | 0 | 0 | 0 | 0 | 0 | 0 | 0 | 0 | 0 | 0 | 0 | 0 | 0 | 0 | 0 | 0 | 0 | 0 | 0 | 0 | 0
F8_Commercial_Interruptible - Miscellaneous_New_Space Heating_Natural Gas_Gas Furnace - Maintenance_A_Technical Potential | F8 | Commercial | Interruptible - Miscellaneous | New | Space Heating | Natural Gas | Gas Furnace - Maintenance | A | Cumulative Summer Peak Savings (MW) | Technical Potential | 0 | 0 | 0 | 0 | 0 | 0 | 0 | 0 | 0 | 0 | 0 | 0 | 0 | 0 | 0 | 0 | 0 | 0 | 0 | 0 | 0 | 0 | 0 | 0 | 0 | 0 | 0
F9_Commercial_Interruptible - Miscellaneous_New_Space Heating_Natural Gas_Gas Furnace - Maintenance_A_Technical Potential | F9 | Commercial | Interruptible - Miscellaneous | New | Space Heating | Natural Gas | Gas Furnace - Maintenance | A | Cumulative Winter Peak Savings (MW) | Technical Potential | 0 | 0 | 0 | 0 | 0 | 0 | 0 | 0 | 0 | 0 | 0 | 0 | 0 | 0 | 0 | 0 | 0 | 0 | 0 | 0 | 0 | 0 | 0 | 0 | 0 | 0 | 0
F10_Commercial_Interruptible - Miscellaneous_New_Space Heating_Natural Gas_Gas Furnace - Maintenance_A_Technical Potential | F10 | Commercial | Interruptible - Miscellaneous | New | Space Heating | Natural Gas | Gas Furnace - Maintenance | A | Purchases (Incremental) | Technical Potential | 0 | 0 | 0 | 0 | 0 | 0 | 0 | 0 | 0 | 0 | 0 | 0 | 0 | 0 | 0 | 0 | 0 | 0 | 0 | 0 | 0 | 0 | 0 | 0 | 0 | 0 | 0
F11_Commercial_Interruptible - Miscellaneous_New_Space Heating_Natural Gas_Gas Furnace - Maintenance_A_Technical Potential | F11 | Commercial | Interruptible - Miscellaneous | New | Space Heating | Natural Gas | Gas Furnace - Maintenance | A | Purchases (Cumulative) | Technical Potential | 0 | 0 | 0 | 0 | 0 | 0 | 0 | 0 | 0 | 0 | 0 | 0 | 0 | 0 | 0 | 0 | 0 | 0 | 0 | 0 | 0 | 0 | 0 | 0 | 0 | 0 | 0
F1_Commercial_Interruptible - Miscellaneous_New_Space Heating_Natural Gas_Gas Boiler - Hot Water Reset_A_Technical Potential | F1 | Commercial | Interruptible - Miscellaneous | New | Space Heating | Natural Gas | Gas Boiler - Hot Water Reset | A | Integrated Unit Energy Savings (kWh or therms) | Technical Potential | 0 | 0 | 0 | 0 | 0 | 0 | 0 | 0 | 0 | 0 | 0 | 0 | 0 | 0 | 0 | 0 | 0 | 0 | 0 | 0 | 0 | 0 | 0 | 0 | 0 | 0 | 0
F2_Commercial_Interruptible - Miscellaneous_New_Space Heating_Natural Gas_Gas Boiler - Hot Water Reset_A_Technical Potential | F2 | Commercial | Interruptible - Miscellaneous | New | Space Heating | Natural Gas | Gas Boiler - Hot Water Reset | A | Integrated Unit Summer Peak Savings (kW) | Technical Potential | 0 | 0 | 0 | 0 | 0 | 0 | 0 | 0 | 0 | 0 | 0 | 0 | 0 | 0 | 0 | 0 | 0 | 0 | 0 | 0 | 0 | 0 | 0 | 0 | 0 | 0 | 0
F3_Commercial_Interruptible - Miscellaneous_New_Space Heating_Natural Gas_Gas Boiler - Hot Water Reset_A_Technical Potential | F3 | Commercial | Interruptible - Miscellaneous | New | Space Heating | Natural Gas | Gas Boiler - Hot Water Reset | A | Integrated Unit Winter Peak Savings (kW) | Technical Potential | 0 | 0 | 0 | 0 | 0 | 0 | 0 | 0 | 0 | 0 | 0 | 0 | 0 | 0 | 0 | 0 | 0 | 0 | 0 | 0 | 0 | 0 | 0 | 0 | 0 | 0 | 0
F4_Commercial_Interruptible - Miscellaneous_New_Space Heating_Natural Gas_Gas Boiler - Hot Water Reset_A_Technical Potential | F4 | Commercial | Interruptible - Miscellaneous | New | Space Heating | Natural Gas | Gas Boiler - Hot Water Reset | A | Incremental Energy Savings (MWh or mTherms) | Technical Potential | 0 | 0 | 0 | 0 | 0 | 0 | 0 | 0 | 0 | 0 | 0 | 0 | 0 | 0 | 0 | 0 | 0 | 0 | 0 | 0 | 0 | 0 | 0 | 0 | 0 | 0 | 0
F5_Commercial_Interruptible - Miscellaneous_New_Space Heating_Natural Gas_Gas Boiler - Hot Water Reset_A_Technical Potential | F5 | Commercial | Interruptible - Miscellaneous | New | Space Heating | Natural Gas | Gas Boiler - Hot Water Reset | A | Incremental Summer Peak Savings (MW) | Technical Potential | 0 | 0 | 0 | 0 | 0 | 0 | 0 | 0 | 0 | 0 | 0 | 0 | 0 | 0 | 0 | 0 | 0 | 0 | 0 | 0 | 0 | 0 | 0 | 0 | 0 | 0 | 0
F6_Commercial_Interruptible - Miscellaneous_New_Space Heating_Natural Gas_Gas Boiler - Hot Water Reset_A_Technical Potential | F6 | Commercial | Interruptible - Miscellaneous | New | Space Heating | Natural Gas | Gas Boiler - Hot Water Reset | A | Incremental Winter Peak Savings (MW) | Technical Potential | 0 | 0 | 0 | 0 | 0 | 0 | 0 | 0 | 0 | 0 | 0 | 0 | 0 | 0 | 0 | 0 | 0 | 0 | 0 | 0 | 0 | 0 | 0 | 0 | 0 | 0 | 0
F7_Commercial_Interruptible - Miscellaneous_New_Space Heating_Natural Gas_Gas Boiler - Hot Water Reset_A_Technical Potential | F7 | Commercial | Interruptible - Miscellaneous | New | Space Heating | Natural Gas | Gas Boiler - Hot Water Reset | A | Cumulative Energy Savings (MWh or mTherms) | Technical Potential | 0 | 0 | 0 | 0 | 0 | 0 | 0 | 0 | 0 | 0 | 0 | 0 | 0 | 0 | 0 | 0 | 0 | 0 | 0 | 0 | 0 | 0 | 0 | 0 | 0 | 0 | 0
F8_Commercial_Interruptible - Miscellaneous_New_Space Heating_Natural Gas_Gas Boiler - Hot Water Reset_A_Technical Potential | F8 | Commercial | Interruptible - Miscellaneous | New | Space Heating | Natural Gas | Gas Boiler - Hot Water Reset | A | Cumulative Summer Peak Savings (MW) | Technical Potential | 0 | 0 | 0 | 0 | 0 | 0 | 0 | 0 | 0 | 0 | 0 | 0 | 0 | 0 | 0 | 0 | 0 | 0 | 0 | 0 | 0 | 0 | 0 | 0 | 0 | 0 | 0
F9_Commercial_Interruptible - Miscellaneous_New_Space Heating_Natural Gas_Gas Boiler - Hot Water Reset_A_Technical Potential | F9 | Commercial | Interruptible - Miscellaneous | New | Space Heating | Natural Gas | Gas Boiler - Hot Water Reset | A | Cumulative Winter Peak Savings (MW) | Technical Potential | 0 | 0 | 0 | 0 | 0 | 0 | 0 | 0 | 0 | 0 | 0 | 0 | 0 | 0 | 0 | 0 | 0 | 0 | 0 | 0 | 0 | 0 | 0 | 0 | 0 | 0 | 0
F10_Commercial_Interruptible - Miscellaneous_New_Space Heating_Natural Gas_Gas Boiler - Hot Water Reset_A_Technical Potential | F10 | Commercial | Interruptible - Miscellaneous | New | Space Heating | Natural Gas | Gas Boiler - Hot Water Reset | A | Purchases (Incremental) | Technical Potential | 0 | 0 | 0 | 0 | 0 | 0 | 0 | 0 | 0 | 0 | 0 | 0 | 0 | 0 | 0 | 0 | 0 | 0 | 0 | 0 | 0 | 0 | 0 | 0 | 0 | 0 | 0
F11_Commercial_Interruptible - Miscellaneous_New_Space Heating_Natural Gas_Gas Boiler - Hot Water Reset_A_Technical Potential | F11 | Commercial | Interruptible - Miscellaneous | New | Space Heating | Natural Gas | Gas Boiler - Hot Water Reset | A | Purchases (Cumulative) | Technical Potential | 0 | 0 | 0 | 0 | 0 | 0 | 0 | 0 | 0 | 0 | 0 | 0 | 0 | 0 | 0 | 0 | 0 | 0 | 0 | 0 | 0 | 0 | 0 | 0 | 0 | 0 | 0
F1_Commercial_Interruptible - Miscellaneous_New_Space Heating_Natural Gas_Gas Boiler - Steam Trap Replacement_A_Technical Potential | F1 | Commercial | Interruptible - Miscellaneous | New | Space Heating | Natural Gas | Gas Boiler - Steam Trap Replacement | A | Integrated Unit Energy Savings (kWh or therms) | Technical Potential | 0 | 0 | 0 | 0 | 0 | 0 | 0 | 0 | 0 | 0 | 0 | 0 | 0 | 0 | 0 | 0 | 0 | 0 | 0 | 0 | 0 | 0 | 0 | 0 | 0 | 0 | 0
F2_Commercial_Interruptible - Miscellaneous_New_Space Heating_Natural Gas_Gas Boiler - Steam Trap Replacement_A_Technical Potential | F2 | Commercial | Interruptible - Miscellaneous | New | Space Heating | Natural Gas | Gas Boiler - Steam Trap Replacement | A | Integrated Unit Summer Peak Savings (kW) | Technical Potential | 0 | 0 | 0 | 0 | 0 | 0 | 0 | 0 | 0 | 0 | 0 | 0 | 0 | 0 | 0 | 0 | 0 | 0 | 0 | 0 | 0 | 0 | 0 | 0 | 0 | 0 | 0
F3_Commercial_Interruptible - Miscellaneous_New_Space Heating_Natural Gas_Gas Boiler - Steam Trap Replacement_A_Technical Potential | F3 | Commercial | Interruptible - Miscellaneous | New | Space Heating | Natural Gas | Gas Boiler - Steam Trap Replacement | A | Integrated Unit Winter Peak Savings (kW) | Technical Potential | 0 | 0 | 0 | 0 | 0 | 0 | 0 | 0 | 0 | 0 | 0 | 0 | 0 | 0 | 0 | 0 | 0 | 0 | 0 | 0 | 0 | 0 | 0 | 0 | 0 | 0 | 0
F4_Commercial_Interruptible - Miscellaneous_New_Space Heating_Natural Gas_Gas Boiler - Steam Trap Replacement_A_Technical Potential | F4 | Commercial | Interruptible - Miscellaneous | New | Space Heating | Natural Gas | Gas Boiler - Steam Trap Replacement | A | Incremental Energy Savings (MWh or mTherms) | Technical Potential | 0 | 0 | 0 | 0 | 0 | 0 | 0 | 0 | 0 | 0 | 0 | 0 | 0 | 0 | 0 | 0 | 0 | 0 | 0 | 0 | 0 | 0 | 0 | 0 | 0 | 0 | 0
F5_Commercial_Interruptible - Miscellaneous_New_Space Heating_Natural Gas_Gas Boiler - Steam Trap Replacement_A_Technical Potential | F5 | Commercial | Interruptible - Miscellaneous | New | Space Heating | Natural Gas | Gas Boiler - Steam Trap Replacement | A | Incremental Summer Peak Savings (MW) | Technical Potential | 0 | 0 | 0 | 0 | 0 | 0 | 0 | 0 | 0 | 0 | 0 | 0 | 0 | 0 | 0 | 0 | 0 | 0 | 0 | 0 | 0 | 0 | 0 | 0 | 0 | 0 | 0
F6_Commercial_Interruptible - Miscellaneous_New_Space Heating_Natural Gas_Gas Boiler - Steam Trap Replacement_A_Technical Potential | F6 | Commercial | Interruptible - Miscellaneous | New | Space Heating | Natural Gas | Gas Boiler - Steam Trap Replacement | A | Incremental Winter Peak Savings (MW) | Technical Potential | 0 | 0 | 0 | 0 | 0 | 0 | 0 | 0 | 0 | 0 | 0 | 0 | 0 | 0 | 0 | 0 | 0 | 0 | 0 | 0 | 0 | 0 | 0 | 0 | 0 | 0 | 0
F7_Commercial_Interruptible - Miscellaneous_New_Space Heating_Natural Gas_Gas Boiler - Steam Trap Replacement_A_Technical Potential | F7 | Commercial | Interruptible - Miscellaneous | New | Space Heating | Natural Gas | Gas Boiler - Steam Trap Replacement | A | Cumulative Energy Savings (MWh or mTherms) | Technical Potential | 0 | 0 | 0 | 0 | 0 | 0 | 0 | 0 | 0 | 0 | 0 | 0 | 0 | 0 | 0 | 0 | 0 | 0 | 0 | 0 | 0 | 0 | 0 | 0 | 0 | 0 | 0
F8_Commercial_Interruptible - Miscellaneous_New_Space Heating_Natural Gas_Gas Boiler - Steam Trap Replacement_A_Technical Potential | F8 | Commercial | Interruptible - Miscellaneous | New | Space Heating | Natural Gas | Gas Boiler - Steam Trap Replacement | A | Cumulative Summer Peak Savings (MW) | Technical Potential | 0 | 0 | 0 | 0 | 0 | 0 | 0 | 0 | 0 | 0 | 0 | 0 | 0 | 0 | 0 | 0 | 0 | 0 | 0 | 0 | 0 | 0 | 0 | 0 | 0 | 0 | 0
F9_Commercial_Interruptible - Miscellaneous_New_Space Heating_Natural Gas_Gas Boiler - Steam Trap Replacement_A_Technical Potential | F9 | Commercial | Interruptible - Miscellaneous | New | Space Heating | Natural Gas | Gas Boiler - Steam Trap Replacement | A | Cumulative Winter Peak Savings (MW) | Technical Potential | 0 | 0 | 0 | 0 | 0 | 0 | 0 | 0 | 0 | 0 | 0 | 0 | 0 | 0 | 0 | 0 | 0 | 0 | 0 | 0 | 0 | 0 | 0 | 0 | 0 | 0 | 0
F10_Commercial_Interruptible - Miscellaneous_New_Space Heating_Natural Gas_Gas Boiler - Steam Trap Replacement_A_Technical Potential | F10 | Commercial | Interruptible - Miscellaneous | New | Space Heating | Natural Gas | Gas Boiler - Steam Trap Replacement | A | Purchases (Incremental) | Technical Potential | 0 | 0 | 0 | 0 | 0 | 0 | 0 | 0 | 0 | 0 | 0 | 0 | 0 | 0 | 0 | 0 | 0 | 0 | 0 | 0 | 0 | 0 | 0 | 0 | 0 | 0 | 0
F11_Commercial_Interruptible - Miscellaneous_New_Space Heating_Natural Gas_Gas Boiler - Steam Trap Replacement_A_Technical Potential | F11 | Commercial | Interruptible - Miscellaneous | New | Space Heating | Natural Gas | Gas Boiler - Steam Trap Replacement | A | Purchases (Cumulative) | Technical Potential | 0 | 0 | 0 | 0 | 0 | 0 | 0 | 0 | 0 | 0 | 0 | 0 | 0 | 0 | 0 | 0 | 0 | 0 | 0 | 0 | 0 | 0 | 0 | 0 | 0 | 0 | 0
F1_Commercial_Interruptible - Miscellaneous_New_Space Heating_Natural Gas_Gas Boiler - High Turndown Burner_A_Technical Potential | F1 | Commercial | Interruptible - Miscellaneous | New | Space Heating | Natural Gas | Gas Boiler - High Turndown Burner | A | Integrated Unit Energy Savings (kWh or therms) | Technical Potential | 0 | 0 | 0 | 0 | 0 | 0 | 0 | 0 | 0 | 0 | 0 | 0 | 0 | 0 | 0 | 0 | 0 | 0 | 0 | 0 | 0 | 0 | 0 | 0 | 0 | 0 | 0
F2_Commercial_Interruptible - Miscellaneous_New_Space Heating_Natural Gas_Gas Boiler - High Turndown Burner_A_Technical Potential | F2 | Commercial | Interruptible - Miscellaneous | New | Space Heating | Natural Gas | Gas Boiler - High Turndown Burner | A | Integrated Unit Summer Peak Savings (kW) | Technical Potential | 0 | 0 | 0 | 0 | 0 | 0 | 0 | 0 | 0 | 0 | 0 | 0 | 0 | 0 | 0 | 0 | 0 | 0 | 0 | 0 | 0 | 0 | 0 | 0 | 0 | 0 | 0
F3_Commercial_Interruptible - Miscellaneous_New_Space Heating_Natural Gas_Gas Boiler - High Turndown Burner_A_Technical Potential | F3 | Commercial | Interruptible - Miscellaneous | New | Space Heating | Natural Gas | Gas Boiler - High Turndown Burner | A | Integrated Unit Winter Peak Savings (kW) | Technical Potential | 0 | 0 | 0 | 0 | 0 | 0 | 0 | 0 | 0 | 0 | 0 | 0 | 0 | 0 | 0 | 0 | 0 | 0 | 0 | 0 | 0 | 0 | 0 | 0 | 0 | 0 | 0
F4_Commercial_Interruptible - Miscellaneous_New_Space Heating_Natural Gas_Gas Boiler - High Turndown Burner_A_Technical Potential | F4 | Commercial | Interruptible - Miscellaneous | New | Space Heating | Natural Gas | Gas Boiler - High Turndown Burner | A | Incremental Energy Savings (MWh or mTherms) | Technical Potential | 0 | 0 | 0 | 0 | 0 | 0 | 0 | 0 | 0 | 0 | 0 | 0 | 0 | 0 | 0 | 0 | 0 | 0 | 0 | 0 | 0 | 0 | 0 | 0 | 0 | 0 | 0
F5_Commercial_Interruptible - Miscellaneous_New_Space Heating_Natural Gas_Gas Boiler - High Turndown Burner_A_Technical Potential | F5 | Commercial | Interruptible - Miscellaneous | New | Space Heating | Natural Gas | Gas Boiler - High Turndown Burner | A | Incremental Summer Peak Savings (MW) | Technical Potential | 0 | 0 | 0 | 0 | 0 | 0 | 0 | 0 | 0 | 0 | 0 | 0 | 0 | 0 | 0 | 0 | 0 | 0 | 0 | 0 | 0 | 0 | 0 | 0 | 0 | 0 | 0
F6_Commercial_Interruptible - Miscellaneous_New_Space Heating_Natural Gas_Gas Boiler - High Turndown Burner_A_Technical Potential | F6 | Commercial | Interruptible - Miscellaneous | New | Space Heating | Natural Gas | Gas Boiler - High Turndown Burner | A | Incremental Winter Peak Savings (MW) | Technical Potential | 0 | 0 | 0 | 0 | 0 | 0 | 0 | 0 | 0 | 0 | 0 | 0 | 0 | 0 | 0 | 0 | 0 | 0 | 0 | 0 | 0 | 0 | 0 | 0 | 0 | 0 | 0
F7_Commercial_Interruptible - Miscellaneous_New_Space Heating_Natural Gas_Gas Boiler - High Turndown Burner_A_Technical Potential | F7 | Commercial | Interruptible - Miscellaneous | New | Space Heating | Natural Gas | Gas Boiler - High Turndown Burner | A | Cumulative Energy Savings (MWh or mTherms) | Technical Potential | 0 | 0 | 0 | 0 | 0 | 0 | 0 | 0 | 0 | 0 | 0 | 0 | 0 | 0 | 0 | 0 | 0 | 0 | 0 | 0 | 0 | 0 | 0 | 0 | 0 | 0 | 0
F8_Commercial_Interruptible - Miscellaneous_New_Space Heating_Natural Gas_Gas Boiler - High Turndown Burner_A_Technical Potential | F8 | Commercial | Interruptible - Miscellaneous | New | Space Heating | Natural Gas | Gas Boiler - High Turndown Burner | A | Cumulative Summer Peak Savings (MW) | Technical Potential | 0 | 0 | 0 | 0 | 0 | 0 | 0 | 0 | 0 | 0 | 0 | 0 | 0 | 0 | 0 | 0 | 0 | 0 | 0 | 0 | 0 | 0 | 0 | 0 | 0 | 0 | 0
F9_Commercial_Interruptible - Miscellaneous_New_Space Heating_Natural Gas_Gas Boiler - High Turndown Burner_A_Technical Potential | F9 | Commercial | Interruptible - Miscellaneous | New | Space Heating | Natural Gas | Gas Boiler - High Turndown Burner | A | Cumulative Winter Peak Savings (MW) | Technical Potential | 0 | 0 | 0 | 0 | 0 | 0 | 0 | 0 | 0 | 0 | 0 | 0 | 0 | 0 | 0 | 0 | 0 | 0 | 0 | 0 | 0 | 0 | 0 | 0 | 0 | 0 | 0
F10_Commercial_Interruptible - Miscellaneous_New_Space Heating_Natural Gas_Gas Boiler - High Turndown Burner_A_Technical Potential | F10 | Commercial | Interruptible - Miscellaneous | New | Space Heating | Natural Gas | Gas Boiler - High Turndown Burner | A | Purchases (Incremental) | Technical Potential | 0 | 0 | 0 | 0 | 0 | 0 | 0 | 0 | 0 | 0 | 0 | 0 | 0 | 0 | 0 | 0 | 0 | 0 | 0 | 0 | 0 | 0 | 0 | 0 | 0 | 0 | 0
F11_Commercial_Interruptible - Miscellaneous_New_Space Heating_Natural Gas_Gas Boiler - High Turndown Burner_A_Technical Potential | F11 | Commercial | Interruptible - Miscellaneous | New | Space Heating | Natural Gas | Gas Boiler - High Turndown Burner | A | Purchases (Cumulative) | Technical Potential | 0 | 0 | 0 | 0 | 0 | 0 | 0 | 0 | 0 | 0 | 0 | 0 | 0 | 0 | 0 | 0 | 0 | 0 | 0 | 0 | 0 | 0 | 0 | 0 | 0 | 0 | 0
F1_Commercial_Interruptible - Miscellaneous_New_Space Heating_Natural Gas_Gas Boiler - Burner Control Optimization_A_Technical Potential | F1 | Commercial | Interruptible - Miscellaneous | New | Space Heating | Natural Gas | Gas Boiler - Burner Control Optimization | A | Integrated Unit Energy Savings (kWh or therms) | Technical Potential | 0 | 0 | 0 | 0 | 0 | 0 | 0 | 0 | 0 | 0 | 0 | 0 | 0 | 0 | 0 | 0 | 0 | 0 | 0 | 0 | 0 | 0 | 0 | 0 | 0 | 0 | 0
F2_Commercial_Interruptible - Miscellaneous_New_Space Heating_Natural Gas_Gas Boiler - Burner Control Optimization_A_Technical Potential | F2 | Commercial | Interruptible - Miscellaneous | New | Space Heating | Natural Gas | Gas Boiler - Burner Control Optimization | A | Integrated Unit Summer Peak Savings (kW) | Technical Potential | 0 | 0 | 0 | 0 | 0 | 0 | 0 | 0 | 0 | 0 | 0 | 0 | 0 | 0 | 0 | 0 | 0 | 0 | 0 | 0 | 0 | 0 | 0 | 0 | 0 | 0 | 0
F3_Commercial_Interruptible - Miscellaneous_New_Space Heating_Natural Gas_Gas Boiler - Burner Control Optimization_A_Technical Potential | F3 | Commercial | Interruptible - Miscellaneous | New | Space Heating | Natural Gas | Gas Boiler - Burner Control Optimization | A | Integrated Unit Winter Peak Savings (kW) | Technical Potential | 0 | 0 | 0 | 0 | 0 | 0 | 0 | 0 | 0 | 0 | 0 | 0 | 0 | 0 | 0 | 0 | 0 | 0 | 0 | 0 | 0 | 0 | 0 | 0 | 0 | 0 | 0
F4_Commercial_Interruptible - Miscellaneous_New_Space Heating_Natural Gas_Gas Boiler - Burner Control Optimization_A_Technical Potential | F4 | Commercial | Interruptible - Miscellaneous | New | Space Heating | Natural Gas | Gas Boiler - Burner Control Optimization | A | Incremental Energy Savings (MWh or mTherms) | Technical Potential | 0 | 0 | 0 | 0 | 0 | 0 | 0 | 0 | 0 | 0 | 0 | 0 | 0 | 0 | 0 | 0 | 0 | 0 | 0 | 0 | 0 | 0 | 0 | 0 | 0 | 0 | 0
F5_Commercial_Interruptible - Miscellaneous_New_Space Heating_Natural Gas_Gas Boiler - Burner Control Optimization_A_Technical Potential | F5 | Commercial | Interruptible - Miscellaneous | New | Space Heating | Natural Gas | Gas Boiler - Burner Control Optimization | A | Incremental Summer Peak Savings (MW) | Technical Potential | 0 | 0 | 0 | 0 | 0 | 0 | 0 | 0 | 0 | 0 | 0 | 0 | 0 | 0 | 0 | 0 | 0 | 0 | 0 | 0 | 0 | 0 | 0 | 0 | 0 | 0 | 0
F6_Commercial_Interruptible - Miscellaneous_New_Space Heating_Natural Gas_Gas Boiler - Burner Control Optimization_A_Technical Potential | F6 | Commercial | Interruptible - Miscellaneous | New | Space Heating | Natural Gas | Gas Boiler - Burner Control Optimization | A | Incremental Winter Peak Savings (MW) | Technical Potential | 0 | 0 | 0 | 0 | 0 | 0 | 0 | 0 | 0 | 0 | 0 | 0 | 0 | 0 | 0 | 0 | 0 | 0 | 0 | 0 | 0 | 0 | 0 | 0 | 0 | 0 | 0
F7_Commercial_Interruptible - Miscellaneous_New_Space Heating_Natural Gas_Gas Boiler - Burner Control Optimization_A_Technical Potential | F7 | Commercial | Interruptible - Miscellaneous | New | Space Heating | Natural Gas | Gas Boiler - Burner Control Optimization | A | Cumulative Energy Savings (MWh or mTherms) | Technical Potential | 0 | 0 | 0 | 0 | 0 | 0 | 0 | 0 | 0 | 0 | 0 | 0 | 0 | 0 | 0 | 0 | 0 | 0 | 0 | 0 | 0 | 0 | 0 | 0 | 0 | 0 | 0
F8_Commercial_Interruptible - Miscellaneous_New_Space Heating_Natural Gas_Gas Boiler - Burner Control Optimization_A_Technical Potential | F8 | Commercial | Interruptible - Miscellaneous | New | Space Heating | Natural Gas | Gas Boiler - Burner Control Optimization | A | Cumulative Summer Peak Savings (MW) | Technical Potential | 0 | 0 | 0 | 0 | 0 | 0 | 0 | 0 | 0 | 0 | 0 | 0 | 0 | 0 | 0 | 0 | 0 | 0 | 0 | 0 | 0 | 0 | 0 | 0 | 0 | 0 | 0
F9_Commercial_Interruptible - Miscellaneous_New_Space Heating_Natural Gas_Gas Boiler - Burner Control Optimization_A_Technical Potential | F9 | Commercial | Interruptible - Miscellaneous | New | Space Heating | Natural Gas | Gas Boiler - Burner Control Optimization | A | Cumulative Winter Peak Savings (MW) | Technical Potential | 0 | 0 | 0 | 0 | 0 | 0 | 0 | 0 | 0 | 0 | 0 | 0 | 0 | 0 | 0 | 0 | 0 | 0 | 0 | 0 | 0 | 0 | 0 | 0 | 0 | 0 | 0
F10_Commercial_Interruptible - Miscellaneous_New_Space Heating_Natural Gas_Gas Boiler - Burner Control Optimization_A_Technical Potential | F10 | Commercial | Interruptible - Miscellaneous | New | Space Heating | Natural Gas | Gas Boiler - Burner Control Optimization | A | Purchases (Incremental) | Technical Potential | 0 | 0 | 0 | 0 | 0 | 0 | 0 | 0 | 0 | 0 | 0 | 0 | 0 | 0 | 0 | 0 | 0 | 0 | 0 | 0 | 0 | 0 | 0 | 0 | 0 | 0 | 0
F11_Commercial_Interruptible - Miscellaneous_New_Space Heating_Natural Gas_Gas Boiler - Burner Control Optimization_A_Technical Potential | F11 | Commercial | Interruptible - Miscellaneous | New | Space Heating | Natural Gas | Gas Boiler - Burner Control Optimization | A | Purchases (Cumulative) | Technical Potential | 0 | 0 | 0 | 0 | 0 | 0 | 0 | 0 | 0 | 0 | 0 | 0 | 0 | 0 | 0 | 0 | 0 | 0 | 0 | 0 | 0 | 0 | 0 | 0 | 0 | 0 | 0
F1_Commercial_Interruptible - Miscellaneous_New_Space Heating_Natural Gas_Gas Boiler - Stack Economizer_A_Technical Potential | F1 | Commercial | Interruptible - Miscellaneous | New | Space Heating | Natural Gas | Gas Boiler - Stack Economizer | A | Integrated Unit Energy Savings (kWh or therms) | Technical Potential | 0 | 0 | 0 | 0 | 0 | 0 | 0 | 0 | 0 | 0 | 0 | 0 | 0 | 0 | 0 | 0 | 0 | 0 | 0 | 0 | 0 | 0 | 0 | 0 | 0 | 0 | 0
F2_Commercial_Interruptible - Miscellaneous_New_Space Heating_Natural Gas_Gas Boiler - Stack Economizer_A_Technical Potential | F2 | Commercial | Interruptible - Miscellaneous | New | Space Heating | Natural Gas | Gas Boiler - Stack Economizer | A | Integrated Unit Summer Peak Savings (kW) | Technical Potential | 0 | 0 | 0 | 0 | 0 | 0 | 0 | 0 | 0 | 0 | 0 | 0 | 0 | 0 | 0 | 0 | 0 | 0 | 0 | 0 | 0 | 0 | 0 | 0 | 0 | 0 | 0
F3_Commercial_Interruptible - Miscellaneous_New_Space Heating_Natural Gas_Gas Boiler - Stack Economizer_A_Technical Potential | F3 | Commercial | Interruptible - Miscellaneous | New | Space Heating | Natural Gas | Gas Boiler - Stack Economizer | A | Integrated Unit Winter Peak Savings (kW) | Technical Potential | 0 | 0 | 0 | 0 | 0 | 0 | 0 | 0 | 0 | 0 | 0 | 0 | 0 | 0 | 0 | 0 | 0 | 0 | 0 | 0 | 0 | 0 | 0 | 0 | 0 | 0 | 0
F4_Commercial_Interruptible - Miscellaneous_New_Space Heating_Natural Gas_Gas Boiler - Stack Economizer_A_Technical Potential | F4 | Commercial | Interruptible - Miscellaneous | New | Space Heating | Natural Gas | Gas Boiler - Stack Economizer | A | Incremental Energy Savings (MWh or mTherms) | Technical Potential | 0 | 0 | 0 | 0 | 0 | 0 | 0 | 0 | 0 | 0 | 0 | 0 | 0 | 0 | 0 | 0 | 0 | 0 | 0 | 0 | 0 | 0 | 0 | 0 | 0 | 0 | 0
F5_Commercial_Interruptible - Miscellaneous_New_Space Heating_Natural Gas_Gas Boiler - Stack Economizer_A_Technical Potential | F5 | Commercial | Interruptible - Miscellaneous | New | Space Heating | Natural Gas | Gas Boiler - Stack Economizer | A | Incremental Summer Peak Savings (MW) | Technical Potential | 0 | 0 | 0 | 0 | 0 | 0 | 0 | 0 | 0 | 0 | 0 | 0 | 0 | 0 | 0 | 0 | 0 | 0 | 0 | 0 | 0 | 0 | 0 | 0 | 0 | 0 | 0
F6_Commercial_Interruptible - Miscellaneous_New_Space Heating_Natural Gas_Gas Boiler - Stack Economizer_A_Technical Potential | F6 | Commercial | Interruptible - Miscellaneous | New | Space Heating | Natural Gas | Gas Boiler - Stack Economizer | A | Incremental Winter Peak Savings (MW) | Technical Potential | 0 | 0 | 0 | 0 | 0 | 0 | 0 | 0 | 0 | 0 | 0 | 0 | 0 | 0 | 0 | 0 | 0 | 0 | 0 | 0 | 0 | 0 | 0 | 0 | 0 | 0 | 0
F7_Commercial_Interruptible - Miscellaneous_New_Space Heating_Natural Gas_Gas Boiler - Stack Economizer_A_Technical Potential | F7 | Commercial | Interruptible - Miscellaneous | New | Space Heating | Natural Gas | Gas Boiler - Stack Economizer | A | Cumulative Energy Savings (MWh or mTherms) | Technical Potential | 0 | 0 | 0 | 0 | 0 | 0 | 0 | 0 | 0 | 0 | 0 | 0 | 0 | 0 | 0 | 0 | 0 | 0 | 0 | 0 | 0 | 0 | 0 | 0 | 0 | 0 | 0
F8_Commercial_Interruptible - Miscellaneous_New_Space Heating_Natural Gas_Gas Boiler - Stack Economizer_A_Technical Potential | F8 | Commercial | Interruptible - Miscellaneous | New | Space Heating | Natural Gas | Gas Boiler - Stack Economizer | A | Cumulative Summer Peak Savings (MW) | Technical Potential | 0 | 0 | 0 | 0 | 0 | 0 | 0 | 0 | 0 | 0 | 0 | 0 | 0 | 0 | 0 | 0 | 0 | 0 | 0 | 0 | 0 | 0 | 0 | 0 | 0 | 0 | 0
F9_Commercial_Interruptible - Miscellaneous_New_Space Heating_Natural Gas_Gas Boiler - Stack Economizer_A_Technical Potential | F9 | Commercial | Interruptible - Miscellaneous | New | Space Heating | Natural Gas | Gas Boiler - Stack Economizer | A | Cumulative Winter Peak Savings (MW) | Technical Potential | 0 | 0 | 0 | 0 | 0 | 0 | 0 | 0 | 0 | 0 | 0 | 0 | 0 | 0 | 0 | 0 | 0 | 0 | 0 | 0 | 0 | 0 | 0 | 0 | 0 | 0 | 0
F10_Commercial_Interruptible - Miscellaneous_New_Space Heating_Natural Gas_Gas Boiler - Stack Economizer_A_Technical Potential | F10 | Commercial | Interruptible - Miscellaneous | New | Space Heating | Natural Gas | Gas Boiler - Stack Economizer | A | Purchases (Incremental) | Technical Potential | 0 | 0 | 0 | 0 | 0 | 0 | 0 | 0 | 0 | 0 | 0 | 0 | 0 | 0 | 0 | 0 | 0 | 0 | 0 | 0 | 0 | 0 | 0 | 0 | 0 | 0 | 0
F11_Commercial_Interruptible - Miscellaneous_New_Space Heating_Natural Gas_Gas Boiler - Stack Economizer_A_Technical Potential | F11 | Commercial | Interruptible - Miscellaneous | New | Space Heating | Natural Gas | Gas Boiler - Stack Economizer | A | Purchases (Cumulative) | Technical Potential | 0 | 0 | 0 | 0 | 0 | 0 | 0 | 0 | 0 | 0 | 0 | 0 | 0 | 0 | 0 | 0 | 0 | 0 | 0 | 0 | 0 | 0 | 0 | 0 | 0 | 0 | 0
F1_Commercial_Interruptible - Miscellaneous_New_Space Heating_Natural Gas_Gas Boiler - Thermostatic Radiator Valves_A_Technical Potential | F1 | Commercial | Interruptible - Miscellaneous | New | Space Heating | Natural Gas | Gas Boiler - Thermostatic Radiator Valves | A | Integrated Unit Energy Savings (kWh or therms) | Technical Potential | 0 | 0 | 0 | 0 | 0 | 0 | 0 | 0 | 0 | 0 | 0 | 0 | 0 | 0 | 0 | 0 | 0 | 0 | 0 | 0 | 0 | 0 | 0 | 0 | 0 | 0 | 0
F2_Commercial_Interruptible - Miscellaneous_New_Space Heating_Natural Gas_Gas Boiler - Thermostatic Radiator Valves_A_Technical Potential | F2 | Commercial | Interruptible - Miscellaneous | New | Space Heating | Natural Gas | Gas Boiler - Thermostatic Radiator Valves | A | Integrated Unit Summer Peak Savings (kW) | Technical Potential | 0 | 0 | 0 | 0 | 0 | 0 | 0 | 0 | 0 | 0 | 0 | 0 | 0 | 0 | 0 | 0 | 0 | 0 | 0 | 0 | 0 | 0 | 0 | 0 | 0 | 0 | 0
F3_Commercial_Interruptible - Miscellaneous_New_Space Heating_Natural Gas_Gas Boiler - Thermostatic Radiator Valves_A_Technical Potential | F3 | Commercial | Interruptible - Miscellaneous | New | Space Heating | Natural Gas | Gas Boiler - Thermostatic Radiator Valves | A | Integrated Unit Winter Peak Savings (kW) | Technical Potential | 0 | 0 | 0 | 0 | 0 | 0 | 0 | 0 | 0 | 0 | 0 | 0 | 0 | 0 | 0 | 0 | 0 | 0 | 0 | 0 | 0 | 0 | 0 | 0 | 0 | 0 | 0
F4_Commercial_Interruptible - Miscellaneous_New_Space Heating_Natural Gas_Gas Boiler - Thermostatic Radiator Valves_A_Technical Potential | F4 | Commercial | Interruptible - Miscellaneous | New | Space Heating | Natural Gas | Gas Boiler - Thermostatic Radiator Valves | A | Incremental Energy Savings (MWh or mTherms) | Technical Potential | 0 | 0 | 0 | 0 | 0 | 0 | 0 | 0 | 0 | 0 | 0 | 0 | 0 | 0 | 0 | 0 | 0 | 0 | 0 | 0 | 0 | 0 | 0 | 0 | 0 | 0 | 0
F5_Commercial_Interruptible - Miscellaneous_New_Space Heating_Natural Gas_Gas Boiler - Thermostatic Radiator Valves_A_Technical Potential | F5 | Commercial | Interruptible - Miscellaneous | New | Space Heating | Natural Gas | Gas Boiler - Thermostatic Radiator Valves | A | Incremental Summer Peak Savings (MW) | Technical Potential | 0 | 0 | 0 | 0 | 0 | 0 | 0 | 0 | 0 | 0 | 0 | 0 | 0 | 0 | 0 | 0 | 0 | 0 | 0 | 0 | 0 | 0 | 0 | 0 | 0 | 0 | 0
F6_Commercial_Interruptible - Miscellaneous_New_Space Heating_Natural Gas_Gas Boiler - Thermostatic Radiator Valves_A_Technical Potential | F6 | Commercial | Interruptible - Miscellaneous | New | Space Heating | Natural Gas | Gas Boiler - Thermostatic Radiator Valves | A | Incremental Winter Peak Savings (MW) | Technical Potential | 0 | 0 | 0 | 0 | 0 | 0 | 0 | 0 | 0 | 0 | 0 | 0 | 0 | 0 | 0 | 0 | 0 | 0 | 0 | 0 | 0 | 0 | 0 | 0 | 0 | 0 | 0
F7_Commercial_Interruptible - Miscellaneous_New_Space Heating_Natural Gas_Gas Boiler - Thermostatic Radiator Valves_A_Technical Potential | F7 | Commercial | Interruptible - Miscellaneous | New | Space Heating | Natural Gas | Gas Boiler - Thermostatic Radiator Valves | A | Cumulative Energy Savings (MWh or mTherms) | Technical Potential | 0 | 0 | 0 | 0 | 0 | 0 | 0 | 0 | 0 | 0 | 0 | 0 | 0 | 0 | 0 | 0 | 0 | 0 | 0 | 0 | 0 | 0 | 0 | 0 | 0 | 0 | 0
F8_Commercial_Interruptible - Miscellaneous_New_Space Heating_Natural Gas_Gas Boiler - Thermostatic Radiator Valves_A_Technical Potential | F8 | Commercial | Interruptible - Miscellaneous | New | Space Heating | Natural Gas | Gas Boiler - Thermostatic Radiator Valves | A | Cumulative Summer Peak Savings (MW) | Technical Potential | 0 | 0 | 0 | 0 | 0 | 0 | 0 | 0 | 0 | 0 | 0 | 0 | 0 | 0 | 0 | 0 | 0 | 0 | 0 | 0 | 0 | 0 | 0 | 0 | 0 | 0 | 0
F9_Commercial_Interruptible - Miscellaneous_New_Space Heating_Natural Gas_Gas Boiler - Thermostatic Radiator Valves_A_Technical Potential | F9 | Commercial | Interruptible - Miscellaneous | New | Space Heating | Natural Gas | Gas Boiler - Thermostatic Radiator Valves | A | Cumulative Winter Peak Savings (MW) | Technical Potential | 0 | 0 | 0 | 0 | 0 | 0 | 0 | 0 | 0 | 0 | 0 | 0 | 0 | 0 | 0 | 0 | 0 | 0 | 0 | 0 | 0 | 0 | 0 | 0 | 0 | 0 | 0
F10_Commercial_Interruptible - Miscellaneous_New_Space Heating_Natural Gas_Gas Boiler - Thermostatic Radiator Valves_A_Technical Potential | F10 | Commercial | Interruptible - Miscellaneous | New | Space Heating | Natural Gas | Gas Boiler - Thermostatic Radiator Valves | A | Purchases (Incremental) | Technical Potential | 0 | 0 | 0 | 0 | 0 | 0 | 0 | 0 | 0 | 0 | 0 | 0 | 0 | 0 | 0 | 0 | 0 | 0 | 0 | 0 | 0 | 0 | 0 | 0 | 0 | 0 | 0
F11_Commercial_Interruptible - Miscellaneous_New_Space Heating_Natural Gas_Gas Boiler - Thermostatic Radiator Valves_A_Technical Potential | F11 | Commercial | Interruptible - Miscellaneous | New | Space Heating | Natural Gas | Gas Boiler - Thermostatic Radiator Valves | A | Purchases (Cumulative) | Technical Potential | 0 | 0 | 0 | 0 | 0 | 0 | 0 | 0 | 0 | 0 | 0 | 0 | 0 | 0 | 0 | 0 | 0 | 0 | 0 | 0 | 0 | 0 | 0 | 0 | 0 | 0 | 0
F1_Commercial_Interruptible - Miscellaneous_New_Space Heating_Natural Gas_HVAC - Shut Off Damper_A_Technical Potential | F1 | Commercial | Interruptible - Miscellaneous | New | Space Heating | Natural Gas | HVAC - Shut Off Damper | A | Integrated Unit Energy Savings (kWh or therms) | Technical Potential | 0 | 0 | 0 | 0 | 0 | 0 | 0 | 0 | 0 | 0 | 0 | 0 | 0 | 0 | 0 | 0 | 0 | 0 | 0 | 0 | 0 | 0 | 0 | 0 | 0 | 0 | 0
F2_Commercial_Interruptible - Miscellaneous_New_Space Heating_Natural Gas_HVAC - Shut Off Damper_A_Technical Potential | F2 | Commercial | Interruptible - Miscellaneous | New | Space Heating | Natural Gas | HVAC - Shut Off Damper | A | Integrated Unit Summer Peak Savings (kW) | Technical Potential | 0 | 0 | 0 | 0 | 0 | 0 | 0 | 0 | 0 | 0 | 0 | 0 | 0 | 0 | 0 | 0 | 0 | 0 | 0 | 0 | 0 | 0 | 0 | 0 | 0 | 0 | 0
F3_Commercial_Interruptible - Miscellaneous_New_Space Heating_Natural Gas_HVAC - Shut Off Damper_A_Technical Potential | F3 | Commercial | Interruptible - Miscellaneous | New | Space Heating | Natural Gas | HVAC - Shut Off Damper | A | Integrated Unit Winter Peak Savings (kW) | Technical Potential | 0 | 0 | 0 | 0 | 0 | 0 | 0 | 0 | 0 | 0 | 0 | 0 | 0 | 0 | 0 | 0 | 0 | 0 | 0 | 0 | 0 | 0 | 0 | 0 | 0 | 0 | 0
F4_Commercial_Interruptible - Miscellaneous_New_Space Heating_Natural Gas_HVAC - Shut Off Damper_A_Technical Potential | F4 | Commercial | Interruptible - Miscellaneous | New | Space Heating | Natural Gas | HVAC - Shut Off Damper | A | Incremental Energy Savings (MWh or mTherms) | Technical Potential | 0 | 0 | 0 | 0 | 0 | 0 | 0 | 0 | 0 | 0 | 0 | 0 | 0 | 0 | 0 | 0 | 0 | 0 | 0 | 0 | 0 | 0 | 0 | 0 | 0 | 0 | 0
F5_Commercial_Interruptible - Miscellaneous_New_Space Heating_Natural Gas_HVAC - Shut Off Damper_A_Technical Potential | F5 | Commercial | Interruptible - Miscellaneous | New | Space Heating | Natural Gas | HVAC - Shut Off Damper | A | Incremental Summer Peak Savings (MW) | Technical Potential | 0 | 0 | 0 | 0 | 0 | 0 | 0 | 0 | 0 | 0 | 0 | 0 | 0 | 0 | 0 | 0 | 0 | 0 | 0 | 0 | 0 | 0 | 0 | 0 | 0 | 0 | 0
F6_Commercial_Interruptible - Miscellaneous_New_Space Heating_Natural Gas_HVAC - Shut Off Damper_A_Technical Potential | F6 | Commercial | Interruptible - Miscellaneous | New | Space Heating | Natural Gas | HVAC - Shut Off Damper | A | Incremental Winter Peak Savings (MW) | Technical Potential | 0 | 0 | 0 | 0 | 0 | 0 | 0 | 0 | 0 | 0 | 0 | 0 | 0 | 0 | 0 | 0 | 0 | 0 | 0 | 0 | 0 | 0 | 0 | 0 | 0 | 0 | 0
F7_Commercial_Interruptible - Miscellaneous_New_Space Heating_Natural Gas_HVAC - Shut Off Damper_A_Technical Potential | F7 | Commercial | Interruptible - Miscellaneous | New | Space Heating | Natural Gas | HVAC - Shut Off Damper | A | Cumulative Energy Savings (MWh or mTherms) | Technical Potential | 0 | 0 | 0 | 0 | 0 | 0 | 0 | 0 | 0 | 0 | 0 | 0 | 0 | 0 | 0 | 0 | 0 | 0 | 0 | 0 | 0 | 0 | 0 | 0 | 0 | 0 | 0
F8_Commercial_Interruptible - Miscellaneous_New_Space Heating_Natural Gas_HVAC - Shut Off Damper_A_Technical Potential | F8 | Commercial | Interruptible - Miscellaneous | New | Space Heating | Natural Gas | HVAC - Shut Off Damper | A | Cumulative Summer Peak Savings (MW) | Technical Potential | 0 | 0 | 0 | 0 | 0 | 0 | 0 | 0 | 0 | 0 | 0 | 0 | 0 | 0 | 0 | 0 | 0 | 0 | 0 | 0 | 0 | 0 | 0 | 0 | 0 | 0 | 0
F9_Commercial_Interruptible - Miscellaneous_New_Space Heating_Natural Gas_HVAC - Shut Off Damper_A_Technical Potential | F9 | Commercial | Interruptible - Miscellaneous | New | Space Heating | Natural Gas | HVAC - Shut Off Damper | A | Cumulative Winter Peak Savings (MW) | Technical Potential | 0 | 0 | 0 | 0 | 0 | 0 | 0 | 0 | 0 | 0 | 0 | 0 | 0 | 0 | 0 | 0 | 0 | 0 | 0 | 0 | 0 | 0 | 0 | 0 | 0 | 0 | 0
F10_Commercial_Interruptible - Miscellaneous_New_Space Heating_Natural Gas_HVAC - Shut Off Damper_A_Technical Potential | F10 | Commercial | Interruptible - Miscellaneous | New | Space Heating | Natural Gas | HVAC - Shut Off Damper | A | Purchases (Incremental) | Technical Potential | 0 | 0 | 0 | 0 | 0 | 0 | 0 | 0 | 0 | 0 | 0 | 0 | 0 | 0 | 0 | 0 | 0 | 0 | 0 | 0 | 0 | 0 | 0 | 0 | 0 | 0 | 0
F11_Commercial_Interruptible - Miscellaneous_New_Space Heating_Natural Gas_HVAC - Shut Off Damper_A_Technical Potential | F11 | Commercial | Interruptible - Miscellaneous | New | Space Heating | Natural Gas | HVAC - Shut Off Damper | A | Purchases (Cumulative) | Technical Potential | 0 | 0 | 0 | 0 | 0 | 0 | 0 | 0 | 0 | 0 | 0 | 0 | 0 | 0 | 0 | 0 | 0 | 0 | 0 | 0 | 0 | 0 | 0 | 0 | 0 | 0 | 0
F1_Commercial_Interruptible - Miscellaneous_New_Space Heating_Natural Gas_Gas Furnace - Tube Inserts_A_Technical Potential | F1 | Commercial | Interruptible - Miscellaneous | New | Space Heating | Natural Gas | Gas Furnace - Tube Inserts | A | Integrated Unit Energy Savings (kWh or therms) | Technical Potential | 0 | 0 | 0 | 0 | 0 | 0 | 0 | 0 | 0 | 0 | 0 | 0 | 0 | 0 | 0 | 0 | 0 | 0 | 0 | 0 | 0 | 0 | 0 | 0 | 0 | 0 | 0
F2_Commercial_Interruptible - Miscellaneous_New_Space Heating_Natural Gas_Gas Furnace - Tube Inserts_A_Technical Potential | F2 | Commercial | Interruptible - Miscellaneous | New | Space Heating | Natural Gas | Gas Furnace - Tube Inserts | A | Integrated Unit Summer Peak Savings (kW) | Technical Potential | 0 | 0 | 0 | 0 | 0 | 0 | 0 | 0 | 0 | 0 | 0 | 0 | 0 | 0 | 0 | 0 | 0 | 0 | 0 | 0 | 0 | 0 | 0 | 0 | 0 | 0 | 0
F3_Commercial_Interruptible - Miscellaneous_New_Space Heating_Natural Gas_Gas Furnace - Tube Inserts_A_Technical Potential | F3 | Commercial | Interruptible - Miscellaneous | New | Space Heating | Natural Gas | Gas Furnace - Tube Inserts | A | Integrated Unit Winter Peak Savings (kW) | Technical Potential | 0 | 0 | 0 | 0 | 0 | 0 | 0 | 0 | 0 | 0 | 0 | 0 | 0 | 0 | 0 | 0 | 0 | 0 | 0 | 0 | 0 | 0 | 0 | 0 | 0 | 0 | 0
F4_Commercial_Interruptible - Miscellaneous_New_Space Heating_Natural Gas_Gas Furnace - Tube Inserts_A_Technical Potential | F4 | Commercial | Interruptible - Miscellaneous | New | Space Heating | Natural Gas | Gas Furnace - Tube Inserts | A | Incremental Energy Savings (MWh or mTherms) | Technical Potential | 0 | 0 | 0 | 0 | 0 | 0 | 0 | 0 | 0 | 0 | 0 | 0 | 0 | 0 | 0 | 0 | 0 | 0 | 0 | 0 | 0 | 0 | 0 | 0 | 0 | 0 | 0
F5_Commercial_Interruptible - Miscellaneous_New_Space Heating_Natural Gas_Gas Furnace - Tube Inserts_A_Technical Potential | F5 | Commercial | Interruptible - Miscellaneous | New | Space Heating | Natural Gas | Gas Furnace - Tube Inserts | A | Incremental Summer Peak Savings (MW) | Technical Potential | 0 | 0 | 0 | 0 | 0 | 0 | 0 | 0 | 0 | 0 | 0 | 0 | 0 | 0 | 0 | 0 | 0 | 0 | 0 | 0 | 0 | 0 | 0 | 0 | 0 | 0 | 0
F6_Commercial_Interruptible - Miscellaneous_New_Space Heating_Natural Gas_Gas Furnace - Tube Inserts_A_Technical Potential | F6 | Commercial | Interruptible - Miscellaneous | New | Space Heating | Natural Gas | Gas Furnace - Tube Inserts | A | Incremental Winter Peak Savings (MW) | Technical Potential | 0 | 0 | 0 | 0 | 0 | 0 | 0 | 0 | 0 | 0 | 0 | 0 | 0 | 0 | 0 | 0 | 0 | 0 | 0 | 0 | 0 | 0 | 0 | 0 | 0 | 0 | 0
F7_Commercial_Interruptible - Miscellaneous_New_Space Heating_Natural Gas_Gas Furnace - Tube Inserts_A_Technical Potential | F7 | Commercial | Interruptible - Miscellaneous | New | Space Heating | Natural Gas | Gas Furnace - Tube Inserts | A | Cumulative Energy Savings (MWh or mTherms) | Technical Potential | 0 | 0 | 0 | 0 | 0 | 0 | 0 | 0 | 0 | 0 | 0 | 0 | 0 | 0 | 0 | 0 | 0 | 0 | 0 | 0 | 0 | 0 | 0 | 0 | 0 | 0 | 0
F8_Commercial_Interruptible - Miscellaneous_New_Space Heating_Natural Gas_Gas Furnace - Tube Inserts_A_Technical Potential | F8 | Commercial | Interruptible - Miscellaneous | New | Space Heating | Natural Gas | Gas Furnace - Tube Inserts | A | Cumulative Summer Peak Savings (MW) | Technical Potential | 0 | 0 | 0 | 0 | 0 | 0 | 0 | 0 | 0 | 0 | 0 | 0 | 0 | 0 | 0 | 0 | 0 | 0 | 0 | 0 | 0 | 0 | 0 | 0 | 0 | 0 | 0
F9_Commercial_Interruptible - Miscellaneous_New_Space Heating_Natural Gas_Gas Furnace - Tube Inserts_A_Technical Potential | F9 | Commercial | Interruptible - Miscellaneous | New | Space Heating | Natural Gas | Gas Furnace - Tube Inserts | A | Cumulative Winter Peak Savings (MW) | Technical Potential | 0 | 0 | 0 | 0 | 0 | 0 | 0 | 0 | 0 | 0 | 0 | 0 | 0 | 0 | 0 | 0 | 0 | 0 | 0 | 0 | 0 | 0 | 0 | 0 | 0 | 0 | 0
F10_Commercial_Interruptible - Miscellaneous_New_Space Heating_Natural Gas_Gas Furnace - Tube Inserts_A_Technical Potential | F10 | Commercial | Interruptible - Miscellaneous | New | Space Heating | Natural Gas | Gas Furnace - Tube Inserts | A | Purchases (Incremental) | Technical Potential | 0 | 0 | 0 | 0 | 0 | 0 | 0 | 0 | 0 | 0 | 0 | 0 | 0 | 0 | 0 | 0 | 0 | 0 | 0 | 0 | 0 | 0 | 0 | 0 | 0 | 0 | 0
F11_Commercial_Interruptible - Miscellaneous_New_Space Heating_Natural Gas_Gas Furnace - Tube Inserts_A_Technical Potential | F11 | Commercial | Interruptible - Miscellaneous | New | Space Heating | Natural Gas | Gas Furnace - Tube Inserts | A | Purchases (Cumulative) | Technical Potential | 0 | 0 | 0 | 0 | 0 | 0 | 0 | 0 | 0 | 0 | 0 | 0 | 0 | 0 | 0 | 0 | 0 | 0 | 0 | 0 | 0 | 0 | 0 | 0 | 0 | 0 | 0
F1_Commercial_Interruptible - Miscellaneous_New_Space Heating_Natural Gas_Gas Boiler - Insulate Steam Lines/Condensate Tank_A_Technical Potential | F1 | Commercial | Interruptible - Miscellaneous | New | Space Heating | Natural Gas | Gas Boiler - Insulate Steam Lines/Condensate Tank | A | Integrated Unit Energy Savings (kWh or therms) | Technical Potential | 0 | 0 | 0 | 0 | 0 | 0 | 0 | 0 | 0 | 0 | 0 | 0 | 0 | 0 | 0 | 0 | 0 | 0 | 0 | 0 | 0 | 0 | 0 | 0 | 0 | 0 | 0
F2_Commercial_Interruptible - Miscellaneous_New_Space Heating_Natural Gas_Gas Boiler - Insulate Steam Lines/Condensate Tank_A_Technical Potential | F2 | Commercial | Interruptible - Miscellaneous | New | Space Heating | Natural Gas | Gas Boiler - Insulate Steam Lines/Condensate Tank | A | Integrated Unit Summer Peak Savings (kW) | Technical Potential | 0 | 0 | 0 | 0 | 0 | 0 | 0 | 0 | 0 | 0 | 0 | 0 | 0 | 0 | 0 | 0 | 0 | 0 | 0 | 0 | 0 | 0 | 0 | 0 | 0 | 0 | 0
F3_Commercial_Interruptible - Miscellaneous_New_Space Heating_Natural Gas_Gas Boiler - Insulate Steam Lines/Condensate Tank_A_Technical Potential | F3 | Commercial | Interruptible - Miscellaneous | New | Space Heating | Natural Gas | Gas Boiler - Insulate Steam Lines/Condensate Tank | A | Integrated Unit Winter Peak Savings (kW) | Technical Potential | 0 | 0 | 0 | 0 | 0 | 0 | 0 | 0 | 0 | 0 | 0 | 0 | 0 | 0 | 0 | 0 | 0 | 0 | 0 | 0 | 0 | 0 | 0 | 0 | 0 | 0 | 0
F4_Commercial_Interruptible - Miscellaneous_New_Space Heating_Natural Gas_Gas Boiler - Insulate Steam Lines/Condensate Tank_A_Technical Potential | F4 | Commercial | Interruptible - Miscellaneous | New | Space Heating | Natural Gas | Gas Boiler - Insulate Steam Lines/Condensate Tank | A | Incremental Energy Savings (MWh or mTherms) | Technical Potential | 0 | 0 | 0 | 0 | 0 | 0 | 0 | 0 | 0 | 0 | 0 | 0 | 0 | 0 | 0 | 0 | 0 | 0 | 0 | 0 | 0 | 0 | 0 | 0 | 0 | 0 | 0
F5_Commercial_Interruptible - Miscellaneous_New_Space Heating_Natural Gas_Gas Boiler - Insulate Steam Lines/Condensate Tank_A_Technical Potential | F5 | Commercial | Interruptible - Miscellaneous | New | Space Heating | Natural Gas | Gas Boiler - Insulate Steam Lines/Condensate Tank | A | Incremental Summer Peak Savings (MW) | Technical Potential | 0 | 0 | 0 | 0 | 0 | 0 | 0 | 0 | 0 | 0 | 0 | 0 | 0 | 0 | 0 | 0 | 0 | 0 | 0 | 0 | 0 | 0 | 0 | 0 | 0 | 0 | 0
F6_Commercial_Interruptible - Miscellaneous_New_Space Heating_Natural Gas_Gas Boiler - Insulate Steam Lines/Condensate Tank_A_Technical Potential | F6 | Commercial | Interruptible - Miscellaneous | New | Space Heating | Natural Gas | Gas Boiler - Insulate Steam Lines/Condensate Tank | A | Incremental Winter Peak Savings (MW) | Technical Potential | 0 | 0 | 0 | 0 | 0 | 0 | 0 | 0 | 0 | 0 | 0 | 0 | 0 | 0 | 0 | 0 | 0 | 0 | 0 | 0 | 0 | 0 | 0 | 0 | 0 | 0 | 0
F7_Commercial_Interruptible - Miscellaneous_New_Space Heating_Natural Gas_Gas Boiler - Insulate Steam Lines/Condensate Tank_A_Technical Potential | F7 | Commercial | Interruptible - Miscellaneous | New | Space Heating | Natural Gas | Gas Boiler - Insulate Steam Lines/Condensate Tank | A | Cumulative Energy Savings (MWh or mTherms) | Technical Potential | 0 | 0 | 0 | 0 | 0 | 0 | 0 | 0 | 0 | 0 | 0 | 0 | 0 | 0 | 0 | 0 | 0 | 0 | 0 | 0 | 0 | 0 | 0 | 0 | 0 | 0 | 0
F8_Commercial_Interruptible - Miscellaneous_New_Space Heating_Natural Gas_Gas Boiler - Insulate Steam Lines/Condensate Tank_A_Technical Potential | F8 | Commercial | Interruptible - Miscellaneous | New | Space Heating | Natural Gas | Gas Boiler - Insulate Steam Lines/Condensate Tank | A | Cumulative Summer Peak Savings (MW) | Technical Potential | 0 | 0 | 0 | 0 | 0 | 0 | 0 | 0 | 0 | 0 | 0 | 0 | 0 | 0 | 0 | 0 | 0 | 0 | 0 | 0 | 0 | 0 | 0 | 0 | 0 | 0 | 0
F9_Commercial_Interruptible - Miscellaneous_New_Space Heating_Natural Gas_Gas Boiler - Insulate Steam Lines/Condensate Tank_A_Technical Potential | F9 | Commercial | Interruptible - Miscellaneous | New | Space Heating | Natural Gas | Gas Boiler - Insulate Steam Lines/Condensate Tank | A | Cumulative Winter Peak Savings (MW) | Technical Potential | 0 | 0 | 0 | 0 | 0 | 0 | 0 | 0 | 0 | 0 | 0 | 0 | 0 | 0 | 0 | 0 | 0 | 0 | 0 | 0 | 0 | 0 | 0 | 0 | 0 | 0 | 0
F10_Commercial_Interruptible - Miscellaneous_New_Space Heating_Natural Gas_Gas Boiler - Insulate Steam Lines/Condensate Tank_A_Technical Potential | F10 | Commercial | Interruptible - Miscellaneous | New | Space Heating | Natural Gas | Gas Boiler - Insulate Steam Lines/Condensate Tank | A | Purchases (Incremental) | Technical Potential | 0 | 0 | 0 | 0 | 0 | 0 | 0 | 0 | 0 | 0 | 0 | 0 | 0 | 0 | 0 | 0 | 0 | 0 | 0 | 0 | 0 | 0 | 0 | 0 | 0 | 0 | 0
F11_Commercial_Interruptible - Miscellaneous_New_Space Heating_Natural Gas_Gas Boiler - Insulate Steam Lines/Condensate Tank_A_Technical Potential | F11 | Commercial | Interruptible - Miscellaneous | New | Space Heating | Natural Gas | Gas Boiler - Insulate Steam Lines/Condensate Tank | A | Purchases (Cumulative) | Technical Potential | 0 | 0 | 0 | 0 | 0 | 0 | 0 | 0 | 0 | 0 | 0 | 0 | 0 | 0 | 0 | 0 | 0 | 0 | 0 | 0 | 0 | 0 | 0 | 0 | 0 | 0 | 0
F1_Commercial_Interruptible - Miscellaneous_New_Space Heating_Natural Gas_Gas Boiler - Insulate Hot Water Lines_A_Technical Potential | F1 | Commercial | Interruptible - Miscellaneous | New | Space Heating | Natural Gas | Gas Boiler - Insulate Hot Water Lines | A | Integrated Unit Energy Savings (kWh or therms) | Technical Potential | 0 | 0 | 0 | 0 | 0 | 0 | 0 | 0 | 0 | 0 | 0 | 0 | 0 | 0 | 0 | 0 | 0 | 0 | 0 | 0 | 0 | 0 | 0 | 0 | 0 | 0 | 0
F2_Commercial_Interruptible - Miscellaneous_New_Space Heating_Natural Gas_Gas Boiler - Insulate Hot Water Lines_A_Technical Potential | F2 | Commercial | Interruptible - Miscellaneous | New | Space Heating | Natural Gas | Gas Boiler - Insulate Hot Water Lines | A | Integrated Unit Summer Peak Savings (kW) | Technical Potential | 0 | 0 | 0 | 0 | 0 | 0 | 0 | 0 | 0 | 0 | 0 | 0 | 0 | 0 | 0 | 0 | 0 | 0 | 0 | 0 | 0 | 0 | 0 | 0 | 0 | 0 | 0
F3_Commercial_Interruptible - Miscellaneous_New_Space Heating_Natural Gas_Gas Boiler - Insulate Hot Water Lines_A_Technical Potential | F3 | Commercial | Interruptible - Miscellaneous | New | Space Heating | Natural Gas | Gas Boiler - Insulate Hot Water Lines | A | Integrated Unit Winter Peak Savings (kW) | Technical Potential | 0 | 0 | 0 | 0 | 0 | 0 | 0 | 0 | 0 | 0 | 0 | 0 | 0 | 0 | 0 | 0 | 0 | 0 | 0 | 0 | 0 | 0 | 0 | 0 | 0 | 0 | 0
F4_Commercial_Interruptible - Miscellaneous_New_Space Heating_Natural Gas_Gas Boiler - Insulate Hot Water Lines_A_Technical Potential | F4 | Commercial | Interruptible - Miscellaneous | New | Space Heating | Natural Gas | Gas Boiler - Insulate Hot Water Lines | A | Incremental Energy Savings (MWh or mTherms) | Technical Potential | 0 | 0 | 0 | 0 | 0 | 0 | 0 | 0 | 0 | 0 | 0 | 0 | 0 | 0 | 0 | 0 | 0 | 0 | 0 | 0 | 0 | 0 | 0 | 0 | 0 | 0 | 0
F5_Commercial_Interruptible - Miscellaneous_New_Space Heating_Natural Gas_Gas Boiler - Insulate Hot Water Lines_A_Technical Potential | F5 | Commercial | Interruptible - Miscellaneous | New | Space Heating | Natural Gas | Gas Boiler - Insulate Hot Water Lines | A | Incremental Summer Peak Savings (MW) | Technical Potential | 0 | 0 | 0 | 0 | 0 | 0 | 0 | 0 | 0 | 0 | 0 | 0 | 0 | 0 | 0 | 0 | 0 | 0 | 0 | 0 | 0 | 0 | 0 | 0 | 0 | 0 | 0
F6_Commercial_Interruptible - Miscellaneous_New_Space Heating_Natural Gas_Gas Boiler - Insulate Hot Water Lines_A_Technical Potential | F6 | Commercial | Interruptible - Miscellaneous | New | Space Heating | Natural Gas | Gas Boiler - Insulate Hot Water Lines | A | Incremental Winter Peak Savings (MW) | Technical Potential | 0 | 0 | 0 | 0 | 0 | 0 | 0 | 0 | 0 | 0 | 0 | 0 | 0 | 0 | 0 | 0 | 0 | 0 | 0 | 0 | 0 | 0 | 0 | 0 | 0 | 0 | 0
F7_Commercial_Interruptible - Miscellaneous_New_Space Heating_Natural Gas_Gas Boiler - Insulate Hot Water Lines_A_Technical Potential | F7 | Commercial | Interruptible - Miscellaneous | New | Space Heating | Natural Gas | Gas Boiler - Insulate Hot Water Lines | A | Cumulative Energy Savings (MWh or mTherms) | Technical Potential | 0 | 0 | 0 | 0 | 0 | 0 | 0 | 0 | 0 | 0 | 0 | 0 | 0 | 0 | 0 | 0 | 0 | 0 | 0 | 0 | 0 | 0 | 0 | 0 | 0 | 0 | 0
F8_Commercial_Interruptible - Miscellaneous_New_Space Heating_Natural Gas_Gas Boiler - Insulate Hot Water Lines_A_Technical Potential | F8 | Commercial | Interruptible - Miscellaneous | New | Space Heating | Natural Gas | Gas Boiler - Insulate Hot Water Lines | A | Cumulative Summer Peak Savings (MW) | Technical Potential | 0 | 0 | 0 | 0 | 0 | 0 | 0 | 0 | 0 | 0 | 0 | 0 | 0 | 0 | 0 | 0 | 0 | 0 | 0 | 0 | 0 | 0 | 0 | 0 | 0 | 0 | 0
F9_Commercial_Interruptible - Miscellaneous_New_Space Heating_Natural Gas_Gas Boiler - Insulate Hot Water Lines_A_Technical Potential | F9 | Commercial | Interruptible - Miscellaneous | New | Space Heating | Natural Gas | Gas Boiler - Insulate Hot Water Lines | A | Cumulative Winter Peak Savings (MW) | Technical Potential | 0 | 0 | 0 | 0 | 0 | 0 | 0 | 0 | 0 | 0 | 0 | 0 | 0 | 0 | 0 | 0 | 0 | 0 | 0 | 0 | 0 | 0 | 0 | 0 | 0 | 0 | 0
F10_Commercial_Interruptible - Miscellaneous_New_Space Heating_Natural Gas_Gas Boiler - Insulate Hot Water Lines_A_Technical Potential | F10 | Commercial | Interruptible - Miscellaneous | New | Space Heating | Natural Gas | Gas Boiler - Insulate Hot Water Lines | A | Purchases (Incremental) | Technical Potential | 0 | 0 | 0 | 0 | 0 | 0 | 0 | 0 | 0 | 0 | 0 | 0 | 0 | 0 | 0 | 0 | 0 | 0 | 0 | 0 | 0 | 0 | 0 | 0 | 0 | 0 | 0
F11_Commercial_Interruptible - Miscellaneous_New_Space Heating_Natural Gas_Gas Boiler - Insulate Hot Water Lines_A_Technical Potential | F11 | Commercial | Interruptible - Miscellaneous | New | Space Heating | Natural Gas | Gas Boiler - Insulate Hot Water Lines | A | Purchases (Cumulative) | Technical Potential | 0 | 0 | 0 | 0 | 0 | 0 | 0 | 0 | 0 | 0 | 0 | 0 | 0 | 0 | 0 | 0 | 0 | 0 | 0 | 0 | 0 | 0 | 0 | 0 | 0 | 0 | 0
F1_Commercial_Interruptible - Miscellaneous_New_Space Heating_Natural Gas_Condensing RTU_A_Technical Potential | F1 | Commercial | Interruptible - Miscellaneous | New | Space Heating | Natural Gas | Condensing RTU | A | Integrated Unit Energy Savings (kWh or therms) | Technical Potential | 0 | 0 | 0 | 0 | 0 | 0 | 0 | 0 | 0 | 0 | 0 | 0 | 0 | 0 | 0 | 0 | 0 | 0 | 0 | 0 | 0 | 0 | 0 | 0 | 0 | 0 | 0
F2_Commercial_Interruptible - Miscellaneous_New_Space Heating_Natural Gas_Condensing RTU_A_Technical Potential | F2 | Commercial | Interruptible - Miscellaneous | New | Space Heating | Natural Gas | Condensing RTU | A | Integrated Unit Summer Peak Savings (kW) | Technical Potential | 0 | 0 | 0 | 0 | 0 | 0 | 0 | 0 | 0 | 0 | 0 | 0 | 0 | 0 | 0 | 0 | 0 | 0 | 0 | 0 | 0 | 0 | 0 | 0 | 0 | 0 | 0
F3_Commercial_Interruptible - Miscellaneous_New_Space Heating_Natural Gas_Condensing RTU_A_Technical Potential | F3 | Commercial | Interruptible - Miscellaneous | New | Space Heating | Natural Gas | Condensing RTU | A | Integrated Unit Winter Peak Savings (kW) | Technical Potential | 0 | 0 | 0 | 0 | 0 | 0 | 0 | 0 | 0 | 0 | 0 | 0 | 0 | 0 | 0 | 0 | 0 | 0 | 0 | 0 | 0 | 0 | 0 | 0 | 0 | 0 | 0
F4_Commercial_Interruptible - Miscellaneous_New_Space Heating_Natural Gas_Condensing RTU_A_Technical Potential | F4 | Commercial | Interruptible - Miscellaneous | New | Space Heating | Natural Gas | Condensing RTU | A | Incremental Energy Savings (MWh or mTherms) | Technical Potential | 0 | 0 | 0 | 0 | 0 | 0 | 0 | 0 | 0 | 0 | 0 | 0 | 0 | 0 | 0 | 0 | 0 | 0 | 0 | 0 | 0 | 0 | 0 | 0 | 0 | 0 | 0
F5_Commercial_Interruptible - Miscellaneous_New_Space Heating_Natural Gas_Condensing RTU_A_Technical Potential | F5 | Commercial | Interruptible - Miscellaneous | New | Space Heating | Natural Gas | Condensing RTU | A | Incremental Summer Peak Savings (MW) | Technical Potential | 0 | 0 | 0 | 0 | 0 | 0 | 0 | 0 | 0 | 0 | 0 | 0 | 0 | 0 | 0 | 0 | 0 | 0 | 0 | 0 | 0 | 0 | 0 | 0 | 0 | 0 | 0
F6_Commercial_Interruptible - Miscellaneous_New_Space Heating_Natural Gas_Condensing RTU_A_Technical Potential | F6 | Commercial | Interruptible - Miscellaneous | New | Space Heating | Natural Gas | Condensing RTU | A | Incremental Winter Peak Savings (MW) | Technical Potential | 0 | 0 | 0 | 0 | 0 | 0 | 0 | 0 | 0 | 0 | 0 | 0 | 0 | 0 | 0 | 0 | 0 | 0 | 0 | 0 | 0 | 0 | 0 | 0 | 0 | 0 | 0
F7_Commercial_Interruptible - Miscellaneous_New_Space Heating_Natural Gas_Condensing RTU_A_Technical Potential | F7 | Commercial | Interruptible - Miscellaneous | New | Space Heating | Natural Gas | Condensing RTU | A | Cumulative Energy Savings (MWh or mTherms) | Technical Potential | 0 | 0 | 0 | 0 | 0 | 0 | 0 | 0 | 0 | 0 | 0 | 0 | 0 | 0 | 0 | 0 | 0 | 0 | 0 | 0 | 0 | 0 | 0 | 0 | 0 | 0 | 0
F8_Commercial_Interruptible - Miscellaneous_New_Space Heating_Natural Gas_Condensing RTU_A_Technical Potential | F8 | Commercial | Interruptible - Miscellaneous | New | Space Heating | Natural Gas | Condensing RTU | A | Cumulative Summer Peak Savings (MW) | Technical Potential | 0 | 0 | 0 | 0 | 0 | 0 | 0 | 0 | 0 | 0 | 0 | 0 | 0 | 0 | 0 | 0 | 0 | 0 | 0 | 0 | 0 | 0 | 0 | 0 | 0 | 0 | 0
F9_Commercial_Interruptible - Miscellaneous_New_Space Heating_Natural Gas_Condensing RTU_A_Technical Potential | F9 | Commercial | Interruptible - Miscellaneous | New | Space Heating | Natural Gas | Condensing RTU | A | Cumulative Winter Peak Savings (MW) | Technical Potential | 0 | 0 | 0 | 0 | 0 | 0 | 0 | 0 | 0 | 0 | 0 | 0 | 0 | 0 | 0 | 0 | 0 | 0 | 0 | 0 | 0 | 0 | 0 | 0 | 0 | 0 | 0
F10_Commercial_Interruptible - Miscellaneous_New_Space Heating_Natural Gas_Condensing RTU_A_Technical Potential | F10 | Commercial | Interruptible - Miscellaneous | New | Space Heating | Natural Gas | Condensing RTU | A | Purchases (Incremental) | Technical Potential | 0 | 0 | 0 | 0 | 0 | 0 | 0 | 0 | 0 | 0 | 0 | 0 | 0 | 0 | 0 | 0 | 0 | 0 | 0 | 0 | 0 | 0 | 0 | 0 | 0 | 0 | 0
F11_Commercial_Interruptible - Miscellaneous_New_Space Heating_Natural Gas_Condensing RTU_A_Technical Potential | F11 | Commercial | Interruptible - Miscellaneous | New | Space Heating | Natural Gas | Condensing RTU | A | Purchases (Cumulative) | Technical Potential | 0 | 0 | 0 | 0 | 0 | 0 | 0 | 0 | 0 | 0 | 0 | 0 | 0 | 0 | 0 | 0 | 0 | 0 | 0 | 0 | 0 | 0 | 0 | 0 | 0 | 0 | 0
F1_Commercial_Interruptible - Miscellaneous_New_Space Heating_Natural Gas_Hydronic Heating Radiator Replacement_A_Technical Potential | F1 | Commercial | Interruptible - Miscellaneous | New | Space Heating | Natural Gas | Hydronic Heating Radiator Replacement | A | Integrated Unit Energy Savings (kWh or therms) | Technical Potential | 0 | 0 | 0 | 0 | 0 | 0 | 0 | 0 | 0 | 0 | 0 | 0 | 0 | 0 | 0 | 0 | 0 | 0 | 0 | 0 | 0 | 0 | 0 | 0 | 0 | 0 | 0
F2_Commercial_Interruptible - Miscellaneous_New_Space Heating_Natural Gas_Hydronic Heating Radiator Replacement_A_Technical Potential | F2 | Commercial | Interruptible - Miscellaneous | New | Space Heating | Natural Gas | Hydronic Heating Radiator Replacement | A | Integrated Unit Summer Peak Savings (kW) | Technical Potential | 0 | 0 | 0 | 0 | 0 | 0 | 0 | 0 | 0 | 0 | 0 | 0 | 0 | 0 | 0 | 0 | 0 | 0 | 0 | 0 | 0 | 0 | 0 | 0 | 0 | 0 | 0
F3_Commercial_Interruptible - Miscellaneous_New_Space Heating_Natural Gas_Hydronic Heating Radiator Replacement_A_Technical Potential | F3 | Commercial | Interruptible - Miscellaneous | New | Space Heating | Natural Gas | Hydronic Heating Radiator Replacement | A | Integrated Unit Winter Peak Savings (kW) | Technical Potential | 0 | 0 | 0 | 0 | 0 | 0 | 0 | 0 | 0 | 0 | 0 | 0 | 0 | 0 | 0 | 0 | 0 | 0 | 0 | 0 | 0 | 0 | 0 | 0 | 0 | 0 | 0
F4_Commercial_Interruptible - Miscellaneous_New_Space Heating_Natural Gas_Hydronic Heating Radiator Replacement_A_Technical Potential | F4 | Commercial | Interruptible - Miscellaneous | New | Space Heating | Natural Gas | Hydronic Heating Radiator Replacement | A | Incremental Energy Savings (MWh or mTherms) | Technical Potential | 0 | 0 | 0 | 0 | 0 | 0 | 0 | 0 | 0 | 0 | 0 | 0 | 0 | 0 | 0 | 0 | 0 | 0 | 0 | 0 | 0 | 0 | 0 | 0 | 0 | 0 | 0
F5_Commercial_Interruptible - Miscellaneous_New_Space Heating_Natural Gas_Hydronic Heating Radiator Replacement_A_Technical Potential | F5 | Commercial | Interruptible - Miscellaneous | New | Space Heating | Natural Gas | Hydronic Heating Radiator Replacement | A | Incremental Summer Peak Savings (MW) | Technical Potential | 0 | 0 | 0 | 0 | 0 | 0 | 0 | 0 | 0 | 0 | 0 | 0 | 0 | 0 | 0 | 0 | 0 | 0 | 0 | 0 | 0 | 0 | 0 | 0 | 0 | 0 | 0
F6_Commercial_Interruptible - Miscellaneous_New_Space Heating_Natural Gas_Hydronic Heating Radiator Replacement_A_Technical Potential | F6 | Commercial | Interruptible - Miscellaneous | New | Space Heating | Natural Gas | Hydronic Heating Radiator Replacement | A | Incremental Winter Peak Savings (MW) | Technical Potential | 0 | 0 | 0 | 0 | 0 | 0 | 0 | 0 | 0 | 0 | 0 | 0 | 0 | 0 | 0 | 0 | 0 | 0 | 0 | 0 | 0 | 0 | 0 | 0 | 0 | 0 | 0
F7_Commercial_Interruptible - Miscellaneous_New_Space Heating_Natural Gas_Hydronic Heating Radiator Replacement_A_Technical Potential | F7 | Commercial | Interruptible - Miscellaneous | New | Space Heating | Natural Gas | Hydronic Heating Radiator Replacement | A | Cumulative Energy Savings (MWh or mTherms) | Technical Potential | 0 | 0 | 0 | 0 | 0 | 0 | 0 | 0 | 0 | 0 | 0 | 0 | 0 | 0 | 0 | 0 | 0 | 0 | 0 | 0 | 0 | 0 | 0 | 0 | 0 | 0 | 0
F8_Commercial_Interruptible - Miscellaneous_New_Space Heating_Natural Gas_Hydronic Heating Radiator Replacement_A_Technical Potential | F8 | Commercial | Interruptible - Miscellaneous | New | Space Heating | Natural Gas | Hydronic Heating Radiator Replacement | A | Cumulative Summer Peak Savings (MW) | Technical Potential | 0 | 0 | 0 | 0 | 0 | 0 | 0 | 0 | 0 | 0 | 0 | 0 | 0 | 0 | 0 | 0 | 0 | 0 | 0 | 0 | 0 | 0 | 0 | 0 | 0 | 0 | 0
F9_Commercial_Interruptible - Miscellaneous_New_Space Heating_Natural Gas_Hydronic Heating Radiator Replacement_A_Technical Potential | F9 | Commercial | Interruptible - Miscellaneous | New | Space Heating | Natural Gas | Hydronic Heating Radiator Replacement | A | Cumulative Winter Peak Savings (MW) | Technical Potential | 0 | 0 | 0 | 0 | 0 | 0 | 0 | 0 | 0 | 0 | 0 | 0 | 0 | 0 | 0 | 0 | 0 | 0 | 0 | 0 | 0 | 0 | 0 | 0 | 0 | 0 | 0
F10_Commercial_Interruptible - Miscellaneous_New_Space Heating_Natural Gas_Hydronic Heating Radiator Replacement_A_Technical Potential | F10 | Commercial | Interruptible - Miscellaneous | New | Space Heating | Natural Gas | Hydronic Heating Radiator Replacement | A | Purchases (Incremental) | Technical Potential | 0 | 0 | 0 | 0 | 0 | 0 | 0 | 0 | 0 | 0 | 0 | 0 | 0 | 0 | 0 | 0 | 0 | 0 | 0 | 0 | 0 | 0 | 0 | 0 | 0 | 0 | 0
F11_Commercial_Interruptible - Miscellaneous_New_Space Heating_Natural Gas_Hydronic Heating Radiator Replacement_A_Technical Potential | F11 | Commercial | Interruptible - Miscellaneous | New | Space Heating | Natural Gas | Hydronic Heating Radiator Replacement | A | Purchases (Cumulative) | Technical Potential | 0 | 0 | 0 | 0 | 0 | 0 | 0 | 0 | 0 | 0 | 0 | 0 | 0 | 0 | 0 | 0 | 0 | 0 | 0 | 0 | 0 | 0 | 0 | 0 | 0 | 0 | 0
F1_Commercial_Interruptible - Miscellaneous_New_Space Heating_Natural Gas_Thermostat - Connected_A_Technical Potential | F1 | Commercial | Interruptible - Miscellaneous | New | Space Heating | Natural Gas | Thermostat - Connected | A | Integrated Unit Energy Savings (kWh or therms) | Technical Potential | 0 | 0 | 0 | 0 | 0 | 0 | 0 | 0 | 0 | 0 | 0 | 0 | 0 | 0 | 0 | 0 | 0 | 0 | 0 | 0 | 0 | 0 | 0 | 0 | 0 | 0 | 0
F2_Commercial_Interruptible - Miscellaneous_New_Space Heating_Natural Gas_Thermostat - Connected_A_Technical Potential | F2 | Commercial | Interruptible - Miscellaneous | New | Space Heating | Natural Gas | Thermostat - Connected | A | Integrated Unit Summer Peak Savings (kW) | Technical Potential | 0 | 0 | 0 | 0 | 0 | 0 | 0 | 0 | 0 | 0 | 0 | 0 | 0 | 0 | 0 | 0 | 0 | 0 | 0 | 0 | 0 | 0 | 0 | 0 | 0 | 0 | 0
F3_Commercial_Interruptible - Miscellaneous_New_Space Heating_Natural Gas_Thermostat - Connected_A_Technical Potential | F3 | Commercial | Interruptible - Miscellaneous | New | Space Heating | Natural Gas | Thermostat - Connected | A | Integrated Unit Winter Peak Savings (kW) | Technical Potential | 0 | 0 | 0 | 0 | 0 | 0 | 0 | 0 | 0 | 0 | 0 | 0 | 0 | 0 | 0 | 0 | 0 | 0 | 0 | 0 | 0 | 0 | 0 | 0 | 0 | 0 | 0
F4_Commercial_Interruptible - Miscellaneous_New_Space Heating_Natural Gas_Thermostat - Connected_A_Technical Potential | F4 | Commercial | Interruptible - Miscellaneous | New | Space Heating | Natural Gas | Thermostat - Connected | A | Incremental Energy Savings (MWh or mTherms) | Technical Potential | 0 | 0 | 0 | 0 | 0 | 0 | 0 | 0 | 0 | 0 | 0 | 0 | 0 | 0 | 0 | 0 | 0 | 0 | 0 | 0 | 0 | 0 | 0 | 0 | 0 | 0 | 0
F5_Commercial_Interruptible - Miscellaneous_New_Space Heating_Natural Gas_Thermostat - Connected_A_Technical Potential | F5 | Commercial | Interruptible - Miscellaneous | New | Space Heating | Natural Gas | Thermostat - Connected | A | Incremental Summer Peak Savings (MW) | Technical Potential | 0 | 0 | 0 | 0 | 0 | 0 | 0 | 0 | 0 | 0 | 0 | 0 | 0 | 0 | 0 | 0 | 0 | 0 | 0 | 0 | 0 | 0 | 0 | 0 | 0 | 0 | 0
F6_Commercial_Interruptible - Miscellaneous_New_Space Heating_Natural Gas_Thermostat - Connected_A_Technical Potential | F6 | Commercial | Interruptible - Miscellaneous | New | Space Heating | Natural Gas | Thermostat - Connected | A | Incremental Winter Peak Savings (MW) | Technical Potential | 0 | 0 | 0 | 0 | 0 | 0 | 0 | 0 | 0 | 0 | 0 | 0 | 0 | 0 | 0 | 0 | 0 | 0 | 0 | 0 | 0 | 0 | 0 | 0 | 0 | 0 | 0
F7_Commercial_Interruptible - Miscellaneous_New_Space Heating_Natural Gas_Thermostat - Connected_A_Technical Potential | F7 | Commercial | Interruptible - Miscellaneous | New | Space Heating | Natural Gas | Thermostat - Connected | A | Cumulative Energy Savings (MWh or mTherms) | Technical Potential | 0 | 0 | 0 | 0 | 0 | 0 | 0 | 0 | 0 | 0 | 0 | 0 | 0 | 0 | 0 | 0 | 0 | 0 | 0 | 0 | 0 | 0 | 0 | 0 | 0 | 0 | 0
F8_Commercial_Interruptible - Miscellaneous_New_Space Heating_Natural Gas_Thermostat - Connected_A_Technical Potential | F8 | Commercial | Interruptible - Miscellaneous | New | Space Heating | Natural Gas | Thermostat - Connected | A | Cumulative Summer Peak Savings (MW) | Technical Potential | 0 | 0 | 0 | 0 | 0 | 0 | 0 | 0 | 0 | 0 | 0 | 0 | 0 | 0 | 0 | 0 | 0 | 0 | 0 | 0 | 0 | 0 | 0 | 0 | 0 | 0 | 0
F9_Commercial_Interruptible - Miscellaneous_New_Space Heating_Natural Gas_Thermostat - Connected_A_Technical Potential | F9 | Commercial | Interruptible - Miscellaneous | New | Space Heating | Natural Gas | Thermostat - Connected | A | Cumulative Winter Peak Savings (MW) | Technical Potential | 0 | 0 | 0 | 0 | 0 | 0 | 0 | 0 | 0 | 0 | 0 | 0 | 0 | 0 | 0 | 0 | 0 | 0 | 0 | 0 | 0 | 0 | 0 | 0 | 0 | 0 | 0
F10_Commercial_Interruptible - Miscellaneous_New_Space Heating_Natural Gas_Thermostat - Connected_A_Technical Potential | F10 | Commercial | Interruptible - Miscellaneous | New | Space Heating | Natural Gas | Thermostat - Connected | A | Purchases (Incremental) | Technical Potential | 0 | 0 | 0 | 0 | 0 | 0 | 0 | 0 | 0 | 0 | 0 | 0 | 0 | 0 | 0 | 0 | 0 | 0 | 0 | 0 | 0 | 0 | 0 | 0 | 0 | 0 | 0
F11_Commercial_Interruptible - Miscellaneous_New_Space Heating_Natural Gas_Thermostat - Connected_A_Technical Potential | F11 | Commercial | Interruptible - Miscellaneous | New | Space Heating | Natural Gas | Thermostat - Connected | A | Purchases (Cumulative) | Technical Potential | 0 | 0 | 0 | 0 | 0 | 0 | 0 | 0 | 0 | 0 | 0 | 0 | 0 | 0 | 0 | 0 | 0 | 0 | 0 | 0 | 0 | 0 | 0 | 0 | 0 | 0 | 0
F1_Commercial_Interruptible - Miscellaneous_New_Water Heating_Natural Gas_Water Heater - Thermostatic Shower Restriction Valve_A_Technical Potential | F1 | Commercial | Interruptible - Miscellaneous | New | Water Heating | Natural Gas | Water Heater - Thermostatic Shower Restriction Valve | A | Integrated Unit Energy Savings (kWh or therms) | Technical Potential | 0 | 0 | 0 | 0 | 0 | 0 | 0 | 0 | 0 | 0 | 0 | 0 | 0 | 0 | 0 | 0 | 0 | 0 | 0 | 0 | 0 | 0 | 0 | 0 | 0 | 0 | 0
F2_Commercial_Interruptible - Miscellaneous_New_Water Heating_Natural Gas_Water Heater - Thermostatic Shower Restriction Valve_A_Technical Potential | F2 | Commercial | Interruptible - Miscellaneous | New | Water Heating | Natural Gas | Water Heater - Thermostatic Shower Restriction Valve | A | Integrated Unit Summer Peak Savings (kW) | Technical Potential | 0 | 0 | 0 | 0 | 0 | 0 | 0 | 0 | 0 | 0 | 0 | 0 | 0 | 0 | 0 | 0 | 0 | 0 | 0 | 0 | 0 | 0 | 0 | 0 | 0 | 0 | 0
F3_Commercial_Interruptible - Miscellaneous_New_Water Heating_Natural Gas_Water Heater - Thermostatic Shower Restriction Valve_A_Technical Potential | F3 | Commercial | Interruptible - Miscellaneous | New | Water Heating | Natural Gas | Water Heater - Thermostatic Shower Restriction Valve | A | Integrated Unit Winter Peak Savings (kW) | Technical Potential | 0 | 0 | 0 | 0 | 0 | 0 | 0 | 0 | 0 | 0 | 0 | 0 | 0 | 0 | 0 | 0 | 0 | 0 | 0 | 0 | 0 | 0 | 0 | 0 | 0 | 0 | 0
F4_Commercial_Interruptible - Miscellaneous_New_Water Heating_Natural Gas_Water Heater - Thermostatic Shower Restriction Valve_A_Technical Potential | F4 | Commercial | Interruptible - Miscellaneous | New | Water Heating | Natural Gas | Water Heater - Thermostatic Shower Restriction Valve | A | Incremental Energy Savings (MWh or mTherms) | Technical Potential | 0 | 0 | 0 | 0 | 0 | 0 | 0 | 0 | 0 | 0 | 0 | 0 | 0 | 0 | 0 | 0 | 0 | 0 | 0 | 0 | 0 | 0 | 0 | 0 | 0 | 0 | 0
F5_Commercial_Interruptible - Miscellaneous_New_Water Heating_Natural Gas_Water Heater - Thermostatic Shower Restriction Valve_A_Technical Potential | F5 | Commercial | Interruptible - Miscellaneous | New | Water Heating | Natural Gas | Water Heater - Thermostatic Shower Restriction Valve | A | Incremental Summer Peak Savings (MW) | Technical Potential | 0 | 0 | 0 | 0 | 0 | 0 | 0 | 0 | 0 | 0 | 0 | 0 | 0 | 0 | 0 | 0 | 0 | 0 | 0 | 0 | 0 | 0 | 0 | 0 | 0 | 0 | 0
F6_Commercial_Interruptible - Miscellaneous_New_Water Heating_Natural Gas_Water Heater - Thermostatic Shower Restriction Valve_A_Technical Potential | F6 | Commercial | Interruptible - Miscellaneous | New | Water Heating | Natural Gas | Water Heater - Thermostatic Shower Restriction Valve | A | Incremental Winter Peak Savings (MW) | Technical Potential | 0 | 0 | 0 | 0 | 0 | 0 | 0 | 0 | 0 | 0 | 0 | 0 | 0 | 0 | 0 | 0 | 0 | 0 | 0 | 0 | 0 | 0 | 0 | 0 | 0 | 0 | 0
F7_Commercial_Interruptible - Miscellaneous_New_Water Heating_Natural Gas_Water Heater - Thermostatic Shower Restriction Valve_A_Technical Potential | F7 | Commercial | Interruptible - Miscellaneous | New | Water Heating | Natural Gas | Water Heater - Thermostatic Shower Restriction Valve | A | Cumulative Energy Savings (MWh or mTherms) | Technical Potential | 0 | 0 | 0 | 0 | 0 | 0 | 0 | 0 | 0 | 0 | 0 | 0 | 0 | 0 | 0 | 0 | 0 | 0 | 0 | 0 | 0 | 0 | 0 | 0 | 0 | 0 | 0
F8_Commercial_Interruptible - Miscellaneous_New_Water Heating_Natural Gas_Water Heater - Thermostatic Shower Restriction Valve_A_Technical Potential | F8 | Commercial | Interruptible - Miscellaneous | New | Water Heating | Natural Gas | Water Heater - Thermostatic Shower Restriction Valve | A | Cumulative Summer Peak Savings (MW) | Technical Potential | 0 | 0 | 0 | 0 | 0 | 0 | 0 | 0 | 0 | 0 | 0 | 0 | 0 | 0 | 0 | 0 | 0 | 0 | 0 | 0 | 0 | 0 | 0 | 0 | 0 | 0 | 0
F9_Commercial_Interruptible - Miscellaneous_New_Water Heating_Natural Gas_Water Heater - Thermostatic Shower Restriction Valve_A_Technical Potential | F9 | Commercial | Interruptible - Miscellaneous | New | Water Heating | Natural Gas | Water Heater - Thermostatic Shower Restriction Valve | A | Cumulative Winter Peak Savings (MW) | Technical Potential | 0 | 0 | 0 | 0 | 0 | 0 | 0 | 0 | 0 | 0 | 0 | 0 | 0 | 0 | 0 | 0 | 0 | 0 | 0 | 0 | 0 | 0 | 0 | 0 | 0 | 0 | 0
F10_Commercial_Interruptible - Miscellaneous_New_Water Heating_Natural Gas_Water Heater - Thermostatic Shower Restriction Valve_A_Technical Potential | F10 | Commercial | Interruptible - Miscellaneous | New | Water Heating | Natural Gas | Water Heater - Thermostatic Shower Restriction Valve | A | Purchases (Incremental) | Technical Potential | 0 | 0 | 0 | 0 | 0 | 0 | 0 | 0 | 0 | 0 | 0 | 0 | 0 | 0 | 0 | 0 | 0 | 0 | 0 | 0 | 0 | 0 | 0 | 0 | 0 | 0 | 0
F11_Commercial_Interruptible - Miscellaneous_New_Water Heating_Natural Gas_Water Heater - Thermostatic Shower Restriction Valve_A_Technical Potential | F11 | Commercial | Interruptible - Miscellaneous | New | Water Heating | Natural Gas | Water Heater - Thermostatic Shower Restriction Valve | A | Purchases (Cumulative) | Technical Potential | 0 | 0 | 0 | 0 | 0 | 0 | 0 | 0 | 0 | 0 | 0 | 0 | 0 | 0 | 0 | 0 | 0 | 0 | 0 | 0 | 0 | 0 | 0 | 0 | 0 | 0 | 0
F1_Commercial_Interruptible - Miscellaneous_New_Water Heating_Natural Gas_Water Heater - Pre-Rinse Spray Valve_A_Technical Potential | F1 | Commercial | Interruptible - Miscellaneous | New | Water Heating | Natural Gas | Water Heater - Pre-Rinse Spray Valve | A | Integrated Unit Energy Savings (kWh or therms) | Technical Potential | 0 | 0 | 0 | 0 | 0 | 0 | 0 | 0 | 0 | 0 | 0 | 0 | 0 | 0 | 0 | 0 | 0 | 0 | 0 | 0 | 0 | 0 | 0 | 0 | 0 | 0 | 0
F2_Commercial_Interruptible - Miscellaneous_New_Water Heating_Natural Gas_Water Heater - Pre-Rinse Spray Valve_A_Technical Potential | F2 | Commercial | Interruptible - Miscellaneous | New | Water Heating | Natural Gas | Water Heater - Pre-Rinse Spray Valve | A | Integrated Unit Summer Peak Savings (kW) | Technical Potential | 0 | 0 | 0 | 0 | 0 | 0 | 0 | 0 | 0 | 0 | 0 | 0 | 0 | 0 | 0 | 0 | 0 | 0 | 0 | 0 | 0 | 0 | 0 | 0 | 0 | 0 | 0
F3_Commercial_Interruptible - Miscellaneous_New_Water Heating_Natural Gas_Water Heater - Pre-Rinse Spray Valve_A_Technical Potential | F3 | Commercial | Interruptible - Miscellaneous | New | Water Heating | Natural Gas | Water Heater - Pre-Rinse Spray Valve | A | Integrated Unit Winter Peak Savings (kW) | Technical Potential | 0 | 0 | 0 | 0 | 0 | 0 | 0 | 0 | 0 | 0 | 0 | 0 | 0 | 0 | 0 | 0 | 0 | 0 | 0 | 0 | 0 | 0 | 0 | 0 | 0 | 0 | 0
F4_Commercial_Interruptible - Miscellaneous_New_Water Heating_Natural Gas_Water Heater - Pre-Rinse Spray Valve_A_Technical Potential | F4 | Commercial | Interruptible - Miscellaneous | New | Water Heating | Natural Gas | Water Heater - Pre-Rinse Spray Valve | A | Incremental Energy Savings (MWh or mTherms) | Technical Potential | 0 | 0 | 0 | 0 | 0 | 0 | 0 | 0 | 0 | 0 | 0 | 0 | 0 | 0 | 0 | 0 | 0 | 0 | 0 | 0 | 0 | 0 | 0 | 0 | 0 | 0 | 0
F5_Commercial_Interruptible - Miscellaneous_New_Water Heating_Natural Gas_Water Heater - Pre-Rinse Spray Valve_A_Technical Potential | F5 | Commercial | Interruptible - Miscellaneous | New | Water Heating | Natural Gas | Water Heater - Pre-Rinse Spray Valve | A | Incremental Summer Peak Savings (MW) | Technical Potential | 0 | 0 | 0 | 0 | 0 | 0 | 0 | 0 | 0 | 0 | 0 | 0 | 0 | 0 | 0 | 0 | 0 | 0 | 0 | 0 | 0 | 0 | 0 | 0 | 0 | 0 | 0
F6_Commercial_Interruptible - Miscellaneous_New_Water Heating_Natural Gas_Water Heater - Pre-Rinse Spray Valve_A_Technical Potential | F6 | Commercial | Interruptible - Miscellaneous | New | Water Heating | Natural Gas | Water Heater - Pre-Rinse Spray Valve | A | Incremental Winter Peak Savings (MW) | Technical Potential | 0 | 0 | 0 | 0 | 0 | 0 | 0 | 0 | 0 | 0 | 0 | 0 | 0 | 0 | 0 | 0 | 0 | 0 | 0 | 0 | 0 | 0 | 0 | 0 | 0 | 0 | 0
F7_Commercial_Interruptible - Miscellaneous_New_Water Heating_Natural Gas_Water Heater - Pre-Rinse Spray Valve_A_Technical Potential | F7 | Commercial | Interruptible - Miscellaneous | New | Water Heating | Natural Gas | Water Heater - Pre-Rinse Spray Valve | A | Cumulative Energy Savings (MWh or mTherms) | Technical Potential | 0 | 0 | 0 | 0 | 0 | 0 | 0 | 0 | 0 | 0 | 0 | 0 | 0 | 0 | 0 | 0 | 0 | 0 | 0 | 0 | 0 | 0 | 0 | 0 | 0 | 0 | 0
F8_Commercial_Interruptible - Miscellaneous_New_Water Heating_Natural Gas_Water Heater - Pre-Rinse Spray Valve_A_Technical Potential | F8 | Commercial | Interruptible - Miscellaneous | New | Water Heating | Natural Gas | Water Heater - Pre-Rinse Spray Valve | A | Cumulative Summer Peak Savings (MW) | Technical Potential | 0 | 0 | 0 | 0 | 0 | 0 | 0 | 0 | 0 | 0 | 0 | 0 | 0 | 0 | 0 | 0 | 0 | 0 | 0 | 0 | 0 | 0 | 0 | 0 | 0 | 0 | 0
F9_Commercial_Interruptible - Miscellaneous_New_Water Heating_Natural Gas_Water Heater - Pre-Rinse Spray Valve_A_Technical Potential | F9 | Commercial | Interruptible - Miscellaneous | New | Water Heating | Natural Gas | Water Heater - Pre-Rinse Spray Valve | A | Cumulative Winter Peak Savings (MW) | Technical Potential | 0 | 0 | 0 | 0 | 0 | 0 | 0 | 0 | 0 | 0 | 0 | 0 | 0 | 0 | 0 | 0 | 0 | 0 | 0 | 0 | 0 | 0 | 0 | 0 | 0 | 0 | 0
F10_Commercial_Interruptible - Miscellaneous_New_Water Heating_Natural Gas_Water Heater - Pre-Rinse Spray Valve_A_Technical Potential | F10 | Commercial | Interruptible - Miscellaneous | New | Water Heating | Natural Gas | Water Heater - Pre-Rinse Spray Valve | A | Purchases (Incremental) | Technical Potential | 0 | 0 | 0 | 0 | 0 | 0 | 0 | 0 | 0 | 0 | 0 | 0 | 0 | 0 | 0 | 0 | 0 | 0 | 0 | 0 | 0 | 0 | 0 | 0 | 0 | 0 | 0
F11_Commercial_Interruptible - Miscellaneous_New_Water Heating_Natural Gas_Water Heater - Pre-Rinse Spray Valve_A_Technical Potential | F11 | Commercial | Interruptible - Miscellaneous | New | Water Heating | Natural Gas | Water Heater - Pre-Rinse Spray Valve | A | Purchases (Cumulative) | Technical Potential | 0 | 0 | 0 | 0 | 0 | 0 | 0 | 0 | 0 | 0 | 0 | 0 | 0 | 0 | 0 | 0 | 0 | 0 | 0 | 0 | 0 | 0 | 0 | 0 | 0 | 0 | 0
F1_Commercial_Interruptible - Miscellaneous_New_Water Heating_Natural Gas_Water Heater - Temperature Setback_A_Technical Potential | F1 | Commercial | Interruptible - Miscellaneous | New | Water Heating | Natural Gas | Water Heater - Temperature Setback | A | Integrated Unit Energy Savings (kWh or therms) | Technical Potential | 0 | 0 | 0 | 0 | 0 | 0 | 0 | 0 | 0 | 0 | 0 | 0 | 0 | 0 | 0 | 0 | 0 | 0 | 0 | 0 | 0 | 0 | 0 | 0 | 0 | 0 | 0
F2_Commercial_Interruptible - Miscellaneous_New_Water Heating_Natural Gas_Water Heater - Temperature Setback_A_Technical Potential | F2 | Commercial | Interruptible - Miscellaneous | New | Water Heating | Natural Gas | Water Heater - Temperature Setback | A | Integrated Unit Summer Peak Savings (kW) | Technical Potential | 0 | 0 | 0 | 0 | 0 | 0 | 0 | 0 | 0 | 0 | 0 | 0 | 0 | 0 | 0 | 0 | 0 | 0 | 0 | 0 | 0 | 0 | 0 | 0 | 0 | 0 | 0
F3_Commercial_Interruptible - Miscellaneous_New_Water Heating_Natural Gas_Water Heater - Temperature Setback_A_Technical Potential | F3 | Commercial | Interruptible - Miscellaneous | New | Water Heating | Natural Gas | Water Heater - Temperature Setback | A | Integrated Unit Winter Peak Savings (kW) | Technical Potential | 0 | 0 | 0 | 0 | 0 | 0 | 0 | 0 | 0 | 0 | 0 | 0 | 0 | 0 | 0 | 0 | 0 | 0 | 0 | 0 | 0 | 0 | 0 | 0 | 0 | 0 | 0
F4_Commercial_Interruptible - Miscellaneous_New_Water Heating_Natural Gas_Water Heater - Temperature Setback_A_Technical Potential | F4 | Commercial | Interruptible - Miscellaneous | New | Water Heating | Natural Gas | Water Heater - Temperature Setback | A | Incremental Energy Savings (MWh or mTherms) | Technical Potential | 0 | 0 | 0 | 0 | 0 | 0 | 0 | 0 | 0 | 0 | 0 | 0 | 0 | 0 | 0 | 0 | 0 | 0 | 0 | 0 | 0 | 0 | 0 | 0 | 0 | 0 | 0
F5_Commercial_Interruptible - Miscellaneous_New_Water Heating_Natural Gas_Water Heater - Temperature Setback_A_Technical Potential | F5 | Commercial | Interruptible - Miscellaneous | New | Water Heating | Natural Gas | Water Heater - Temperature Setback | A | Incremental Summer Peak Savings (MW) | Technical Potential | 0 | 0 | 0 | 0 | 0 | 0 | 0 | 0 | 0 | 0 | 0 | 0 | 0 | 0 | 0 | 0 | 0 | 0 | 0 | 0 | 0 | 0 | 0 | 0 | 0 | 0 | 0
F6_Commercial_Interruptible - Miscellaneous_New_Water Heating_Natural Gas_Water Heater - Temperature Setback_A_Technical Potential | F6 | Commercial | Interruptible - Miscellaneous | New | Water Heating | Natural Gas | Water Heater - Temperature Setback | A | Incremental Winter Peak Savings (MW) | Technical Potential | 0 | 0 | 0 | 0 | 0 | 0 | 0 | 0 | 0 | 0 | 0 | 0 | 0 | 0 | 0 | 0 | 0 | 0 | 0 | 0 | 0 | 0 | 0 | 0 | 0 | 0 | 0
F7_Commercial_Interruptible - Miscellaneous_New_Water Heating_Natural Gas_Water Heater - Temperature Setback_A_Technical Potential | F7 | Commercial | Interruptible - Miscellaneous | New | Water Heating | Natural Gas | Water Heater - Temperature Setback | A | Cumulative Energy Savings (MWh or mTherms) | Technical Potential | 0 | 0 | 0 | 0 | 0 | 0 | 0 | 0 | 0 | 0 | 0 | 0 | 0 | 0 | 0 | 0 | 0 | 0 | 0 | 0 | 0 | 0 | 0 | 0 | 0 | 0 | 0
F8_Commercial_Interruptible - Miscellaneous_New_Water Heating_Natural Gas_Water Heater - Temperature Setback_A_Technical Potential | F8 | Commercial | Interruptible - Miscellaneous | New | Water Heating | Natural Gas | Water Heater - Temperature Setback | A | Cumulative Summer Peak Savings (MW) | Technical Potential | 0 | 0 | 0 | 0 | 0 | 0 | 0 | 0 | 0 | 0 | 0 | 0 | 0 | 0 | 0 | 0 | 0 | 0 | 0 | 0 | 0 | 0 | 0 | 0 | 0 | 0 | 0
F9_Commercial_Interruptible - Miscellaneous_New_Water Heating_Natural Gas_Water Heater - Temperature Setback_A_Technical Potential | F9 | Commercial | Interruptible - Miscellaneous | New | Water Heating | Natural Gas | Water Heater - Temperature Setback | A | Cumulative Winter Peak Savings (MW) | Technical Potential | 0 | 0 | 0 | 0 | 0 | 0 | 0 | 0 | 0 | 0 | 0 | 0 | 0 | 0 | 0 | 0 | 0 | 0 | 0 | 0 | 0 | 0 | 0 | 0 | 0 | 0 | 0
F10_Commercial_Interruptible - Miscellaneous_New_Water Heating_Natural Gas_Water Heater - Temperature Setback_A_Technical Potential | F10 | Commercial | Interruptible - Miscellaneous | New | Water Heating | Natural Gas | Water Heater - Temperature Setback | A | Purchases (Incremental) | Technical Potential | 0 | 0 | 0 | 0 | 0 | 0 | 0 | 0 | 0 | 0 | 0 | 0 | 0 | 0 | 0 | 0 | 0 | 0 | 0 | 0 | 0 | 0 | 0 | 0 | 0 | 0 | 0
F11_Commercial_Interruptible - Miscellaneous_New_Water Heating_Natural Gas_Water Heater - Temperature Setback_A_Technical Potential | F11 | Commercial | Interruptible - Miscellaneous | New | Water Heating | Natural Gas | Water Heater - Temperature Setback | A | Purchases (Cumulative) | Technical Potential | 0 | 0 | 0 | 0 | 0 | 0 | 0 | 0 | 0 | 0 | 0 | 0 | 0 | 0 | 0 | 0 | 0 | 0 | 0 | 0 | 0 | 0 | 0 | 0 | 0 | 0 | 0
F1_Commercial_Interruptible - Miscellaneous_New_Water Heating_Natural Gas_Water Heater - Faucet Aerators_A_Technical Potential | F1 | Commercial | Interruptible - Miscellaneous | New | Water Heating | Natural Gas | Water Heater - Faucet Aerators | A | Integrated Unit Energy Savings (kWh or therms) | Technical Potential | 0 | 0 | 0 | 0 | 0 | 0 | 0 | 0 | 0 | 0 | 0 | 0 | 0 | 0 | 0 | 0 | 0 | 0 | 0 | 0 | 0 | 0 | 0 | 0 | 0 | 0 | 0
F2_Commercial_Interruptible - Miscellaneous_New_Water Heating_Natural Gas_Water Heater - Faucet Aerators_A_Technical Potential | F2 | Commercial | Interruptible - Miscellaneous | New | Water Heating | Natural Gas | Water Heater - Faucet Aerators | A | Integrated Unit Summer Peak Savings (kW) | Technical Potential | 0 | 0 | 0 | 0 | 0 | 0 | 0 | 0 | 0 | 0 | 0 | 0 | 0 | 0 | 0 | 0 | 0 | 0 | 0 | 0 | 0 | 0 | 0 | 0 | 0 | 0 | 0
F3_Commercial_Interruptible - Miscellaneous_New_Water Heating_Natural Gas_Water Heater - Faucet Aerators_A_Technical Potential | F3 | Commercial | Interruptible - Miscellaneous | New | Water Heating | Natural Gas | Water Heater - Faucet Aerators | A | Integrated Unit Winter Peak Savings (kW) | Technical Potential | 0 | 0 | 0 | 0 | 0 | 0 | 0 | 0 | 0 | 0 | 0 | 0 | 0 | 0 | 0 | 0 | 0 | 0 | 0 | 0 | 0 | 0 | 0 | 0 | 0 | 0 | 0
F4_Commercial_Interruptible - Miscellaneous_New_Water Heating_Natural Gas_Water Heater - Faucet Aerators_A_Technical Potential | F4 | Commercial | Interruptible - Miscellaneous | New | Water Heating | Natural Gas | Water Heater - Faucet Aerators | A | Incremental Energy Savings (MWh or mTherms) | Technical Potential | 0 | 0 | 0 | 0 | 0 | 0 | 0 | 0 | 0 | 0 | 0 | 0 | 0 | 0 | 0 | 0 | 0 | 0 | 0 | 0 | 0 | 0 | 0 | 0 | 0 | 0 | 0
F5_Commercial_Interruptible - Miscellaneous_New_Water Heating_Natural Gas_Water Heater - Faucet Aerators_A_Technical Potential | F5 | Commercial | Interruptible - Miscellaneous | New | Water Heating | Natural Gas | Water Heater - Faucet Aerators | A | Incremental Summer Peak Savings (MW) | Technical Potential | 0 | 0 | 0 | 0 | 0 | 0 | 0 | 0 | 0 | 0 | 0 | 0 | 0 | 0 | 0 | 0 | 0 | 0 | 0 | 0 | 0 | 0 | 0 | 0 | 0 | 0 | 0
F6_Commercial_Interruptible - Miscellaneous_New_Water Heating_Natural Gas_Water Heater - Faucet Aerators_A_Technical Potential | F6 | Commercial | Interruptible - Miscellaneous | New | Water Heating | Natural Gas | Water Heater - Faucet Aerators | A | Incremental Winter Peak Savings (MW) | Technical Potential | 0 | 0 | 0 | 0 | 0 | 0 | 0 | 0 | 0 | 0 | 0 | 0 | 0 | 0 | 0 | 0 | 0 | 0 | 0 | 0 | 0 | 0 | 0 | 0 | 0 | 0 | 0
F7_Commercial_Interruptible - Miscellaneous_New_Water Heating_Natural Gas_Water Heater - Faucet Aerators_A_Technical Potential | F7 | Commercial | Interruptible - Miscellaneous | New | Water Heating | Natural Gas | Water Heater - Faucet Aerators | A | Cumulative Energy Savings (MWh or mTherms) | Technical Potential | 0 | 0 | 0 | 0 | 0 | 0 | 0 | 0 | 0 | 0 | 0 | 0 | 0 | 0 | 0 | 0 | 0 | 0 | 0 | 0 | 0 | 0 | 0 | 0 | 0 | 0 | 0
F8_Commercial_Interruptible - Miscellaneous_New_Water Heating_Natural Gas_Water Heater - Faucet Aerators_A_Technical Potential | F8 | Commercial | Interruptible - Miscellaneous | New | Water Heating | Natural Gas | Water Heater - Faucet Aerators | A | Cumulative Summer Peak Savings (MW) | Technical Potential | 0 | 0 | 0 | 0 | 0 | 0 | 0 | 0 | 0 | 0 | 0 | 0 | 0 | 0 | 0 | 0 | 0 | 0 | 0 | 0 | 0 | 0 | 0 | 0 | 0 | 0 | 0
F9_Commercial_Interruptible - Miscellaneous_New_Water Heating_Natural Gas_Water Heater - Faucet Aerators_A_Technical Potential | F9 | Commercial | Interruptible - Miscellaneous | New | Water Heating | Natural Gas | Water Heater - Faucet Aerators | A | Cumulative Winter Peak Savings (MW) | Technical Potential | 0 | 0 | 0 | 0 | 0 | 0 | 0 | 0 | 0 | 0 | 0 | 0 | 0 | 0 | 0 | 0 | 0 | 0 | 0 | 0 | 0 | 0 | 0 | 0 | 0 | 0 | 0
F10_Commercial_Interruptible - Miscellaneous_New_Water Heating_Natural Gas_Water Heater - Faucet Aerators_A_Technical Potential | F10 | Commercial | Interruptible - Miscellaneous | New | Water Heating | Natural Gas | Water Heater - Faucet Aerators | A | Purchases (Incremental) | Technical Potential | 0 | 0 | 0 | 0 | 0 | 0 | 0 | 0 | 0 | 0 | 0 | 0 | 0 | 0 | 0 | 0 | 0 | 0 | 0 | 0 | 0 | 0 | 0 | 0 | 0 | 0 | 0
F11_Commercial_Interruptible - Miscellaneous_New_Water Heating_Natural Gas_Water Heater - Faucet Aerators_A_Technical Potential | F11 | Commercial | Interruptible - Miscellaneous | New | Water Heating | Natural Gas | Water Heater - Faucet Aerators | A | Purchases (Cumulative) | Technical Potential | 0 | 0 | 0 | 0 | 0 | 0 | 0 | 0 | 0 | 0 | 0 | 0 | 0 | 0 | 0 | 0 | 0 | 0 | 0 | 0 | 0 | 0 | 0 | 0 | 0 | 0 | 0
F1_Commercial_Interruptible - Miscellaneous_New_Water Heating_Natural Gas_Water Heater - Low-Flow Showerheads_A_Technical Potential | F1 | Commercial | Interruptible - Miscellaneous | New | Water Heating | Natural Gas | Water Heater - Low-Flow Showerheads | A | Integrated Unit Energy Savings (kWh or therms) | Technical Potential | 0 | 0 | 0 | 0 | 0 | 0 | 0 | 0 | 0 | 0 | 0 | 0 | 0 | 0 | 0 | 0 | 0 | 0 | 0 | 0 | 0 | 0 | 0 | 0 | 0 | 0 | 0
F2_Commercial_Interruptible - Miscellaneous_New_Water Heating_Natural Gas_Water Heater - Low-Flow Showerheads_A_Technical Potential | F2 | Commercial | Interruptible - Miscellaneous | New | Water Heating | Natural Gas | Water Heater - Low-Flow Showerheads | A | Integrated Unit Summer Peak Savings (kW) | Technical Potential | 0 | 0 | 0 | 0 | 0 | 0 | 0 | 0 | 0 | 0 | 0 | 0 | 0 | 0 | 0 | 0 | 0 | 0 | 0 | 0 | 0 | 0 | 0 | 0 | 0 | 0 | 0
F3_Commercial_Interruptible - Miscellaneous_New_Water Heating_Natural Gas_Water Heater - Low-Flow Showerheads_A_Technical Potential | F3 | Commercial | Interruptible - Miscellaneous | New | Water Heating | Natural Gas | Water Heater - Low-Flow Showerheads | A | Integrated Unit Winter Peak Savings (kW) | Technical Potential | 0 | 0 | 0 | 0 | 0 | 0 | 0 | 0 | 0 | 0 | 0 | 0 | 0 | 0 | 0 | 0 | 0 | 0 | 0 | 0 | 0 | 0 | 0 | 0 | 0 | 0 | 0
F4_Commercial_Interruptible - Miscellaneous_New_Water Heating_Natural Gas_Water Heater - Low-Flow Showerheads_A_Technical Potential | F4 | Commercial | Interruptible - Miscellaneous | New | Water Heating | Natural Gas | Water Heater - Low-Flow Showerheads | A | Incremental Energy Savings (MWh or mTherms) | Technical Potential | 0 | 0 | 0 | 0 | 0 | 0 | 0 | 0 | 0 | 0 | 0 | 0 | 0 | 0 | 0 | 0 | 0 | 0 | 0 | 0 | 0 | 0 | 0 | 0 | 0 | 0 | 0
F5_Commercial_Interruptible - Miscellaneous_New_Water Heating_Natural Gas_Water Heater - Low-Flow Showerheads_A_Technical Potential | F5 | Commercial | Interruptible - Miscellaneous | New | Water Heating | Natural Gas | Water Heater - Low-Flow Showerheads | A | Incremental Summer Peak Savings (MW) | Technical Potential | 0 | 0 | 0 | 0 | 0 | 0 | 0 | 0 | 0 | 0 | 0 | 0 | 0 | 0 | 0 | 0 | 0 | 0 | 0 | 0 | 0 | 0 | 0 | 0 | 0 | 0 | 0
F6_Commercial_Interruptible - Miscellaneous_New_Water Heating_Natural Gas_Water Heater - Low-Flow Showerheads_A_Technical Potential | F6 | Commercial | Interruptible - Miscellaneous | New | Water Heating | Natural Gas | Water Heater - Low-Flow Showerheads | A | Incremental Winter Peak Savings (MW) | Technical Potential | 0 | 0 | 0 | 0 | 0 | 0 | 0 | 0 | 0 | 0 | 0 | 0 | 0 | 0 | 0 | 0 | 0 | 0 | 0 | 0 | 0 | 0 | 0 | 0 | 0 | 0 | 0
F7_Commercial_Interruptible - Miscellaneous_New_Water Heating_Natural Gas_Water Heater - Low-Flow Showerheads_A_Technical Potential | F7 | Commercial | Interruptible - Miscellaneous | New | Water Heating | Natural Gas | Water Heater - Low-Flow Showerheads | A | Cumulative Energy Savings (MWh or mTherms) | Technical Potential | 0 | 0 | 0 | 0 | 0 | 0 | 0 | 0 | 0 | 0 | 0 | 0 | 0 | 0 | 0 | 0 | 0 | 0 | 0 | 0 | 0 | 0 | 0 | 0 | 0 | 0 | 0
F8_Commercial_Interruptible - Miscellaneous_New_Water Heating_Natural Gas_Water Heater - Low-Flow Showerheads_A_Technical Potential | F8 | Commercial | Interruptible - Miscellaneous | New | Water Heating | Natural Gas | Water Heater - Low-Flow Showerheads | A | Cumulative Summer Peak Savings (MW) | Technical Potential | 0 | 0 | 0 | 0 | 0 | 0 | 0 | 0 | 0 | 0 | 0 | 0 | 0 | 0 | 0 | 0 | 0 | 0 | 0 | 0 | 0 | 0 | 0 | 0 | 0 | 0 | 0
F9_Commercial_Interruptible - Miscellaneous_New_Water Heating_Natural Gas_Water Heater - Low-Flow Showerheads_A_Technical Potential | F9 | Commercial | Interruptible - Miscellaneous | New | Water Heating | Natural Gas | Water Heater - Low-Flow Showerheads | A | Cumulative Winter Peak Savings (MW) | Technical Potential | 0 | 0 | 0 | 0 | 0 | 0 | 0 | 0 | 0 | 0 | 0 | 0 | 0 | 0 | 0 | 0 | 0 | 0 | 0 | 0 | 0 | 0 | 0 | 0 | 0 | 0 | 0
F10_Commercial_Interruptible - Miscellaneous_New_Water Heating_Natural Gas_Water Heater - Low-Flow Showerheads_A_Technical Potential | F10 | Commercial | Interruptible - Miscellaneous | New | Water Heating | Natural Gas | Water Heater - Low-Flow Showerheads | A | Purchases (Incremental) | Technical Potential | 0 | 0 | 0 | 0 | 0 | 0 | 0 | 0 | 0 | 0 | 0 | 0 | 0 | 0 | 0 | 0 | 0 | 0 | 0 | 0 | 0 | 0 | 0 | 0 | 0 | 0 | 0
F11_Commercial_Interruptible - Miscellaneous_New_Water Heating_Natural Gas_Water Heater - Low-Flow Showerheads_A_Technical Potential | F11 | Commercial | Interruptible - Miscellaneous | New | Water Heating | Natural Gas | Water Heater - Low-Flow Showerheads | A | Purchases (Cumulative) | Technical Potential | 0 | 0 | 0 | 0 | 0 | 0 | 0 | 0 | 0 | 0 | 0 | 0 | 0 | 0 | 0 | 0 | 0 | 0 | 0 | 0 | 0 | 0 | 0 | 0 | 0 | 0 | 0
F1_Commercial_Interruptible - Miscellaneous_New_Water Heating_Natural Gas_Water Heater - Tank Blanket/Insulation_A_Technical Potential | F1 | Commercial | Interruptible - Miscellaneous | New | Water Heating | Natural Gas | Water Heater - Tank Blanket/Insulation | A | Integrated Unit Energy Savings (kWh or therms) | Technical Potential | 0 | 0 | 0 | 0 | 0 | 0 | 0 | 0 | 0 | 0 | 0 | 0 | 0 | 0 | 0 | 0 | 0 | 0 | 0 | 0 | 0 | 0 | 0 | 0 | 0 | 0 | 0
F2_Commercial_Interruptible - Miscellaneous_New_Water Heating_Natural Gas_Water Heater - Tank Blanket/Insulation_A_Technical Potential | F2 | Commercial | Interruptible - Miscellaneous | New | Water Heating | Natural Gas | Water Heater - Tank Blanket/Insulation | A | Integrated Unit Summer Peak Savings (kW) | Technical Potential | 0 | 0 | 0 | 0 | 0 | 0 | 0 | 0 | 0 | 0 | 0 | 0 | 0 | 0 | 0 | 0 | 0 | 0 | 0 | 0 | 0 | 0 | 0 | 0 | 0 | 0 | 0
F3_Commercial_Interruptible - Miscellaneous_New_Water Heating_Natural Gas_Water Heater - Tank Blanket/Insulation_A_Technical Potential | F3 | Commercial | Interruptible - Miscellaneous | New | Water Heating | Natural Gas | Water Heater - Tank Blanket/Insulation | A | Integrated Unit Winter Peak Savings (kW) | Technical Potential | 0 | 0 | 0 | 0 | 0 | 0 | 0 | 0 | 0 | 0 | 0 | 0 | 0 | 0 | 0 | 0 | 0 | 0 | 0 | 0 | 0 | 0 | 0 | 0 | 0 | 0 | 0
F4_Commercial_Interruptible - Miscellaneous_New_Water Heating_Natural Gas_Water Heater - Tank Blanket/Insulation_A_Technical Potential | F4 | Commercial | Interruptible - Miscellaneous | New | Water Heating | Natural Gas | Water Heater - Tank Blanket/Insulation | A | Incremental Energy Savings (MWh or mTherms) | Technical Potential | 0 | 0 | 0 | 0 | 0 | 0 | 0 | 0 | 0 | 0 | 0 | 0 | 0 | 0 | 0 | 0 | 0 | 0 | 0 | 0 | 0 | 0 | 0 | 0 | 0 | 0 | 0
F5_Commercial_Interruptible - Miscellaneous_New_Water Heating_Natural Gas_Water Heater - Tank Blanket/Insulation_A_Technical Potential | F5 | Commercial | Interruptible - Miscellaneous | New | Water Heating | Natural Gas | Water Heater - Tank Blanket/Insulation | A | Incremental Summer Peak Savings (MW) | Technical Potential | 0 | 0 | 0 | 0 | 0 | 0 | 0 | 0 | 0 | 0 | 0 | 0 | 0 | 0 | 0 | 0 | 0 | 0 | 0 | 0 | 0 | 0 | 0 | 0 | 0 | 0 | 0
F6_Commercial_Interruptible - Miscellaneous_New_Water Heating_Natural Gas_Water Heater - Tank Blanket/Insulation_A_Technical Potential | F6 | Commercial | Interruptible - Miscellaneous | New | Water Heating | Natural Gas | Water Heater - Tank Blanket/Insulation | A | Incremental Winter Peak Savings (MW) | Technical Potential | 0 | 0 | 0 | 0 | 0 | 0 | 0 | 0 | 0 | 0 | 0 | 0 | 0 | 0 | 0 | 0 | 0 | 0 | 0 | 0 | 0 | 0 | 0 | 0 | 0 | 0 | 0
F7_Commercial_Interruptible - Miscellaneous_New_Water Heating_Natural Gas_Water Heater - Tank Blanket/Insulation_A_Technical Potential | F7 | Commercial | Interruptible - Miscellaneous | New | Water Heating | Natural Gas | Water Heater - Tank Blanket/Insulation | A | Cumulative Energy Savings (MWh or mTherms) | Technical Potential | 0 | 0 | 0 | 0 | 0 | 0 | 0 | 0 | 0 | 0 | 0 | 0 | 0 | 0 | 0 | 0 | 0 | 0 | 0 | 0 | 0 | 0 | 0 | 0 | 0 | 0 | 0
F8_Commercial_Interruptible - Miscellaneous_New_Water Heating_Natural Gas_Water Heater - Tank Blanket/Insulation_A_Technical Potential | F8 | Commercial | Interruptible - Miscellaneous | New | Water Heating | Natural Gas | Water Heater - Tank Blanket/Insulation | A | Cumulative Summer Peak Savings (MW) | Technical Potential | 0 | 0 | 0 | 0 | 0 | 0 | 0 | 0 | 0 | 0 | 0 | 0 | 0 | 0 | 0 | 0 | 0 | 0 | 0 | 0 | 0 | 0 | 0 | 0 | 0 | 0 | 0
F9_Commercial_Interruptible - Miscellaneous_New_Water Heating_Natural Gas_Water Heater - Tank Blanket/Insulation_A_Technical Potential | F9 | Commercial | Interruptible - Miscellaneous | New | Water Heating | Natural Gas | Water Heater - Tank Blanket/Insulation | A | Cumulative Winter Peak Savings (MW) | Technical Potential | 0 | 0 | 0 | 0 | 0 | 0 | 0 | 0 | 0 | 0 | 0 | 0 | 0 | 0 | 0 | 0 | 0 | 0 | 0 | 0 | 0 | 0 | 0 | 0 | 0 | 0 | 0
F10_Commercial_Interruptible - Miscellaneous_New_Water Heating_Natural Gas_Water Heater - Tank Blanket/Insulation_A_Technical Potential | F10 | Commercial | Interruptible - Miscellaneous | New | Water Heating | Natural Gas | Water Heater - Tank Blanket/Insulation | A | Purchases (Incremental) | Technical Potential | 0 | 0 | 0 | 0 | 0 | 0 | 0 | 0 | 0 | 0 | 0 | 0 | 0 | 0 | 0 | 0 | 0 | 0 | 0 | 0 | 0 | 0 | 0 | 0 | 0 | 0 | 0
F11_Commercial_Interruptible - Miscellaneous_New_Water Heating_Natural Gas_Water Heater - Tank Blanket/Insulation_A_Technical Potential | F11 | Commercial | Interruptible - Miscellaneous | New | Water Heating | Natural Gas | Water Heater - Tank Blanket/Insulation | A | Purchases (Cumulative) | Technical Potential | 0 | 0 | 0 | 0 | 0 | 0 | 0 | 0 | 0 | 0 | 0 | 0 | 0 | 0 | 0 | 0 | 0 | 0 | 0 | 0 | 0 | 0 | 0 | 0 | 0 | 0 | 0
F1_Commercial_Interruptible - Miscellaneous_New_Water Heating_Natural Gas_Water Heater - Drainwater Heat Recovery_A_Technical Potential | F1 | Commercial | Interruptible - Miscellaneous | New | Water Heating | Natural Gas | Water Heater - Drainwater Heat Recovery | A | Integrated Unit Energy Savings (kWh or therms) | Technical Potential | 0 | 0 | 0 | 0 | 0 | 0 | 0 | 0 | 0 | 0 | 0 | 0 | 0 | 0 | 0 | 0 | 0 | 0 | 0 | 0 | 0 | 0 | 0 | 0 | 0 | 0 | 0
F2_Commercial_Interruptible - Miscellaneous_New_Water Heating_Natural Gas_Water Heater - Drainwater Heat Recovery_A_Technical Potential | F2 | Commercial | Interruptible - Miscellaneous | New | Water Heating | Natural Gas | Water Heater - Drainwater Heat Recovery | A | Integrated Unit Summer Peak Savings (kW) | Technical Potential | 0 | 0 | 0 | 0 | 0 | 0 | 0 | 0 | 0 | 0 | 0 | 0 | 0 | 0 | 0 | 0 | 0 | 0 | 0 | 0 | 0 | 0 | 0 | 0 | 0 | 0 | 0
F3_Commercial_Interruptible - Miscellaneous_New_Water Heating_Natural Gas_Water Heater - Drainwater Heat Recovery_A_Technical Potential | F3 | Commercial | Interruptible - Miscellaneous | New | Water Heating | Natural Gas | Water Heater - Drainwater Heat Recovery | A | Integrated Unit Winter Peak Savings (kW) | Technical Potential | 0 | 0 | 0 | 0 | 0 | 0 | 0 | 0 | 0 | 0 | 0 | 0 | 0 | 0 | 0 | 0 | 0 | 0 | 0 | 0 | 0 | 0 | 0 | 0 | 0 | 0 | 0
F4_Commercial_Interruptible - Miscellaneous_New_Water Heating_Natural Gas_Water Heater - Drainwater Heat Recovery_A_Technical Potential | F4 | Commercial | Interruptible - Miscellaneous | New | Water Heating | Natural Gas | Water Heater - Drainwater Heat Recovery | A | Incremental Energy Savings (MWh or mTherms) | Technical Potential | 0 | 0 | 0 | 0 | 0 | 0 | 0 | 0 | 0 | 0 | 0 | 0 | 0 | 0 | 0 | 0 | 0 | 0 | 0 | 0 | 0 | 0 | 0 | 0 | 0 | 0 | 0
F5_Commercial_Interruptible - Miscellaneous_New_Water Heating_Natural Gas_Water Heater - Drainwater Heat Recovery_A_Technical Potential | F5 | Commercial | Interruptible - Miscellaneous | New | Water Heating | Natural Gas | Water Heater - Drainwater Heat Recovery | A | Incremental Summer Peak Savings (MW) | Technical Potential | 0 | 0 | 0 | 0 | 0 | 0 | 0 | 0 | 0 | 0 | 0 | 0 | 0 | 0 | 0 | 0 | 0 | 0 | 0 | 0 | 0 | 0 | 0 | 0 | 0 | 0 | 0
F6_Commercial_Interruptible - Miscellaneous_New_Water Heating_Natural Gas_Water Heater - Drainwater Heat Recovery_A_Technical Potential | F6 | Commercial | Interruptible - Miscellaneous | New | Water Heating | Natural Gas | Water Heater - Drainwater Heat Recovery | A | Incremental Winter Peak Savings (MW) | Technical Potential | 0 | 0 | 0 | 0 | 0 | 0 | 0 | 0 | 0 | 0 | 0 | 0 | 0 | 0 | 0 | 0 | 0 | 0 | 0 | 0 | 0 | 0 | 0 | 0 | 0 | 0 | 0
F7_Commercial_Interruptible - Miscellaneous_New_Water Heating_Natural Gas_Water Heater - Drainwater Heat Recovery_A_Technical Potential | F7 | Commercial | Interruptible - Miscellaneous | New | Water Heating | Natural Gas | Water Heater - Drainwater Heat Recovery | A | Cumulative Energy Savings (MWh or mTherms) | Technical Potential | 0 | 0 | 0 | 0 | 0 | 0 | 0 | 0 | 0 | 0 | 0 | 0 | 0 | 0 | 0 | 0 | 0 | 0 | 0 | 0 | 0 | 0 | 0 | 0 | 0 | 0 | 0
F8_Commercial_Interruptible - Miscellaneous_New_Water Heating_Natural Gas_Water Heater - Drainwater Heat Recovery_A_Technical Potential | F8 | Commercial | Interruptible - Miscellaneous | New | Water Heating | Natural Gas | Water Heater - Drainwater Heat Recovery | A | Cumulative Summer Peak Savings (MW) | Technical Potential | 0 | 0 | 0 | 0 | 0 | 0 | 0 | 0 | 0 | 0 | 0 | 0 | 0 | 0 | 0 | 0 | 0 | 0 | 0 | 0 | 0 | 0 | 0 | 0 | 0 | 0 | 0
F9_Commercial_Interruptible - Miscellaneous_New_Water Heating_Natural Gas_Water Heater - Drainwater Heat Recovery_A_Technical Potential | F9 | Commercial | Interruptible - Miscellaneous | New | Water Heating | Natural Gas | Water Heater - Drainwater Heat Recovery | A | Cumulative Winter Peak Savings (MW) | Technical Potential | 0 | 0 | 0 | 0 | 0 | 0 | 0 | 0 | 0 | 0 | 0 | 0 | 0 | 0 | 0 | 0 | 0 | 0 | 0 | 0 | 0 | 0 | 0 | 0 | 0 | 0 | 0
F10_Commercial_Interruptible - Miscellaneous_New_Water Heating_Natural Gas_Water Heater - Drainwater Heat Recovery_A_Technical Potential | F10 | Commercial | Interruptible - Miscellaneous | New | Water Heating | Natural Gas | Water Heater - Drainwater Heat Recovery | A | Purchases (Incremental) | Technical Potential | 0 | 0 | 0 | 0 | 0 | 0 | 0 | 0 | 0 | 0 | 0 | 0 | 0 | 0 | 0 | 0 | 0 | 0 | 0 | 0 | 0 | 0 | 0 | 0 | 0 | 0 | 0
F11_Commercial_Interruptible - Miscellaneous_New_Water Heating_Natural Gas_Water Heater - Drainwater Heat Recovery_A_Technical Potential | F11 | Commercial | Interruptible - Miscellaneous | New | Water Heating | Natural Gas | Water Heater - Drainwater Heat Recovery | A | Purchases (Cumulative) | Technical Potential | 0 | 0 | 0 | 0 | 0 | 0 | 0 | 0 | 0 | 0 | 0 | 0 | 0 | 0 | 0 | 0 | 0 | 0 | 0 | 0 | 0 | 0 | 0 | 0 | 0 | 0 | 0
F1_Commercial_Interruptible - Miscellaneous_New_Water Heating_Natural Gas_Water Heater - Circulation Pump Controls_A_Technical Potential | F1 | Commercial | Interruptible - Miscellaneous | New | Water Heating | Natural Gas | Water Heater - Circulation Pump Controls | A | Integrated Unit Energy Savings (kWh or therms) | Technical Potential | 0 | 0 | 0 | 0 | 0 | 0 | 0 | 0 | 0 | 0 | 0 | 0 | 0 | 0 | 0 | 0 | 0 | 0 | 0 | 0 | 0 | 0 | 0 | 0 | 0 | 0 | 0
F2_Commercial_Interruptible - Miscellaneous_New_Water Heating_Natural Gas_Water Heater - Circulation Pump Controls_A_Technical Potential | F2 | Commercial | Interruptible - Miscellaneous | New | Water Heating | Natural Gas | Water Heater - Circulation Pump Controls | A | Integrated Unit Summer Peak Savings (kW) | Technical Potential | 0 | 0 | 0 | 0 | 0 | 0 | 0 | 0 | 0 | 0 | 0 | 0 | 0 | 0 | 0 | 0 | 0 | 0 | 0 | 0 | 0 | 0 | 0 | 0 | 0 | 0 | 0
F3_Commercial_Interruptible - Miscellaneous_New_Water Heating_Natural Gas_Water Heater - Circulation Pump Controls_A_Technical Potential | F3 | Commercial | Interruptible - Miscellaneous | New | Water Heating | Natural Gas | Water Heater - Circulation Pump Controls | A | Integrated Unit Winter Peak Savings (kW) | Technical Potential | 0 | 0 | 0 | 0 | 0 | 0 | 0 | 0 | 0 | 0 | 0 | 0 | 0 | 0 | 0 | 0 | 0 | 0 | 0 | 0 | 0 | 0 | 0 | 0 | 0 | 0 | 0
F4_Commercial_Interruptible - Miscellaneous_New_Water Heating_Natural Gas_Water Heater - Circulation Pump Controls_A_Technical Potential | F4 | Commercial | Interruptible - Miscellaneous | New | Water Heating | Natural Gas | Water Heater - Circulation Pump Controls | A | Incremental Energy Savings (MWh or mTherms) | Technical Potential | 0 | 0 | 0 | 0 | 0 | 0 | 0 | 0 | 0 | 0 | 0 | 0 | 0 | 0 | 0 | 0 | 0 | 0 | 0 | 0 | 0 | 0 | 0 | 0 | 0 | 0 | 0
F5_Commercial_Interruptible - Miscellaneous_New_Water Heating_Natural Gas_Water Heater - Circulation Pump Controls_A_Technical Potential | F5 | Commercial | Interruptible - Miscellaneous | New | Water Heating | Natural Gas | Water Heater - Circulation Pump Controls | A | Incremental Summer Peak Savings (MW) | Technical Potential | 0 | 0 | 0 | 0 | 0 | 0 | 0 | 0 | 0 | 0 | 0 | 0 | 0 | 0 | 0 | 0 | 0 | 0 | 0 | 0 | 0 | 0 | 0 | 0 | 0 | 0 | 0
F6_Commercial_Interruptible - Miscellaneous_New_Water Heating_Natural Gas_Water Heater - Circulation Pump Controls_A_Technical Potential | F6 | Commercial | Interruptible - Miscellaneous | New | Water Heating | Natural Gas | Water Heater - Circulation Pump Controls | A | Incremental Winter Peak Savings (MW) | Technical Potential | 0 | 0 | 0 | 0 | 0 | 0 | 0 | 0 | 0 | 0 | 0 | 0 | 0 | 0 | 0 | 0 | 0 | 0 | 0 | 0 | 0 | 0 | 0 | 0 | 0 | 0 | 0
F7_Commercial_Interruptible - Miscellaneous_New_Water Heating_Natural Gas_Water Heater - Circulation Pump Controls_A_Technical Potential | F7 | Commercial | Interruptible - Miscellaneous | New | Water Heating | Natural Gas | Water Heater - Circulation Pump Controls | A | Cumulative Energy Savings (MWh or mTherms) | Technical Potential | 0 | 0 | 0 | 0 | 0 | 0 | 0 | 0 | 0 | 0 | 0 | 0 | 0 | 0 | 0 | 0 | 0 | 0 | 0 | 0 | 0 | 0 | 0 | 0 | 0 | 0 | 0
F8_Commercial_Interruptible - Miscellaneous_New_Water Heating_Natural Gas_Water Heater - Circulation Pump Controls_A_Technical Potential | F8 | Commercial | Interruptible - Miscellaneous | New | Water Heating | Natural Gas | Water Heater - Circulation Pump Controls | A | Cumulative Summer Peak Savings (MW) | Technical Potential | 0 | 0 | 0 | 0 | 0 | 0 | 0 | 0 | 0 | 0 | 0 | 0 | 0 | 0 | 0 | 0 | 0 | 0 | 0 | 0 | 0 | 0 | 0 | 0 | 0 | 0 | 0
F9_Commercial_Interruptible - Miscellaneous_New_Water Heating_Natural Gas_Water Heater - Circulation Pump Controls_A_Technical Potential | F9 | Commercial | Interruptible - Miscellaneous | New | Water Heating | Natural Gas | Water Heater - Circulation Pump Controls | A | Cumulative Winter Peak Savings (MW) | Technical Potential | 0 | 0 | 0 | 0 | 0 | 0 | 0 | 0 | 0 | 0 | 0 | 0 | 0 | 0 | 0 | 0 | 0 | 0 | 0 | 0 | 0 | 0 | 0 | 0 | 0 | 0 | 0
F10_Commercial_Interruptible - Miscellaneous_New_Water Heating_Natural Gas_Water Heater - Circulation Pump Controls_A_Technical Potential | F10 | Commercial | Interruptible - Miscellaneous | New | Water Heating | Natural Gas | Water Heater - Circulation Pump Controls | A | Purchases (Incremental) | Technical Potential | 0 | 0 | 0 | 0 | 0 | 0 | 0 | 0 | 0 | 0 | 0 | 0 | 0 | 0 | 0 | 0 | 0 | 0 | 0 | 0 | 0 | 0 | 0 | 0 | 0 | 0 | 0
F11_Commercial_Interruptible - Miscellaneous_New_Water Heating_Natural Gas_Water Heater - Circulation Pump Controls_A_Technical Potential | F11 | Commercial | Interruptible - Miscellaneous | New | Water Heating | Natural Gas | Water Heater - Circulation Pump Controls | A | Purchases (Cumulative) | Technical Potential | 0 | 0 | 0 | 0 | 0 | 0 | 0 | 0 | 0 | 0 | 0 | 0 | 0 | 0 | 0 | 0 | 0 | 0 | 0 | 0 | 0 | 0 | 0 | 0 | 0 | 0 | 0
F1_Commercial_Interruptible - Miscellaneous_New_Water Heating_Natural Gas_Water Heater - Pipe Insulation_A_Technical Potential | F1 | Commercial | Interruptible - Miscellaneous | New | Water Heating | Natural Gas | Water Heater - Pipe Insulation | A | Integrated Unit Energy Savings (kWh or therms) | Technical Potential | 0 | 0 | 0 | 0 | 0 | 0 | 0 | 0 | 0 | 0 | 0 | 0 | 0 | 0 | 0 | 0 | 0 | 0 | 0 | 0 | 0 | 0 | 0 | 0 | 0 | 0 | 0
F2_Commercial_Interruptible - Miscellaneous_New_Water Heating_Natural Gas_Water Heater - Pipe Insulation_A_Technical Potential | F2 | Commercial | Interruptible - Miscellaneous | New | Water Heating | Natural Gas | Water Heater - Pipe Insulation | A | Integrated Unit Summer Peak Savings (kW) | Technical Potential | 0 | 0 | 0 | 0 | 0 | 0 | 0 | 0 | 0 | 0 | 0 | 0 | 0 | 0 | 0 | 0 | 0 | 0 | 0 | 0 | 0 | 0 | 0 | 0 | 0 | 0 | 0
F3_Commercial_Interruptible - Miscellaneous_New_Water Heating_Natural Gas_Water Heater - Pipe Insulation_A_Technical Potential | F3 | Commercial | Interruptible - Miscellaneous | New | Water Heating | Natural Gas | Water Heater - Pipe Insulation | A | Integrated Unit Winter Peak Savings (kW) | Technical Potential | 0 | 0 | 0 | 0 | 0 | 0 | 0 | 0 | 0 | 0 | 0 | 0 | 0 | 0 | 0 | 0 | 0 | 0 | 0 | 0 | 0 | 0 | 0 | 0 | 0 | 0 | 0
F4_Commercial_Interruptible - Miscellaneous_New_Water Heating_Natural Gas_Water Heater - Pipe Insulation_A_Technical Potential | F4 | Commercial | Interruptible - Miscellaneous | New | Water Heating | Natural Gas | Water Heater - Pipe Insulation | A | Incremental Energy Savings (MWh or mTherms) | Technical Potential | 0 | 0 | 0 | 0 | 0 | 0 | 0 | 0 | 0 | 0 | 0 | 0 | 0 | 0 | 0 | 0 | 0 | 0 | 0 | 0 | 0 | 0 | 0 | 0 | 0 | 0 | 0
F5_Commercial_Interruptible - Miscellaneous_New_Water Heating_Natural Gas_Water Heater - Pipe Insulation_A_Technical Potential | F5 | Commercial | Interruptible - Miscellaneous | New | Water Heating | Natural Gas | Water Heater - Pipe Insulation | A | Incremental Summer Peak Savings (MW) | Technical Potential | 0 | 0 | 0 | 0 | 0 | 0 | 0 | 0 | 0 | 0 | 0 | 0 | 0 | 0 | 0 | 0 | 0 | 0 | 0 | 0 | 0 | 0 | 0 | 0 | 0 | 0 | 0
F6_Commercial_Interruptible - Miscellaneous_New_Water Heating_Natural Gas_Water Heater - Pipe Insulation_A_Technical Potential | F6 | Commercial | Interruptible - Miscellaneous | New | Water Heating | Natural Gas | Water Heater - Pipe Insulation | A | Incremental Winter Peak Savings (MW) | Technical Potential | 0 | 0 | 0 | 0 | 0 | 0 | 0 | 0 | 0 | 0 | 0 | 0 | 0 | 0 | 0 | 0 | 0 | 0 | 0 | 0 | 0 | 0 | 0 | 0 | 0 | 0 | 0
F7_Commercial_Interruptible - Miscellaneous_New_Water Heating_Natural Gas_Water Heater - Pipe Insulation_A_Technical Potential | F7 | Commercial | Interruptible - Miscellaneous | New | Water Heating | Natural Gas | Water Heater - Pipe Insulation | A | Cumulative Energy Savings (MWh or mTherms) | Technical Potential | 0 | 0 | 0 | 0 | 0 | 0 | 0 | 0 | 0 | 0 | 0 | 0 | 0 | 0 | 0 | 0 | 0 | 0 | 0 | 0 | 0 | 0 | 0 | 0 | 0 | 0 | 0
F8_Commercial_Interruptible - Miscellaneous_New_Water Heating_Natural Gas_Water Heater - Pipe Insulation_A_Technical Potential | F8 | Commercial | Interruptible - Miscellaneous | New | Water Heating | Natural Gas | Water Heater - Pipe Insulation | A | Cumulative Summer Peak Savings (MW) | Technical Potential | 0 | 0 | 0 | 0 | 0 | 0 | 0 | 0 | 0 | 0 | 0 | 0 | 0 | 0 | 0 | 0 | 0 | 0 | 0 | 0 | 0 | 0 | 0 | 0 | 0 | 0 | 0
F9_Commercial_Interruptible - Miscellaneous_New_Water Heating_Natural Gas_Water Heater - Pipe Insulation_A_Technical Potential | F9 | Commercial | Interruptible - Miscellaneous | New | Water Heating | Natural Gas | Water Heater - Pipe Insulation | A | Cumulative Winter Peak Savings (MW) | Technical Potential | 0 | 0 | 0 | 0 | 0 | 0 | 0 | 0 | 0 | 0 | 0 | 0 | 0 | 0 | 0 | 0 | 0 | 0 | 0 | 0 | 0 | 0 | 0 | 0 | 0 | 0 | 0
F10_Commercial_Interruptible - Miscellaneous_New_Water Heating_Natural Gas_Water Heater - Pipe Insulation_A_Technical Potential | F10 | Commercial | Interruptible - Miscellaneous | New | Water Heating | Natural Gas | Water Heater - Pipe Insulation | A | Purchases (Incremental) | Technical Potential | 0 | 0 | 0 | 0 | 0 | 0 | 0 | 0 | 0 | 0 | 0 | 0 | 0 | 0 | 0 | 0 | 0 | 0 | 0 | 0 | 0 | 0 | 0 | 0 | 0 | 0 | 0
F11_Commercial_Interruptible - Miscellaneous_New_Water Heating_Natural Gas_Water Heater - Pipe Insulation_A_Technical Potential | F11 | Commercial | Interruptible - Miscellaneous | New | Water Heating | Natural Gas | Water Heater - Pipe Insulation | A | Purchases (Cumulative) | Technical Potential | 0 | 0 | 0 | 0 | 0 | 0 | 0 | 0 | 0 | 0 | 0 | 0 | 0 | 0 | 0 | 0 | 0 | 0 | 0 | 0 | 0 | 0 | 0 | 0 | 0 | 0 | 0
F1_Commercial_Interruptible - Miscellaneous_New_Water Heating_Natural Gas_Water Heater - Motion Control Faucet_A_Technical Potential | F1 | Commercial | Interruptible - Miscellaneous | New | Water Heating | Natural Gas | Water Heater - Motion Control Faucet | A | Integrated Unit Energy Savings (kWh or therms) | Technical Potential | 0 | 0 | 0 | 0 | 0 | 0 | 0 | 0 | 0 | 0 | 0 | 0 | 0 | 0 | 0 | 0 | 0 | 0 | 0 | 0 | 0 | 0 | 0 | 0 | 0 | 0 | 0
F2_Commercial_Interruptible - Miscellaneous_New_Water Heating_Natural Gas_Water Heater - Motion Control Faucet_A_Technical Potential | F2 | Commercial | Interruptible - Miscellaneous | New | Water Heating | Natural Gas | Water Heater - Motion Control Faucet | A | Integrated Unit Summer Peak Savings (kW) | Technical Potential | 0 | 0 | 0 | 0 | 0 | 0 | 0 | 0 | 0 | 0 | 0 | 0 | 0 | 0 | 0 | 0 | 0 | 0 | 0 | 0 | 0 | 0 | 0 | 0 | 0 | 0 | 0
F3_Commercial_Interruptible - Miscellaneous_New_Water Heating_Natural Gas_Water Heater - Motion Control Faucet_A_Technical Potential | F3 | Commercial | Interruptible - Miscellaneous | New | Water Heating | Natural Gas | Water Heater - Motion Control Faucet | A | Integrated Unit Winter Peak Savings (kW) | Technical Potential | 0 | 0 | 0 | 0 | 0 | 0 | 0 | 0 | 0 | 0 | 0 | 0 | 0 | 0 | 0 | 0 | 0 | 0 | 0 | 0 | 0 | 0 | 0 | 0 | 0 | 0 | 0
F4_Commercial_Interruptible - Miscellaneous_New_Water Heating_Natural Gas_Water Heater - Motion Control Faucet_A_Technical Potential | F4 | Commercial | Interruptible - Miscellaneous | New | Water Heating | Natural Gas | Water Heater - Motion Control Faucet | A | Incremental Energy Savings (MWh or mTherms) | Technical Potential | 0 | 0 | 0 | 0 | 0 | 0 | 0 | 0 | 0 | 0 | 0 | 0 | 0 | 0 | 0 | 0 | 0 | 0 | 0 | 0 | 0 | 0 | 0 | 0 | 0 | 0 | 0
F5_Commercial_Interruptible - Miscellaneous_New_Water Heating_Natural Gas_Water Heater - Motion Control Faucet_A_Technical Potential | F5 | Commercial | Interruptible - Miscellaneous | New | Water Heating | Natural Gas | Water Heater - Motion Control Faucet | A | Incremental Summer Peak Savings (MW) | Technical Potential | 0 | 0 | 0 | 0 | 0 | 0 | 0 | 0 | 0 | 0 | 0 | 0 | 0 | 0 | 0 | 0 | 0 | 0 | 0 | 0 | 0 | 0 | 0 | 0 | 0 | 0 | 0
F6_Commercial_Interruptible - Miscellaneous_New_Water Heating_Natural Gas_Water Heater - Motion Control Faucet_A_Technical Potential | F6 | Commercial | Interruptible - Miscellaneous | New | Water Heating | Natural Gas | Water Heater - Motion Control Faucet | A | Incremental Winter Peak Savings (MW) | Technical Potential | 0 | 0 | 0 | 0 | 0 | 0 | 0 | 0 | 0 | 0 | 0 | 0 | 0 | 0 | 0 | 0 | 0 | 0 | 0 | 0 | 0 | 0 | 0 | 0 | 0 | 0 | 0
F7_Commercial_Interruptible - Miscellaneous_New_Water Heating_Natural Gas_Water Heater - Motion Control Faucet_A_Technical Potential | F7 | Commercial | Interruptible - Miscellaneous | New | Water Heating | Natural Gas | Water Heater - Motion Control Faucet | A | Cumulative Energy Savings (MWh or mTherms) | Technical Potential | 0 | 0 | 0 | 0 | 0 | 0 | 0 | 0 | 0 | 0 | 0 | 0 | 0 | 0 | 0 | 0 | 0 | 0 | 0 | 0 | 0 | 0 | 0 | 0 | 0 | 0 | 0
F8_Commercial_Interruptible - Miscellaneous_New_Water Heating_Natural Gas_Water Heater - Motion Control Faucet_A_Technical Potential | F8 | Commercial | Interruptible - Miscellaneous | New | Water Heating | Natural Gas | Water Heater - Motion Control Faucet | A | Cumulative Summer Peak Savings (MW) | Technical Potential | 0 | 0 | 0 | 0 | 0 | 0 | 0 | 0 | 0 | 0 | 0 | 0 | 0 | 0 | 0 | 0 | 0 | 0 | 0 | 0 | 0 | 0 | 0 | 0 | 0 | 0 | 0
F9_Commercial_Interruptible - Miscellaneous_New_Water Heating_Natural Gas_Water Heater - Motion Control Faucet_A_Technical Potential | F9 | Commercial | Interruptible - Miscellaneous | New | Water Heating | Natural Gas | Water Heater - Motion Control Faucet | A | Cumulative Winter Peak Savings (MW) | Technical Potential | 0 | 0 | 0 | 0 | 0 | 0 | 0 | 0 | 0 | 0 | 0 | 0 | 0 | 0 | 0 | 0 | 0 | 0 | 0 | 0 | 0 | 0 | 0 | 0 | 0 | 0 | 0
F10_Commercial_Interruptible - Miscellaneous_New_Water Heating_Natural Gas_Water Heater - Motion Control Faucet_A_Technical Potential | F10 | Commercial | Interruptible - Miscellaneous | New | Water Heating | Natural Gas | Water Heater - Motion Control Faucet | A | Purchases (Incremental) | Technical Potential | 0 | 0 | 0 | 0 | 0 | 0 | 0 | 0 | 0 | 0 | 0 | 0 | 0 | 0 | 0 | 0 | 0 | 0 | 0 | 0 | 0 | 0 | 0 | 0 | 0 | 0 | 0
F11_Commercial_Interruptible - Miscellaneous_New_Water Heating_Natural Gas_Water Heater - Motion Control Faucet_A_Technical Potential | F11 | Commercial | Interruptible - Miscellaneous | New | Water Heating | Natural Gas | Water Heater - Motion Control Faucet | A | Purchases (Cumulative) | Technical Potential | 0 | 0 | 0 | 0 | 0 | 0 | 0 | 0 | 0 | 0 | 0 | 0 | 0 | 0 | 0 | 0 | 0 | 0 | 0 | 0 | 0 | 0 | 0 | 0 | 0 | 0 | 0
F1_Commercial_Interruptible - Miscellaneous_New_Water Heating_Natural Gas_Water Heater - Solar System_A_Technical Potential | F1 | Commercial | Interruptible - Miscellaneous | New | Water Heating | Natural Gas | Water Heater - Solar System | A | Integrated Unit Energy Savings (kWh or therms) | Technical Potential | 0 | 0 | 0 | 0 | 0 | 0 | 0 | 0 | 0 | 0 | 0 | 0 | 0 | 0 | 0 | 0 | 0 | 0 | 0 | 0 | 0 | 0 | 0 | 0 | 0 | 0 | 0
F2_Commercial_Interruptible - Miscellaneous_New_Water Heating_Natural Gas_Water Heater - Solar System_A_Technical Potential | F2 | Commercial | Interruptible - Miscellaneous | New | Water Heating | Natural Gas | Water Heater - Solar System | A | Integrated Unit Summer Peak Savings (kW) | Technical Potential | 0 | 0 | 0 | 0 | 0 | 0 | 0 | 0 | 0 | 0 | 0 | 0 | 0 | 0 | 0 | 0 | 0 | 0 | 0 | 0 | 0 | 0 | 0 | 0 | 0 | 0 | 0
F3_Commercial_Interruptible - Miscellaneous_New_Water Heating_Natural Gas_Water Heater - Solar System_A_Technical Potential | F3 | Commercial | Interruptible - Miscellaneous | New | Water Heating | Natural Gas | Water Heater - Solar System | A | Integrated Unit Winter Peak Savings (kW) | Technical Potential | 0 | 0 | 0 | 0 | 0 | 0 | 0 | 0 | 0 | 0 | 0 | 0 | 0 | 0 | 0 | 0 | 0 | 0 | 0 | 0 | 0 | 0 | 0 | 0 | 0 | 0 | 0
F4_Commercial_Interruptible - Miscellaneous_New_Water Heating_Natural Gas_Water Heater - Solar System_A_Technical Potential | F4 | Commercial | Interruptible - Miscellaneous | New | Water Heating | Natural Gas | Water Heater - Solar System | A | Incremental Energy Savings (MWh or mTherms) | Technical Potential | 0 | 0 | 0 | 0 | 0 | 0 | 0 | 0 | 0 | 0 | 0 | 0 | 0 | 0 | 0 | 0 | 0 | 0 | 0 | 0 | 0 | 0 | 0 | 0 | 0 | 0 | 0
F5_Commercial_Interruptible - Miscellaneous_New_Water Heating_Natural Gas_Water Heater - Solar System_A_Technical Potential | F5 | Commercial | Interruptible - Miscellaneous | New | Water Heating | Natural Gas | Water Heater - Solar System | A | Incremental Summer Peak Savings (MW) | Technical Potential | 0 | 0 | 0 | 0 | 0 | 0 | 0 | 0 | 0 | 0 | 0 | 0 | 0 | 0 | 0 | 0 | 0 | 0 | 0 | 0 | 0 | 0 | 0 | 0 | 0 | 0 | 0
F6_Commercial_Interruptible - Miscellaneous_New_Water Heating_Natural Gas_Water Heater - Solar System_A_Technical Potential | F6 | Commercial | Interruptible - Miscellaneous | New | Water Heating | Natural Gas | Water Heater - Solar System | A | Incremental Winter Peak Savings (MW) | Technical Potential | 0 | 0 | 0 | 0 | 0 | 0 | 0 | 0 | 0 | 0 | 0 | 0 | 0 | 0 | 0 | 0 | 0 | 0 | 0 | 0 | 0 | 0 | 0 | 0 | 0 | 0 | 0
F7_Commercial_Interruptible - Miscellaneous_New_Water Heating_Natural Gas_Water Heater - Solar System_A_Technical Potential | F7 | Commercial | Interruptible - Miscellaneous | New | Water Heating | Natural Gas | Water Heater - Solar System | A | Cumulative Energy Savings (MWh or mTherms) | Technical Potential | 0 | 0 | 0 | 0 | 0 | 0 | 0 | 0 | 0 | 0 | 0 | 0 | 0 | 0 | 0 | 0 | 0 | 0 | 0 | 0 | 0 | 0 | 0 | 0 | 0 | 0 | 0
F8_Commercial_Interruptible - Miscellaneous_New_Water Heating_Natural Gas_Water Heater - Solar System_A_Technical Potential | F8 | Commercial | Interruptible - Miscellaneous | New | Water Heating | Natural Gas | Water Heater - Solar System | A | Cumulative Summer Peak Savings (MW) | Technical Potential | 0 | 0 | 0 | 0 | 0 | 0 | 0 | 0 | 0 | 0 | 0 | 0 | 0 | 0 | 0 | 0 | 0 | 0 | 0 | 0 | 0 | 0 | 0 | 0 | 0 | 0 | 0
F9_Commercial_Interruptible - Miscellaneous_New_Water Heating_Natural Gas_Water Heater - Solar System_A_Technical Potential | F9 | Commercial | Interruptible - Miscellaneous | New | Water Heating | Natural Gas | Water Heater - Solar System | A | Cumulative Winter Peak Savings (MW) | Technical Potential | 0 | 0 | 0 | 0 | 0 | 0 | 0 | 0 | 0 | 0 | 0 | 0 | 0 | 0 | 0 | 0 | 0 | 0 | 0 | 0 | 0 | 0 | 0 | 0 | 0 | 0 | 0
F10_Commercial_Interruptible - Miscellaneous_New_Water Heating_Natural Gas_Water Heater - Solar System_A_Technical Potential | F10 | Commercial | Interruptible - Miscellaneous | New | Water Heating | Natural Gas | Water Heater - Solar System | A | Purchases (Incremental) | Technical Potential | 0 | 0 | 0 | 0 | 0 | 0 | 0 | 0 | 0 | 0 | 0 | 0 | 0 | 0 | 0 | 0 | 0 | 0 | 0 | 0 | 0 | 0 | 0 | 0 | 0 | 0 | 0
F11_Commercial_Interruptible - Miscellaneous_New_Water Heating_Natural Gas_Water Heater - Solar System_A_Technical Potential | F11 | Commercial | Interruptible - Miscellaneous | New | Water Heating | Natural Gas | Water Heater - Solar System | A | Purchases (Cumulative) | Technical Potential | 0 | 0 | 0 | 0 | 0 | 0 | 0 | 0 | 0 | 0 | 0 | 0 | 0 | 0 | 0 | 0 | 0 | 0 | 0 | 0 | 0 | 0 | 0 | 0 | 0 | 0 | 0
F1_Commercial_Interruptible - Miscellaneous_New_Water Heating_Natural Gas_Commercial Laundry - Ozone Treatment_A_Technical Potential | F1 | Commercial | Interruptible - Miscellaneous | New | Water Heating | Natural Gas | Commercial Laundry - Ozone Treatment | A | Integrated Unit Energy Savings (kWh or therms) | Technical Potential | 0 | 0 | 0 | 0 | 0 | 0 | 0 | 0 | 0 | 0 | 0 | 0 | 0 | 0 | 0 | 0 | 0 | 0 | 0 | 0 | 0 | 0 | 0 | 0 | 0 | 0 | 0
F2_Commercial_Interruptible - Miscellaneous_New_Water Heating_Natural Gas_Commercial Laundry - Ozone Treatment_A_Technical Potential | F2 | Commercial | Interruptible - Miscellaneous | New | Water Heating | Natural Gas | Commercial Laundry - Ozone Treatment | A | Integrated Unit Summer Peak Savings (kW) | Technical Potential | 0 | 0 | 0 | 0 | 0 | 0 | 0 | 0 | 0 | 0 | 0 | 0 | 0 | 0 | 0 | 0 | 0 | 0 | 0 | 0 | 0 | 0 | 0 | 0 | 0 | 0 | 0
F3_Commercial_Interruptible - Miscellaneous_New_Water Heating_Natural Gas_Commercial Laundry - Ozone Treatment_A_Technical Potential | F3 | Commercial | Interruptible - Miscellaneous | New | Water Heating | Natural Gas | Commercial Laundry - Ozone Treatment | A | Integrated Unit Winter Peak Savings (kW) | Technical Potential | 0 | 0 | 0 | 0 | 0 | 0 | 0 | 0 | 0 | 0 | 0 | 0 | 0 | 0 | 0 | 0 | 0 | 0 | 0 | 0 | 0 | 0 | 0 | 0 | 0 | 0 | 0
F4_Commercial_Interruptible - Miscellaneous_New_Water Heating_Natural Gas_Commercial Laundry - Ozone Treatment_A_Technical Potential | F4 | Commercial | Interruptible - Miscellaneous | New | Water Heating | Natural Gas | Commercial Laundry - Ozone Treatment | A | Incremental Energy Savings (MWh or mTherms) | Technical Potential | 0 | 0 | 0 | 0 | 0 | 0 | 0 | 0 | 0 | 0 | 0 | 0 | 0 | 0 | 0 | 0 | 0 | 0 | 0 | 0 | 0 | 0 | 0 | 0 | 0 | 0 | 0
F5_Commercial_Interruptible - Miscellaneous_New_Water Heating_Natural Gas_Commercial Laundry - Ozone Treatment_A_Technical Potential | F5 | Commercial | Interruptible - Miscellaneous | New | Water Heating | Natural Gas | Commercial Laundry - Ozone Treatment | A | Incremental Summer Peak Savings (MW) | Technical Potential | 0 | 0 | 0 | 0 | 0 | 0 | 0 | 0 | 0 | 0 | 0 | 0 | 0 | 0 | 0 | 0 | 0 | 0 | 0 | 0 | 0 | 0 | 0 | 0 | 0 | 0 | 0
F6_Commercial_Interruptible - Miscellaneous_New_Water Heating_Natural Gas_Commercial Laundry - Ozone Treatment_A_Technical Potential | F6 | Commercial | Interruptible - Miscellaneous | New | Water Heating | Natural Gas | Commercial Laundry - Ozone Treatment | A | Incremental Winter Peak Savings (MW) | Technical Potential | 0 | 0 | 0 | 0 | 0 | 0 | 0 | 0 | 0 | 0 | 0 | 0 | 0 | 0 | 0 | 0 | 0 | 0 | 0 | 0 | 0 | 0 | 0 | 0 | 0 | 0 | 0
F7_Commercial_Interruptible - Miscellaneous_New_Water Heating_Natural Gas_Commercial Laundry - Ozone Treatment_A_Technical Potential | F7 | Commercial | Interruptible - Miscellaneous | New | Water Heating | Natural Gas | Commercial Laundry - Ozone Treatment | A | Cumulative Energy Savings (MWh or mTherms) | Technical Potential | 0 | 0 | 0 | 0 | 0 | 0 | 0 | 0 | 0 | 0 | 0 | 0 | 0 | 0 | 0 | 0 | 0 | 0 | 0 | 0 | 0 | 0 | 0 | 0 | 0 | 0 | 0
F8_Commercial_Interruptible - Miscellaneous_New_Water Heating_Natural Gas_Commercial Laundry - Ozone Treatment_A_Technical Potential | F8 | Commercial | Interruptible - Miscellaneous | New | Water Heating | Natural Gas | Commercial Laundry - Ozone Treatment | A | Cumulative Summer Peak Savings (MW) | Technical Potential | 0 | 0 | 0 | 0 | 0 | 0 | 0 | 0 | 0 | 0 | 0 | 0 | 0 | 0 | 0 | 0 | 0 | 0 | 0 | 0 | 0 | 0 | 0 | 0 | 0 | 0 | 0
F9_Commercial_Interruptible - Miscellaneous_New_Water Heating_Natural Gas_Commercial Laundry - Ozone Treatment_A_Technical Potential | F9 | Commercial | Interruptible - Miscellaneous | New | Water Heating | Natural Gas | Commercial Laundry - Ozone Treatment | A | Cumulative Winter Peak Savings (MW) | Technical Potential | 0 | 0 | 0 | 0 | 0 | 0 | 0 | 0 | 0 | 0 | 0 | 0 | 0 | 0 | 0 | 0 | 0 | 0 | 0 | 0 | 0 | 0 | 0 | 0 | 0 | 0 | 0
F10_Commercial_Interruptible - Miscellaneous_New_Water Heating_Natural Gas_Commercial Laundry - Ozone Treatment_A_Technical Potential | F10 | Commercial | Interruptible - Miscellaneous | New | Water Heating | Natural Gas | Commercial Laundry - Ozone Treatment | A | Purchases (Incremental) | Technical Potential | 0 | 0 | 0 | 0 | 0 | 0 | 0 | 0 | 0 | 0 | 0 | 0 | 0 | 0 | 0 | 0 | 0 | 0 | 0 | 0 | 0 | 0 | 0 | 0 | 0 | 0 | 0
F11_Commercial_Interruptible - Miscellaneous_New_Water Heating_Natural Gas_Commercial Laundry - Ozone Treatment_A_Technical Potential | F11 | Commercial | Interruptible - Miscellaneous | New | Water Heating | Natural Gas | Commercial Laundry - Ozone Treatment | A | Purchases (Cumulative) | Technical Potential | 0 | 0 | 0 | 0 | 0 | 0 | 0 | 0 | 0 | 0 | 0 | 0 | 0 | 0 | 0 | 0 | 0 | 0 | 0 | 0 | 0 | 0 | 0 | 0 | 0 | 0 | 0
F1_Commercial_Interruptible - Miscellaneous_New_Water Heating_Natural Gas_Commercial Laundry - ENERGY STAR Washer_A_Technical Potential | F1 | Commercial | Interruptible - Miscellaneous | New | Water Heating | Natural Gas | Commercial Laundry - ENERGY STAR Washer | A | Integrated Unit Energy Savings (kWh or therms) | Technical Potential | 0 | 0 | 0 | 0 | 0 | 0 | 0 | 0 | 0 | 0 | 0 | 0 | 0 | 0 | 0 | 0 | 0 | 0 | 0 | 0 | 0 | 0 | 0 | 0 | 0 | 0 | 0
F2_Commercial_Interruptible - Miscellaneous_New_Water Heating_Natural Gas_Commercial Laundry - ENERGY STAR Washer_A_Technical Potential | F2 | Commercial | Interruptible - Miscellaneous | New | Water Heating | Natural Gas | Commercial Laundry - ENERGY STAR Washer | A | Integrated Unit Summer Peak Savings (kW) | Technical Potential | 0 | 0 | 0 | 0 | 0 | 0 | 0 | 0 | 0 | 0 | 0 | 0 | 0 | 0 | 0 | 0 | 0 | 0 | 0 | 0 | 0 | 0 | 0 | 0 | 0 | 0 | 0
F3_Commercial_Interruptible - Miscellaneous_New_Water Heating_Natural Gas_Commercial Laundry - ENERGY STAR Washer_A_Technical Potential | F3 | Commercial | Interruptible - Miscellaneous | New | Water Heating | Natural Gas | Commercial Laundry - ENERGY STAR Washer | A | Integrated Unit Winter Peak Savings (kW) | Technical Potential | 0 | 0 | 0 | 0 | 0 | 0 | 0 | 0 | 0 | 0 | 0 | 0 | 0 | 0 | 0 | 0 | 0 | 0 | 0 | 0 | 0 | 0 | 0 | 0 | 0 | 0 | 0
F4_Commercial_Interruptible - Miscellaneous_New_Water Heating_Natural Gas_Commercial Laundry - ENERGY STAR Washer_A_Technical Potential | F4 | Commercial | Interruptible - Miscellaneous | New | Water Heating | Natural Gas | Commercial Laundry - ENERGY STAR Washer | A | Incremental Energy Savings (MWh or mTherms) | Technical Potential | 0 | 0 | 0 | 0 | 0 | 0 | 0 | 0 | 0 | 0 | 0 | 0 | 0 | 0 | 0 | 0 | 0 | 0 | 0 | 0 | 0 | 0 | 0 | 0 | 0 | 0 | 0
F5_Commercial_Interruptible - Miscellaneous_New_Water Heating_Natural Gas_Commercial Laundry - ENERGY STAR Washer_A_Technical Potential | F5 | Commercial | Interruptible - Miscellaneous | New | Water Heating | Natural Gas | Commercial Laundry - ENERGY STAR Washer | A | Incremental Summer Peak Savings (MW) | Technical Potential | 0 | 0 | 0 | 0 | 0 | 0 | 0 | 0 | 0 | 0 | 0 | 0 | 0 | 0 | 0 | 0 | 0 | 0 | 0 | 0 | 0 | 0 | 0 | 0 | 0 | 0 | 0
F6_Commercial_Interruptible - Miscellaneous_New_Water Heating_Natural Gas_Commercial Laundry - ENERGY STAR Washer_A_Technical Potential | F6 | Commercial | Interruptible - Miscellaneous | New | Water Heating | Natural Gas | Commercial Laundry - ENERGY STAR Washer | A | Incremental Winter Peak Savings (MW) | Technical Potential | 0 | 0 | 0 | 0 | 0 | 0 | 0 | 0 | 0 | 0 | 0 | 0 | 0 | 0 | 0 | 0 | 0 | 0 | 0 | 0 | 0 | 0 | 0 | 0 | 0 | 0 | 0
F7_Commercial_Interruptible - Miscellaneous_New_Water Heating_Natural Gas_Commercial Laundry - ENERGY STAR Washer_A_Technical Potential | F7 | Commercial | Interruptible - Miscellaneous | New | Water Heating | Natural Gas | Commercial Laundry - ENERGY STAR Washer | A | Cumulative Energy Savings (MWh or mTherms) | Technical Potential | 0 | 0 | 0 | 0 | 0 | 0 | 0 | 0 | 0 | 0 | 0 | 0 | 0 | 0 | 0 | 0 | 0 | 0 | 0 | 0 | 0 | 0 | 0 | 0 | 0 | 0 | 0
F8_Commercial_Interruptible - Miscellaneous_New_Water Heating_Natural Gas_Commercial Laundry - ENERGY STAR Washer_A_Technical Potential | F8 | Commercial | Interruptible - Miscellaneous | New | Water Heating | Natural Gas | Commercial Laundry - ENERGY STAR Washer | A | Cumulative Summer Peak Savings (MW) | Technical Potential | 0 | 0 | 0 | 0 | 0 | 0 | 0 | 0 | 0 | 0 | 0 | 0 | 0 | 0 | 0 | 0 | 0 | 0 | 0 | 0 | 0 | 0 | 0 | 0 | 0 | 0 | 0
F9_Commercial_Interruptible - Miscellaneous_New_Water Heating_Natural Gas_Commercial Laundry - ENERGY STAR Washer_A_Technical Potential | F9 | Commercial | Interruptible - Miscellaneous | New | Water Heating | Natural Gas | Commercial Laundry - ENERGY STAR Washer | A | Cumulative Winter Peak Savings (MW) | Technical Potential | 0 | 0 | 0 | 0 | 0 | 0 | 0 | 0 | 0 | 0 | 0 | 0 | 0 | 0 | 0 | 0 | 0 | 0 | 0 | 0 | 0 | 0 | 0 | 0 | 0 | 0 | 0
F10_Commercial_Interruptible - Miscellaneous_New_Water Heating_Natural Gas_Commercial Laundry - ENERGY STAR Washer_A_Technical Potential | F10 | Commercial | Interruptible - Miscellaneous | New | Water Heating | Natural Gas | Commercial Laundry - ENERGY STAR Washer | A | Purchases (Incremental) | Technical Potential | 0 | 0 | 0 | 0 | 0 | 0 | 0 | 0 | 0 | 0 | 0 | 0 | 0 | 0 | 0 | 0 | 0 | 0 | 0 | 0 | 0 | 0 | 0 | 0 | 0 | 0 | 0
F11_Commercial_Interruptible - Miscellaneous_New_Water Heating_Natural Gas_Commercial Laundry - ENERGY STAR Washer_A_Technical Potential | F11 | Commercial | Interruptible - Miscellaneous | New | Water Heating | Natural Gas | Commercial Laundry - ENERGY STAR Washer | A | Purchases (Cumulative) | Technical Potential | 0 | 0 | 0 | 0 | 0 | 0 | 0 | 0 | 0 | 0 | 0 | 0 | 0 | 0 | 0 | 0 | 0 | 0 | 0 | 0 | 0 | 0 | 0 | 0 | 0 | 0 | 0
F1_Commercial_Interruptible - Miscellaneous_New_Water Heating_Natural Gas_Water Heater - Efficient Dishwasher_A_Technical Potential | F1 | Commercial | Interruptible - Miscellaneous | New | Water Heating | Natural Gas | Water Heater - Efficient Dishwasher | A | Integrated Unit Energy Savings (kWh or therms) | Technical Potential | 0 | 0 | 0 | 0 | 0 | 0 | 0 | 0 | 0 | 0 | 0 | 0 | 0 | 0 | 0 | 0 | 0 | 0 | 0 | 0 | 0 | 0 | 0 | 0 | 0 | 0 | 0
F2_Commercial_Interruptible - Miscellaneous_New_Water Heating_Natural Gas_Water Heater - Efficient Dishwasher_A_Technical Potential | F2 | Commercial | Interruptible - Miscellaneous | New | Water Heating | Natural Gas | Water Heater - Efficient Dishwasher | A | Integrated Unit Summer Peak Savings (kW) | Technical Potential | 0 | 0 | 0 | 0 | 0 | 0 | 0 | 0 | 0 | 0 | 0 | 0 | 0 | 0 | 0 | 0 | 0 | 0 | 0 | 0 | 0 | 0 | 0 | 0 | 0 | 0 | 0
F3_Commercial_Interruptible - Miscellaneous_New_Water Heating_Natural Gas_Water Heater - Efficient Dishwasher_A_Technical Potential | F3 | Commercial | Interruptible - Miscellaneous | New | Water Heating | Natural Gas | Water Heater - Efficient Dishwasher | A | Integrated Unit Winter Peak Savings (kW) | Technical Potential | 0 | 0 | 0 | 0 | 0 | 0 | 0 | 0 | 0 | 0 | 0 | 0 | 0 | 0 | 0 | 0 | 0 | 0 | 0 | 0 | 0 | 0 | 0 | 0 | 0 | 0 | 0
F4_Commercial_Interruptible - Miscellaneous_New_Water Heating_Natural Gas_Water Heater - Efficient Dishwasher_A_Technical Potential | F4 | Commercial | Interruptible - Miscellaneous | New | Water Heating | Natural Gas | Water Heater - Efficient Dishwasher | A | Incremental Energy Savings (MWh or mTherms) | Technical Potential | 0 | 0 | 0 | 0 | 0 | 0 | 0 | 0 | 0 | 0 | 0 | 0 | 0 | 0 | 0 | 0 | 0 | 0 | 0 | 0 | 0 | 0 | 0 | 0 | 0 | 0 | 0
F5_Commercial_Interruptible - Miscellaneous_New_Water Heating_Natural Gas_Water Heater - Efficient Dishwasher_A_Technical Potential | F5 | Commercial | Interruptible - Miscellaneous | New | Water Heating | Natural Gas | Water Heater - Efficient Dishwasher | A | Incremental Summer Peak Savings (MW) | Technical Potential | 0 | 0 | 0 | 0 | 0 | 0 | 0 | 0 | 0 | 0 | 0 | 0 | 0 | 0 | 0 | 0 | 0 | 0 | 0 | 0 | 0 | 0 | 0 | 0 | 0 | 0 | 0
F6_Commercial_Interruptible - Miscellaneous_New_Water Heating_Natural Gas_Water Heater - Efficient Dishwasher_A_Technical Potential | F6 | Commercial | Interruptible - Miscellaneous | New | Water Heating | Natural Gas | Water Heater - Efficient Dishwasher | A | Incremental Winter Peak Savings (MW) | Technical Potential | 0 | 0 | 0 | 0 | 0 | 0 | 0 | 0 | 0 | 0 | 0 | 0 | 0 | 0 | 0 | 0 | 0 | 0 | 0 | 0 | 0 | 0 | 0 | 0 | 0 | 0 | 0
F7_Commercial_Interruptible - Miscellaneous_New_Water Heating_Natural Gas_Water Heater - Efficient Dishwasher_A_Technical Potential | F7 | Commercial | Interruptible - Miscellaneous | New | Water Heating | Natural Gas | Water Heater - Efficient Dishwasher | A | Cumulative Energy Savings (MWh or mTherms) | Technical Potential | 0 | 0 | 0 | 0 | 0 | 0 | 0 | 0 | 0 | 0 | 0 | 0 | 0 | 0 | 0 | 0 | 0 | 0 | 0 | 0 | 0 | 0 | 0 | 0 | 0 | 0 | 0
F8_Commercial_Interruptible - Miscellaneous_New_Water Heating_Natural Gas_Water Heater - Efficient Dishwasher_A_Technical Potential | F8 | Commercial | Interruptible - Miscellaneous | New | Water Heating | Natural Gas | Water Heater - Efficient Dishwasher | A | Cumulative Summer Peak Savings (MW) | Technical Potential | 0 | 0 | 0 | 0 | 0 | 0 | 0 | 0 | 0 | 0 | 0 | 0 | 0 | 0 | 0 | 0 | 0 | 0 | 0 | 0 | 0 | 0 | 0 | 0 | 0 | 0 | 0
F9_Commercial_Interruptible - Miscellaneous_New_Water Heating_Natural Gas_Water Heater - Efficient Dishwasher_A_Technical Potential | F9 | Commercial | Interruptible - Miscellaneous | New | Water Heating | Natural Gas | Water Heater - Efficient Dishwasher | A | Cumulative Winter Peak Savings (MW) | Technical Potential | 0 | 0 | 0 | 0 | 0 | 0 | 0 | 0 | 0 | 0 | 0 | 0 | 0 | 0 | 0 | 0 | 0 | 0 | 0 | 0 | 0 | 0 | 0 | 0 | 0 | 0 | 0
F10_Commercial_Interruptible - Miscellaneous_New_Water Heating_Natural Gas_Water Heater - Efficient Dishwasher_A_Technical Potential | F10 | Commercial | Interruptible - Miscellaneous | New | Water Heating | Natural Gas | Water Heater - Efficient Dishwasher | A | Purchases (Incremental) | Technical Potential | 0 | 0 | 0 | 0 | 0 | 0 | 0 | 0 | 0 | 0 | 0 | 0 | 0 | 0 | 0 | 0 | 0 | 0 | 0 | 0 | 0 | 0 | 0 | 0 | 0 | 0 | 0
F11_Commercial_Interruptible - Miscellaneous_New_Water Heating_Natural Gas_Water Heater - Efficient Dishwasher_A_Technical Potential | F11 | Commercial | Interruptible - Miscellaneous | New | Water Heating | Natural Gas | Water Heater - Efficient Dishwasher | A | Purchases (Cumulative) | Technical Potential | 0 | 0 | 0 | 0 | 0 | 0 | 0 | 0 | 0 | 0 | 0 | 0 | 0 | 0 | 0 | 0 | 0 | 0 | 0 | 0 | 0 | 0 | 0 | 0 | 0 | 0 | 0
F1_Commercial_Interruptible - Miscellaneous_New_Water Heating_Natural Gas_Commercial Laundry - Alternative Dry-Cleaning Methods_A_Technical Potential | F1 | Commercial | Interruptible - Miscellaneous | New | Water Heating | Natural Gas | Commercial Laundry - Alternative Dry-Cleaning Methods | A | Integrated Unit Energy Savings (kWh or therms) | Technical Potential | 0 | 0 | 0 | 0 | 0 | 0 | 0 | 0 | 0 | 0 | 0 | 0 | 0 | 0 | 0 | 0 | 0 | 0 | 0 | 0 | 0 | 0 | 0 | 0 | 0 | 0 | 0
F2_Commercial_Interruptible - Miscellaneous_New_Water Heating_Natural Gas_Commercial Laundry - Alternative Dry-Cleaning Methods_A_Technical Potential | F2 | Commercial | Interruptible - Miscellaneous | New | Water Heating | Natural Gas | Commercial Laundry - Alternative Dry-Cleaning Methods | A | Integrated Unit Summer Peak Savings (kW) | Technical Potential | 0 | 0 | 0 | 0 | 0 | 0 | 0 | 0 | 0 | 0 | 0 | 0 | 0 | 0 | 0 | 0 | 0 | 0 | 0 | 0 | 0 | 0 | 0 | 0 | 0 | 0 | 0
F3_Commercial_Interruptible - Miscellaneous_New_Water Heating_Natural Gas_Commercial Laundry - Alternative Dry-Cleaning Methods_A_Technical Potential | F3 | Commercial | Interruptible - Miscellaneous | New | Water Heating | Natural Gas | Commercial Laundry - Alternative Dry-Cleaning Methods | A | Integrated Unit Winter Peak Savings (kW) | Technical Potential | 0 | 0 | 0 | 0 | 0 | 0 | 0 | 0 | 0 | 0 | 0 | 0 | 0 | 0 | 0 | 0 | 0 | 0 | 0 | 0 | 0 | 0 | 0 | 0 | 0 | 0 | 0
F4_Commercial_Interruptible - Miscellaneous_New_Water Heating_Natural Gas_Commercial Laundry - Alternative Dry-Cleaning Methods_A_Technical Potential | F4 | Commercial | Interruptible - Miscellaneous | New | Water Heating | Natural Gas | Commercial Laundry - Alternative Dry-Cleaning Methods | A | Incremental Energy Savings (MWh or mTherms) | Technical Potential | 0 | 0 | 0 | 0 | 0 | 0 | 0 | 0 | 0 | 0 | 0 | 0 | 0 | 0 | 0 | 0 | 0 | 0 | 0 | 0 | 0 | 0 | 0 | 0 | 0 | 0 | 0
F5_Commercial_Interruptible - Miscellaneous_New_Water Heating_Natural Gas_Commercial Laundry - Alternative Dry-Cleaning Methods_A_Technical Potential | F5 | Commercial | Interruptible - Miscellaneous | New | Water Heating | Natural Gas | Commercial Laundry - Alternative Dry-Cleaning Methods | A | Incremental Summer Peak Savings (MW) | Technical Potential | 0 | 0 | 0 | 0 | 0 | 0 | 0 | 0 | 0 | 0 | 0 | 0 | 0 | 0 | 0 | 0 | 0 | 0 | 0 | 0 | 0 | 0 | 0 | 0 | 0 | 0 | 0
F6_Commercial_Interruptible - Miscellaneous_New_Water Heating_Natural Gas_Commercial Laundry - Alternative Dry-Cleaning Methods_A_Technical Potential | F6 | Commercial | Interruptible - Miscellaneous | New | Water Heating | Natural Gas | Commercial Laundry - Alternative Dry-Cleaning Methods | A | Incremental Winter Peak Savings (MW) | Technical Potential | 0 | 0 | 0 | 0 | 0 | 0 | 0 | 0 | 0 | 0 | 0 | 0 | 0 | 0 | 0 | 0 | 0 | 0 | 0 | 0 | 0 | 0 | 0 | 0 | 0 | 0 | 0
F7_Commercial_Interruptible - Miscellaneous_New_Water Heating_Natural Gas_Commercial Laundry - Alternative Dry-Cleaning Methods_A_Technical Potential | F7 | Commercial | Interruptible - Miscellaneous | New | Water Heating | Natural Gas | Commercial Laundry - Alternative Dry-Cleaning Methods | A | Cumulative Energy Savings (MWh or mTherms) | Technical Potential | 0 | 0 | 0 | 0 | 0 | 0 | 0 | 0 | 0 | 0 | 0 | 0 | 0 | 0 | 0 | 0 | 0 | 0 | 0 | 0 | 0 | 0 | 0 | 0 | 0 | 0 | 0
F8_Commercial_Interruptible - Miscellaneous_New_Water Heating_Natural Gas_Commercial Laundry - Alternative Dry-Cleaning Methods_A_Technical Potential | F8 | Commercial | Interruptible - Miscellaneous | New | Water Heating | Natural Gas | Commercial Laundry - Alternative Dry-Cleaning Methods | A | Cumulative Summer Peak Savings (MW) | Technical Potential | 0 | 0 | 0 | 0 | 0 | 0 | 0 | 0 | 0 | 0 | 0 | 0 | 0 | 0 | 0 | 0 | 0 | 0 | 0 | 0 | 0 | 0 | 0 | 0 | 0 | 0 | 0
F9_Commercial_Interruptible - Miscellaneous_New_Water Heating_Natural Gas_Commercial Laundry - Alternative Dry-Cleaning Methods_A_Technical Potential | F9 | Commercial | Interruptible - Miscellaneous | New | Water Heating | Natural Gas | Commercial Laundry - Alternative Dry-Cleaning Methods | A | Cumulative Winter Peak Savings (MW) | Technical Potential | 0 | 0 | 0 | 0 | 0 | 0 | 0 | 0 | 0 | 0 | 0 | 0 | 0 | 0 | 0 | 0 | 0 | 0 | 0 | 0 | 0 | 0 | 0 | 0 | 0 | 0 | 0
F10_Commercial_Interruptible - Miscellaneous_New_Water Heating_Natural Gas_Commercial Laundry - Alternative Dry-Cleaning Methods_A_Technical Potential | F10 | Commercial | Interruptible - Miscellaneous | New | Water Heating | Natural Gas | Commercial Laundry - Alternative Dry-Cleaning Methods | A | Purchases (Incremental) | Technical Potential | 0 | 0 | 0 | 0 | 0 | 0 | 0 | 0 | 0 | 0 | 0 | 0 | 0 | 0 | 0 | 0 | 0 | 0 | 0 | 0 | 0 | 0 | 0 | 0 | 0 | 0 | 0
F11_Commercial_Interruptible - Miscellaneous_New_Water Heating_Natural Gas_Commercial Laundry - Alternative Dry-Cleaning Methods_A_Technical Potential | F11 | Commercial | Interruptible - Miscellaneous | New | Water Heating | Natural Gas | Commercial Laundry - Alternative Dry-Cleaning Methods | A | Purchases (Cumulative) | Technical Potential | 0 | 0 | 0 | 0 | 0 | 0 | 0 | 0 | 0 | 0 | 0 | 0 | 0 | 0 | 0 | 0 | 0 | 0 | 0 | 0 | 0 | 0 | 0 | 0 | 0 | 0 | 0
F1_Commercial_Interruptible - Miscellaneous_New_Space Heating_Natural Gas_Advanced Kitchen Ventilation Controls_A_Technical Potential | F1 | Commercial | Interruptible - Miscellaneous | New | Space Heating | Natural Gas | Advanced Kitchen Ventilation Controls | A | Integrated Unit Energy Savings (kWh or therms) | Technical Potential | 0 | 0 | 0 | 0 | 0 | 0 | 0 | 0 | 0 | 0 | 0 | 0 | 0 | 0 | 0 | 0 | 0 | 0 | 0 | 0 | 0 | 0 | 0 | 0 | 0 | 0 | 0
F2_Commercial_Interruptible - Miscellaneous_New_Space Heating_Natural Gas_Advanced Kitchen Ventilation Controls_A_Technical Potential | F2 | Commercial | Interruptible - Miscellaneous | New | Space Heating | Natural Gas | Advanced Kitchen Ventilation Controls | A | Integrated Unit Summer Peak Savings (kW) | Technical Potential | 0 | 0 | 0 | 0 | 0 | 0 | 0 | 0 | 0 | 0 | 0 | 0 | 0 | 0 | 0 | 0 | 0 | 0 | 0 | 0 | 0 | 0 | 0 | 0 | 0 | 0 | 0
F3_Commercial_Interruptible - Miscellaneous_New_Space Heating_Natural Gas_Advanced Kitchen Ventilation Controls_A_Technical Potential | F3 | Commercial | Interruptible - Miscellaneous | New | Space Heating | Natural Gas | Advanced Kitchen Ventilation Controls | A | Integrated Unit Winter Peak Savings (kW) | Technical Potential | 0 | 0 | 0 | 0 | 0 | 0 | 0 | 0 | 0 | 0 | 0 | 0 | 0 | 0 | 0 | 0 | 0 | 0 | 0 | 0 | 0 | 0 | 0 | 0 | 0 | 0 | 0
F4_Commercial_Interruptible - Miscellaneous_New_Space Heating_Natural Gas_Advanced Kitchen Ventilation Controls_A_Technical Potential | F4 | Commercial | Interruptible - Miscellaneous | New | Space Heating | Natural Gas | Advanced Kitchen Ventilation Controls | A | Incremental Energy Savings (MWh or mTherms) | Technical Potential | 0 | 0 | 0 | 0 | 0 | 0 | 0 | 0 | 0 | 0 | 0 | 0 | 0 | 0 | 0 | 0 | 0 | 0 | 0 | 0 | 0 | 0 | 0 | 0 | 0 | 0 | 0
F5_Commercial_Interruptible - Miscellaneous_New_Space Heating_Natural Gas_Advanced Kitchen Ventilation Controls_A_Technical Potential | F5 | Commercial | Interruptible - Miscellaneous | New | Space Heating | Natural Gas | Advanced Kitchen Ventilation Controls | A | Incremental Summer Peak Savings (MW) | Technical Potential | 0 | 0 | 0 | 0 | 0 | 0 | 0 | 0 | 0 | 0 | 0 | 0 | 0 | 0 | 0 | 0 | 0 | 0 | 0 | 0 | 0 | 0 | 0 | 0 | 0 | 0 | 0
F6_Commercial_Interruptible - Miscellaneous_New_Space Heating_Natural Gas_Advanced Kitchen Ventilation Controls_A_Technical Potential | F6 | Commercial | Interruptible - Miscellaneous | New | Space Heating | Natural Gas | Advanced Kitchen Ventilation Controls | A | Incremental Winter Peak Savings (MW) | Technical Potential | 0 | 0 | 0 | 0 | 0 | 0 | 0 | 0 | 0 | 0 | 0 | 0 | 0 | 0 | 0 | 0 | 0 | 0 | 0 | 0 | 0 | 0 | 0 | 0 | 0 | 0 | 0
F7_Commercial_Interruptible - Miscellaneous_New_Space Heating_Natural Gas_Advanced Kitchen Ventilation Controls_A_Technical Potential | F7 | Commercial | Interruptible - Miscellaneous | New | Space Heating | Natural Gas | Advanced Kitchen Ventilation Controls | A | Cumulative Energy Savings (MWh or mTherms) | Technical Potential | 0 | 0 | 0 | 0 | 0 | 0 | 0 | 0 | 0 | 0 | 0 | 0 | 0 | 0 | 0 | 0 | 0 | 0 | 0 | 0 | 0 | 0 | 0 | 0 | 0 | 0 | 0
F8_Commercial_Interruptible - Miscellaneous_New_Space Heating_Natural Gas_Advanced Kitchen Ventilation Controls_A_Technical Potential | F8 | Commercial | Interruptible - Miscellaneous | New | Space Heating | Natural Gas | Advanced Kitchen Ventilation Controls | A | Cumulative Summer Peak Savings (MW) | Technical Potential | 0 | 0 | 0 | 0 | 0 | 0 | 0 | 0 | 0 | 0 | 0 | 0 | 0 | 0 | 0 | 0 | 0 | 0 | 0 | 0 | 0 | 0 | 0 | 0 | 0 | 0 | 0
F9_Commercial_Interruptible - Miscellaneous_New_Space Heating_Natural Gas_Advanced Kitchen Ventilation Controls_A_Technical Potential | F9 | Commercial | Interruptible - Miscellaneous | New | Space Heating | Natural Gas | Advanced Kitchen Ventilation Controls | A | Cumulative Winter Peak Savings (MW) | Technical Potential | 0 | 0 | 0 | 0 | 0 | 0 | 0 | 0 | 0 | 0 | 0 | 0 | 0 | 0 | 0 | 0 | 0 | 0 | 0 | 0 | 0 | 0 | 0 | 0 | 0 | 0 | 0
F10_Commercial_Interruptible - Miscellaneous_New_Space Heating_Natural Gas_Advanced Kitchen Ventilation Controls_A_Technical Potential | F10 | Commercial | Interruptible - Miscellaneous | New | Space Heating | Natural Gas | Advanced Kitchen Ventilation Controls | A | Purchases (Incremental) | Technical Potential | 0 | 0 | 0 | 0 | 0 | 0 | 0 | 0 | 0 | 0 | 0 | 0 | 0 | 0 | 0 | 0 | 0 | 0 | 0 | 0 | 0 | 0 | 0 | 0 | 0 | 0 | 0
F11_Commercial_Interruptible - Miscellaneous_New_Space Heating_Natural Gas_Advanced Kitchen Ventilation Controls_A_Technical Potential | F11 | Commercial | Interruptible - Miscellaneous | New | Space Heating | Natural Gas | Advanced Kitchen Ventilation Controls | A | Purchases (Cumulative) | Technical Potential | 0 | 0 | 0 | 0 | 0 | 0 | 0 | 0 | 0 | 0 | 0 | 0 | 0 | 0 | 0 | 0 | 0 | 0 | 0 | 0 | 0 | 0 | 0 | 0 | 0 | 0 | 0
F1_Commercial_Interruptible - Miscellaneous_New_Space Heating_Natural Gas_Infiltration Control - Loading Dock Sealing_A_Technical Potential | F1 | Commercial | Interruptible - Miscellaneous | New | Space Heating | Natural Gas | Infiltration Control - Loading Dock Sealing | A | Integrated Unit Energy Savings (kWh or therms) | Technical Potential | 0 | 0 | 0 | 0 | 0 | 0 | 0 | 0 | 0 | 0 | 0 | 0 | 0 | 0 | 0 | 0 | 0 | 0 | 0 | 0 | 0 | 0 | 0 | 0 | 0 | 0 | 0
F2_Commercial_Interruptible - Miscellaneous_New_Space Heating_Natural Gas_Infiltration Control - Loading Dock Sealing_A_Technical Potential | F2 | Commercial | Interruptible - Miscellaneous | New | Space Heating | Natural Gas | Infiltration Control - Loading Dock Sealing | A | Integrated Unit Summer Peak Savings (kW) | Technical Potential | 0 | 0 | 0 | 0 | 0 | 0 | 0 | 0 | 0 | 0 | 0 | 0 | 0 | 0 | 0 | 0 | 0 | 0 | 0 | 0 | 0 | 0 | 0 | 0 | 0 | 0 | 0
F3_Commercial_Interruptible - Miscellaneous_New_Space Heating_Natural Gas_Infiltration Control - Loading Dock Sealing_A_Technical Potential | F3 | Commercial | Interruptible - Miscellaneous | New | Space Heating | Natural Gas | Infiltration Control - Loading Dock Sealing | A | Integrated Unit Winter Peak Savings (kW) | Technical Potential | 0 | 0 | 0 | 0 | 0 | 0 | 0 | 0 | 0 | 0 | 0 | 0 | 0 | 0 | 0 | 0 | 0 | 0 | 0 | 0 | 0 | 0 | 0 | 0 | 0 | 0 | 0
F4_Commercial_Interruptible - Miscellaneous_New_Space Heating_Natural Gas_Infiltration Control - Loading Dock Sealing_A_Technical Potential | F4 | Commercial | Interruptible - Miscellaneous | New | Space Heating | Natural Gas | Infiltration Control - Loading Dock Sealing | A | Incremental Energy Savings (MWh or mTherms) | Technical Potential | 0 | 0 | 0 | 0 | 0 | 0 | 0 | 0 | 0 | 0 | 0 | 0 | 0 | 0 | 0 | 0 | 0 | 0 | 0 | 0 | 0 | 0 | 0 | 0 | 0 | 0 | 0
F5_Commercial_Interruptible - Miscellaneous_New_Space Heating_Natural Gas_Infiltration Control - Loading Dock Sealing_A_Technical Potential | F5 | Commercial | Interruptible - Miscellaneous | New | Space Heating | Natural Gas | Infiltration Control - Loading Dock Sealing | A | Incremental Summer Peak Savings (MW) | Technical Potential | 0 | 0 | 0 | 0 | 0 | 0 | 0 | 0 | 0 | 0 | 0 | 0 | 0 | 0 | 0 | 0 | 0 | 0 | 0 | 0 | 0 | 0 | 0 | 0 | 0 | 0 | 0
F6_Commercial_Interruptible - Miscellaneous_New_Space Heating_Natural Gas_Infiltration Control - Loading Dock Sealing_A_Technical Potential | F6 | Commercial | Interruptible - Miscellaneous | New | Space Heating | Natural Gas | Infiltration Control - Loading Dock Sealing | A | Incremental Winter Peak Savings (MW) | Technical Potential | 0 | 0 | 0 | 0 | 0 | 0 | 0 | 0 | 0 | 0 | 0 | 0 | 0 | 0 | 0 | 0 | 0 | 0 | 0 | 0 | 0 | 0 | 0 | 0 | 0 | 0 | 0
F7_Commercial_Interruptible - Miscellaneous_New_Space Heating_Natural Gas_Infiltration Control - Loading Dock Sealing_A_Technical Potential | F7 | Commercial | Interruptible - Miscellaneous | New | Space Heating | Natural Gas | Infiltration Control - Loading Dock Sealing | A | Cumulative Energy Savings (MWh or mTherms) | Technical Potential | 0 | 0 | 0 | 0 | 0 | 0 | 0 | 0 | 0 | 0 | 0 | 0 | 0 | 0 | 0 | 0 | 0 | 0 | 0 | 0 | 0 | 0 | 0 | 0 | 0 | 0 | 0
F8_Commercial_Interruptible - Miscellaneous_New_Space Heating_Natural Gas_Infiltration Control - Loading Dock Sealing_A_Technical Potential | F8 | Commercial | Interruptible - Miscellaneous | New | Space Heating | Natural Gas | Infiltration Control - Loading Dock Sealing | A | Cumulative Summer Peak Savings (MW) | Technical Potential | 0 | 0 | 0 | 0 | 0 | 0 | 0 | 0 | 0 | 0 | 0 | 0 | 0 | 0 | 0 | 0 | 0 | 0 | 0 | 0 | 0 | 0 | 0 | 0 | 0 | 0 | 0
F9_Commercial_Interruptible - Miscellaneous_New_Space Heating_Natural Gas_Infiltration Control - Loading Dock Sealing_A_Technical Potential | F9 | Commercial | Interruptible - Miscellaneous | New | Space Heating | Natural Gas | Infiltration Control - Loading Dock Sealing | A | Cumulative Winter Peak Savings (MW) | Technical Potential | 0 | 0 | 0 | 0 | 0 | 0 | 0 | 0 | 0 | 0 | 0 | 0 | 0 | 0 | 0 | 0 | 0 | 0 | 0 | 0 | 0 | 0 | 0 | 0 | 0 | 0 | 0
F10_Commercial_Interruptible - Miscellaneous_New_Space Heating_Natural Gas_Infiltration Control - Loading Dock Sealing_A_Technical Potential | F10 | Commercial | Interruptible - Miscellaneous | New | Space Heating | Natural Gas | Infiltration Control - Loading Dock Sealing | A | Purchases (Incremental) | Technical Potential | 0 | 0 | 0 | 0 | 0 | 0 | 0 | 0 | 0 | 0 | 0 | 0 | 0 | 0 | 0 | 0 | 0 | 0 | 0 | 0 | 0 | 0 | 0 | 0 | 0 | 0 | 0
F11_Commercial_Interruptible - Miscellaneous_New_Space Heating_Natural Gas_Infiltration Control - Loading Dock Sealing_A_Technical Potential | F11 | Commercial | Interruptible - Miscellaneous | New | Space Heating | Natural Gas | Infiltration Control - Loading Dock Sealing | A | Purchases (Cumulative) | Technical Potential | 0 | 0 | 0 | 0 | 0 | 0 | 0 | 0 | 0 | 0 | 0 | 0 | 0 | 0 | 0 | 0 | 0 | 0 | 0 | 0 | 0 | 0 | 0 | 0 | 0 | 0 | 0
F1_Commercial_Interruptible - Miscellaneous_New_Space Heating_Natural Gas_Greenhouse Heat Curtain_A_Technical Potential | F1 | Commercial | Interruptible - Miscellaneous | New | Space Heating | Natural Gas | Greenhouse Heat Curtain | A | Integrated Unit Energy Savings (kWh or therms) | Technical Potential | 0 | 0 | 0 | 0 | 0 | 0 | 0 | 0 | 0 | 0 | 0 | 0 | 0 | 0 | 0 | 0 | 0 | 0 | 0 | 0 | 0 | 0 | 0 | 0 | 0 | 0 | 0
F2_Commercial_Interruptible - Miscellaneous_New_Space Heating_Natural Gas_Greenhouse Heat Curtain_A_Technical Potential | F2 | Commercial | Interruptible - Miscellaneous | New | Space Heating | Natural Gas | Greenhouse Heat Curtain | A | Integrated Unit Summer Peak Savings (kW) | Technical Potential | 0 | 0 | 0 | 0 | 0 | 0 | 0 | 0 | 0 | 0 | 0 | 0 | 0 | 0 | 0 | 0 | 0 | 0 | 0 | 0 | 0 | 0 | 0 | 0 | 0 | 0 | 0
F3_Commercial_Interruptible - Miscellaneous_New_Space Heating_Natural Gas_Greenhouse Heat Curtain_A_Technical Potential | F3 | Commercial | Interruptible - Miscellaneous | New | Space Heating | Natural Gas | Greenhouse Heat Curtain | A | Integrated Unit Winter Peak Savings (kW) | Technical Potential | 0 | 0 | 0 | 0 | 0 | 0 | 0 | 0 | 0 | 0 | 0 | 0 | 0 | 0 | 0 | 0 | 0 | 0 | 0 | 0 | 0 | 0 | 0 | 0 | 0 | 0 | 0
F4_Commercial_Interruptible - Miscellaneous_New_Space Heating_Natural Gas_Greenhouse Heat Curtain_A_Technical Potential | F4 | Commercial | Interruptible - Miscellaneous | New | Space Heating | Natural Gas | Greenhouse Heat Curtain | A | Incremental Energy Savings (MWh or mTherms) | Technical Potential | 0 | 0 | 0 | 0 | 0 | 0 | 0 | 0 | 0 | 0 | 0 | 0 | 0 | 0 | 0 | 0 | 0 | 0 | 0 | 0 | 0 | 0 | 0 | 0 | 0 | 0 | 0
F5_Commercial_Interruptible - Miscellaneous_New_Space Heating_Natural Gas_Greenhouse Heat Curtain_A_Technical Potential | F5 | Commercial | Interruptible - Miscellaneous | New | Space Heating | Natural Gas | Greenhouse Heat Curtain | A | Incremental Summer Peak Savings (MW) | Technical Potential | 0 | 0 | 0 | 0 | 0 | 0 | 0 | 0 | 0 | 0 | 0 | 0 | 0 | 0 | 0 | 0 | 0 | 0 | 0 | 0 | 0 | 0 | 0 | 0 | 0 | 0 | 0
F6_Commercial_Interruptible - Miscellaneous_New_Space Heating_Natural Gas_Greenhouse Heat Curtain_A_Technical Potential | F6 | Commercial | Interruptible - Miscellaneous | New | Space Heating | Natural Gas | Greenhouse Heat Curtain | A | Incremental Winter Peak Savings (MW) | Technical Potential | 0 | 0 | 0 | 0 | 0 | 0 | 0 | 0 | 0 | 0 | 0 | 0 | 0 | 0 | 0 | 0 | 0 | 0 | 0 | 0 | 0 | 0 | 0 | 0 | 0 | 0 | 0
F7_Commercial_Interruptible - Miscellaneous_New_Space Heating_Natural Gas_Greenhouse Heat Curtain_A_Technical Potential | F7 | Commercial | Interruptible - Miscellaneous | New | Space Heating | Natural Gas | Greenhouse Heat Curtain | A | Cumulative Energy Savings (MWh or mTherms) | Technical Potential | 0 | 0 | 0 | 0 | 0 | 0 | 0 | 0 | 0 | 0 | 0 | 0 | 0 | 0 | 0 | 0 | 0 | 0 | 0 | 0 | 0 | 0 | 0 | 0 | 0 | 0 | 0
F8_Commercial_Interruptible - Miscellaneous_New_Space Heating_Natural Gas_Greenhouse Heat Curtain_A_Technical Potential | F8 | Commercial | Interruptible - Miscellaneous | New | Space Heating | Natural Gas | Greenhouse Heat Curtain | A | Cumulative Summer Peak Savings (MW) | Technical Potential | 0 | 0 | 0 | 0 | 0 | 0 | 0 | 0 | 0 | 0 | 0 | 0 | 0 | 0 | 0 | 0 | 0 | 0 | 0 | 0 | 0 | 0 | 0 | 0 | 0 | 0 | 0
F9_Commercial_Interruptible - Miscellaneous_New_Space Heating_Natural Gas_Greenhouse Heat Curtain_A_Technical Potential | F9 | Commercial | Interruptible - Miscellaneous | New | Space Heating | Natural Gas | Greenhouse Heat Curtain | A | Cumulative Winter Peak Savings (MW) | Technical Potential | 0 | 0 | 0 | 0 | 0 | 0 | 0 | 0 | 0 | 0 | 0 | 0 | 0 | 0 | 0 | 0 | 0 | 0 | 0 | 0 | 0 | 0 | 0 | 0 | 0 | 0 | 0
F10_Commercial_Interruptible - Miscellaneous_New_Space Heating_Natural Gas_Greenhouse Heat Curtain_A_Technical Potential | F10 | Commercial | Interruptible - Miscellaneous | New | Space Heating | Natural Gas | Greenhouse Heat Curtain | A | Purchases (Incremental) | Technical Potential | 0 | 0 | 0 | 0 | 0 | 0 | 0 | 0 | 0 | 0 | 0 | 0 | 0 | 0 | 0 | 0 | 0 | 0 | 0 | 0 | 0 | 0 | 0 | 0 | 0 | 0 | 0
F11_Commercial_Interruptible - Miscellaneous_New_Space Heating_Natural Gas_Greenhouse Heat Curtain_A_Technical Potential | F11 | Commercial | Interruptible - Miscellaneous | New | Space Heating | Natural Gas | Greenhouse Heat Curtain | A | Purchases (Cumulative) | Technical Potential | 0 | 0 | 0 | 0 | 0 | 0 | 0 | 0 | 0 | 0 | 0 | 0 | 0 | 0 | 0 | 0 | 0 | 0 | 0 | 0 | 0 | 0 | 0 | 0 | 0 | 0 | 0
F1_Commercial_Interruptible - Miscellaneous_New_Space Heating_Natural Gas_Ventilation - Parking Garages, Demand Controlled_A_Technical Potential | F1 | Commercial | Interruptible - Miscellaneous | New | Space Heating | Natural Gas | Ventilation - Parking Garages, Demand Controlled | A | Integrated Unit Energy Savings (kWh or therms) | Technical Potential | 0 | 0 | 0 | 0 | 0 | 0 | 0 | 0 | 0 | 0 | 0 | 0 | 0 | 0 | 0 | 0 | 0 | 0 | 0 | 0 | 0 | 0 | 0 | 0 | 0 | 0 | 0
F2_Commercial_Interruptible - Miscellaneous_New_Space Heating_Natural Gas_Ventilation - Parking Garages, Demand Controlled_A_Technical Potential | F2 | Commercial | Interruptible - Miscellaneous | New | Space Heating | Natural Gas | Ventilation - Parking Garages, Demand Controlled | A | Integrated Unit Summer Peak Savings (kW) | Technical Potential | 0 | 0 | 0 | 0 | 0 | 0 | 0 | 0 | 0 | 0 | 0 | 0 | 0 | 0 | 0 | 0 | 0 | 0 | 0 | 0 | 0 | 0 | 0 | 0 | 0 | 0 | 0
F3_Commercial_Interruptible - Miscellaneous_New_Space Heating_Natural Gas_Ventilation - Parking Garages, Demand Controlled_A_Technical Potential | F3 | Commercial | Interruptible - Miscellaneous | New | Space Heating | Natural Gas | Ventilation - Parking Garages, Demand Controlled | A | Integrated Unit Winter Peak Savings (kW) | Technical Potential | 0 | 0 | 0 | 0 | 0 | 0 | 0 | 0 | 0 | 0 | 0 | 0 | 0 | 0 | 0 | 0 | 0 | 0 | 0 | 0 | 0 | 0 | 0 | 0 | 0 | 0 | 0
F4_Commercial_Interruptible - Miscellaneous_New_Space Heating_Natural Gas_Ventilation - Parking Garages, Demand Controlled_A_Technical Potential | F4 | Commercial | Interruptible - Miscellaneous | New | Space Heating | Natural Gas | Ventilation - Parking Garages, Demand Controlled | A | Incremental Energy Savings (MWh or mTherms) | Technical Potential | 0 | 0 | 0 | 0 | 0 | 0 | 0 | 0 | 0 | 0 | 0 | 0 | 0 | 0 | 0 | 0 | 0 | 0 | 0 | 0 | 0 | 0 | 0 | 0 | 0 | 0 | 0
F5_Commercial_Interruptible - Miscellaneous_New_Space Heating_Natural Gas_Ventilation - Parking Garages, Demand Controlled_A_Technical Potential | F5 | Commercial | Interruptible - Miscellaneous | New | Space Heating | Natural Gas | Ventilation - Parking Garages, Demand Controlled | A | Incremental Summer Peak Savings (MW) | Technical Potential | 0 | 0 | 0 | 0 | 0 | 0 | 0 | 0 | 0 | 0 | 0 | 0 | 0 | 0 | 0 | 0 | 0 | 0 | 0 | 0 | 0 | 0 | 0 | 0 | 0 | 0 | 0
F6_Commercial_Interruptible - Miscellaneous_New_Space Heating_Natural Gas_Ventilation - Parking Garages, Demand Controlled_A_Technical Potential | F6 | Commercial | Interruptible - Miscellaneous | New | Space Heating | Natural Gas | Ventilation - Parking Garages, Demand Controlled | A | Incremental Winter Peak Savings (MW) | Technical Potential | 0 | 0 | 0 | 0 | 0 | 0 | 0 | 0 | 0 | 0 | 0 | 0 | 0 | 0 | 0 | 0 | 0 | 0 | 0 | 0 | 0 | 0 | 0 | 0 | 0 | 0 | 0
F7_Commercial_Interruptible - Miscellaneous_New_Space Heating_Natural Gas_Ventilation - Parking Garages, Demand Controlled_A_Technical Potential | F7 | Commercial | Interruptible - Miscellaneous | New | Space Heating | Natural Gas | Ventilation - Parking Garages, Demand Controlled | A | Cumulative Energy Savings (MWh or mTherms) | Technical Potential | 0 | 0 | 0 | 0 | 0 | 0 | 0 | 0 | 0 | 0 | 0 | 0 | 0 | 0 | 0 | 0 | 0 | 0 | 0 | 0 | 0 | 0 | 0 | 0 | 0 | 0 | 0
F8_Commercial_Interruptible - Miscellaneous_New_Space Heating_Natural Gas_Ventilation - Parking Garages, Demand Controlled_A_Technical Potential | F8 | Commercial | Interruptible - Miscellaneous | New | Space Heating | Natural Gas | Ventilation - Parking Garages, Demand Controlled | A | Cumulative Summer Peak Savings (MW) | Technical Potential | 0 | 0 | 0 | 0 | 0 | 0 | 0 | 0 | 0 | 0 | 0 | 0 | 0 | 0 | 0 | 0 | 0 | 0 | 0 | 0 | 0 | 0 | 0 | 0 | 0 | 0 | 0
F9_Commercial_Interruptible - Miscellaneous_New_Space Heating_Natural Gas_Ventilation - Parking Garages, Demand Controlled_A_Technical Potential | F9 | Commercial | Interruptible - Miscellaneous | New | Space Heating | Natural Gas | Ventilation - Parking Garages, Demand Controlled | A | Cumulative Winter Peak Savings (MW) | Technical Potential | 0 | 0 | 0 | 0 | 0 | 0 | 0 | 0 | 0 | 0 | 0 | 0 | 0 | 0 | 0 | 0 | 0 | 0 | 0 | 0 | 0 | 0 | 0 | 0 | 0 | 0 | 0
F10_Commercial_Interruptible - Miscellaneous_New_Space Heating_Natural Gas_Ventilation - Parking Garages, Demand Controlled_A_Technical Potential | F10 | Commercial | Interruptible - Miscellaneous | New | Space Heating | Natural Gas | Ventilation - Parking Garages, Demand Controlled | A | Purchases (Incremental) | Technical Potential | 0 | 0 | 0 | 0 | 0 | 0 | 0 | 0 | 0 | 0 | 0 | 0 | 0 | 0 | 0 | 0 | 0 | 0 | 0 | 0 | 0 | 0 | 0 | 0 | 0 | 0 | 0
F11_Commercial_Interruptible - Miscellaneous_New_Space Heating_Natural Gas_Ventilation - Parking Garages, Demand Controlled_A_Technical Potential | F11 | Commercial | Interruptible - Miscellaneous | New | Space Heating | Natural Gas | Ventilation - Parking Garages, Demand Controlled | A | Purchases (Cumulative) | Technical Potential | 0 | 0 | 0 | 0 | 0 | 0 | 0 | 0 | 0 | 0 | 0 | 0 | 0 | 0 | 0 | 0 | 0 | 0 | 0 | 0 | 0 | 0 | 0 | 0 | 0 | 0 | 0
F1_Commercial_Interruptible - Miscellaneous_New_Miscellaneous_Natural Gas_Pool Heater - Night Covers_A_Technical Potential | F1 | Commercial | Interruptible - Miscellaneous | New | Miscellaneous | Natural Gas | Pool Heater - Night Covers | A | Integrated Unit Energy Savings (kWh or therms) | Technical Potential | 0 | 0 | 0 | 0 | 0 | 0 | 0 | 0 | 0 | 0 | 0 | 0 | 0 | 0 | 0 | 0 | 0 | 0 | 0 | 0 | 0 | 0 | 0 | 0 | 0 | 0 | 0
F2_Commercial_Interruptible - Miscellaneous_New_Miscellaneous_Natural Gas_Pool Heater - Night Covers_A_Technical Potential | F2 | Commercial | Interruptible - Miscellaneous | New | Miscellaneous | Natural Gas | Pool Heater - Night Covers | A | Integrated Unit Summer Peak Savings (kW) | Technical Potential | 0 | 0 | 0 | 0 | 0 | 0 | 0 | 0 | 0 | 0 | 0 | 0 | 0 | 0 | 0 | 0 | 0 | 0 | 0 | 0 | 0 | 0 | 0 | 0 | 0 | 0 | 0
F3_Commercial_Interruptible - Miscellaneous_New_Miscellaneous_Natural Gas_Pool Heater - Night Covers_A_Technical Potential | F3 | Commercial | Interruptible - Miscellaneous | New | Miscellaneous | Natural Gas | Pool Heater - Night Covers | A | Integrated Unit Winter Peak Savings (kW) | Technical Potential | 0 | 0 | 0 | 0 | 0 | 0 | 0 | 0 | 0 | 0 | 0 | 0 | 0 | 0 | 0 | 0 | 0 | 0 | 0 | 0 | 0 | 0 | 0 | 0 | 0 | 0 | 0
F4_Commercial_Interruptible - Miscellaneous_New_Miscellaneous_Natural Gas_Pool Heater - Night Covers_A_Technical Potential | F4 | Commercial | Interruptible - Miscellaneous | New | Miscellaneous | Natural Gas | Pool Heater - Night Covers | A | Incremental Energy Savings (MWh or mTherms) | Technical Potential | 0 | 0 | 0 | 0 | 0 | 0 | 0 | 0 | 0 | 0 | 0 | 0 | 0 | 0 | 0 | 0 | 0 | 0 | 0 | 0 | 0 | 0 | 0 | 0 | 0 | 0 | 0
F5_Commercial_Interruptible - Miscellaneous_New_Miscellaneous_Natural Gas_Pool Heater - Night Covers_A_Technical Potential | F5 | Commercial | Interruptible - Miscellaneous | New | Miscellaneous | Natural Gas | Pool Heater - Night Covers | A | Incremental Summer Peak Savings (MW) | Technical Potential | 0 | 0 | 0 | 0 | 0 | 0 | 0 | 0 | 0 | 0 | 0 | 0 | 0 | 0 | 0 | 0 | 0 | 0 | 0 | 0 | 0 | 0 | 0 | 0 | 0 | 0 | 0
F6_Commercial_Interruptible - Miscellaneous_New_Miscellaneous_Natural Gas_Pool Heater - Night Covers_A_Technical Potential | F6 | Commercial | Interruptible - Miscellaneous | New | Miscellaneous | Natural Gas | Pool Heater - Night Covers | A | Incremental Winter Peak Savings (MW) | Technical Potential | 0 | 0 | 0 | 0 | 0 | 0 | 0 | 0 | 0 | 0 | 0 | 0 | 0 | 0 | 0 | 0 | 0 | 0 | 0 | 0 | 0 | 0 | 0 | 0 | 0 | 0 | 0
F7_Commercial_Interruptible - Miscellaneous_New_Miscellaneous_Natural Gas_Pool Heater - Night Covers_A_Technical Potential | F7 | Commercial | Interruptible - Miscellaneous | New | Miscellaneous | Natural Gas | Pool Heater - Night Covers | A | Cumulative Energy Savings (MWh or mTherms) | Technical Potential | 0 | 0 | 0 | 0 | 0 | 0 | 0 | 0 | 0 | 0 | 0 | 0 | 0 | 0 | 0 | 0 | 0 | 0 | 0 | 0 | 0 | 0 | 0 | 0 | 0 | 0 | 0
F8_Commercial_Interruptible - Miscellaneous_New_Miscellaneous_Natural Gas_Pool Heater - Night Covers_A_Technical Potential | F8 | Commercial | Interruptible - Miscellaneous | New | Miscellaneous | Natural Gas | Pool Heater - Night Covers | A | Cumulative Summer Peak Savings (MW) | Technical Potential | 0 | 0 | 0 | 0 | 0 | 0 | 0 | 0 | 0 | 0 | 0 | 0 | 0 | 0 | 0 | 0 | 0 | 0 | 0 | 0 | 0 | 0 | 0 | 0 | 0 | 0 | 0
F9_Commercial_Interruptible - Miscellaneous_New_Miscellaneous_Natural Gas_Pool Heater - Night Covers_A_Technical Potential | F9 | Commercial | Interruptible - Miscellaneous | New | Miscellaneous | Natural Gas | Pool Heater - Night Covers | A | Cumulative Winter Peak Savings (MW) | Technical Potential | 0 | 0 | 0 | 0 | 0 | 0 | 0 | 0 | 0 | 0 | 0 | 0 | 0 | 0 | 0 | 0 | 0 | 0 | 0 | 0 | 0 | 0 | 0 | 0 | 0 | 0 | 0
F10_Commercial_Interruptible - Miscellaneous_New_Miscellaneous_Natural Gas_Pool Heater - Night Covers_A_Technical Potential | F10 | Commercial | Interruptible - Miscellaneous | New | Miscellaneous | Natural Gas | Pool Heater - Night Covers | A | Purchases (Incremental) | Technical Potential | 0 | 0 | 0 | 0 | 0 | 0 | 0 | 0 | 0 | 0 | 0 | 0 | 0 | 0 | 0 | 0 | 0 | 0 | 0 | 0 | 0 | 0 | 0 | 0 | 0 | 0 | 0
F11_Commercial_Interruptible - Miscellaneous_New_Miscellaneous_Natural Gas_Pool Heater - Night Covers_A_Technical Potential | F11 | Commercial | Interruptible - Miscellaneous | New | Miscellaneous | Natural Gas | Pool Heater - Night Covers | A | Purchases (Cumulative) | Technical Potential | 0 | 0 | 0 | 0 | 0 | 0 | 0 | 0 | 0 | 0 | 0 | 0 | 0 | 0 | 0 | 0 | 0 | 0 | 0 | 0 | 0 | 0 | 0 | 0 | 0 | 0 | 0
F1_Commercial_Interruptible - Miscellaneous_New_Space Heating_Natural Gas_Advanced New Construction Designs_A_Technical Potential | F1 | Commercial | Interruptible - Miscellaneous | New | Space Heating | Natural Gas | Advanced New Construction Designs | A | Integrated Unit Energy Savings (kWh or therms) | Technical Potential | 0 | 0 | 0 | 0 | 0 | 0 | 0 | 0 | 0 | 0 | 0 | 0 | 0 | 0 | 0 | 0 | 0 | 0 | 0 | 0 | 0 | 0 | 0 | 0 | 0 | 0 | 0
F2_Commercial_Interruptible - Miscellaneous_New_Space Heating_Natural Gas_Advanced New Construction Designs_A_Technical Potential | F2 | Commercial | Interruptible - Miscellaneous | New | Space Heating | Natural Gas | Advanced New Construction Designs | A | Integrated Unit Summer Peak Savings (kW) | Technical Potential | 0 | 0 | 0 | 0 | 0 | 0 | 0 | 0 | 0 | 0 | 0 | 0 | 0 | 0 | 0 | 0 | 0 | 0 | 0 | 0 | 0 | 0 | 0 | 0 | 0 | 0 | 0
F3_Commercial_Interruptible - Miscellaneous_New_Space Heating_Natural Gas_Advanced New Construction Designs_A_Technical Potential | F3 | Commercial | Interruptible - Miscellaneous | New | Space Heating | Natural Gas | Advanced New Construction Designs | A | Integrated Unit Winter Peak Savings (kW) | Technical Potential | 0 | 0 | 0 | 0 | 0 | 0 | 0 | 0 | 0 | 0 | 0 | 0 | 0 | 0 | 0 | 0 | 0 | 0 | 0 | 0 | 0 | 0 | 0 | 0 | 0 | 0 | 0
F4_Commercial_Interruptible - Miscellaneous_New_Space Heating_Natural Gas_Advanced New Construction Designs_A_Technical Potential | F4 | Commercial | Interruptible - Miscellaneous | New | Space Heating | Natural Gas | Advanced New Construction Designs | A | Incremental Energy Savings (MWh or mTherms) | Technical Potential | 0 | 0 | 0 | 0 | 0 | 0 | 0 | 0 | 0 | 0 | 0 | 0 | 0 | 0 | 0 | 0 | 0 | 0 | 0 | 0 | 0 | 0 | 0 | 0 | 0 | 0 | 0
F5_Commercial_Interruptible - Miscellaneous_New_Space Heating_Natural Gas_Advanced New Construction Designs_A_Technical Potential | F5 | Commercial | Interruptible - Miscellaneous | New | Space Heating | Natural Gas | Advanced New Construction Designs | A | Incremental Summer Peak Savings (MW) | Technical Potential | 0 | 0 | 0 | 0 | 0 | 0 | 0 | 0 | 0 | 0 | 0 | 0 | 0 | 0 | 0 | 0 | 0 | 0 | 0 | 0 | 0 | 0 | 0 | 0 | 0 | 0 | 0
F6_Commercial_Interruptible - Miscellaneous_New_Space Heating_Natural Gas_Advanced New Construction Designs_A_Technical Potential | F6 | Commercial | Interruptible - Miscellaneous | New | Space Heating | Natural Gas | Advanced New Construction Designs | A | Incremental Winter Peak Savings (MW) | Technical Potential | 0 | 0 | 0 | 0 | 0 | 0 | 0 | 0 | 0 | 0 | 0 | 0 | 0 | 0 | 0 | 0 | 0 | 0 | 0 | 0 | 0 | 0 | 0 | 0 | 0 | 0 | 0
F7_Commercial_Interruptible - Miscellaneous_New_Space Heating_Natural Gas_Advanced New Construction Designs_A_Technical Potential | F7 | Commercial | Interruptible - Miscellaneous | New | Space Heating | Natural Gas | Advanced New Construction Designs | A | Cumulative Energy Savings (MWh or mTherms) | Technical Potential | 0 | 0 | 0 | 0 | 0 | 0 | 0 | 0 | 0 | 0 | 0 | 0 | 0 | 0 | 0 | 0 | 0 | 0 | 0 | 0 | 0 | 0 | 0 | 0 | 0 | 0 | 0
F8_Commercial_Interruptible - Miscellaneous_New_Space Heating_Natural Gas_Advanced New Construction Designs_A_Technical Potential | F8 | Commercial | Interruptible - Miscellaneous | New | Space Heating | Natural Gas | Advanced New Construction Designs | A | Cumulative Summer Peak Savings (MW) | Technical Potential | 0 | 0 | 0 | 0 | 0 | 0 | 0 | 0 | 0 | 0 | 0 | 0 | 0 | 0 | 0 | 0 | 0 | 0 | 0 | 0 | 0 | 0 | 0 | 0 | 0 | 0 | 0
F9_Commercial_Interruptible - Miscellaneous_New_Space Heating_Natural Gas_Advanced New Construction Designs_A_Technical Potential | F9 | Commercial | Interruptible - Miscellaneous | New | Space Heating | Natural Gas | Advanced New Construction Designs | A | Cumulative Winter Peak Savings (MW) | Technical Potential | 0 | 0 | 0 | 0 | 0 | 0 | 0 | 0 | 0 | 0 | 0 | 0 | 0 | 0 | 0 | 0 | 0 | 0 | 0 | 0 | 0 | 0 | 0 | 0 | 0 | 0 | 0
F10_Commercial_Interruptible - Miscellaneous_New_Space Heating_Natural Gas_Advanced New Construction Designs_A_Technical Potential | F10 | Commercial | Interruptible - Miscellaneous | New | Space Heating | Natural Gas | Advanced New Construction Designs | A | Purchases (Incremental) | Technical Potential | 0 | 0 | 0 | 0 | 0 | 0 | 0 | 0 | 0 | 0 | 0 | 0 | 0 | 0 | 0 | 0 | 0 | 0 | 0 | 0 | 0 | 0 | 0 | 0 | 0 | 0 | 0
F11_Commercial_Interruptible - Miscellaneous_New_Space Heating_Natural Gas_Advanced New Construction Designs_A_Technical Potential | F11 | Commercial | Interruptible - Miscellaneous | New | Space Heating | Natural Gas | Advanced New Construction Designs | A | Purchases (Cumulative) | Technical Potential | 0 | 0 | 0 | 0 | 0 | 0 | 0 | 0 | 0 | 0 | 0 | 0 | 0 | 0 | 0 | 0 | 0 | 0 | 0 | 0 | 0 | 0 | 0 | 0 | 0 | 0 | 0
F1_Commercial_Interruptible - Miscellaneous_New_Water Heating_Natural Gas_Advanced New Construction Designs_A_Technical Potential | F1 | Commercial | Interruptible - Miscellaneous | New | Water Heating | Natural Gas | Advanced New Construction Designs | A | Integrated Unit Energy Savings (kWh or therms) | Technical Potential | 0 | 0 | 0 | 0 | 0 | 0 | 0 | 0 | 0 | 0 | 0 | 0 | 0 | 0 | 0 | 0 | 0 | 0 | 0 | 0 | 0 | 0 | 0 | 0 | 0 | 0 | 0
F2_Commercial_Interruptible - Miscellaneous_New_Water Heating_Natural Gas_Advanced New Construction Designs_A_Technical Potential | F2 | Commercial | Interruptible - Miscellaneous | New | Water Heating | Natural Gas | Advanced New Construction Designs | A | Integrated Unit Summer Peak Savings (kW) | Technical Potential | 0 | 0 | 0 | 0 | 0 | 0 | 0 | 0 | 0 | 0 | 0 | 0 | 0 | 0 | 0 | 0 | 0 | 0 | 0 | 0 | 0 | 0 | 0 | 0 | 0 | 0 | 0
F3_Commercial_Interruptible - Miscellaneous_New_Water Heating_Natural Gas_Advanced New Construction Designs_A_Technical Potential | F3 | Commercial | Interruptible - Miscellaneous | New | Water Heating | Natural Gas | Advanced New Construction Designs | A | Integrated Unit Winter Peak Savings (kW) | Technical Potential | 0 | 0 | 0 | 0 | 0 | 0 | 0 | 0 | 0 | 0 | 0 | 0 | 0 | 0 | 0 | 0 | 0 | 0 | 0 | 0 | 0 | 0 | 0 | 0 | 0 | 0 | 0
F4_Commercial_Interruptible - Miscellaneous_New_Water Heating_Natural Gas_Advanced New Construction Designs_A_Technical Potential | F4 | Commercial | Interruptible - Miscellaneous | New | Water Heating | Natural Gas | Advanced New Construction Designs | A | Incremental Energy Savings (MWh or mTherms) | Technical Potential | 0 | 0 | 0 | 0 | 0 | 0 | 0 | 0 | 0 | 0 | 0 | 0 | 0 | 0 | 0 | 0 | 0 | 0 | 0 | 0 | 0 | 0 | 0 | 0 | 0 | 0 | 0
F5_Commercial_Interruptible - Miscellaneous_New_Water Heating_Natural Gas_Advanced New Construction Designs_A_Technical Potential | F5 | Commercial | Interruptible - Miscellaneous | New | Water Heating | Natural Gas | Advanced New Construction Designs | A | Incremental Summer Peak Savings (MW) | Technical Potential | 0 | 0 | 0 | 0 | 0 | 0 | 0 | 0 | 0 | 0 | 0 | 0 | 0 | 0 | 0 | 0 | 0 | 0 | 0 | 0 | 0 | 0 | 0 | 0 | 0 | 0 | 0
F6_Commercial_Interruptible - Miscellaneous_New_Water Heating_Natural Gas_Advanced New Construction Designs_A_Technical Potential | F6 | Commercial | Interruptible - Miscellaneous | New | Water Heating | Natural Gas | Advanced New Construction Designs | A | Incremental Winter Peak Savings (MW) | Technical Potential | 0 | 0 | 0 | 0 | 0 | 0 | 0 | 0 | 0 | 0 | 0 | 0 | 0 | 0 | 0 | 0 | 0 | 0 | 0 | 0 | 0 | 0 | 0 | 0 | 0 | 0 | 0
F7_Commercial_Interruptible - Miscellaneous_New_Water Heating_Natural Gas_Advanced New Construction Designs_A_Technical Potential | F7 | Commercial | Interruptible - Miscellaneous | New | Water Heating | Natural Gas | Advanced New Construction Designs | A | Cumulative Energy Savings (MWh or mTherms) | Technical Potential | 0 | 0 | 0 | 0 | 0 | 0 | 0 | 0 | 0 | 0 | 0 | 0 | 0 | 0 | 0 | 0 | 0 | 0 | 0 | 0 | 0 | 0 | 0 | 0 | 0 | 0 | 0
F8_Commercial_Interruptible - Miscellaneous_New_Water Heating_Natural Gas_Advanced New Construction Designs_A_Technical Potential | F8 | Commercial | Interruptible - Miscellaneous | New | Water Heating | Natural Gas | Advanced New Construction Designs | A | Cumulative Summer Peak Savings (MW) | Technical Potential | 0 | 0 | 0 | 0 | 0 | 0 | 0 | 0 | 0 | 0 | 0 | 0 | 0 | 0 | 0 | 0 | 0 | 0 | 0 | 0 | 0 | 0 | 0 | 0 | 0 | 0 | 0
F9_Commercial_Interruptible - Miscellaneous_New_Water Heating_Natural Gas_Advanced New Construction Designs_A_Technical Potential | F9 | Commercial | Interruptible - Miscellaneous | New | Water Heating | Natural Gas | Advanced New Construction Designs | A | Cumulative Winter Peak Savings (MW) | Technical Potential | 0 | 0 | 0 | 0 | 0 | 0 | 0 | 0 | 0 | 0 | 0 | 0 | 0 | 0 | 0 | 0 | 0 | 0 | 0 | 0 | 0 | 0 | 0 | 0 | 0 | 0 | 0
F10_Commercial_Interruptible - Miscellaneous_New_Water Heating_Natural Gas_Advanced New Construction Designs_A_Technical Potential | F10 | Commercial | Interruptible - Miscellaneous | New | Water Heating | Natural Gas | Advanced New Construction Designs | A | Purchases (Incremental) | Technical Potential | 0 | 0 | 0 | 0 | 0 | 0 | 0 | 0 | 0 | 0 | 0 | 0 | 0 | 0 | 0 | 0 | 0 | 0 | 0 | 0 | 0 | 0 | 0 | 0 | 0 | 0 | 0
F11_Commercial_Interruptible - Miscellaneous_New_Water Heating_Natural Gas_Advanced New Construction Designs_A_Technical Potential | F11 | Commercial | Interruptible - Miscellaneous | New | Water Heating | Natural Gas | Advanced New Construction Designs | A | Purchases (Cumulative) | Technical Potential | 0 | 0 | 0 | 0 | 0 | 0 | 0 | 0 | 0 | 0 | 0 | 0 | 0 | 0 | 0 | 0 | 0 | 0 | 0 | 0 | 0 | 0 | 0 | 0 | 0 | 0 | 0
F1_Commercial_Interruptible - Miscellaneous_New_Space Heating_Natural Gas_Strategic Energy Management_A_Technical Potential | F1 | Commercial | Interruptible - Miscellaneous | New | Space Heating | Natural Gas | Strategic Energy Management | A | Integrated Unit Energy Savings (kWh or therms) | Technical Potential | 0 | 0 | 0 | 0 | 0 | 0 | 0 | 0 | 0 | 0 | 0 | 0 | 0 | 0 | 0 | 0 | 0 | 0 | 0 | 0 | 0 | 0 | 0 | 0 | 0 | 0 | 0
F2_Commercial_Interruptible - Miscellaneous_New_Space Heating_Natural Gas_Strategic Energy Management_A_Technical Potential | F2 | Commercial | Interruptible - Miscellaneous | New | Space Heating | Natural Gas | Strategic Energy Management | A | Integrated Unit Summer Peak Savings (kW) | Technical Potential | 0 | 0 | 0 | 0 | 0 | 0 | 0 | 0 | 0 | 0 | 0 | 0 | 0 | 0 | 0 | 0 | 0 | 0 | 0 | 0 | 0 | 0 | 0 | 0 | 0 | 0 | 0
F3_Commercial_Interruptible - Miscellaneous_New_Space Heating_Natural Gas_Strategic Energy Management_A_Technical Potential | F3 | Commercial | Interruptible - Miscellaneous | New | Space Heating | Natural Gas | Strategic Energy Management | A | Integrated Unit Winter Peak Savings (kW) | Technical Potential | 0 | 0 | 0 | 0 | 0 | 0 | 0 | 0 | 0 | 0 | 0 | 0 | 0 | 0 | 0 | 0 | 0 | 0 | 0 | 0 | 0 | 0 | 0 | 0 | 0 | 0 | 0
F4_Commercial_Interruptible - Miscellaneous_New_Space Heating_Natural Gas_Strategic Energy Management_A_Technical Potential | F4 | Commercial | Interruptible - Miscellaneous | New | Space Heating | Natural Gas | Strategic Energy Management | A | Incremental Energy Savings (MWh or mTherms) | Technical Potential | 0 | 0 | 0 | 0 | 0 | 0 | 0 | 0 | 0 | 0 | 0 | 0 | 0 | 0 | 0 | 0 | 0 | 0 | 0 | 0 | 0 | 0 | 0 | 0 | 0 | 0 | 0
F5_Commercial_Interruptible - Miscellaneous_New_Space Heating_Natural Gas_Strategic Energy Management_A_Technical Potential | F5 | Commercial | Interruptible - Miscellaneous | New | Space Heating | Natural Gas | Strategic Energy Management | A | Incremental Summer Peak Savings (MW) | Technical Potential | 0 | 0 | 0 | 0 | 0 | 0 | 0 | 0 | 0 | 0 | 0 | 0 | 0 | 0 | 0 | 0 | 0 | 0 | 0 | 0 | 0 | 0 | 0 | 0 | 0 | 0 | 0
F6_Commercial_Interruptible - Miscellaneous_New_Space Heating_Natural Gas_Strategic Energy Management_A_Technical Potential | F6 | Commercial | Interruptible - Miscellaneous | New | Space Heating | Natural Gas | Strategic Energy Management | A | Incremental Winter Peak Savings (MW) | Technical Potential | 0 | 0 | 0 | 0 | 0 | 0 | 0 | 0 | 0 | 0 | 0 | 0 | 0 | 0 | 0 | 0 | 0 | 0 | 0 | 0 | 0 | 0 | 0 | 0 | 0 | 0 | 0
F7_Commercial_Interruptible - Miscellaneous_New_Space Heating_Natural Gas_Strategic Energy Management_A_Technical Potential | F7 | Commercial | Interruptible - Miscellaneous | New | Space Heating | Natural Gas | Strategic Energy Management | A | Cumulative Energy Savings (MWh or mTherms) | Technical Potential | 0 | 0 | 0 | 0 | 0 | 0 | 0 | 0 | 0 | 0 | 0 | 0 | 0 | 0 | 0 | 0 | 0 | 0 | 0 | 0 | 0 | 0 | 0 | 0 | 0 | 0 | 0
F8_Commercial_Interruptible - Miscellaneous_New_Space Heating_Natural Gas_Strategic Energy Management_A_Technical Potential | F8 | Commercial | Interruptible - Miscellaneous | New | Space Heating | Natural Gas | Strategic Energy Management | A | Cumulative Summer Peak Savings (MW) | Technical Potential | 0 | 0 | 0 | 0 | 0 | 0 | 0 | 0 | 0 | 0 | 0 | 0 | 0 | 0 | 0 | 0 | 0 | 0 | 0 | 0 | 0 | 0 | 0 | 0 | 0 | 0 | 0
F9_Commercial_Interruptible - Miscellaneous_New_Space Heating_Natural Gas_Strategic Energy Management_A_Technical Potential | F9 | Commercial | Interruptible - Miscellaneous | New | Space Heating | Natural Gas | Strategic Energy Management | A | Cumulative Winter Peak Savings (MW) | Technical Potential | 0 | 0 | 0 | 0 | 0 | 0 | 0 | 0 | 0 | 0 | 0 | 0 | 0 | 0 | 0 | 0 | 0 | 0 | 0 | 0 | 0 | 0 | 0 | 0 | 0 | 0 | 0
F10_Commercial_Interruptible - Miscellaneous_New_Space Heating_Natural Gas_Strategic Energy Management_A_Technical Potential | F10 | Commercial | Interruptible - Miscellaneous | New | Space Heating | Natural Gas | Strategic Energy Management | A | Purchases (Incremental) | Technical Potential | 0 | 0 | 0 | 0 | 0 | 0 | 0 | 0 | 0 | 0 | 0 | 0 | 0 | 0 | 0 | 0 | 0 | 0 | 0 | 0 | 0 | 0 | 0 | 0 | 0 | 0 | 0
F11_Commercial_Interruptible - Miscellaneous_New_Space Heating_Natural Gas_Strategic Energy Management_A_Technical Potential | F11 | Commercial | Interruptible - Miscellaneous | New | Space Heating | Natural Gas | Strategic Energy Management | A | Purchases (Cumulative) | Technical Potential | 0 | 0 | 0 | 0 | 0 | 0 | 0 | 0 | 0 | 0 | 0 | 0 | 0 | 0 | 0 | 0 | 0 | 0 | 0 | 0 | 0 | 0 | 0 | 0 | 0 | 0 | 0
F1_Commercial_Interruptible - Miscellaneous_New_Water Heating_Natural Gas_Strategic Energy Management_A_Technical Potential | F1 | Commercial | Interruptible - Miscellaneous | New | Water Heating | Natural Gas | Strategic Energy Management | A | Integrated Unit Energy Savings (kWh or therms) | Technical Potential | 0 | 0 | 0 | 0 | 0 | 0 | 0 | 0 | 0 | 0 | 0 | 0 | 0 | 0 | 0 | 0 | 0 | 0 | 0 | 0 | 0 | 0 | 0 | 0 | 0 | 0 | 0
F2_Commercial_Interruptible - Miscellaneous_New_Water Heating_Natural Gas_Strategic Energy Management_A_Technical Potential | F2 | Commercial | Interruptible - Miscellaneous | New | Water Heating | Natural Gas | Strategic Energy Management | A | Integrated Unit Summer Peak Savings (kW) | Technical Potential | 0 | 0 | 0 | 0 | 0 | 0 | 0 | 0 | 0 | 0 | 0 | 0 | 0 | 0 | 0 | 0 | 0 | 0 | 0 | 0 | 0 | 0 | 0 | 0 | 0 | 0 | 0
F3_Commercial_Interruptible - Miscellaneous_New_Water Heating_Natural Gas_Strategic Energy Management_A_Technical Potential | F3 | Commercial | Interruptible - Miscellaneous | New | Water Heating | Natural Gas | Strategic Energy Management | A | Integrated Unit Winter Peak Savings (kW) | Technical Potential | 0 | 0 | 0 | 0 | 0 | 0 | 0 | 0 | 0 | 0 | 0 | 0 | 0 | 0 | 0 | 0 | 0 | 0 | 0 | 0 | 0 | 0 | 0 | 0 | 0 | 0 | 0
F4_Commercial_Interruptible - Miscellaneous_New_Water Heating_Natural Gas_Strategic Energy Management_A_Technical Potential | F4 | Commercial | Interruptible - Miscellaneous | New | Water Heating | Natural Gas | Strategic Energy Management | A | Incremental Energy Savings (MWh or mTherms) | Technical Potential | 0 | 0 | 0 | 0 | 0 | 0 | 0 | 0 | 0 | 0 | 0 | 0 | 0 | 0 | 0 | 0 | 0 | 0 | 0 | 0 | 0 | 0 | 0 | 0 | 0 | 0 | 0
F5_Commercial_Interruptible - Miscellaneous_New_Water Heating_Natural Gas_Strategic Energy Management_A_Technical Potential | F5 | Commercial | Interruptible - Miscellaneous | New | Water Heating | Natural Gas | Strategic Energy Management | A | Incremental Summer Peak Savings (MW) | Technical Potential | 0 | 0 | 0 | 0 | 0 | 0 | 0 | 0 | 0 | 0 | 0 | 0 | 0 | 0 | 0 | 0 | 0 | 0 | 0 | 0 | 0 | 0 | 0 | 0 | 0 | 0 | 0
F6_Commercial_Interruptible - Miscellaneous_New_Water Heating_Natural Gas_Strategic Energy Management_A_Technical Potential | F6 | Commercial | Interruptible - Miscellaneous | New | Water Heating | Natural Gas | Strategic Energy Management | A | Incremental Winter Peak Savings (MW) | Technical Potential | 0 | 0 | 0 | 0 | 0 | 0 | 0 | 0 | 0 | 0 | 0 | 0 | 0 | 0 | 0 | 0 | 0 | 0 | 0 | 0 | 0 | 0 | 0 | 0 | 0 | 0 | 0
F7_Commercial_Interruptible - Miscellaneous_New_Water Heating_Natural Gas_Strategic Energy Management_A_Technical Potential | F7 | Commercial | Interruptible - Miscellaneous | New | Water Heating | Natural Gas | Strategic Energy Management | A | Cumulative Energy Savings (MWh or mTherms) | Technical Potential | 0 | 0 | 0 | 0 | 0 | 0 | 0 | 0 | 0 | 0 | 0 | 0 | 0 | 0 | 0 | 0 | 0 | 0 | 0 | 0 | 0 | 0 | 0 | 0 | 0 | 0 | 0
F8_Commercial_Interruptible - Miscellaneous_New_Water Heating_Natural Gas_Strategic Energy Management_A_Technical Potential | F8 | Commercial | Interruptible - Miscellaneous | New | Water Heating | Natural Gas | Strategic Energy Management | A | Cumulative Summer Peak Savings (MW) | Technical Potential | 0 | 0 | 0 | 0 | 0 | 0 | 0 | 0 | 0 | 0 | 0 | 0 | 0 | 0 | 0 | 0 | 0 | 0 | 0 | 0 | 0 | 0 | 0 | 0 | 0 | 0 | 0
F9_Commercial_Interruptible - Miscellaneous_New_Water Heating_Natural Gas_Strategic Energy Management_A_Technical Potential | F9 | Commercial | Interruptible - Miscellaneous | New | Water Heating | Natural Gas | Strategic Energy Management | A | Cumulative Winter Peak Savings (MW) | Technical Potential | 0 | 0 | 0 | 0 | 0 | 0 | 0 | 0 | 0 | 0 | 0 | 0 | 0 | 0 | 0 | 0 | 0 | 0 | 0 | 0 | 0 | 0 | 0 | 0 | 0 | 0 | 0
F10_Commercial_Interruptible - Miscellaneous_New_Water Heating_Natural Gas_Strategic Energy Management_A_Technical Potential | F10 | Commercial | Interruptible - Miscellaneous | New | Water Heating | Natural Gas | Strategic Energy Management | A | Purchases (Incremental) | Technical Potential | 0 | 0 | 0 | 0 | 0 | 0 | 0 | 0 | 0 | 0 | 0 | 0 | 0 | 0 | 0 | 0 | 0 | 0 | 0 | 0 | 0 | 0 | 0 | 0 | 0 | 0 | 0
F11_Commercial_Interruptible - Miscellaneous_New_Water Heating_Natural Gas_Strategic Energy Management_A_Technical Potential | F11 | Commercial | Interruptible - Miscellaneous | New | Water Heating | Natural Gas | Strategic Energy Management | A | Purchases (Cumulative) | Technical Potential | 0 | 0 | 0 | 0 | 0 | 0 | 0 | 0 | 0 | 0 | 0 | 0 | 0 | 0 | 0 | 0 | 0 | 0 | 0 | 0 | 0 | 0 | 0 | 0 | 0 | 0 | 0
F1_Commercial_Interruptible - Miscellaneous_New_Space Heating_Natural Gas_Retrocommissioning_A_Technical Potential | F1 | Commercial | Interruptible - Miscellaneous | New | Space Heating | Natural Gas | Retrocommissioning | A | Integrated Unit Energy Savings (kWh or therms) | Technical Potential | 0 | 0 | 0 | 0 | 0 | 0 | 0 | 0 | 0 | 0 | 0 | 0 | 0 | 0 | 0 | 0 | 0 | 0 | 0 | 0 | 0 | 0 | 0 | 0 | 0 | 0 | 0
F2_Commercial_Interruptible - Miscellaneous_New_Space Heating_Natural Gas_Retrocommissioning_A_Technical Potential | F2 | Commercial | Interruptible - Miscellaneous | New | Space Heating | Natural Gas | Retrocommissioning | A | Integrated Unit Summer Peak Savings (kW) | Technical Potential | 0 | 0 | 0 | 0 | 0 | 0 | 0 | 0 | 0 | 0 | 0 | 0 | 0 | 0 | 0 | 0 | 0 | 0 | 0 | 0 | 0 | 0 | 0 | 0 | 0 | 0 | 0
F3_Commercial_Interruptible - Miscellaneous_New_Space Heating_Natural Gas_Retrocommissioning_A_Technical Potential | F3 | Commercial | Interruptible - Miscellaneous | New | Space Heating | Natural Gas | Retrocommissioning | A | Integrated Unit Winter Peak Savings (kW) | Technical Potential | 0 | 0 | 0 | 0 | 0 | 0 | 0 | 0 | 0 | 0 | 0 | 0 | 0 | 0 | 0 | 0 | 0 | 0 | 0 | 0 | 0 | 0 | 0 | 0 | 0 | 0 | 0
F4_Commercial_Interruptible - Miscellaneous_New_Space Heating_Natural Gas_Retrocommissioning_A_Technical Potential | F4 | Commercial | Interruptible - Miscellaneous | New | Space Heating | Natural Gas | Retrocommissioning | A | Incremental Energy Savings (MWh or mTherms) | Technical Potential | 0 | 0 | 0 | 0 | 0 | 0 | 0 | 0 | 0 | 0 | 0 | 0 | 0 | 0 | 0 | 0 | 0 | 0 | 0 | 0 | 0 | 0 | 0 | 0 | 0 | 0 | 0
F5_Commercial_Interruptible - Miscellaneous_New_Space Heating_Natural Gas_Retrocommissioning_A_Technical Potential | F5 | Commercial | Interruptible - Miscellaneous | New | Space Heating | Natural Gas | Retrocommissioning | A | Incremental Summer Peak Savings (MW) | Technical Potential | 0 | 0 | 0 | 0 | 0 | 0 | 0 | 0 | 0 | 0 | 0 | 0 | 0 | 0 | 0 | 0 | 0 | 0 | 0 | 0 | 0 | 0 | 0 | 0 | 0 | 0 | 0
F6_Commercial_Interruptible - Miscellaneous_New_Space Heating_Natural Gas_Retrocommissioning_A_Technical Potential | F6 | Commercial | Interruptible - Miscellaneous | New | Space Heating | Natural Gas | Retrocommissioning | A | Incremental Winter Peak Savings (MW) | Technical Potential | 0 | 0 | 0 | 0 | 0 | 0 | 0 | 0 | 0 | 0 | 0 | 0 | 0 | 0 | 0 | 0 | 0 | 0 | 0 | 0 | 0 | 0 | 0 | 0 | 0 | 0 | 0
F7_Commercial_Interruptible - Miscellaneous_New_Space Heating_Natural Gas_Retrocommissioning_A_Technical Potential | F7 | Commercial | Interruptible - Miscellaneous | New | Space Heating | Natural Gas | Retrocommissioning | A | Cumulative Energy Savings (MWh or mTherms) | Technical Potential | 0 | 0 | 0 | 0 | 0 | 0 | 0 | 0 | 0 | 0 | 0 | 0 | 0 | 0 | 0 | 0 | 0 | 0 | 0 | 0 | 0 | 0 | 0 | 0 | 0 | 0 | 0
F8_Commercial_Interruptible - Miscellaneous_New_Space Heating_Natural Gas_Retrocommissioning_A_Technical Potential | F8 | Commercial | Interruptible - Miscellaneous | New | Space Heating | Natural Gas | Retrocommissioning | A | Cumulative Summer Peak Savings (MW) | Technical Potential | 0 | 0 | 0 | 0 | 0 | 0 | 0 | 0 | 0 | 0 | 0 | 0 | 0 | 0 | 0 | 0 | 0 | 0 | 0 | 0 | 0 | 0 | 0 | 0 | 0 | 0 | 0
F9_Commercial_Interruptible - Miscellaneous_New_Space Heating_Natural Gas_Retrocommissioning_A_Technical Potential | F9 | Commercial | Interruptible - Miscellaneous | New | Space Heating | Natural Gas | Retrocommissioning | A | Cumulative Winter Peak Savings (MW) | Technical Potential | 0 | 0 | 0 | 0 | 0 | 0 | 0 | 0 | 0 | 0 | 0 | 0 | 0 | 0 | 0 | 0 | 0 | 0 | 0 | 0 | 0 | 0 | 0 | 0 | 0 | 0 | 0
F10_Commercial_Interruptible - Miscellaneous_New_Space Heating_Natural Gas_Retrocommissioning_A_Technical Potential | F10 | Commercial | Interruptible - Miscellaneous | New | Space Heating | Natural Gas | Retrocommissioning | A | Purchases (Incremental) | Technical Potential | 0 | 0 | 0 | 0 | 0 | 0 | 0 | 0 | 0 | 0 | 0 | 0 | 0 | 0 | 0 | 0 | 0 | 0 | 0 | 0 | 0 | 0 | 0 | 0 | 0 | 0 | 0
F11_Commercial_Interruptible - Miscellaneous_New_Space Heating_Natural Gas_Retrocommissioning_A_Technical Potential | F11 | Commercial | Interruptible - Miscellaneous | New | Space Heating | Natural Gas | Retrocommissioning | A | Purchases (Cumulative) | Technical Potential | 0 | 0 | 0 | 0 | 0 | 0 | 0 | 0 | 0 | 0 | 0 | 0 | 0 | 0 | 0 | 0 | 0 | 0 | 0 | 0 | 0 | 0 | 0 | 0 | 0 | 0 | 0
F1_Commercial_Interruptible - Miscellaneous_New_Water Heating_Natural Gas_Retrocommissioning_A_Technical Potential | F1 | Commercial | Interruptible - Miscellaneous | New | Water Heating | Natural Gas | Retrocommissioning | A | Integrated Unit Energy Savings (kWh or therms) | Technical Potential | 0 | 0 | 0 | 0 | 0 | 0 | 0 | 0 | 0 | 0 | 0 | 0 | 0 | 0 | 0 | 0 | 0 | 0 | 0 | 0 | 0 | 0 | 0 | 0 | 0 | 0 | 0
F2_Commercial_Interruptible - Miscellaneous_New_Water Heating_Natural Gas_Retrocommissioning_A_Technical Potential | F2 | Commercial | Interruptible - Miscellaneous | New | Water Heating | Natural Gas | Retrocommissioning | A | Integrated Unit Summer Peak Savings (kW) | Technical Potential | 0 | 0 | 0 | 0 | 0 | 0 | 0 | 0 | 0 | 0 | 0 | 0 | 0 | 0 | 0 | 0 | 0 | 0 | 0 | 0 | 0 | 0 | 0 | 0 | 0 | 0 | 0
F3_Commercial_Interruptible - Miscellaneous_New_Water Heating_Natural Gas_Retrocommissioning_A_Technical Potential | F3 | Commercial | Interruptible - Miscellaneous | New | Water Heating | Natural Gas | Retrocommissioning | A | Integrated Unit Winter Peak Savings (kW) | Technical Potential | 0 | 0 | 0 | 0 | 0 | 0 | 0 | 0 | 0 | 0 | 0 | 0 | 0 | 0 | 0 | 0 | 0 | 0 | 0 | 0 | 0 | 0 | 0 | 0 | 0 | 0 | 0
F4_Commercial_Interruptible - Miscellaneous_New_Water Heating_Natural Gas_Retrocommissioning_A_Technical Potential | F4 | Commercial | Interruptible - Miscellaneous | New | Water Heating | Natural Gas | Retrocommissioning | A | Incremental Energy Savings (MWh or mTherms) | Technical Potential | 0 | 0 | 0 | 0 | 0 | 0 | 0 | 0 | 0 | 0 | 0 | 0 | 0 | 0 | 0 | 0 | 0 | 0 | 0 | 0 | 0 | 0 | 0 | 0 | 0 | 0 | 0
F5_Commercial_Interruptible - Miscellaneous_New_Water Heating_Natural Gas_Retrocommissioning_A_Technical Potential | F5 | Commercial | Interruptible - Miscellaneous | New | Water Heating | Natural Gas | Retrocommissioning | A | Incremental Summer Peak Savings (MW) | Technical Potential | 0 | 0 | 0 | 0 | 0 | 0 | 0 | 0 | 0 | 0 | 0 | 0 | 0 | 0 | 0 | 0 | 0 | 0 | 0 | 0 | 0 | 0 | 0 | 0 | 0 | 0 | 0
F6_Commercial_Interruptible - Miscellaneous_New_Water Heating_Natural Gas_Retrocommissioning_A_Technical Potential | F6 | Commercial | Interruptible - Miscellaneous | New | Water Heating | Natural Gas | Retrocommissioning | A | Incremental Winter Peak Savings (MW) | Technical Potential | 0 | 0 | 0 | 0 | 0 | 0 | 0 | 0 | 0 | 0 | 0 | 0 | 0 | 0 | 0 | 0 | 0 | 0 | 0 | 0 | 0 | 0 | 0 | 0 | 0 | 0 | 0
F7_Commercial_Interruptible - Miscellaneous_New_Water Heating_Natural Gas_Retrocommissioning_A_Technical Potential | F7 | Commercial | Interruptible - Miscellaneous | New | Water Heating | Natural Gas | Retrocommissioning | A | Cumulative Energy Savings (MWh or mTherms) | Technical Potential | 0 | 0 | 0 | 0 | 0 | 0 | 0 | 0 | 0 | 0 | 0 | 0 | 0 | 0 | 0 | 0 | 0 | 0 | 0 | 0 | 0 | 0 | 0 | 0 | 0 | 0 | 0
F8_Commercial_Interruptible - Miscellaneous_New_Water Heating_Natural Gas_Retrocommissioning_A_Technical Potential | F8 | Commercial | Interruptible - Miscellaneous | New | Water Heating | Natural Gas | Retrocommissioning | A | Cumulative Summer Peak Savings (MW) | Technical Potential | 0 | 0 | 0 | 0 | 0 | 0 | 0 | 0 | 0 | 0 | 0 | 0 | 0 | 0 | 0 | 0 | 0 | 0 | 0 | 0 | 0 | 0 | 0 | 0 | 0 | 0 | 0
F9_Commercial_Interruptible - Miscellaneous_New_Water Heating_Natural Gas_Retrocommissioning_A_Technical Potential | F9 | Commercial | Interruptible - Miscellaneous | New | Water Heating | Natural Gas | Retrocommissioning | A | Cumulative Winter Peak Savings (MW) | Technical Potential | 0 | 0 | 0 | 0 | 0 | 0 | 0 | 0 | 0 | 0 | 0 | 0 | 0 | 0 | 0 | 0 | 0 | 0 | 0 | 0 | 0 | 0 | 0 | 0 | 0 | 0 | 0
F10_Commercial_Interruptible - Miscellaneous_New_Water Heating_Natural Gas_Retrocommissioning_A_Technical Potential | F10 | Commercial | Interruptible - Miscellaneous | New | Water Heating | Natural Gas | Retrocommissioning | A | Purchases (Incremental) | Technical Potential | 0 | 0 | 0 | 0 | 0 | 0 | 0 | 0 | 0 | 0 | 0 | 0 | 0 | 0 | 0 | 0 | 0 | 0 | 0 | 0 | 0 | 0 | 0 | 0 | 0 | 0 | 0
F11_Commercial_Interruptible - Miscellaneous_New_Water Heating_Natural Gas_Retrocommissioning_A_Technical Potential | F11 | Commercial | Interruptible - Miscellaneous | New | Water Heating | Natural Gas | Retrocommissioning | A | Purchases (Cumulative) | Technical Potential | 0 | 0 | 0 | 0 | 0 | 0 | 0 | 0 | 0 | 0 | 0 | 0 | 0 | 0 | 0 | 0 | 0 | 0 | 0 | 0 | 0 | 0 | 0 | 0 | 0 | 0 | 0
F1_Commercial_WA - College_Existing_Space Heating_Natural Gas_Furnace_A_Achievable Technical Potential | F1 | Commercial | WA - College | Existing | Space Heating | Natural Gas | Furnace | A | Integrated Unit Energy Savings (kWh or therms) | Achievable Technical Potential | 0 | 243.0543 | 242.1118 | 81.8666 | 81.8666 | 81.8666 | 81.8666 | 81.8666 | 81.8666 | 81.8666 | 81.8666 | 81.8666 | 81.8666 | 81.8666 | 81.8666 | 81.8666 | 81.8666 | 81.8666 | 81.8666 | 81.8666 | 81.8666 | 81.8666 | 81.8666 | 81.8666 | 81.8666 | 81.8666 | 81.8666
F2_Commercial_WA - College_Existing_Space Heating_Natural Gas_Furnace_A_Achievable Technical Potential | F2 | Commercial | WA - College | Existing | Space Heating | Natural Gas | Furnace | A | Integrated Unit Summer Peak Savings (kW) | Achievable Technical Potential | 0 | 0 | 0 | 0 | 0 | 0 | 0 | 0 | 0 | 0 | 0 | 0 | 0 | 0 | 0 | 0 | 0 | 0 | 0 | 0 | 0 | 0 | 0 | 0 | 0 | 0 | 0
F3_Commercial_WA - College_Existing_Space Heating_Natural Gas_Furnace_A_Achievable Technical Potential | F3 | Commercial | WA - College | Existing | Space Heating | Natural Gas | Furnace | A | Integrated Unit Winter Peak Savings (kW) | Achievable Technical Potential | 0 | 0 | 0 | 0 | 0 | 0 | 0 | 0 | 0 | 0 | 0 | 0 | 0 | 0 | 0 | 0 | 0 | 0 | 0 | 0 | 0 | 0 | 0 | 0 | 0 | 0 | 0
F4_Commercial_WA - College_Existing_Space Heating_Natural Gas_Furnace_A_Achievable Technical Potential | F4 | Commercial | WA - College | Existing | Space Heating | Natural Gas | Furnace | A | Incremental Energy Savings (MWh or mTherms) | Achievable Technical Potential | 0 | 0 | 0 | 0.002399 | 0.0041619 | 0.010177 | 0.021299 | 0.040287 | 0.070629 | 0.11639 | 0.18034 | 0.26482 | 0.3705 | 0.49572 | 0.63609 | 0.78459 | 0.93248 | 1.0708 | 1.1921 | 1.1896 | 1.1728 | 1.1413 | 1.1122 | 1.0731 | 1.0422 | 1.0191 | 1.0011
F5_Commercial_WA - College_Existing_Space Heating_Natural Gas_Furnace_A_Achievable Technical Potential | F5 | Commercial | WA - College | Existing | Space Heating | Natural Gas | Furnace | A | Incremental Summer Peak Savings (MW) | Achievable Technical Potential | 0 | 0 | 0 | 0 | 0 | 0 | 0 | 0 | 0 | 0 | 0 | 0 | 0 | 0 | 0 | 0 | 0 | 0 | 0 | 0 | 0 | 0 | 0 | 0 | 0 | 0 | 0
F6_Commercial_WA - College_Existing_Space Heating_Natural Gas_Furnace_A_Achievable Technical Potential | F6 | Commercial | WA - College | Existing | Space Heating | Natural Gas | Furnace | A | Incremental Winter Peak Savings (MW) | Achievable Technical Potential | 0 | 0 | 0 | 0 | 0 | 0 | 0 | 0 | 0 | 0 | 0 | 0 | 0 | 0 | 0 | 0 | 0 | 0 | 0 | 0 | 0 | 0 | 0 | 0 | 0 | 0 | 0
F7_Commercial_WA - College_Existing_Space Heating_Natural Gas_Furnace_A_Achievable Technical Potential | F7 | Commercial | WA - College | Existing | Space Heating | Natural Gas | Furnace | A | Cumulative Energy Savings (MWh or mTherms) | Achievable Technical Potential | 0 | 0 | 0 | 0.002399 | 0.0065609 | 0.016737 | 0.038037 | 0.078324 | 0.14895 | 0.26535 | 0.44569 | 0.71051 | 1.081 | 1.5767 | 2.2128 | 2.9974 | 3.9299 | 5.0007 | 6.1927 | 7.3823 | 8.5551 | 9.6965 | 10.8087 | 11.8818 | 12.924 | 13.9431 | 14.9441
F8_Commercial_WA - College_Existing_Space Heating_Natural Gas_Furnace_A_Achievable Technical Potential | F8 | Commercial | WA - College | Existing | Space Heating | Natural Gas | Furnace | A | Cumulative Summer Peak Savings (MW) | Achievable Technical Potential | 0 | 0 | 0 | 0 | 0 | 0 | 0 | 0 | 0 | 0 | 0 | 0 | 0 | 0 | 0 | 0 | 0 | 0 | 0 | 0 | 0 | 0 | 0 | 0 | 0 | 0 | 0
F9_Commercial_WA - College_Existing_Space Heating_Natural Gas_Furnace_A_Achievable Technical Potential | F9 | Commercial | WA - College | Existing | Space Heating | Natural Gas | Furnace | A | Cumulative Winter Peak Savings (MW) | Achievable Technical Potential | 0 | 0 | 0 | 0 | 0 | 0 | 0 | 0 | 0 | 0 | 0 | 0 | 0 | 0 | 0 | 0 | 0 | 0 | 0 | 0 | 0 | 0 | 0 | 0 | 0 | 0 | 0
F10_Commercial_WA - College_Existing_Space Heating_Natural Gas_Furnace_A_Achievable Technical Potential | F10 | Commercial | WA - College | Existing | Space Heating | Natural Gas | Furnace | A | Purchases (Incremental) | Achievable Technical Potential | 0 | 0 | 0 | 0.029303 | 0.050838 | 0.12431 | 0.26017 | 0.49211 | 0.86273 | 1.4218 | 2.2029 | 3.2347 | 4.5256 | 6.0553 | 7.7698 | 9.5838 | 11.3902 | 13.0795 | 14.561 | 14.5307 | 14.3262 | 13.9415 | 13.5857 | 13.1078 | 12.7303 | 12.4484 | 12.2278
F11_Commercial_WA - College_Existing_Space Heating_Natural Gas_Furnace_A_Achievable Technical Potential | F11 | Commercial | WA - College | Existing | Space Heating | Natural Gas | Furnace | A | Purchases (Cumulative) | Achievable Technical Potential | 0 | 0 | 0 | 0.029303 | 0.080141 | 0.20445 | 0.46462 | 0.95672 | 1.8195 | 3.2412 | 5.4441 | 8.6789 | 13.2045 | 19.2598 | 27.0296 | 36.6133 | 48.0035 | 61.083 | 75.644 | 90.1747 | 104.5009 | 118.4424 | 132.0281 | 145.1358 | 157.8662 | 170.3146 | 182.5424
F1_Commercial_WA - College_Existing_Space Heating_Natural Gas_Boiler_A_Achievable Technical Potential | F1 | Commercial | WA - College | Existing | Space Heating | Natural Gas | Boiler | A | Integrated Unit Energy Savings (kWh or therms) | Achievable Technical Potential | 0 | 375.9733 | 374.5154 | 374.5154 | 374.5154 | 374.5154 | 374.5154 | 374.5154 | 374.5154 | 374.5154 | 374.5154 | 374.5154 | 374.5154 | 374.5154 | 374.5154 | 374.5154 | 374.5154 | 374.5154 | 374.5154 | 374.5154 | 374.5154 | 374.5154 | 374.5154 | 374.5154 | 374.5154 | 374.5154 | 374.5154
F2_Commercial_WA - College_Existing_Space Heating_Natural Gas_Boiler_A_Achievable Technical Potential | F2 | Commercial | WA - College | Existing | Space Heating | Natural Gas | Boiler | A | Integrated Unit Summer Peak Savings (kW) | Achievable Technical Potential | 0 | 0 | 0 | 0 | 0 | 0 | 0 | 0 | 0 | 0 | 0 | 0 | 0 | 0 | 0 | 0 | 0 | 0 | 0 | 0 | 0 | 0 | 0 | 0 | 0 | 0 | 0
F3_Commercial_WA - College_Existing_Space Heating_Natural Gas_Boiler_A_Achievable Technical Potential | F3 | Commercial | WA - College | Existing | Space Heating | Natural Gas | Boiler | A | Integrated Unit Winter Peak Savings (kW) | Achievable Technical Potential | 0 | 0 | 0 | 0 | 0 | 0 | 0 | 0 | 0 | 0 | 0 | 0 | 0 | 0 | 0 | 0 | 0 | 0 | 0 | 0 | 0 | 0 | 0 | 0 | 0 | 0 | 0
F4_Commercial_WA - College_Existing_Space Heating_Natural Gas_Boiler_A_Achievable Technical Potential | F4 | Commercial | WA - College | Existing | Space Heating | Natural Gas | Boiler | A | Incremental Energy Savings (MWh or mTherms) | Achievable Technical Potential | 0 | 0 | 0 | 3.5548 | 6.0912 | 7.881 | 9.2989 | 10.5567 | 11.6585 | 12.6137 | 13.4351 | 14.1366 | 14.7324 | 15.236 | 15.6362 | 15.9548 | 16.2091 | 16.4125 | 16.5758 | 16.7073 | 16.8441 | 16.9529 | 16.9511 | 16.8534 | 16.7764 | 16.7172 | 16.6731
F5_Commercial_WA - College_Existing_Space Heating_Natural Gas_Boiler_A_Achievable Technical Potential | F5 | Commercial | WA - College | Existing | Space Heating | Natural Gas | Boiler | A | Incremental Summer Peak Savings (MW) | Achievable Technical Potential | 0 | 0 | 0 | 0 | 0 | 0 | 0 | 0 | 0 | 0 | 0 | 0 | 0 | 0 | 0 | 0 | 0 | 0 | 0 | 0 | 0 | 0 | 0 | 0 | 0 | 0 | 0
F6_Commercial_WA - College_Existing_Space Heating_Natural Gas_Boiler_A_Achievable Technical Potential | F6 | Commercial | WA - College | Existing | Space Heating | Natural Gas | Boiler | A | Incremental Winter Peak Savings (MW) | Achievable Technical Potential | 0 | 0 | 0 | 0 | 0 | 0 | 0 | 0 | 0 | 0 | 0 | 0 | 0 | 0 | 0 | 0 | 0 | 0 | 0 | 0 | 0 | 0 | 0 | 0 | 0 | 0 | 0
F7_Commercial_WA - College_Existing_Space Heating_Natural Gas_Boiler_A_Achievable Technical Potential | F7 | Commercial | WA - College | Existing | Space Heating | Natural Gas | Boiler | A | Cumulative Energy Savings (MWh or mTherms) | Achievable Technical Potential | 0 | 0 | 0 | 3.5548 | 9.646 | 17.527 | 26.8259 | 37.3826 | 49.0411 | 61.6549 | 75.09 | 89.2266 | 103.9591 | 119.1951 | 134.8313 | 150.7862 | 166.9952 | 183.4078 | 199.9836 | 216.6909 | 233.535 | 250.4879 | 267.439 | 284.2925 | 301.0689 | 317.7861 | 334.4592
F8_Commercial_WA - College_Existing_Space Heating_Natural Gas_Boiler_A_Achievable Technical Potential | F8 | Commercial | WA - College | Existing | Space Heating | Natural Gas | Boiler | A | Cumulative Summer Peak Savings (MW) | Achievable Technical Potential | 0 | 0 | 0 | 0 | 0 | 0 | 0 | 0 | 0 | 0 | 0 | 0 | 0 | 0 | 0 | 0 | 0 | 0 | 0 | 0 | 0 | 0 | 0 | 0 | 0 | 0 | 0
F9_Commercial_WA - College_Existing_Space Heating_Natural Gas_Boiler_A_Achievable Technical Potential | F9 | Commercial | WA - College | Existing | Space Heating | Natural Gas | Boiler | A | Cumulative Winter Peak Savings (MW) | Achievable Technical Potential | 0 | 0 | 0 | 0 | 0 | 0 | 0 | 0 | 0 | 0 | 0 | 0 | 0 | 0 | 0 | 0 | 0 | 0 | 0 | 0 | 0 | 0 | 0 | 0 | 0 | 0 | 0
F10_Commercial_WA - College_Existing_Space Heating_Natural Gas_Boiler_A_Achievable Technical Potential | F10 | Commercial | WA - College | Existing | Space Heating | Natural Gas | Boiler | A | Purchases (Incremental) | Achievable Technical Potential | 0 | 0 | 0 | 9.4918 | 16.2641 | 21.0431 | 24.8291 | 28.1878 | 31.1296 | 33.6802 | 35.8734 | 37.7465 | 39.3373 | 40.682 | 41.7505 | 42.6013 | 43.2802 | 43.8234 | 44.2593 | 44.6104 | 44.9757 | 45.2663 | 45.2615 | 45.0007 | 44.7951 | 44.6369 | 44.5191
F11_Commercial_WA - College_Existing_Space Heating_Natural Gas_Boiler_A_Achievable Technical Potential | F11 | Commercial | WA - College | Existing | Space Heating | Natural Gas | Boiler | A | Purchases (Cumulative) | Achievable Technical Potential | 0 | 0 | 0 | 9.4918 | 25.756 | 46.7991 | 71.6282 | 99.8159 | 130.9455 | 164.6257 | 200.4991 | 238.2456 | 277.5828 | 318.2648 | 360.0154 | 402.6167 | 445.8969 | 489.7203 | 533.9796 | 578.59 | 623.5657 | 668.832 | 714.0935 | 759.0942 | 803.8892 | 848.5261 | 893.0452
F1_Commercial_WA - College_Existing_Space Heating_Natural Gas_Unit Heater_A_Achievable Technical Potential | F1 | Commercial | WA - College | Existing | Space Heating | Natural Gas | Unit Heater | A | Integrated Unit Energy Savings (kWh or therms) | Achievable Technical Potential | 0 | 0 | 0 | 0 | 0 | 0 | 0 | 0 | 0 | 0 | 0 | 0 | 0 | 0 | 0 | 0 | 0 | 0 | 0 | 0 | 0 | 0 | 0 | 0 | 0 | 0 | 0
F2_Commercial_WA - College_Existing_Space Heating_Natural Gas_Unit Heater_A_Achievable Technical Potential | F2 | Commercial | WA - College | Existing | Space Heating | Natural Gas | Unit Heater | A | Integrated Unit Summer Peak Savings (kW) | Achievable Technical Potential | 0 | 0 | 0 | 0 | 0 | 0 | 0 | 0 | 0 | 0 | 0 | 0 | 0 | 0 | 0 | 0 | 0 | 0 | 0 | 0 | 0 | 0 | 0 | 0 | 0 | 0 | 0
F3_Commercial_WA - College_Existing_Space Heating_Natural Gas_Unit Heater_A_Achievable Technical Potential | F3 | Commercial | WA - College | Existing | Space Heating | Natural Gas | Unit Heater | A | Integrated Unit Winter Peak Savings (kW) | Achievable Technical Potential | 0 | 0 | 0 | 0 | 0 | 0 | 0 | 0 | 0 | 0 | 0 | 0 | 0 | 0 | 0 | 0 | 0 | 0 | 0 | 0 | 0 | 0 | 0 | 0 | 0 | 0 | 0
F4_Commercial_WA - College_Existing_Space Heating_Natural Gas_Unit Heater_A_Achievable Technical Potential | F4 | Commercial | WA - College | Existing | Space Heating | Natural Gas | Unit Heater | A | Incremental Energy Savings (MWh or mTherms) | Achievable Technical Potential | 0 | 0 | 0 | 0 | 0 | 0 | 0 | 0 | 0 | 0 | 0 | 0 | 0 | 0 | 0 | 0 | 0 | 0 | 0 | 0 | 0 | 0 | 0 | 0 | 0 | 0 | 0
F5_Commercial_WA - College_Existing_Space Heating_Natural Gas_Unit Heater_A_Achievable Technical Potential | F5 | Commercial | WA - College | Existing | Space Heating | Natural Gas | Unit Heater | A | Incremental Summer Peak Savings (MW) | Achievable Technical Potential | 0 | 0 | 0 | 0 | 0 | 0 | 0 | 0 | 0 | 0 | 0 | 0 | 0 | 0 | 0 | 0 | 0 | 0 | 0 | 0 | 0 | 0 | 0 | 0 | 0 | 0 | 0
F6_Commercial_WA - College_Existing_Space Heating_Natural Gas_Unit Heater_A_Achievable Technical Potential | F6 | Commercial | WA - College | Existing | Space Heating | Natural Gas | Unit Heater | A | Incremental Winter Peak Savings (MW) | Achievable Technical Potential | 0 | 0 | 0 | 0 | 0 | 0 | 0 | 0 | 0 | 0 | 0 | 0 | 0 | 0 | 0 | 0 | 0 | 0 | 0 | 0 | 0 | 0 | 0 | 0 | 0 | 0 | 0
F7_Commercial_WA - College_Existing_Space Heating_Natural Gas_Unit Heater_A_Achievable Technical Potential | F7 | Commercial | WA - College | Existing | Space Heating | Natural Gas | Unit Heater | A | Cumulative Energy Savings (MWh or mTherms) | Achievable Technical Potential | 0 | 0 | 0 | 0 | 0 | 0 | 0 | 0 | 0 | 0 | 0 | 0 | 0 | 0 | 0 | 0 | 0 | 0 | 0 | 0 | 0 | 0 | 0 | 0 | 0 | 0 | 0
F8_Commercial_WA - College_Existing_Space Heating_Natural Gas_Unit Heater_A_Achievable Technical Potential | F8 | Commercial | WA - College | Existing | Space Heating | Natural Gas | Unit Heater | A | Cumulative Summer Peak Savings (MW) | Achievable Technical Potential | 0 | 0 | 0 | 0 | 0 | 0 | 0 | 0 | 0 | 0 | 0 | 0 | 0 | 0 | 0 | 0 | 0 | 0 | 0 | 0 | 0 | 0 | 0 | 0 | 0 | 0 | 0
F9_Commercial_WA - College_Existing_Space Heating_Natural Gas_Unit Heater_A_Achievable Technical Potential | F9 | Commercial | WA - College | Existing | Space Heating | Natural Gas | Unit Heater | A | Cumulative Winter Peak Savings (MW) | Achievable Technical Potential | 0 | 0 | 0 | 0 | 0 | 0 | 0 | 0 | 0 | 0 | 0 | 0 | 0 | 0 | 0 | 0 | 0 | 0 | 0 | 0 | 0 | 0 | 0 | 0 | 0 | 0 | 0
F10_Commercial_WA - College_Existing_Space Heating_Natural Gas_Unit Heater_A_Achievable Technical Potential | F10 | Commercial | WA - College | Existing | Space Heating | Natural Gas | Unit Heater | A | Purchases (Incremental) | Achievable Technical Potential | 0 | 0 | 0 | 0 | 0 | 0 | 0 | 0 | 0 | 0 | 0 | 0 | 0 | 0 | 0 | 0 | 0 | 0 | 0 | 0 | 0 | 0 | 0 | 0 | 0 | 0 | 0
F11_Commercial_WA - College_Existing_Space Heating_Natural Gas_Unit Heater_A_Achievable Technical Potential | F11 | Commercial | WA - College | Existing | Space Heating | Natural Gas | Unit Heater | A | Purchases (Cumulative) | Achievable Technical Potential | 0 | 0 | 0 | 0 | 0 | 0 | 0 | 0 | 0 | 0 | 0 | 0 | 0 | 0 | 0 | 0 | 0 | 0 | 0 | 0 | 0 | 0 | 0 | 0 | 0 | 0 | 0
F1_Commercial_WA - College_Existing_Water Heating_Natural Gas_Water Heater_A_Achievable Technical Potential | F1 | Commercial | WA - College | Existing | Water Heating | Natural Gas | Water Heater | A | Integrated Unit Energy Savings (kWh or therms) | Achievable Technical Potential | 0 | 2.8505 | 2.8505 | 2.8505 | 2.8505 | 2.8505 | 2.8505 | 2.8505 | 2.8505 | 2.8505 | 2.8505 | 2.8505 | 2.8505 | 2.8505 | 2.8505 | 2.8505 | 2.8505 | 2.8505 | 2.8505 | 2.8505 | 2.8505 | 2.8505 | 2.8505 | 2.8505 | 2.8505 | 2.8505 | 2.8505
F2_Commercial_WA - College_Existing_Water Heating_Natural Gas_Water Heater_A_Achievable Technical Potential | F2 | Commercial | WA - College | Existing | Water Heating | Natural Gas | Water Heater | A | Integrated Unit Summer Peak Savings (kW) | Achievable Technical Potential | 0 | 0 | 0 | 0 | 0 | 0 | 0 | 0 | 0 | 0 | 0 | 0 | 0 | 0 | 0 | 0 | 0 | 0 | 0 | 0 | 0 | 0 | 0 | 0 | 0 | 0 | 0
F3_Commercial_WA - College_Existing_Water Heating_Natural Gas_Water Heater_A_Achievable Technical Potential | F3 | Commercial | WA - College | Existing | Water Heating | Natural Gas | Water Heater | A | Integrated Unit Winter Peak Savings (kW) | Achievable Technical Potential | 0 | 0 | 0 | 0 | 0 | 0 | 0 | 0 | 0 | 0 | 0 | 0 | 0 | 0 | 0 | 0 | 0 | 0 | 0 | 0 | 0 | 0 | 0 | 0 | 0 | 0 | 0
F4_Commercial_WA - College_Existing_Water Heating_Natural Gas_Water Heater_A_Achievable Technical Potential | F4 | Commercial | WA - College | Existing | Water Heating | Natural Gas | Water Heater | A | Incremental Energy Savings (MWh or mTherms) | Achievable Technical Potential | 0 | 0 | 0 | 2.8912 | 5.5466 | 8.0371 | 10.4144 | 12.7163 | 14.7204 | 16.2612 | 18.7789 | 20.6381 | 21.946 | 19.9258 | 17.809 | 23.0011 | 18.9404 | 15.2376 | 12.078 | 9.7107 | 6.7323 | 4.6116 | 3.1374 | 2.1334 | 3.4406 | 0 | 0
F5_Commercial_WA - College_Existing_Water Heating_Natural Gas_Water Heater_A_Achievable Technical Potential | F5 | Commercial | WA - College | Existing | Water Heating | Natural Gas | Water Heater | A | Incremental Summer Peak Savings (MW) | Achievable Technical Potential | 0 | 0 | 0 | 0 | 0 | 0 | 0 | 0 | 0 | 0 | 0 | 0 | 0 | 0 | 0 | 0 | 0 | 0 | 0 | 0 | 0 | 0 | 0 | 0 | 0 | 0 | 0
F6_Commercial_WA - College_Existing_Water Heating_Natural Gas_Water Heater_A_Achievable Technical Potential | F6 | Commercial | WA - College | Existing | Water Heating | Natural Gas | Water Heater | A | Incremental Winter Peak Savings (MW) | Achievable Technical Potential | 0 | 0 | 0 | 0 | 0 | 0 | 0 | 0 | 0 | 0 | 0 | 0 | 0 | 0 | 0 | 0 | 0 | 0 | 0 | 0 | 0 | 0 | 0 | 0 | 0 | 0 | 0
F7_Commercial_WA - College_Existing_Water Heating_Natural Gas_Water Heater_A_Achievable Technical Potential | F7 | Commercial | WA - College | Existing | Water Heating | Natural Gas | Water Heater | A | Cumulative Energy Savings (MWh or mTherms) | Achievable Technical Potential | 0 | 0 | 0 | 2.8912 | 8.4378 | 16.4749 | 26.8893 | 39.6057 | 54.3261 | 70.5873 | 89.3661 | 110.0043 | 131.9503 | 151.8761 | 169.6851 | 192.6862 | 211.6266 | 226.8642 | 238.9422 | 248.653 | 255.3853 | 259.9969 | 263.1344 | 265.2677 | 268.7084 | 268.7084 | 268.7084
F8_Commercial_WA - College_Existing_Water Heating_Natural Gas_Water Heater_A_Achievable Technical Potential | F8 | Commercial | WA - College | Existing | Water Heating | Natural Gas | Water Heater | A | Cumulative Summer Peak Savings (MW) | Achievable Technical Potential | 0 | 0 | 0 | 0 | 0 | 0 | 0 | 0 | 0 | 0 | 0 | 0 | 0 | 0 | 0 | 0 | 0 | 0 | 0 | 0 | 0 | 0 | 0 | 0 | 0 | 0 | 0
F9_Commercial_WA - College_Existing_Water Heating_Natural Gas_Water Heater_A_Achievable Technical Potential | F9 | Commercial | WA - College | Existing | Water Heating | Natural Gas | Water Heater | A | Cumulative Winter Peak Savings (MW) | Achievable Technical Potential | 0 | 0 | 0 | 0 | 0 | 0 | 0 | 0 | 0 | 0 | 0 | 0 | 0 | 0 | 0 | 0 | 0 | 0 | 0 | 0 | 0 | 0 | 0 | 0 | 0 | 0 | 0
F10_Commercial_WA - College_Existing_Water Heating_Natural Gas_Water Heater_A_Achievable Technical Potential | F10 | Commercial | WA - College | Existing | Water Heating | Natural Gas | Water Heater | A | Purchases (Incremental) | Achievable Technical Potential | 0 | 0 | 0 | 1014.2827 | 1945.8722 | 2819.5766 | 3653.5883 | 4461.1382 | 5164.2234 | 5704.743 | 6588.002 | 7240.2723 | 7699.0997 | 6990.3672 | 6247.7692 | 8069.2495 | 6644.6772 | 5345.6492 | 4237.2027 | 3406.7235 | 2361.841 | 1617.8463 | 1100.6756 | 748.4305 | 1207.0478 | 0 | 0
F11_Commercial_WA - College_Existing_Water Heating_Natural Gas_Water Heater_A_Achievable Technical Potential | F11 | Commercial | WA - College | Existing | Water Heating | Natural Gas | Water Heater | A | Purchases (Cumulative) | Achievable Technical Potential | 0 | 0 | 0 | 1014.2827 | 2960.1549 | 5779.7315 | 9433.3199 | 13894.4581 | 19058.6815 | 24763.4245 | 31351.4265 | 38591.6988 | 46290.7985 | 53281.1657 | 59528.9349 | 67598.1845 | 74242.8616 | 79588.5108 | 83825.7136 | 87232.4371 | 89594.2781 | 91212.1244 | 92312.8 | 93061.2305 | 94268.2782 | 94268.2782 | 94268.2782
F1_Commercial_WA - College_Existing_Food Preparation_Natural Gas_Oven_A_Achievable Technical Potential | F1 | Commercial | WA - College | Existing | Food Preparation | Natural Gas | Oven | A | Integrated Unit Energy Savings (kWh or therms) | Achievable Technical Potential | 0 | 106.6752 | 106.6752 | 106.6752 | 106.6752 | 106.6752 | 106.6752 | 106.6752 | 106.6752 | 106.6752 | 106.6752 | 106.6752 | 106.6752 | 106.6752 | 106.6752 | 106.6752 | 106.6752 | 106.6752 | 106.6752 | 106.6752 | 106.6752 | 106.6752 | 106.6752 | 106.6752 | 106.6752 | 106.6752 | 106.6752
F2_Commercial_WA - College_Existing_Food Preparation_Natural Gas_Oven_A_Achievable Technical Potential | F2 | Commercial | WA - College | Existing | Food Preparation | Natural Gas | Oven | A | Integrated Unit Summer Peak Savings (kW) | Achievable Technical Potential | 0 | 0 | 0 | 0 | 0 | 0 | 0 | 0 | 0 | 0 | 0 | 0 | 0 | 0 | 0 | 0 | 0 | 0 | 0 | 0 | 0 | 0 | 0 | 0 | 0 | 0 | 0
F3_Commercial_WA - College_Existing_Food Preparation_Natural Gas_Oven_A_Achievable Technical Potential | F3 | Commercial | WA - College | Existing | Food Preparation | Natural Gas | Oven | A | Integrated Unit Winter Peak Savings (kW) | Achievable Technical Potential | 0 | 0 | 0 | 0 | 0 | 0 | 0 | 0 | 0 | 0 | 0 | 0 | 0 | 0 | 0 | 0 | 0 | 0 | 0 | 0 | 0 | 0 | 0 | 0 | 0 | 0 | 0
F4_Commercial_WA - College_Existing_Food Preparation_Natural Gas_Oven_A_Achievable Technical Potential | F4 | Commercial | WA - College | Existing | Food Preparation | Natural Gas | Oven | A | Incremental Energy Savings (MWh or mTherms) | Achievable Technical Potential | 0 | 0 | 0 | 0.0018573 | 0.0079432 | 0.016326 | 0.026301 | 0.037356 | 0.049116 | 0.061317 | 0.073769 | 0.086343 | 0.079821 | 0.075778 | 0.075162 | 0.076846 | 0.077767 | 0.084401 | 0.090093 | 0.097071 | 0.10501 | 0.11139 | 0.11652 | 0.10268 | 0.10276 | 0.098345 | 0.090748
F5_Commercial_WA - College_Existing_Food Preparation_Natural Gas_Oven_A_Achievable Technical Potential | F5 | Commercial | WA - College | Existing | Food Preparation | Natural Gas | Oven | A | Incremental Summer Peak Savings (MW) | Achievable Technical Potential | 0 | 0 | 0 | 0 | 0 | 0 | 0 | 0 | 0 | 0 | 0 | 0 | 0 | 0 | 0 | 0 | 0 | 0 | 0 | 0 | 0 | 0 | 0 | 0 | 0 | 0 | 0
F6_Commercial_WA - College_Existing_Food Preparation_Natural Gas_Oven_A_Achievable Technical Potential | F6 | Commercial | WA - College | Existing | Food Preparation | Natural Gas | Oven | A | Incremental Winter Peak Savings (MW) | Achievable Technical Potential | 0 | 0 | 0 | 0 | 0 | 0 | 0 | 0 | 0 | 0 | 0 | 0 | 0 | 0 | 0 | 0 | 0 | 0 | 0 | 0 | 0 | 0 | 0 | 0 | 0 | 0 | 0
F7_Commercial_WA - College_Existing_Food Preparation_Natural Gas_Oven_A_Achievable Technical Potential | F7 | Commercial | WA - College | Existing | Food Preparation | Natural Gas | Oven | A | Cumulative Energy Savings (MWh or mTherms) | Achievable Technical Potential | 0 | 0 | 0 | 0.0018573 | 0.0098005 | 0.026126 | 0.052428 | 0.089784 | 0.1389 | 0.20022 | 0.27399 | 0.36033 | 0.44015 | 0.51593 | 0.59109 | 0.66794 | 0.7457 | 0.8301 | 0.9202 | 1.0173 | 1.1223 | 1.2337 | 1.3502 | 1.4529 | 1.5556 | 1.654 | 1.7447
F8_Commercial_WA - College_Existing_Food Preparation_Natural Gas_Oven_A_Achievable Technical Potential | F8 | Commercial | WA - College | Existing | Food Preparation | Natural Gas | Oven | A | Cumulative Summer Peak Savings (MW) | Achievable Technical Potential | 0 | 0 | 0 | 0 | 0 | 0 | 0 | 0 | 0 | 0 | 0 | 0 | 0 | 0 | 0 | 0 | 0 | 0 | 0 | 0 | 0 | 0 | 0 | 0 | 0 | 0 | 0
F9_Commercial_WA - College_Existing_Food Preparation_Natural Gas_Oven_A_Achievable Technical Potential | F9 | Commercial | WA - College | Existing | Food Preparation | Natural Gas | Oven | A | Cumulative Winter Peak Savings (MW) | Achievable Technical Potential | 0 | 0 | 0 | 0 | 0 | 0 | 0 | 0 | 0 | 0 | 0 | 0 | 0 | 0 | 0 | 0 | 0 | 0 | 0 | 0 | 0 | 0 | 0 | 0 | 0 | 0 | 0
F10_Commercial_WA - College_Existing_Food Preparation_Natural Gas_Oven_A_Achievable Technical Potential | F10 | Commercial | WA - College | Existing | Food Preparation | Natural Gas | Oven | A | Purchases (Incremental) | Achievable Technical Potential | 0 | 0 | 0 | 0.017411 | 0.074461 | 0.15304 | 0.24656 | 0.35018 | 0.46043 | 0.5748 | 0.69153 | 0.8094 | 0.74827 | 0.71036 | 0.70459 | 0.72037 | 0.72901 | 0.79119 | 0.84455 | 0.90997 | 0.98442 | 1.0442 | 1.0923 | 0.96254 | 0.96327 | 0.92191 | 0.85069
F11_Commercial_WA - College_Existing_Food Preparation_Natural Gas_Oven_A_Achievable Technical Potential | F11 | Commercial | WA - College | Existing | Food Preparation | Natural Gas | Oven | A | Purchases (Cumulative) | Achievable Technical Potential | 0 | 0 | 0 | 0.017411 | 0.091872 | 0.24491 | 0.49147 | 0.84165 | 1.3021 | 1.8769 | 2.5684 | 3.3778 | 4.1261 | 4.8364 | 5.541 | 6.2614 | 6.9904 | 7.7816 | 8.6262 | 9.5361 | 10.5205 | 11.5648 | 12.6571 | 13.6196 | 14.5829 | 15.5048 | 16.3555
F1_Commercial_WA - College_Existing_Food Preparation_Natural Gas_Conveyor Oven_A_Achievable Technical Potential | F1 | Commercial | WA - College | Existing | Food Preparation | Natural Gas | Conveyor Oven | A | Integrated Unit Energy Savings (kWh or therms) | Achievable Technical Potential | 0 | 0 | 0 | 0 | 0 | 692.0657 | 692.0657 | 692.0657 | 692.0657 | 692.0657 | 692.0657 | 692.0657 | 692.0657 | 692.0657 | 692.0657 | 692.0657 | 692.0657 | 692.0657 | 692.0657 | 692.0657 | 692.0657 | 692.0657 | 692.0657 | 692.0657 | 692.0657 | 692.0657 | 692.0657
F2_Commercial_WA - College_Existing_Food Preparation_Natural Gas_Conveyor Oven_A_Achievable Technical Potential | F2 | Commercial | WA - College | Existing | Food Preparation | Natural Gas | Conveyor Oven | A | Integrated Unit Summer Peak Savings (kW) | Achievable Technical Potential | 0 | 0 | 0 | 0 | 0 | 0 | 0 | 0 | 0 | 0 | 0 | 0 | 0 | 0 | 0 | 0 | 0 | 0 | 0 | 0 | 0 | 0 | 0 | 0 | 0 | 0 | 0
F3_Commercial_WA - College_Existing_Food Preparation_Natural Gas_Conveyor Oven_A_Achievable Technical Potential | F3 | Commercial | WA - College | Existing | Food Preparation | Natural Gas | Conveyor Oven | A | Integrated Unit Winter Peak Savings (kW) | Achievable Technical Potential | 0 | 0 | 0 | 0 | 0 | 0 | 0 | 0 | 0 | 0 | 0 | 0 | 0 | 0 | 0 | 0 | 0 | 0 | 0 | 0 | 0 | 0 | 0 | 0 | 0 | 0 | 0
F4_Commercial_WA - College_Existing_Food Preparation_Natural Gas_Conveyor Oven_A_Achievable Technical Potential | F4 | Commercial | WA - College | Existing | Food Preparation | Natural Gas | Conveyor Oven | A | Incremental Energy Savings (MWh or mTherms) | Achievable Technical Potential | 0 | 0 | 0 | 0 | 0 | 0.0019035 | 0.0074725 | 0.017995 | 0.034401 | 0.05736 | 0.081612 | 0.10649 | 0.13153 | 0.15644 | 0.18105 | 0.20523 | 0.22894 | 0.19673 | 0.16825 | 0.14329 | 0.12158 | 0.10566 | 0.095548 | 0.086118 | 0.081313 | 0.079506 | 0.080158
F5_Commercial_WA - College_Existing_Food Preparation_Natural Gas_Conveyor Oven_A_Achievable Technical Potential | F5 | Commercial | WA - College | Existing | Food Preparation | Natural Gas | Conveyor Oven | A | Incremental Summer Peak Savings (MW) | Achievable Technical Potential | 0 | 0 | 0 | 0 | 0 | 0 | 0 | 0 | 0 | 0 | 0 | 0 | 0 | 0 | 0 | 0 | 0 | 0 | 0 | 0 | 0 | 0 | 0 | 0 | 0 | 0 | 0
F6_Commercial_WA - College_Existing_Food Preparation_Natural Gas_Conveyor Oven_A_Achievable Technical Potential | F6 | Commercial | WA - College | Existing | Food Preparation | Natural Gas | Conveyor Oven | A | Incremental Winter Peak Savings (MW) | Achievable Technical Potential | 0 | 0 | 0 | 0 | 0 | 0 | 0 | 0 | 0 | 0 | 0 | 0 | 0 | 0 | 0 | 0 | 0 | 0 | 0 | 0 | 0 | 0 | 0 | 0 | 0 | 0 | 0
F7_Commercial_WA - College_Existing_Food Preparation_Natural Gas_Conveyor Oven_A_Achievable Technical Potential | F7 | Commercial | WA - College | Existing | Food Preparation | Natural Gas | Conveyor Oven | A | Cumulative Energy Savings (MWh or mTherms) | Achievable Technical Potential | 0 | 0 | 0 | 0 | 0 | 0.0019035 | 0.009376 | 0.027371 | 0.061772 | 0.11913 | 0.20074 | 0.30723 | 0.43876 | 0.5952 | 0.77625 | 0.98148 | 1.2104 | 1.4071 | 1.5754 | 1.7187 | 1.8403 | 1.9459 | 2.0415 | 2.1276 | 2.2089 | 2.2884 | 2.3686
F8_Commercial_WA - College_Existing_Food Preparation_Natural Gas_Conveyor Oven_A_Achievable Technical Potential | F8 | Commercial | WA - College | Existing | Food Preparation | Natural Gas | Conveyor Oven | A | Cumulative Summer Peak Savings (MW) | Achievable Technical Potential | 0 | 0 | 0 | 0 | 0 | 0 | 0 | 0 | 0 | 0 | 0 | 0 | 0 | 0 | 0 | 0 | 0 | 0 | 0 | 0 | 0 | 0 | 0 | 0 | 0 | 0 | 0
F9_Commercial_WA - College_Existing_Food Preparation_Natural Gas_Conveyor Oven_A_Achievable Technical Potential | F9 | Commercial | WA - College | Existing | Food Preparation | Natural Gas | Conveyor Oven | A | Cumulative Winter Peak Savings (MW) | Achievable Technical Potential | 0 | 0 | 0 | 0 | 0 | 0 | 0 | 0 | 0 | 0 | 0 | 0 | 0 | 0 | 0 | 0 | 0 | 0 | 0 | 0 | 0 | 0 | 0 | 0 | 0 | 0 | 0
F10_Commercial_WA - College_Existing_Food Preparation_Natural Gas_Conveyor Oven_A_Achievable Technical Potential | F10 | Commercial | WA - College | Existing | Food Preparation | Natural Gas | Conveyor Oven | A | Purchases (Incremental) | Achievable Technical Potential | 0 | 0 | 0 | 0 | 0 | 0.0027504 | 0.010797 | 0.026001 | 0.049708 | 0.082882 | 0.11792 | 0.15387 | 0.19005 | 0.22605 | 0.2616 | 0.29654 | 0.33081 | 0.28427 | 0.24311 | 0.20705 | 0.17568 | 0.15267 | 0.13806 | 0.12444 | 0.11749 | 0.11488 | 0.11582
F11_Commercial_WA - College_Existing_Food Preparation_Natural Gas_Conveyor Oven_A_Achievable Technical Potential | F11 | Commercial | WA - College | Existing | Food Preparation | Natural Gas | Conveyor Oven | A | Purchases (Cumulative) | Achievable Technical Potential | 0 | 0 | 0 | 0 | 0 | 0.0027504 | 0.013548 | 0.039549 | 0.089257 | 0.17214 | 0.29006 | 0.44393 | 0.63398 | 0.86004 | 1.1216 | 1.4182 | 1.749 | 2.0333 | 2.2764 | 2.4834 | 2.6591 | 2.8118 | 2.9498 | 3.0743 | 3.1918 | 3.3066 | 3.4225
F1_Commercial_WA - College_Existing_Food Preparation_Natural Gas_Double Rack Oven_A_Achievable Technical Potential | F1 | Commercial | WA - College | Existing | Food Preparation | Natural Gas | Double Rack Oven | A | Integrated Unit Energy Savings (kWh or therms) | Achievable Technical Potential | 0 | 1621.62 | 1621.62 | 1621.62 | 1621.62 | 1621.62 | 1621.62 | 1621.62 | 1621.62 | 1621.62 | 1621.62 | 1621.62 | 1621.62 | 1621.62 | 1621.62 | 1621.62 | 1621.62 | 1621.62 | 1621.62 | 1621.62 | 1621.62 | 1621.62 | 1621.62 | 1621.62 | 1621.62 | 1621.62 | 1621.62
F2_Commercial_WA - College_Existing_Food Preparation_Natural Gas_Double Rack Oven_A_Achievable Technical Potential | F2 | Commercial | WA - College | Existing | Food Preparation | Natural Gas | Double Rack Oven | A | Integrated Unit Summer Peak Savings (kW) | Achievable Technical Potential | 0 | 0 | 0 | 0 | 0 | 0 | 0 | 0 | 0 | 0 | 0 | 0 | 0 | 0 | 0 | 0 | 0 | 0 | 0 | 0 | 0 | 0 | 0 | 0 | 0 | 0 | 0
F3_Commercial_WA - College_Existing_Food Preparation_Natural Gas_Double Rack Oven_A_Achievable Technical Potential | F3 | Commercial | WA - College | Existing | Food Preparation | Natural Gas | Double Rack Oven | A | Integrated Unit Winter Peak Savings (kW) | Achievable Technical Potential | 0 | 0 | 0 | 0 | 0 | 0 | 0 | 0 | 0 | 0 | 0 | 0 | 0 | 0 | 0 | 0 | 0 | 0 | 0 | 0 | 0 | 0 | 0 | 0 | 0 | 0 | 0
F4_Commercial_WA - College_Existing_Food Preparation_Natural Gas_Double Rack Oven_A_Achievable Technical Potential | F4 | Commercial | WA - College | Existing | Food Preparation | Natural Gas | Double Rack Oven | A | Incremental Energy Savings (MWh or mTherms) | Achievable Technical Potential | 0 | 0 | 0 | 0.010489 | 0.037693 | 0.07147 | 0.11071 | 0.15448 | 0.20198 | 0.25252 | 0.26938 | 0.28769 | 0.30855 | 0.33271 | 0.36062 | 0.38202 | 0.39074 | 0.39684 | 0.40128 | 0.45894 | 0.46822 | 0.46852 | 0.49778 | 0.48255 | 0.46225 | 0.43731 | 0.40812
F5_Commercial_WA - College_Existing_Food Preparation_Natural Gas_Double Rack Oven_A_Achievable Technical Potential | F5 | Commercial | WA - College | Existing | Food Preparation | Natural Gas | Double Rack Oven | A | Incremental Summer Peak Savings (MW) | Achievable Technical Potential | 0 | 0 | 0 | 0 | 0 | 0 | 0 | 0 | 0 | 0 | 0 | 0 | 0 | 0 | 0 | 0 | 0 | 0 | 0 | 0 | 0 | 0 | 0 | 0 | 0 | 0 | 0
F6_Commercial_WA - College_Existing_Food Preparation_Natural Gas_Double Rack Oven_A_Achievable Technical Potential | F6 | Commercial | WA - College | Existing | Food Preparation | Natural Gas | Double Rack Oven | A | Incremental Winter Peak Savings (MW) | Achievable Technical Potential | 0 | 0 | 0 | 0 | 0 | 0 | 0 | 0 | 0 | 0 | 0 | 0 | 0 | 0 | 0 | 0 | 0 | 0 | 0 | 0 | 0 | 0 | 0 | 0 | 0 | 0 | 0
F7_Commercial_WA - College_Existing_Food Preparation_Natural Gas_Double Rack Oven_A_Achievable Technical Potential | F7 | Commercial | WA - College | Existing | Food Preparation | Natural Gas | Double Rack Oven | A | Cumulative Energy Savings (MWh or mTherms) | Achievable Technical Potential | 0 | 0 | 0 | 0.010489 | 0.048182 | 0.11965 | 0.23037 | 0.38485 | 0.58683 | 0.83934 | 1.1087 | 1.3964 | 1.705 | 2.0377 | 2.3983 | 2.7803 | 3.1711 | 3.5679 | 3.9692 | 4.4281 | 4.8963 | 5.3649 | 5.8627 | 6.3452 | 6.8075 | 7.2448 | 7.6529
F8_Commercial_WA - College_Existing_Food Preparation_Natural Gas_Double Rack Oven_A_Achievable Technical Potential | F8 | Commercial | WA - College | Existing | Food Preparation | Natural Gas | Double Rack Oven | A | Cumulative Summer Peak Savings (MW) | Achievable Technical Potential | 0 | 0 | 0 | 0 | 0 | 0 | 0 | 0 | 0 | 0 | 0 | 0 | 0 | 0 | 0 | 0 | 0 | 0 | 0 | 0 | 0 | 0 | 0 | 0 | 0 | 0 | 0
F9_Commercial_WA - College_Existing_Food Preparation_Natural Gas_Double Rack Oven_A_Achievable Technical Potential | F9 | Commercial | WA - College | Existing | Food Preparation | Natural Gas | Double Rack Oven | A | Cumulative Winter Peak Savings (MW) | Achievable Technical Potential | 0 | 0 | 0 | 0 | 0 | 0 | 0 | 0 | 0 | 0 | 0 | 0 | 0 | 0 | 0 | 0 | 0 | 0 | 0 | 0 | 0 | 0 | 0 | 0 | 0 | 0 | 0
F10_Commercial_WA - College_Existing_Food Preparation_Natural Gas_Double Rack Oven_A_Achievable Technical Potential | F10 | Commercial | WA - College | Existing | Food Preparation | Natural Gas | Double Rack Oven | A | Purchases (Incremental) | Achievable Technical Potential | 0 | 0 | 0 | 0.0064685 | 0.023244 | 0.044073 | 0.068274 | 0.095265 | 0.12455 | 0.15572 | 0.16612 | 0.17741 | 0.19028 | 0.20517 | 0.22238 | 0.23558 | 0.24095 | 0.24472 | 0.24746 | 0.28301 | 0.28874 | 0.28892 | 0.30697 | 0.29758 | 0.28506 | 0.26967 | 0.25168
F11_Commercial_WA - College_Existing_Food Preparation_Natural Gas_Double Rack Oven_A_Achievable Technical Potential | F11 | Commercial | WA - College | Existing | Food Preparation | Natural Gas | Double Rack Oven | A | Purchases (Cumulative) | Achievable Technical Potential | 0 | 0 | 0 | 0.0064685 | 0.029712 | 0.073785 | 0.14206 | 0.23732 | 0.36188 | 0.51759 | 0.68371 | 0.86113 | 1.0514 | 1.2566 | 1.479 | 1.7145 | 1.9555 | 2.2002 | 2.4477 | 2.7307 | 3.0194 | 3.3083 | 3.6153 | 3.9129 | 4.1979 | 4.4676 | 4.7193
F1_Commercial_WA - College_Existing_Food Preparation_Natural Gas_Fryer_A_Achievable Technical Potential | F1 | Commercial | WA - College | Existing | Food Preparation | Natural Gas | Fryer | A | Integrated Unit Energy Savings (kWh or therms) | Achievable Technical Potential | 0 | 395.2691 | 395.2691 | 395.2691 | 395.2691 | 395.2691 | 395.2691 | 395.2691 | 395.2691 | 395.2691 | 395.2691 | 395.2691 | 395.2691 | 395.2691 | 395.2691 | 395.2691 | 395.2691 | 395.2691 | 395.2691 | 395.2691 | 395.2691 | 395.2691 | 395.2691 | 395.2691 | 395.2691 | 395.2691 | 395.2691
F2_Commercial_WA - College_Existing_Food Preparation_Natural Gas_Fryer_A_Achievable Technical Potential | F2 | Commercial | WA - College | Existing | Food Preparation | Natural Gas | Fryer | A | Integrated Unit Summer Peak Savings (kW) | Achievable Technical Potential | 0 | 0 | 0 | 0 | 0 | 0 | 0 | 0 | 0 | 0 | 0 | 0 | 0 | 0 | 0 | 0 | 0 | 0 | 0 | 0 | 0 | 0 | 0 | 0 | 0 | 0 | 0
F3_Commercial_WA - College_Existing_Food Preparation_Natural Gas_Fryer_A_Achievable Technical Potential | F3 | Commercial | WA - College | Existing | Food Preparation | Natural Gas | Fryer | A | Integrated Unit Winter Peak Savings (kW) | Achievable Technical Potential | 0 | 0 | 0 | 0 | 0 | 0 | 0 | 0 | 0 | 0 | 0 | 0 | 0 | 0 | 0 | 0 | 0 | 0 | 0 | 0 | 0 | 0 | 0 | 0 | 0 | 0 | 0
F4_Commercial_WA - College_Existing_Food Preparation_Natural Gas_Fryer_A_Achievable Technical Potential | F4 | Commercial | WA - College | Existing | Food Preparation | Natural Gas | Fryer | A | Incremental Energy Savings (MWh or mTherms) | Achievable Technical Potential | 0 | 0 | 0 | 0.086612 | 0.18225 | 0.29082 | 0.40996 | 0.54057 | 0.68975 | 0.94277 | 1.1904 | 1.4103 | 1.4978 | 1.5212 | 2.0623 | 1.8164 | 1.5559 | 1.3135 | 1.0068 | 0.72735 | 0.48651 | 0.29563 | 0.32822 | 0 | 0 | 0 | 0.051223
F5_Commercial_WA - College_Existing_Food Preparation_Natural Gas_Fryer_A_Achievable Technical Potential | F5 | Commercial | WA - College | Existing | Food Preparation | Natural Gas | Fryer | A | Incremental Summer Peak Savings (MW) | Achievable Technical Potential | 0 | 0 | 0 | 0 | 0 | 0 | 0 | 0 | 0 | 0 | 0 | 0 | 0 | 0 | 0 | 0 | 0 | 0 | 0 | 0 | 0 | 0 | 0 | 0 | 0 | 0 | 0
F6_Commercial_WA - College_Existing_Food Preparation_Natural Gas_Fryer_A_Achievable Technical Potential | F6 | Commercial | WA - College | Existing | Food Preparation | Natural Gas | Fryer | A | Incremental Winter Peak Savings (MW) | Achievable Technical Potential | 0 | 0 | 0 | 0 | 0 | 0 | 0 | 0 | 0 | 0 | 0 | 0 | 0 | 0 | 0 | 0 | 0 | 0 | 0 | 0 | 0 | 0 | 0 | 0 | 0 | 0 | 0
F7_Commercial_WA - College_Existing_Food Preparation_Natural Gas_Fryer_A_Achievable Technical Potential | F7 | Commercial | WA - College | Existing | Food Preparation | Natural Gas | Fryer | A | Cumulative Energy Savings (MWh or mTherms) | Achievable Technical Potential | 0 | 0 | 0 | 0.086612 | 0.26886 | 0.55968 | 0.96964 | 1.5102 | 2.2 | 3.1427 | 4.3331 | 5.7435 | 7.2413 | 8.7625 | 10.8248 | 12.6412 | 14.1972 | 15.5106 | 16.5174 | 17.2448 | 17.7313 | 18.0269 | 18.3551 | 18.3551 | 18.3551 | 18.3551 | 18.4063
F8_Commercial_WA - College_Existing_Food Preparation_Natural Gas_Fryer_A_Achievable Technical Potential | F8 | Commercial | WA - College | Existing | Food Preparation | Natural Gas | Fryer | A | Cumulative Summer Peak Savings (MW) | Achievable Technical Potential | 0 | 0 | 0 | 0 | 0 | 0 | 0 | 0 | 0 | 0 | 0 | 0 | 0 | 0 | 0 | 0 | 0 | 0 | 0 | 0 | 0 | 0 | 0 | 0 | 0 | 0 | 0
F9_Commercial_WA - College_Existing_Food Preparation_Natural Gas_Fryer_A_Achievable Technical Potential | F9 | Commercial | WA - College | Existing | Food Preparation | Natural Gas | Fryer | A | Cumulative Winter Peak Savings (MW) | Achievable Technical Potential | 0 | 0 | 0 | 0 | 0 | 0 | 0 | 0 | 0 | 0 | 0 | 0 | 0 | 0 | 0 | 0 | 0 | 0 | 0 | 0 | 0 | 0 | 0 | 0 | 0 | 0 | 0
F10_Commercial_WA - College_Existing_Food Preparation_Natural Gas_Fryer_A_Achievable Technical Potential | F10 | Commercial | WA - College | Existing | Food Preparation | Natural Gas | Fryer | A | Purchases (Incremental) | Achievable Technical Potential | 0 | 0 | 0 | 0.21912 | 0.46108 | 0.73576 | 1.0372 | 1.3676 | 1.745 | 2.3851 | 3.0116 | 3.568 | 3.7894 | 3.8485 | 5.2175 | 4.5954 | 3.9364 | 3.323 | 2.547 | 1.8402 | 1.2308 | 0.74792 | 0.83037 | 0 | 0 | 0 | 0.12959
F11_Commercial_WA - College_Existing_Food Preparation_Natural Gas_Fryer_A_Achievable Technical Potential | F11 | Commercial | WA - College | Existing | Food Preparation | Natural Gas | Fryer | A | Purchases (Cumulative) | Achievable Technical Potential | 0 | 0 | 0 | 0.21912 | 0.6802 | 1.416 | 2.4531 | 3.8207 | 5.5657 | 7.9509 | 10.9625 | 14.5305 | 18.3199 | 22.1684 | 27.3859 | 31.9813 | 35.9177 | 39.2407 | 41.7877 | 43.6279 | 44.8587 | 45.6066 | 46.437 | 46.437 | 46.437 | 46.437 | 46.5666
F1_Commercial_WA - College_Existing_Food Preparation_Natural Gas_Broiler_A_Achievable Technical Potential | F1 | Commercial | WA - College | Existing | Food Preparation | Natural Gas | Broiler | A | Integrated Unit Energy Savings (kWh or therms) | Achievable Technical Potential | 0 | 240.24 | 240.24 | 240.24 | 240.24 | 240.24 | 240.24 | 240.24 | 240.24 | 240.24 | 240.24 | 240.24 | 240.24 | 240.24 | 240.24 | 240.24 | 240.24 | 240.24 | 240.24 | 240.24 | 240.24 | 240.24 | 240.24 | 240.24 | 240.24 | 240.24 | 240.24
F2_Commercial_WA - College_Existing_Food Preparation_Natural Gas_Broiler_A_Achievable Technical Potential | F2 | Commercial | WA - College | Existing | Food Preparation | Natural Gas | Broiler | A | Integrated Unit Summer Peak Savings (kW) | Achievable Technical Potential | 0 | 0 | 0 | 0 | 0 | 0 | 0 | 0 | 0 | 0 | 0 | 0 | 0 | 0 | 0 | 0 | 0 | 0 | 0 | 0 | 0 | 0 | 0 | 0 | 0 | 0 | 0
F3_Commercial_WA - College_Existing_Food Preparation_Natural Gas_Broiler_A_Achievable Technical Potential | F3 | Commercial | WA - College | Existing | Food Preparation | Natural Gas | Broiler | A | Integrated Unit Winter Peak Savings (kW) | Achievable Technical Potential | 0 | 0 | 0 | 0 | 0 | 0 | 0 | 0 | 0 | 0 | 0 | 0 | 0 | 0 | 0 | 0 | 0 | 0 | 0 | 0 | 0 | 0 | 0 | 0 | 0 | 0 | 0
F4_Commercial_WA - College_Existing_Food Preparation_Natural Gas_Broiler_A_Achievable Technical Potential | F4 | Commercial | WA - College | Existing | Food Preparation | Natural Gas | Broiler | A | Incremental Energy Savings (MWh or mTherms) | Achievable Technical Potential | 0 | 0 | 0 | 0.047529 | 0.1577 | 0.28249 | 0.41944 | 0.56644 | 0.72173 | 0.8838 | 0.97099 | 1.0614 | 1.1575 | 1.2609 | 1.3726 | 1.4457 | 1.465 | 1.4786 | 1.4885 | 1.8689 | 1.8752 | 1.8615 | 1.9125 | 1.8057 | 1.6901 | 1.5666 | 1.4357
F5_Commercial_WA - College_Existing_Food Preparation_Natural Gas_Broiler_A_Achievable Technical Potential | F5 | Commercial | WA - College | Existing | Food Preparation | Natural Gas | Broiler | A | Incremental Summer Peak Savings (MW) | Achievable Technical Potential | 0 | 0 | 0 | 0 | 0 | 0 | 0 | 0 | 0 | 0 | 0 | 0 | 0 | 0 | 0 | 0 | 0 | 0 | 0 | 0 | 0 | 0 | 0 | 0 | 0 | 0 | 0
F6_Commercial_WA - College_Existing_Food Preparation_Natural Gas_Broiler_A_Achievable Technical Potential | F6 | Commercial | WA - College | Existing | Food Preparation | Natural Gas | Broiler | A | Incremental Winter Peak Savings (MW) | Achievable Technical Potential | 0 | 0 | 0 | 0 | 0 | 0 | 0 | 0 | 0 | 0 | 0 | 0 | 0 | 0 | 0 | 0 | 0 | 0 | 0 | 0 | 0 | 0 | 0 | 0 | 0 | 0 | 0
F7_Commercial_WA - College_Existing_Food Preparation_Natural Gas_Broiler_A_Achievable Technical Potential | F7 | Commercial | WA - College | Existing | Food Preparation | Natural Gas | Broiler | A | Cumulative Energy Savings (MWh or mTherms) | Achievable Technical Potential | 0 | 0 | 0 | 0.047529 | 0.20523 | 0.48772 | 0.90716 | 1.4736 | 2.1953 | 3.0791 | 4.0501 | 5.1115 | 6.269 | 7.5298 | 8.9024 | 10.3481 | 11.8131 | 13.2917 | 14.7802 | 16.6491 | 18.5243 | 20.3858 | 22.2982 | 24.1039 | 25.794 | 27.3606 | 28.7963
F8_Commercial_WA - College_Existing_Food Preparation_Natural Gas_Broiler_A_Achievable Technical Potential | F8 | Commercial | WA - College | Existing | Food Preparation | Natural Gas | Broiler | A | Cumulative Summer Peak Savings (MW) | Achievable Technical Potential | 0 | 0 | 0 | 0 | 0 | 0 | 0 | 0 | 0 | 0 | 0 | 0 | 0 | 0 | 0 | 0 | 0 | 0 | 0 | 0 | 0 | 0 | 0 | 0 | 0 | 0 | 0
F9_Commercial_WA - College_Existing_Food Preparation_Natural Gas_Broiler_A_Achievable Technical Potential | F9 | Commercial | WA - College | Existing | Food Preparation | Natural Gas | Broiler | A | Cumulative Winter Peak Savings (MW) | Achievable Technical Potential | 0 | 0 | 0 | 0 | 0 | 0 | 0 | 0 | 0 | 0 | 0 | 0 | 0 | 0 | 0 | 0 | 0 | 0 | 0 | 0 | 0 | 0 | 0 | 0 | 0 | 0 | 0
F10_Commercial_WA - College_Existing_Food Preparation_Natural Gas_Broiler_A_Achievable Technical Potential | F10 | Commercial | WA - College | Existing | Food Preparation | Natural Gas | Broiler | A | Purchases (Incremental) | Achievable Technical Potential | 0 | 0 | 0 | 0.19784 | 0.65643 | 1.1759 | 1.7459 | 2.3578 | 3.0042 | 3.6788 | 4.0417 | 4.418 | 4.8179 | 5.2483 | 5.7134 | 6.0175 | 6.0982 | 6.1547 | 6.1958 | 7.7795 | 7.8053 | 7.7484 | 7.9606 | 7.516 | 7.0353 | 6.521 | 5.9761
F11_Commercial_WA - College_Existing_Food Preparation_Natural Gas_Broiler_A_Achievable Technical Potential | F11 | Commercial | WA - College | Existing | Food Preparation | Natural Gas | Broiler | A | Purchases (Cumulative) | Achievable Technical Potential | 0 | 0 | 0 | 0.19784 | 0.85427 | 2.0301 | 3.776 | 6.1339 | 9.1381 | 12.8169 | 16.8586 | 21.2767 | 26.0946 | 31.3429 | 37.0563 | 43.0738 | 49.1721 | 55.3268 | 61.5226 | 69.3021 | 77.1074 | 84.8558 | 92.8165 | 100.3325 | 107.3678 | 113.8888 | 119.8649
F1_Commercial_WA - College_Existing_Food Preparation_Natural Gas_Griddle_A_Achievable Technical Potential | F1 | Commercial | WA - College | Existing | Food Preparation | Natural Gas | Griddle | A | Integrated Unit Energy Savings (kWh or therms) | Achievable Technical Potential | 0 | 167.9465 | 167.9465 | 167.9465 | 167.9465 | 167.9465 | 167.9465 | 167.9465 | 167.9465 | 167.9465 | 167.9465 | 167.9465 | 167.9465 | 167.9465 | 167.9465 | 167.9465 | 167.9465 | 167.9465 | 167.9465 | 167.9465 | 167.9465 | 167.9465 | 167.9465 | 167.9465 | 167.9465 | 167.9465 | 167.9465
F2_Commercial_WA - College_Existing_Food Preparation_Natural Gas_Griddle_A_Achievable Technical Potential | F2 | Commercial | WA - College | Existing | Food Preparation | Natural Gas | Griddle | A | Integrated Unit Summer Peak Savings (kW) | Achievable Technical Potential | 0 | 0 | 0 | 0 | 0 | 0 | 0 | 0 | 0 | 0 | 0 | 0 | 0 | 0 | 0 | 0 | 0 | 0 | 0 | 0 | 0 | 0 | 0 | 0 | 0 | 0 | 0
F3_Commercial_WA - College_Existing_Food Preparation_Natural Gas_Griddle_A_Achievable Technical Potential | F3 | Commercial | WA - College | Existing | Food Preparation | Natural Gas | Griddle | A | Integrated Unit Winter Peak Savings (kW) | Achievable Technical Potential | 0 | 0 | 0 | 0 | 0 | 0 | 0 | 0 | 0 | 0 | 0 | 0 | 0 | 0 | 0 | 0 | 0 | 0 | 0 | 0 | 0 | 0 | 0 | 0 | 0 | 0 | 0
F4_Commercial_WA - College_Existing_Food Preparation_Natural Gas_Griddle_A_Achievable Technical Potential | F4 | Commercial | WA - College | Existing | Food Preparation | Natural Gas | Griddle | A | Incremental Energy Savings (MWh or mTherms) | Achievable Technical Potential | 0 | 0 | 0 | 0.015007 | 0.049793 | 0.089195 | 0.13244 | 0.17885 | 0.22788 | 0.27906 | 0.30659 | 0.33513 | 0.36546 | 0.39811 | 0.43339 | 0.45646 | 0.46258 | 0.46687 | 0.46998 | 0.59011 | 0.59207 | 0.58775 | 0.60385 | 0.57013 | 0.53366 | 0.49465 | 0.45331
F5_Commercial_WA - College_Existing_Food Preparation_Natural Gas_Griddle_A_Achievable Technical Potential | F5 | Commercial | WA - College | Existing | Food Preparation | Natural Gas | Griddle | A | Incremental Summer Peak Savings (MW) | Achievable Technical Potential | 0 | 0 | 0 | 0 | 0 | 0 | 0 | 0 | 0 | 0 | 0 | 0 | 0 | 0 | 0 | 0 | 0 | 0 | 0 | 0 | 0 | 0 | 0 | 0 | 0 | 0 | 0
F6_Commercial_WA - College_Existing_Food Preparation_Natural Gas_Griddle_A_Achievable Technical Potential | F6 | Commercial | WA - College | Existing | Food Preparation | Natural Gas | Griddle | A | Incremental Winter Peak Savings (MW) | Achievable Technical Potential | 0 | 0 | 0 | 0 | 0 | 0 | 0 | 0 | 0 | 0 | 0 | 0 | 0 | 0 | 0 | 0 | 0 | 0 | 0 | 0 | 0 | 0 | 0 | 0 | 0 | 0 | 0
F7_Commercial_WA - College_Existing_Food Preparation_Natural Gas_Griddle_A_Achievable Technical Potential | F7 | Commercial | WA - College | Existing | Food Preparation | Natural Gas | Griddle | A | Cumulative Energy Savings (MWh or mTherms) | Achievable Technical Potential | 0 | 0 | 0 | 0.015007 | 0.0648 | 0.154 | 0.28643 | 0.46528 | 0.69317 | 0.97222 | 1.2788 | 1.6139 | 1.9794 | 2.3775 | 2.8109 | 3.2674 | 3.7299 | 4.1968 | 4.6668 | 5.2569 | 5.849 | 6.4367 | 7.0406 | 7.6107 | 8.1444 | 8.639 | 9.0923
F8_Commercial_WA - College_Existing_Food Preparation_Natural Gas_Griddle_A_Achievable Technical Potential | F8 | Commercial | WA - College | Existing | Food Preparation | Natural Gas | Griddle | A | Cumulative Summer Peak Savings (MW) | Achievable Technical Potential | 0 | 0 | 0 | 0 | 0 | 0 | 0 | 0 | 0 | 0 | 0 | 0 | 0 | 0 | 0 | 0 | 0 | 0 | 0 | 0 | 0 | 0 | 0 | 0 | 0 | 0 | 0
F9_Commercial_WA - College_Existing_Food Preparation_Natural Gas_Griddle_A_Achievable Technical Potential | F9 | Commercial | WA - College | Existing | Food Preparation | Natural Gas | Griddle | A | Cumulative Winter Peak Savings (MW) | Achievable Technical Potential | 0 | 0 | 0 | 0 | 0 | 0 | 0 | 0 | 0 | 0 | 0 | 0 | 0 | 0 | 0 | 0 | 0 | 0 | 0 | 0 | 0 | 0 | 0 | 0 | 0 | 0 | 0
F10_Commercial_WA - College_Existing_Food Preparation_Natural Gas_Griddle_A_Achievable Technical Potential | F10 | Commercial | WA - College | Existing | Food Preparation | Natural Gas | Griddle | A | Purchases (Incremental) | Achievable Technical Potential | 0 | 0 | 0 | 0.089356 | 0.29648 | 0.53109 | 0.78856 | 1.0649 | 1.3569 | 1.6616 | 1.8255 | 1.9954 | 2.1761 | 2.3705 | 2.5805 | 2.7179 | 2.7543 | 2.7799 | 2.7984 | 3.5137 | 3.5254 | 3.4996 | 3.5955 | 3.3947 | 3.1775 | 2.9453 | 2.6992
F11_Commercial_WA - College_Existing_Food Preparation_Natural Gas_Griddle_A_Achievable Technical Potential | F11 | Commercial | WA - College | Existing | Food Preparation | Natural Gas | Griddle | A | Purchases (Cumulative) | Achievable Technical Potential | 0 | 0 | 0 | 0.089356 | 0.38584 | 0.91693 | 1.7055 | 2.7704 | 4.1273 | 5.7889 | 7.6144 | 9.6098 | 11.7859 | 14.1563 | 16.7369 | 19.4548 | 22.2091 | 24.9889 | 27.7874 | 31.301 | 34.8264 | 38.3261 | 41.9216 | 45.3163 | 48.4938 | 51.4391 | 54.1383
F1_Commercial_WA - College_Existing_Food Preparation_Natural Gas_Range_A_Achievable Technical Potential | F1 | Commercial | WA - College | Existing | Food Preparation | Natural Gas | Range | A | Integrated Unit Energy Savings (kWh or therms) | Achievable Technical Potential | 0 | 171.4286 | 171.4286 | 171.4286 | 171.4286 | 171.4286 | 171.4286 | 171.4286 | 171.4286 | 171.4286 | 171.4286 | 171.4286 | 171.4286 | 171.4286 | 171.4286 | 171.4286 | 171.4286 | 171.4286 | 171.4286 | 171.4286 | 171.4286 | 171.4286 | 171.4286 | 171.4286 | 171.4286 | 171.4286 | 171.4286
F2_Commercial_WA - College_Existing_Food Preparation_Natural Gas_Range_A_Achievable Technical Potential | F2 | Commercial | WA - College | Existing | Food Preparation | Natural Gas | Range | A | Integrated Unit Summer Peak Savings (kW) | Achievable Technical Potential | 0 | 0 | 0 | 0 | 0 | 0 | 0 | 0 | 0 | 0 | 0 | 0 | 0 | 0 | 0 | 0 | 0 | 0 | 0 | 0 | 0 | 0 | 0 | 0 | 0 | 0 | 0
F3_Commercial_WA - College_Existing_Food Preparation_Natural Gas_Range_A_Achievable Technical Potential | F3 | Commercial | WA - College | Existing | Food Preparation | Natural Gas | Range | A | Integrated Unit Winter Peak Savings (kW) | Achievable Technical Potential | 0 | 0 | 0 | 0 | 0 | 0 | 0 | 0 | 0 | 0 | 0 | 0 | 0 | 0 | 0 | 0 | 0 | 0 | 0 | 0 | 0 | 0 | 0 | 0 | 0 | 0 | 0
F4_Commercial_WA - College_Existing_Food Preparation_Natural Gas_Range_A_Achievable Technical Potential | F4 | Commercial | WA - College | Existing | Food Preparation | Natural Gas | Range | A | Incremental Energy Savings (MWh or mTherms) | Achievable Technical Potential | 0 | 0 | 0 | 0.030098 | 0.10333 | 0.18814 | 0.28098 | 0.37925 | 0.48108 | 0.58512 | 0.60033 | 0.63293 | 0.68323 | 0.71983 | 0.72761 | 0.86703 | 0.90129 | 0.92729 | 0.94695 | 0.92209 | 0.96199 | 0.97378 | 0.96649 | 0.86466 | 0.7389 | 0.51371 | 0.41126
F5_Commercial_WA - College_Existing_Food Preparation_Natural Gas_Range_A_Achievable Technical Potential | F5 | Commercial | WA - College | Existing | Food Preparation | Natural Gas | Range | A | Incremental Summer Peak Savings (MW) | Achievable Technical Potential | 0 | 0 | 0 | 0 | 0 | 0 | 0 | 0 | 0 | 0 | 0 | 0 | 0 | 0 | 0 | 0 | 0 | 0 | 0 | 0 | 0 | 0 | 0 | 0 | 0 | 0 | 0
F6_Commercial_WA - College_Existing_Food Preparation_Natural Gas_Range_A_Achievable Technical Potential | F6 | Commercial | WA - College | Existing | Food Preparation | Natural Gas | Range | A | Incremental Winter Peak Savings (MW) | Achievable Technical Potential | 0 | 0 | 0 | 0 | 0 | 0 | 0 | 0 | 0 | 0 | 0 | 0 | 0 | 0 | 0 | 0 | 0 | 0 | 0 | 0 | 0 | 0 | 0 | 0 | 0 | 0 | 0
F7_Commercial_WA - College_Existing_Food Preparation_Natural Gas_Range_A_Achievable Technical Potential | F7 | Commercial | WA - College | Existing | Food Preparation | Natural Gas | Range | A | Cumulative Energy Savings (MWh or mTherms) | Achievable Technical Potential | 0 | 0 | 0 | 0.030098 | 0.13343 | 0.32157 | 0.60255 | 0.9818 | 1.4629 | 2.048 | 2.6483 | 3.2813 | 3.9645 | 4.6843 | 5.4119 | 6.279 | 7.1803 | 8.1075 | 9.0545 | 9.9766 | 10.9386 | 11.9124 | 12.8788 | 13.7435 | 14.4824 | 14.9961 | 15.4074
F8_Commercial_WA - College_Existing_Food Preparation_Natural Gas_Range_A_Achievable Technical Potential | F8 | Commercial | WA - College | Existing | Food Preparation | Natural Gas | Range | A | Cumulative Summer Peak Savings (MW) | Achievable Technical Potential | 0 | 0 | 0 | 0 | 0 | 0 | 0 | 0 | 0 | 0 | 0 | 0 | 0 | 0 | 0 | 0 | 0 | 0 | 0 | 0 | 0 | 0 | 0 | 0 | 0 | 0 | 0
F9_Commercial_WA - College_Existing_Food Preparation_Natural Gas_Range_A_Achievable Technical Potential | F9 | Commercial | WA - College | Existing | Food Preparation | Natural Gas | Range | A | Cumulative Winter Peak Savings (MW) | Achievable Technical Potential | 0 | 0 | 0 | 0 | 0 | 0 | 0 | 0 | 0 | 0 | 0 | 0 | 0 | 0 | 0 | 0 | 0 | 0 | 0 | 0 | 0 | 0 | 0 | 0 | 0 | 0 | 0
F10_Commercial_WA - College_Existing_Food Preparation_Natural Gas_Range_A_Achievable Technical Potential | F10 | Commercial | WA - College | Existing | Food Preparation | Natural Gas | Range | A | Purchases (Incremental) | Achievable Technical Potential | 0 | 0 | 0 | 0.17557 | 0.60278 | 1.0975 | 1.639 | 2.2123 | 2.8063 | 3.4132 | 3.5019 | 3.6921 | 3.9855 | 4.199 | 4.2444 | 5.0577 | 5.2575 | 5.4092 | 5.5239 | 5.3788 | 5.6116 | 5.6804 | 5.6379 | 5.0439 | 4.3103 | 2.9967 | 2.399
F11_Commercial_WA - College_Existing_Food Preparation_Natural Gas_Range_A_Achievable Technical Potential | F11 | Commercial | WA - College | Existing | Food Preparation | Natural Gas | Range | A | Purchases (Cumulative) | Achievable Technical Potential | 0 | 0 | 0 | 0.17557 | 0.77835 | 1.8758 | 3.5149 | 5.7271 | 8.5334 | 11.9466 | 15.4486 | 19.1407 | 23.1262 | 27.3252 | 31.5696 | 36.6273 | 41.8848 | 47.294 | 52.8179 | 58.1967 | 63.8083 | 69.4887 | 75.1266 | 80.1705 | 84.4808 | 87.4774 | 89.8764
F1_Commercial_WA - College_Existing_Food Preparation_Natural Gas_Steamer_A_Achievable Technical Potential | F1 | Commercial | WA - College | Existing | Food Preparation | Natural Gas | Steamer | A | Integrated Unit Energy Savings (kWh or therms) | Achievable Technical Potential | 0 | 1215.1419 | 1215.1419 | 1215.1419 | 1215.1419 | 1215.1419 | 1215.1419 | 1215.1419 | 1215.1419 | 1215.1419 | 1215.1419 | 1215.1419 | 1215.1419 | 1215.1419 | 1215.1419 | 1215.1419 | 1215.1419 | 1215.1419 | 1215.1419 | 1215.1419 | 1215.1419 | 1215.1419 | 1215.1419 | 1215.1419 | 1215.1419 | 1215.1419 | 1215.1419
F2_Commercial_WA - College_Existing_Food Preparation_Natural Gas_Steamer_A_Achievable Technical Potential | F2 | Commercial | WA - College | Existing | Food Preparation | Natural Gas | Steamer | A | Integrated Unit Summer Peak Savings (kW) | Achievable Technical Potential | 0 | 0 | 0 | 0 | 0 | 0 | 0 | 0 | 0 | 0 | 0 | 0 | 0 | 0 | 0 | 0 | 0 | 0 | 0 | 0 | 0 | 0 | 0 | 0 | 0 | 0 | 0
F3_Commercial_WA - College_Existing_Food Preparation_Natural Gas_Steamer_A_Achievable Technical Potential | F3 | Commercial | WA - College | Existing | Food Preparation | Natural Gas | Steamer | A | Integrated Unit Winter Peak Savings (kW) | Achievable Technical Potential | 0 | 0 | 0 | 0 | 0 | 0 | 0 | 0 | 0 | 0 | 0 | 0 | 0 | 0 | 0 | 0 | 0 | 0 | 0 | 0 | 0 | 0 | 0 | 0 | 0 | 0 | 0
F4_Commercial_WA - College_Existing_Food Preparation_Natural Gas_Steamer_A_Achievable Technical Potential | F4 | Commercial | WA - College | Existing | Food Preparation | Natural Gas | Steamer | A | Incremental Energy Savings (MWh or mTherms) | Achievable Technical Potential | 0 | 0 | 0 | 0.095841 | 0.28593 | 0.46931 | 0.64803 | 0.82361 | 1.0354 | 1.2418 | 1.4411 | 1.5374 | 1.5326 | 2.104 | 2.0076 | 1.9388 | 1.8521 | 1.7836 | 1.7307 | 1.6903 | 1.8833 | 1.4255 | 1.5841 | 1.4635 | 1.3034 | 1.3998 | 1.0814
F5_Commercial_WA - College_Existing_Food Preparation_Natural Gas_Steamer_A_Achievable Technical Potential | F5 | Commercial | WA - College | Existing | Food Preparation | Natural Gas | Steamer | A | Incremental Summer Peak Savings (MW) | Achievable Technical Potential | 0 | 0 | 0 | 0 | 0 | 0 | 0 | 0 | 0 | 0 | 0 | 0 | 0 | 0 | 0 | 0 | 0 | 0 | 0 | 0 | 0 | 0 | 0 | 0 | 0 | 0 | 0
F6_Commercial_WA - College_Existing_Food Preparation_Natural Gas_Steamer_A_Achievable Technical Potential | F6 | Commercial | WA - College | Existing | Food Preparation | Natural Gas | Steamer | A | Incremental Winter Peak Savings (MW) | Achievable Technical Potential | 0 | 0 | 0 | 0 | 0 | 0 | 0 | 0 | 0 | 0 | 0 | 0 | 0 | 0 | 0 | 0 | 0 | 0 | 0 | 0 | 0 | 0 | 0 | 0 | 0 | 0 | 0
F7_Commercial_WA - College_Existing_Food Preparation_Natural Gas_Steamer_A_Achievable Technical Potential | F7 | Commercial | WA - College | Existing | Food Preparation | Natural Gas | Steamer | A | Cumulative Energy Savings (MWh or mTherms) | Achievable Technical Potential | 0 | 0 | 0 | 0.095841 | 0.38177 | 0.85107 | 1.4991 | 2.3227 | 3.3581 | 4.5999 | 6.041 | 7.5784 | 9.111 | 11.215 | 13.2226 | 15.1615 | 17.0135 | 18.7972 | 20.5279 | 22.2181 | 24.1014 | 25.5269 | 27.111 | 28.5745 | 29.8779 | 31.2776 | 32.3591
F8_Commercial_WA - College_Existing_Food Preparation_Natural Gas_Steamer_A_Achievable Technical Potential | F8 | Commercial | WA - College | Existing | Food Preparation | Natural Gas | Steamer | A | Cumulative Summer Peak Savings (MW) | Achievable Technical Potential | 0 | 0 | 0 | 0 | 0 | 0 | 0 | 0 | 0 | 0 | 0 | 0 | 0 | 0 | 0 | 0 | 0 | 0 | 0 | 0 | 0 | 0 | 0 | 0 | 0 | 0 | 0
F9_Commercial_WA - College_Existing_Food Preparation_Natural Gas_Steamer_A_Achievable Technical Potential | F9 | Commercial | WA - College | Existing | Food Preparation | Natural Gas | Steamer | A | Cumulative Winter Peak Savings (MW) | Achievable Technical Potential | 0 | 0 | 0 | 0 | 0 | 0 | 0 | 0 | 0 | 0 | 0 | 0 | 0 | 0 | 0 | 0 | 0 | 0 | 0 | 0 | 0 | 0 | 0 | 0 | 0 | 0 | 0
F10_Commercial_WA - College_Existing_Food Preparation_Natural Gas_Steamer_A_Achievable Technical Potential | F10 | Commercial | WA - College | Existing | Food Preparation | Natural Gas | Steamer | A | Purchases (Incremental) | Achievable Technical Potential | 0 | 0 | 0 | 0.078872 | 0.2353 | 0.38621 | 0.5333 | 0.67779 | 0.85208 | 1.0219 | 1.186 | 1.2652 | 1.2613 | 1.7315 | 1.6522 | 1.5956 | 1.5242 | 1.4678 | 1.4243 | 1.391 | 1.5499 | 1.1731 | 1.3036 | 1.2044 | 1.0726 | 1.1519 | 0.88997
F11_Commercial_WA - College_Existing_Food Preparation_Natural Gas_Steamer_A_Achievable Technical Potential | F11 | Commercial | WA - College | Existing | Food Preparation | Natural Gas | Steamer | A | Purchases (Cumulative) | Achievable Technical Potential | 0 | 0 | 0 | 0.078872 | 0.31418 | 0.70039 | 1.2337 | 1.9115 | 2.7636 | 3.7855 | 4.9714 | 6.2366 | 7.4979 | 9.2294 | 10.8815 | 12.4771 | 14.0013 | 15.4691 | 16.8934 | 18.2844 | 19.8342 | 21.0073 | 22.311 | 23.5154 | 24.588 | 25.7399 | 26.6299
F1_Commercial_WA - College_Existing_Food Preparation_Natural Gas_Commercial Food Prep Other_A_Achievable Technical Potential | F1 | Commercial | WA - College | Existing | Food Preparation | Natural Gas | Commercial Food Prep Other | A | Integrated Unit Energy Savings (kWh or therms) | Achievable Technical Potential | 0 | 366.1618 | 366.1618 | 366.1618 | 366.1618 | 366.1618 | 366.1618 | 366.1618 | 366.1618 | 366.1618 | 366.1618 | 366.1618 | 366.1618 | 366.1618 | 366.1618 | 366.1618 | 366.1618 | 366.1618 | 366.1618 | 366.1618 | 366.1618 | 366.1618 | 366.1618 | 366.1618 | 366.1618 | 366.1618 | 366.1618
F2_Commercial_WA - College_Existing_Food Preparation_Natural Gas_Commercial Food Prep Other_A_Achievable Technical Potential | F2 | Commercial | WA - College | Existing | Food Preparation | Natural Gas | Commercial Food Prep Other | A | Integrated Unit Summer Peak Savings (kW) | Achievable Technical Potential | 0 | 0 | 0 | 0 | 0 | 0 | 0 | 0 | 0 | 0 | 0 | 0 | 0 | 0 | 0 | 0 | 0 | 0 | 0 | 0 | 0 | 0 | 0 | 0 | 0 | 0 | 0
F3_Commercial_WA - College_Existing_Food Preparation_Natural Gas_Commercial Food Prep Other_A_Achievable Technical Potential | F3 | Commercial | WA - College | Existing | Food Preparation | Natural Gas | Commercial Food Prep Other | A | Integrated Unit Winter Peak Savings (kW) | Achievable Technical Potential | 0 | 0 | 0 | 0 | 0 | 0 | 0 | 0 | 0 | 0 | 0 | 0 | 0 | 0 | 0 | 0 | 0 | 0 | 0 | 0 | 0 | 0 | 0 | 0 | 0 | 0 | 0
F4_Commercial_WA - College_Existing_Food Preparation_Natural Gas_Commercial Food Prep Other_A_Achievable Technical Potential | F4 | Commercial | WA - College | Existing | Food Preparation | Natural Gas | Commercial Food Prep Other | A | Incremental Energy Savings (MWh or mTherms) | Achievable Technical Potential | 0 | 0 | 0 | 0.00081496 | 0.0027979 | 0.0050943 | 0.007608 | 0.010269 | 0.013026 | 0.015843 | 0.016255 | 0.017138 | 0.0185 | 0.019491 | 0.019701 | 0.023477 | 0.024404 | 0.025108 | 0.025641 | 0.024967 | 0.026048 | 0.026367 | 0.02617 | 0.023412 | 0.020007 | 0.01391 | 0.011136
F5_Commercial_WA - College_Existing_Food Preparation_Natural Gas_Commercial Food Prep Other_A_Achievable Technical Potential | F5 | Commercial | WA - College | Existing | Food Preparation | Natural Gas | Commercial Food Prep Other | A | Incremental Summer Peak Savings (MW) | Achievable Technical Potential | 0 | 0 | 0 | 0 | 0 | 0 | 0 | 0 | 0 | 0 | 0 | 0 | 0 | 0 | 0 | 0 | 0 | 0 | 0 | 0 | 0 | 0 | 0 | 0 | 0 | 0 | 0
F6_Commercial_WA - College_Existing_Food Preparation_Natural Gas_Commercial Food Prep Other_A_Achievable Technical Potential | F6 | Commercial | WA - College | Existing | Food Preparation | Natural Gas | Commercial Food Prep Other | A | Incremental Winter Peak Savings (MW) | Achievable Technical Potential | 0 | 0 | 0 | 0 | 0 | 0 | 0 | 0 | 0 | 0 | 0 | 0 | 0 | 0 | 0 | 0 | 0 | 0 | 0 | 0 | 0 | 0 | 0 | 0 | 0 | 0 | 0
F7_Commercial_WA - College_Existing_Food Preparation_Natural Gas_Commercial Food Prep Other_A_Achievable Technical Potential | F7 | Commercial | WA - College | Existing | Food Preparation | Natural Gas | Commercial Food Prep Other | A | Cumulative Energy Savings (MWh or mTherms) | Achievable Technical Potential | 0 | 0 | 0 | 0.00081496 | 0.0036129 | 0.0087072 | 0.016315 | 0.026584 | 0.03961 | 0.055453 | 0.071709 | 0.088846 | 0.10735 | 0.12684 | 0.14654 | 0.17002 | 0.19442 | 0.21953 | 0.24517 | 0.27014 | 0.29618 | 0.32255 | 0.34872 | 0.37213 | 0.39214 | 0.40605 | 0.41719
F8_Commercial_WA - College_Existing_Food Preparation_Natural Gas_Commercial Food Prep Other_A_Achievable Technical Potential | F8 | Commercial | WA - College | Existing | Food Preparation | Natural Gas | Commercial Food Prep Other | A | Cumulative Summer Peak Savings (MW) | Achievable Technical Potential | 0 | 0 | 0 | 0 | 0 | 0 | 0 | 0 | 0 | 0 | 0 | 0 | 0 | 0 | 0 | 0 | 0 | 0 | 0 | 0 | 0 | 0 | 0 | 0 | 0 | 0 | 0
F9_Commercial_WA - College_Existing_Food Preparation_Natural Gas_Commercial Food Prep Other_A_Achievable Technical Potential | F9 | Commercial | WA - College | Existing | Food Preparation | Natural Gas | Commercial Food Prep Other | A | Cumulative Winter Peak Savings (MW) | Achievable Technical Potential | 0 | 0 | 0 | 0 | 0 | 0 | 0 | 0 | 0 | 0 | 0 | 0 | 0 | 0 | 0 | 0 | 0 | 0 | 0 | 0 | 0 | 0 | 0 | 0 | 0 | 0 | 0
F10_Commercial_WA - College_Existing_Food Preparation_Natural Gas_Commercial Food Prep Other_A_Achievable Technical Potential | F10 | Commercial | WA - College | Existing | Food Preparation | Natural Gas | Commercial Food Prep Other | A | Purchases (Incremental) | Achievable Technical Potential | 0 | 0 | 0 | 0.0022257 | 0.0076413 | 0.013913 | 0.020778 | 0.028045 | 0.035575 | 0.043269 | 0.044393 | 0.046804 | 0.050524 | 0.05323 | 0.053805 | 0.064115 | 0.066649 | 0.068571 | 0.070025 | 0.068187 | 0.071137 | 0.072009 | 0.07147 | 0.06394 | 0.054641 | 0.037988 | 0.030412
F11_Commercial_WA - College_Existing_Food Preparation_Natural Gas_Commercial Food Prep Other_A_Achievable Technical Potential | F11 | Commercial | WA - College | Existing | Food Preparation | Natural Gas | Commercial Food Prep Other | A | Purchases (Cumulative) | Achievable Technical Potential | 0 | 0 | 0 | 0.0022257 | 0.009867 | 0.02378 | 0.044557 | 0.072602 | 0.10818 | 0.15145 | 0.19584 | 0.24264 | 0.29317 | 0.3464 | 0.4002 | 0.46432 | 0.53097 | 0.59954 | 0.66956 | 0.73775 | 0.80889 | 0.8809 | 0.95237 | 1.0163 | 1.0709 | 1.1089 | 1.1393
F1_Commercial_WA - College_Existing_Miscellaneous_Natural Gas_Pool Heater_A_Achievable Technical Potential | F1 | Commercial | WA - College | Existing | Miscellaneous | Natural Gas | Pool Heater | A | Integrated Unit Energy Savings (kWh or therms) | Achievable Technical Potential | 0 | 2233.5 | 2233.5 | 2233.5 | 2233.5 | 2233.5 | 2233.5 | 2233.5 | 2233.5 | 2233.5 | 2233.5 | 2233.5 | 2233.5 | 2233.5 | 2233.5 | 2233.5 | 2233.5 | 2233.5 | 2233.5 | 2233.5 | 2233.5 | 2233.5 | 2233.5 | 2233.5 | 2233.5 | 2233.5 | 2233.5
F2_Commercial_WA - College_Existing_Miscellaneous_Natural Gas_Pool Heater_A_Achievable Technical Potential | F2 | Commercial | WA - College | Existing | Miscellaneous | Natural Gas | Pool Heater | A | Integrated Unit Summer Peak Savings (kW) | Achievable Technical Potential | 0 | 0 | 0 | 0 | 0 | 0 | 0 | 0 | 0 | 0 | 0 | 0 | 0 | 0 | 0 | 0 | 0 | 0 | 0 | 0 | 0 | 0 | 0 | 0 | 0 | 0 | 0
F3_Commercial_WA - College_Existing_Miscellaneous_Natural Gas_Pool Heater_A_Achievable Technical Potential | F3 | Commercial | WA - College | Existing | Miscellaneous | Natural Gas | Pool Heater | A | Integrated Unit Winter Peak Savings (kW) | Achievable Technical Potential | 0 | 0 | 0 | 0 | 0 | 0 | 0 | 0 | 0 | 0 | 0 | 0 | 0 | 0 | 0 | 0 | 0 | 0 | 0 | 0 | 0 | 0 | 0 | 0 | 0 | 0 | 0
F4_Commercial_WA - College_Existing_Miscellaneous_Natural Gas_Pool Heater_A_Achievable Technical Potential | F4 | Commercial | WA - College | Existing | Miscellaneous | Natural Gas | Pool Heater | A | Incremental Energy Savings (MWh or mTherms) | Achievable Technical Potential | 0 | 0 | 0 | 7.1194e-05 | 0.00010702 | 0.00022933 | 0.00044094 | 0.00076197 | 0.0012181 | 0.0017598 | 0.0025072 | 0.0043857 | 0.005353 | 0.0063163 | 0.0071892 | 0.007873 | 0.0089577 | 0.008473 | 0.00841 | 0.0078474 | 0.0069403 | 0.0069088 | 0.0048828 | 0.0029912 | 0.0014808 | 0.00028463 | 0
F5_Commercial_WA - College_Existing_Miscellaneous_Natural Gas_Pool Heater_A_Achievable Technical Potential | F5 | Commercial | WA - College | Existing | Miscellaneous | Natural Gas | Pool Heater | A | Incremental Summer Peak Savings (MW) | Achievable Technical Potential | 0 | 0 | 0 | 0 | 0 | 0 | 0 | 0 | 0 | 0 | 0 | 0 | 0 | 0 | 0 | 0 | 0 | 0 | 0 | 0 | 0 | 0 | 0 | 0 | 0 | 0 | 0
F6_Commercial_WA - College_Existing_Miscellaneous_Natural Gas_Pool Heater_A_Achievable Technical Potential | F6 | Commercial | WA - College | Existing | Miscellaneous | Natural Gas | Pool Heater | A | Incremental Winter Peak Savings (MW) | Achievable Technical Potential | 0 | 0 | 0 | 0 | 0 | 0 | 0 | 0 | 0 | 0 | 0 | 0 | 0 | 0 | 0 | 0 | 0 | 0 | 0 | 0 | 0 | 0 | 0 | 0 | 0 | 0 | 0
F7_Commercial_WA - College_Existing_Miscellaneous_Natural Gas_Pool Heater_A_Achievable Technical Potential | F7 | Commercial | WA - College | Existing | Miscellaneous | Natural Gas | Pool Heater | A | Cumulative Energy Savings (MWh or mTherms) | Achievable Technical Potential | 0 | 0 | 0 | 7.1194e-05 | 0.00017821 | 0.00040754 | 0.00084848 | 0.0016105 | 0.0028285 | 0.0045883 | 0.0070955 | 0.011481 | 0.016834 | 0.02315 | 0.03034 | 0.038213 | 0.04717 | 0.055643 | 0.064053 | 0.071901 | 0.078841 | 0.08575 | 0.090633 | 0.093624 | 0.095105 | 0.095389 | 0.095389
F8_Commercial_WA - College_Existing_Miscellaneous_Natural Gas_Pool Heater_A_Achievable Technical Potential | F8 | Commercial | WA - College | Existing | Miscellaneous | Natural Gas | Pool Heater | A | Cumulative Summer Peak Savings (MW) | Achievable Technical Potential | 0 | 0 | 0 | 0 | 0 | 0 | 0 | 0 | 0 | 0 | 0 | 0 | 0 | 0 | 0 | 0 | 0 | 0 | 0 | 0 | 0 | 0 | 0 | 0 | 0 | 0 | 0
F9_Commercial_WA - College_Existing_Miscellaneous_Natural Gas_Pool Heater_A_Achievable Technical Potential | F9 | Commercial | WA - College | Existing | Miscellaneous | Natural Gas | Pool Heater | A | Cumulative Winter Peak Savings (MW) | Achievable Technical Potential | 0 | 0 | 0 | 0 | 0 | 0 | 0 | 0 | 0 | 0 | 0 | 0 | 0 | 0 | 0 | 0 | 0 | 0 | 0 | 0 | 0 | 0 | 0 | 0 | 0 | 0 | 0
F10_Commercial_WA - College_Existing_Miscellaneous_Natural Gas_Pool Heater_A_Achievable Technical Potential | F10 | Commercial | WA - College | Existing | Miscellaneous | Natural Gas | Pool Heater | A | Purchases (Incremental) | Achievable Technical Potential | 0 | 0 | 0 | 3.1875e-05 | 4.7915e-05 | 0.00010268 | 0.00019742 | 0.00034116 | 0.00054536 | 0.00078789 | 0.0011226 | 0.0019636 | 0.0023967 | 0.002828 | 0.0032188 | 0.003525 | 0.0040106 | 0.0037936 | 0.0037654 | 0.0035135 | 0.0031074 | 0.0030933 | 0.0021862 | 0.0013392 | 0.000663 | 0.00012744 | 0
F11_Commercial_WA - College_Existing_Miscellaneous_Natural Gas_Pool Heater_A_Achievable Technical Potential | F11 | Commercial | WA - College | Existing | Miscellaneous | Natural Gas | Pool Heater | A | Purchases (Cumulative) | Achievable Technical Potential | 0 | 0 | 0 | 3.1875e-05 | 7.979e-05 | 0.00018247 | 0.00037989 | 0.00072105 | 0.0012664 | 0.0020543 | 0.0031769 | 0.0051405 | 0.0075372 | 0.010365 | 0.013584 | 0.017109 | 0.021119 | 0.024913 | 0.028678 | 0.032192 | 0.035299 | 0.038393 | 0.040579 | 0.041918 | 0.042581 | 0.042708 | 0.042708
F1_Commercial_WA - College_New_Space Heating_Natural Gas_Furnace_A_Achievable Technical Potential | F1 | Commercial | WA - College | New | Space Heating | Natural Gas | Furnace | A | Integrated Unit Energy Savings (kWh or therms) | Achievable Technical Potential | 0 | 0 | 0 | 0 | 0 | 0 | 0 | 0 | 0 | 0 | 0 | 0 | 0 | 0 | 0 | 0 | 0 | 0 | 0 | 0 | 0 | 0 | 0 | 0 | 0 | 0 | 0
F2_Commercial_WA - College_New_Space Heating_Natural Gas_Furnace_A_Achievable Technical Potential | F2 | Commercial | WA - College | New | Space Heating | Natural Gas | Furnace | A | Integrated Unit Summer Peak Savings (kW) | Achievable Technical Potential | 0 | 0 | 0 | 0 | 0 | 0 | 0 | 0 | 0 | 0 | 0 | 0 | 0 | 0 | 0 | 0 | 0 | 0 | 0 | 0 | 0 | 0 | 0 | 0 | 0 | 0 | 0
F3_Commercial_WA - College_New_Space Heating_Natural Gas_Furnace_A_Achievable Technical Potential | F3 | Commercial | WA - College | New | Space Heating | Natural Gas | Furnace | A | Integrated Unit Winter Peak Savings (kW) | Achievable Technical Potential | 0 | 0 | 0 | 0 | 0 | 0 | 0 | 0 | 0 | 0 | 0 | 0 | 0 | 0 | 0 | 0 | 0 | 0 | 0 | 0 | 0 | 0 | 0 | 0 | 0 | 0 | 0
F4_Commercial_WA - College_New_Space Heating_Natural Gas_Furnace_A_Achievable Technical Potential | F4 | Commercial | WA - College | New | Space Heating | Natural Gas | Furnace | A | Incremental Energy Savings (MWh or mTherms) | Achievable Technical Potential | 0 | 0 | 0 | 0 | 0 | 0 | 0 | 0 | 0 | 0 | 0 | 0 | 0 | 0 | 0 | 0 | 0 | 0 | 0 | 0 | 0 | 0 | 0 | 0 | 0 | 0 | 0
F5_Commercial_WA - College_New_Space Heating_Natural Gas_Furnace_A_Achievable Technical Potential | F5 | Commercial | WA - College | New | Space Heating | Natural Gas | Furnace | A | Incremental Summer Peak Savings (MW) | Achievable Technical Potential | 0 | 0 | 0 | 0 | 0 | 0 | 0 | 0 | 0 | 0 | 0 | 0 | 0 | 0 | 0 | 0 | 0 | 0 | 0 | 0 | 0 | 0 | 0 | 0 | 0 | 0 | 0
F6_Commercial_WA - College_New_Space Heating_Natural Gas_Furnace_A_Achievable Technical Potential | F6 | Commercial | WA - College | New | Space Heating | Natural Gas | Furnace | A | Incremental Winter Peak Savings (MW) | Achievable Technical Potential | 0 | 0 | 0 | 0 | 0 | 0 | 0 | 0 | 0 | 0 | 0 | 0 | 0 | 0 | 0 | 0 | 0 | 0 | 0 | 0 | 0 | 0 | 0 | 0 | 0 | 0 | 0
F7_Commercial_WA - College_New_Space Heating_Natural Gas_Furnace_A_Achievable Technical Potential | F7 | Commercial | WA - College | New | Space Heating | Natural Gas | Furnace | A | Cumulative Energy Savings (MWh or mTherms) | Achievable Technical Potential | 0 | 0 | 0 | 0 | 0 | 0 | 0 | 0 | 0 | 0 | 0 | 0 | 0 | 0 | 0 | 0 | 0 | 0 | 0 | 0 | 0 | 0 | 0 | 0 | 0 | 0 | 0
F8_Commercial_WA - College_New_Space Heating_Natural Gas_Furnace_A_Achievable Technical Potential | F8 | Commercial | WA - College | New | Space Heating | Natural Gas | Furnace | A | Cumulative Summer Peak Savings (MW) | Achievable Technical Potential | 0 | 0 | 0 | 0 | 0 | 0 | 0 | 0 | 0 | 0 | 0 | 0 | 0 | 0 | 0 | 0 | 0 | 0 | 0 | 0 | 0 | 0 | 0 | 0 | 0 | 0 | 0
F9_Commercial_WA - College_New_Space Heating_Natural Gas_Furnace_A_Achievable Technical Potential | F9 | Commercial | WA - College | New | Space Heating | Natural Gas | Furnace | A | Cumulative Winter Peak Savings (MW) | Achievable Technical Potential | 0 | 0 | 0 | 0 | 0 | 0 | 0 | 0 | 0 | 0 | 0 | 0 | 0 | 0 | 0 | 0 | 0 | 0 | 0 | 0 | 0 | 0 | 0 | 0 | 0 | 0 | 0
F10_Commercial_WA - College_New_Space Heating_Natural Gas_Furnace_A_Achievable Technical Potential | F10 | Commercial | WA - College | New | Space Heating | Natural Gas | Furnace | A | Purchases (Incremental) | Achievable Technical Potential | 0 | 0 | 0 | 0 | 0 | 0 | 0 | 0 | 0 | 0 | 0 | 0 | 0 | 0 | 0 | 0 | 0 | 0 | 0 | 0 | 0 | 0 | 0 | 0 | 0 | 0 | 0
F11_Commercial_WA - College_New_Space Heating_Natural Gas_Furnace_A_Achievable Technical Potential | F11 | Commercial | WA - College | New | Space Heating | Natural Gas | Furnace | A | Purchases (Cumulative) | Achievable Technical Potential | 0 | 0 | 0 | 0 | 0 | 0 | 0 | 0 | 0 | 0 | 0 | 0 | 0 | 0 | 0 | 0 | 0 | 0 | 0 | 0 | 0 | 0 | 0 | 0 | 0 | 0 | 0
F1_Commercial_WA - College_New_Space Heating_Natural Gas_Boiler_A_Achievable Technical Potential | F1 | Commercial | WA - College | New | Space Heating | Natural Gas | Boiler | A | Integrated Unit Energy Savings (kWh or therms) | Achievable Technical Potential | 0 | 0 | 0 | 0 | 0 | 0 | 0 | 0 | 0 | 0 | 0 | 0 | 0 | 0 | 0 | 0 | 0 | 0 | 0 | 0 | 0 | 0 | 0 | 0 | 0 | 0 | 0
F2_Commercial_WA - College_New_Space Heating_Natural Gas_Boiler_A_Achievable Technical Potential | F2 | Commercial | WA - College | New | Space Heating | Natural Gas | Boiler | A | Integrated Unit Summer Peak Savings (kW) | Achievable Technical Potential | 0 | 0 | 0 | 0 | 0 | 0 | 0 | 0 | 0 | 0 | 0 | 0 | 0 | 0 | 0 | 0 | 0 | 0 | 0 | 0 | 0 | 0 | 0 | 0 | 0 | 0 | 0
F3_Commercial_WA - College_New_Space Heating_Natural Gas_Boiler_A_Achievable Technical Potential | F3 | Commercial | WA - College | New | Space Heating | Natural Gas | Boiler | A | Integrated Unit Winter Peak Savings (kW) | Achievable Technical Potential | 0 | 0 | 0 | 0 | 0 | 0 | 0 | 0 | 0 | 0 | 0 | 0 | 0 | 0 | 0 | 0 | 0 | 0 | 0 | 0 | 0 | 0 | 0 | 0 | 0 | 0 | 0
F4_Commercial_WA - College_New_Space Heating_Natural Gas_Boiler_A_Achievable Technical Potential | F4 | Commercial | WA - College | New | Space Heating | Natural Gas | Boiler | A | Incremental Energy Savings (MWh or mTherms) | Achievable Technical Potential | 0 | 0 | 0 | 0 | 0 | 0 | 0 | 0 | 0 | 0 | 0 | 0 | 0 | 0 | 0 | 0 | 0 | 0 | 0 | 0 | 0 | 0 | 0 | 0 | 0 | 0 | 0
F5_Commercial_WA - College_New_Space Heating_Natural Gas_Boiler_A_Achievable Technical Potential | F5 | Commercial | WA - College | New | Space Heating | Natural Gas | Boiler | A | Incremental Summer Peak Savings (MW) | Achievable Technical Potential | 0 | 0 | 0 | 0 | 0 | 0 | 0 | 0 | 0 | 0 | 0 | 0 | 0 | 0 | 0 | 0 | 0 | 0 | 0 | 0 | 0 | 0 | 0 | 0 | 0 | 0 | 0
F6_Commercial_WA - College_New_Space Heating_Natural Gas_Boiler_A_Achievable Technical Potential | F6 | Commercial | WA - College | New | Space Heating | Natural Gas | Boiler | A | Incremental Winter Peak Savings (MW) | Achievable Technical Potential | 0 | 0 | 0 | 0 | 0 | 0 | 0 | 0 | 0 | 0 | 0 | 0 | 0 | 0 | 0 | 0 | 0 | 0 | 0 | 0 | 0 | 0 | 0 | 0 | 0 | 0 | 0
F7_Commercial_WA - College_New_Space Heating_Natural Gas_Boiler_A_Achievable Technical Potential | F7 | Commercial | WA - College | New | Space Heating | Natural Gas | Boiler | A | Cumulative Energy Savings (MWh or mTherms) | Achievable Technical Potential | 0 | 0 | 0 | 0 | 0 | 0 | 0 | 0 | 0 | 0 | 0 | 0 | 0 | 0 | 0 | 0 | 0 | 0 | 0 | 0 | 0 | 0 | 0 | 0 | 0 | 0 | 0
F8_Commercial_WA - College_New_Space Heating_Natural Gas_Boiler_A_Achievable Technical Potential | F8 | Commercial | WA - College | New | Space Heating | Natural Gas | Boiler | A | Cumulative Summer Peak Savings (MW) | Achievable Technical Potential | 0 | 0 | 0 | 0 | 0 | 0 | 0 | 0 | 0 | 0 | 0 | 0 | 0 | 0 | 0 | 0 | 0 | 0 | 0 | 0 | 0 | 0 | 0 | 0 | 0 | 0 | 0
F9_Commercial_WA - College_New_Space Heating_Natural Gas_Boiler_A_Achievable Technical Potential | F9 | Commercial | WA - College | New | Space Heating | Natural Gas | Boiler | A | Cumulative Winter Peak Savings (MW) | Achievable Technical Potential | 0 | 0 | 0 | 0 | 0 | 0 | 0 | 0 | 0 | 0 | 0 | 0 | 0 | 0 | 0 | 0 | 0 | 0 | 0 | 0 | 0 | 0 | 0 | 0 | 0 | 0 | 0
F10_Commercial_WA - College_New_Space Heating_Natural Gas_Boiler_A_Achievable Technical Potential | F10 | Commercial | WA - College | New | Space Heating | Natural Gas | Boiler | A | Purchases (Incremental) | Achievable Technical Potential | 0 | 0 | 0 | 0 | 0 | 0 | 0 | 0 | 0 | 0 | 0 | 0 | 0 | 0 | 0 | 0 | 0 | 0 | 0 | 0 | 0 | 0 | 0 | 0 | 0 | 0 | 0
F11_Commercial_WA - College_New_Space Heating_Natural Gas_Boiler_A_Achievable Technical Potential | F11 | Commercial | WA - College | New | Space Heating | Natural Gas | Boiler | A | Purchases (Cumulative) | Achievable Technical Potential | 0 | 0 | 0 | 0 | 0 | 0 | 0 | 0 | 0 | 0 | 0 | 0 | 0 | 0 | 0 | 0 | 0 | 0 | 0 | 0 | 0 | 0 | 0 | 0 | 0 | 0 | 0
F1_Commercial_WA - College_New_Space Heating_Natural Gas_Unit Heater_A_Achievable Technical Potential | F1 | Commercial | WA - College | New | Space Heating | Natural Gas | Unit Heater | A | Integrated Unit Energy Savings (kWh or therms) | Achievable Technical Potential | 0 | 0 | 0 | 0 | 0 | 0 | 0 | 0 | 0 | 0 | 0 | 0 | 0 | 0 | 0 | 0 | 0 | 0 | 0 | 0 | 0 | 0 | 0 | 0 | 0 | 0 | 0
F2_Commercial_WA - College_New_Space Heating_Natural Gas_Unit Heater_A_Achievable Technical Potential | F2 | Commercial | WA - College | New | Space Heating | Natural Gas | Unit Heater | A | Integrated Unit Summer Peak Savings (kW) | Achievable Technical Potential | 0 | 0 | 0 | 0 | 0 | 0 | 0 | 0 | 0 | 0 | 0 | 0 | 0 | 0 | 0 | 0 | 0 | 0 | 0 | 0 | 0 | 0 | 0 | 0 | 0 | 0 | 0
F3_Commercial_WA - College_New_Space Heating_Natural Gas_Unit Heater_A_Achievable Technical Potential | F3 | Commercial | WA - College | New | Space Heating | Natural Gas | Unit Heater | A | Integrated Unit Winter Peak Savings (kW) | Achievable Technical Potential | 0 | 0 | 0 | 0 | 0 | 0 | 0 | 0 | 0 | 0 | 0 | 0 | 0 | 0 | 0 | 0 | 0 | 0 | 0 | 0 | 0 | 0 | 0 | 0 | 0 | 0 | 0
F4_Commercial_WA - College_New_Space Heating_Natural Gas_Unit Heater_A_Achievable Technical Potential | F4 | Commercial | WA - College | New | Space Heating | Natural Gas | Unit Heater | A | Incremental Energy Savings (MWh or mTherms) | Achievable Technical Potential | 0 | 0 | 0 | 0 | 0 | 0 | 0 | 0 | 0 | 0 | 0 | 0 | 0 | 0 | 0 | 0 | 0 | 0 | 0 | 0 | 0 | 0 | 0 | 0 | 0 | 0 | 0
F5_Commercial_WA - College_New_Space Heating_Natural Gas_Unit Heater_A_Achievable Technical Potential | F5 | Commercial | WA - College | New | Space Heating | Natural Gas | Unit Heater | A | Incremental Summer Peak Savings (MW) | Achievable Technical Potential | 0 | 0 | 0 | 0 | 0 | 0 | 0 | 0 | 0 | 0 | 0 | 0 | 0 | 0 | 0 | 0 | 0 | 0 | 0 | 0 | 0 | 0 | 0 | 0 | 0 | 0 | 0
F6_Commercial_WA - College_New_Space Heating_Natural Gas_Unit Heater_A_Achievable Technical Potential | F6 | Commercial | WA - College | New | Space Heating | Natural Gas | Unit Heater | A | Incremental Winter Peak Savings (MW) | Achievable Technical Potential | 0 | 0 | 0 | 0 | 0 | 0 | 0 | 0 | 0 | 0 | 0 | 0 | 0 | 0 | 0 | 0 | 0 | 0 | 0 | 0 | 0 | 0 | 0 | 0 | 0 | 0 | 0
F7_Commercial_WA - College_New_Space Heating_Natural Gas_Unit Heater_A_Achievable Technical Potential | F7 | Commercial | WA - College | New | Space Heating | Natural Gas | Unit Heater | A | Cumulative Energy Savings (MWh or mTherms) | Achievable Technical Potential | 0 | 0 | 0 | 0 | 0 | 0 | 0 | 0 | 0 | 0 | 0 | 0 | 0 | 0 | 0 | 0 | 0 | 0 | 0 | 0 | 0 | 0 | 0 | 0 | 0 | 0 | 0
F8_Commercial_WA - College_New_Space Heating_Natural Gas_Unit Heater_A_Achievable Technical Potential | F8 | Commercial | WA - College | New | Space Heating | Natural Gas | Unit Heater | A | Cumulative Summer Peak Savings (MW) | Achievable Technical Potential | 0 | 0 | 0 | 0 | 0 | 0 | 0 | 0 | 0 | 0 | 0 | 0 | 0 | 0 | 0 | 0 | 0 | 0 | 0 | 0 | 0 | 0 | 0 | 0 | 0 | 0 | 0
F9_Commercial_WA - College_New_Space Heating_Natural Gas_Unit Heater_A_Achievable Technical Potential | F9 | Commercial | WA - College | New | Space Heating | Natural Gas | Unit Heater | A | Cumulative Winter Peak Savings (MW) | Achievable Technical Potential | 0 | 0 | 0 | 0 | 0 | 0 | 0 | 0 | 0 | 0 | 0 | 0 | 0 | 0 | 0 | 0 | 0 | 0 | 0 | 0 | 0 | 0 | 0 | 0 | 0 | 0 | 0
F10_Commercial_WA - College_New_Space Heating_Natural Gas_Unit Heater_A_Achievable Technical Potential | F10 | Commercial | WA - College | New | Space Heating | Natural Gas | Unit Heater | A | Purchases (Incremental) | Achievable Technical Potential | 0 | 0 | 0 | 0 | 0 | 0 | 0 | 0 | 0 | 0 | 0 | 0 | 0 | 0 | 0 | 0 | 0 | 0 | 0 | 0 | 0 | 0 | 0 | 0 | 0 | 0 | 0
F11_Commercial_WA - College_New_Space Heating_Natural Gas_Unit Heater_A_Achievable Technical Potential | F11 | Commercial | WA - College | New | Space Heating | Natural Gas | Unit Heater | A | Purchases (Cumulative) | Achievable Technical Potential | 0 | 0 | 0 | 0 | 0 | 0 | 0 | 0 | 0 | 0 | 0 | 0 | 0 | 0 | 0 | 0 | 0 | 0 | 0 | 0 | 0 | 0 | 0 | 0 | 0 | 0 | 0
F1_Commercial_WA - College_New_Water Heating_Natural Gas_Water Heater_A_Achievable Technical Potential | F1 | Commercial | WA - College | New | Water Heating | Natural Gas | Water Heater | A | Integrated Unit Energy Savings (kWh or therms) | Achievable Technical Potential | 0 | 0 | 0 | 0 | 0 | 0 | 0 | 0 | 0 | 0 | 0 | 0 | 0 | 0 | 0 | 0 | 0 | 0 | 0 | 0 | 0 | 0 | 0 | 0 | 0 | 0 | 0
F2_Commercial_WA - College_New_Water Heating_Natural Gas_Water Heater_A_Achievable Technical Potential | F2 | Commercial | WA - College | New | Water Heating | Natural Gas | Water Heater | A | Integrated Unit Summer Peak Savings (kW) | Achievable Technical Potential | 0 | 0 | 0 | 0 | 0 | 0 | 0 | 0 | 0 | 0 | 0 | 0 | 0 | 0 | 0 | 0 | 0 | 0 | 0 | 0 | 0 | 0 | 0 | 0 | 0 | 0 | 0
F3_Commercial_WA - College_New_Water Heating_Natural Gas_Water Heater_A_Achievable Technical Potential | F3 | Commercial | WA - College | New | Water Heating | Natural Gas | Water Heater | A | Integrated Unit Winter Peak Savings (kW) | Achievable Technical Potential | 0 | 0 | 0 | 0 | 0 | 0 | 0 | 0 | 0 | 0 | 0 | 0 | 0 | 0 | 0 | 0 | 0 | 0 | 0 | 0 | 0 | 0 | 0 | 0 | 0 | 0 | 0
F4_Commercial_WA - College_New_Water Heating_Natural Gas_Water Heater_A_Achievable Technical Potential | F4 | Commercial | WA - College | New | Water Heating | Natural Gas | Water Heater | A | Incremental Energy Savings (MWh or mTherms) | Achievable Technical Potential | 0 | 0 | 0 | 0 | 0 | 0 | 0 | 0 | 0 | 0 | 0 | 0 | 0 | 0 | 0 | 0 | 0 | 0 | 0 | 0 | 0 | 0 | 0 | 0 | 0 | 0 | 0
F5_Commercial_WA - College_New_Water Heating_Natural Gas_Water Heater_A_Achievable Technical Potential | F5 | Commercial | WA - College | New | Water Heating | Natural Gas | Water Heater | A | Incremental Summer Peak Savings (MW) | Achievable Technical Potential | 0 | 0 | 0 | 0 | 0 | 0 | 0 | 0 | 0 | 0 | 0 | 0 | 0 | 0 | 0 | 0 | 0 | 0 | 0 | 0 | 0 | 0 | 0 | 0 | 0 | 0 | 0
F6_Commercial_WA - College_New_Water Heating_Natural Gas_Water Heater_A_Achievable Technical Potential | F6 | Commercial | WA - College | New | Water Heating | Natural Gas | Water Heater | A | Incremental Winter Peak Savings (MW) | Achievable Technical Potential | 0 | 0 | 0 | 0 | 0 | 0 | 0 | 0 | 0 | 0 | 0 | 0 | 0 | 0 | 0 | 0 | 0 | 0 | 0 | 0 | 0 | 0 | 0 | 0 | 0 | 0 | 0
F7_Commercial_WA - College_New_Water Heating_Natural Gas_Water Heater_A_Achievable Technical Potential | F7 | Commercial | WA - College | New | Water Heating | Natural Gas | Water Heater | A | Cumulative Energy Savings (MWh or mTherms) | Achievable Technical Potential | 0 | 0 | 0 | 0 | 0 | 0 | 0 | 0 | 0 | 0 | 0 | 0 | 0 | 0 | 0 | 0 | 0 | 0 | 0 | 0 | 0 | 0 | 0 | 0 | 0 | 0 | 0
F8_Commercial_WA - College_New_Water Heating_Natural Gas_Water Heater_A_Achievable Technical Potential | F8 | Commercial | WA - College | New | Water Heating | Natural Gas | Water Heater | A | Cumulative Summer Peak Savings (MW) | Achievable Technical Potential | 0 | 0 | 0 | 0 | 0 | 0 | 0 | 0 | 0 | 0 | 0 | 0 | 0 | 0 | 0 | 0 | 0 | 0 | 0 | 0 | 0 | 0 | 0 | 0 | 0 | 0 | 0
F9_Commercial_WA - College_New_Water Heating_Natural Gas_Water Heater_A_Achievable Technical Potential | F9 | Commercial | WA - College | New | Water Heating | Natural Gas | Water Heater | A | Cumulative Winter Peak Savings (MW) | Achievable Technical Potential | 0 | 0 | 0 | 0 | 0 | 0 | 0 | 0 | 0 | 0 | 0 | 0 | 0 | 0 | 0 | 0 | 0 | 0 | 0 | 0 | 0 | 0 | 0 | 0 | 0 | 0 | 0
F10_Commercial_WA - College_New_Water Heating_Natural Gas_Water Heater_A_Achievable Technical Potential | F10 | Commercial | WA - College | New | Water Heating | Natural Gas | Water Heater | A | Purchases (Incremental) | Achievable Technical Potential | 0 | 0 | 0 | 0 | 0 | 0 | 0 | 0 | 0 | 0 | 0 | 0 | 0 | 0 | 0 | 0 | 0 | 0 | 0 | 0 | 0 | 0 | 0 | 0 | 0 | 0 | 0
F11_Commercial_WA - College_New_Water Heating_Natural Gas_Water Heater_A_Achievable Technical Potential | F11 | Commercial | WA - College | New | Water Heating | Natural Gas | Water Heater | A | Purchases (Cumulative) | Achievable Technical Potential | 0 | 0 | 0 | 0 | 0 | 0 | 0 | 0 | 0 | 0 | 0 | 0 | 0 | 0 | 0 | 0 | 0 | 0 | 0 | 0 | 0 | 0 | 0 | 0 | 0 | 0 | 0
F1_Commercial_WA - College_New_Food Preparation_Natural Gas_Oven_A_Achievable Technical Potential | F1 | Commercial | WA - College | New | Food Preparation | Natural Gas | Oven | A | Integrated Unit Energy Savings (kWh or therms) | Achievable Technical Potential | 0 | 0 | 0 | 0 | 0 | 0 | 0 | 0 | 0 | 0 | 0 | 0 | 0 | 0 | 0 | 0 | 0 | 0 | 0 | 0 | 0 | 0 | 0 | 0 | 0 | 0 | 0
F2_Commercial_WA - College_New_Food Preparation_Natural Gas_Oven_A_Achievable Technical Potential | F2 | Commercial | WA - College | New | Food Preparation | Natural Gas | Oven | A | Integrated Unit Summer Peak Savings (kW) | Achievable Technical Potential | 0 | 0 | 0 | 0 | 0 | 0 | 0 | 0 | 0 | 0 | 0 | 0 | 0 | 0 | 0 | 0 | 0 | 0 | 0 | 0 | 0 | 0 | 0 | 0 | 0 | 0 | 0
F3_Commercial_WA - College_New_Food Preparation_Natural Gas_Oven_A_Achievable Technical Potential | F3 | Commercial | WA - College | New | Food Preparation | Natural Gas | Oven | A | Integrated Unit Winter Peak Savings (kW) | Achievable Technical Potential | 0 | 0 | 0 | 0 | 0 | 0 | 0 | 0 | 0 | 0 | 0 | 0 | 0 | 0 | 0 | 0 | 0 | 0 | 0 | 0 | 0 | 0 | 0 | 0 | 0 | 0 | 0
F4_Commercial_WA - College_New_Food Preparation_Natural Gas_Oven_A_Achievable Technical Potential | F4 | Commercial | WA - College | New | Food Preparation | Natural Gas | Oven | A | Incremental Energy Savings (MWh or mTherms) | Achievable Technical Potential | 0 | 0 | 0 | 0 | 0 | 0 | 0 | 0 | 0 | 0 | 0 | 0 | 0 | 0 | 0 | 0 | 0 | 0 | 0 | 0 | 0 | 0 | 0 | 0 | 0 | 0 | 0
F5_Commercial_WA - College_New_Food Preparation_Natural Gas_Oven_A_Achievable Technical Potential | F5 | Commercial | WA - College | New | Food Preparation | Natural Gas | Oven | A | Incremental Summer Peak Savings (MW) | Achievable Technical Potential | 0 | 0 | 0 | 0 | 0 | 0 | 0 | 0 | 0 | 0 | 0 | 0 | 0 | 0 | 0 | 0 | 0 | 0 | 0 | 0 | 0 | 0 | 0 | 0 | 0 | 0 | 0
F6_Commercial_WA - College_New_Food Preparation_Natural Gas_Oven_A_Achievable Technical Potential | F6 | Commercial | WA - College | New | Food Preparation | Natural Gas | Oven | A | Incremental Winter Peak Savings (MW) | Achievable Technical Potential | 0 | 0 | 0 | 0 | 0 | 0 | 0 | 0 | 0 | 0 | 0 | 0 | 0 | 0 | 0 | 0 | 0 | 0 | 0 | 0 | 0 | 0 | 0 | 0 | 0 | 0 | 0
F7_Commercial_WA - College_New_Food Preparation_Natural Gas_Oven_A_Achievable Technical Potential | F7 | Commercial | WA - College | New | Food Preparation | Natural Gas | Oven | A | Cumulative Energy Savings (MWh or mTherms) | Achievable Technical Potential | 0 | 0 | 0 | 0 | 0 | 0 | 0 | 0 | 0 | 0 | 0 | 0 | 0 | 0 | 0 | 0 | 0 | 0 | 0 | 0 | 0 | 0 | 0 | 0 | 0 | 0 | 0
F8_Commercial_WA - College_New_Food Preparation_Natural Gas_Oven_A_Achievable Technical Potential | F8 | Commercial | WA - College | New | Food Preparation | Natural Gas | Oven | A | Cumulative Summer Peak Savings (MW) | Achievable Technical Potential | 0 | 0 | 0 | 0 | 0 | 0 | 0 | 0 | 0 | 0 | 0 | 0 | 0 | 0 | 0 | 0 | 0 | 0 | 0 | 0 | 0 | 0 | 0 | 0 | 0 | 0 | 0
F9_Commercial_WA - College_New_Food Preparation_Natural Gas_Oven_A_Achievable Technical Potential | F9 | Commercial | WA - College | New | Food Preparation | Natural Gas | Oven | A | Cumulative Winter Peak Savings (MW) | Achievable Technical Potential | 0 | 0 | 0 | 0 | 0 | 0 | 0 | 0 | 0 | 0 | 0 | 0 | 0 | 0 | 0 | 0 | 0 | 0 | 0 | 0 | 0 | 0 | 0 | 0 | 0 | 0 | 0
F10_Commercial_WA - College_New_Food Preparation_Natural Gas_Oven_A_Achievable Technical Potential | F10 | Commercial | WA - College | New | Food Preparation | Natural Gas | Oven | A | Purchases (Incremental) | Achievable Technical Potential | 0 | 0 | 0 | 0 | 0 | 0 | 0 | 0 | 0 | 0 | 0 | 0 | 0 | 0 | 0 | 0 | 0 | 0 | 0 | 0 | 0 | 0 | 0 | 0 | 0 | 0 | 0
F11_Commercial_WA - College_New_Food Preparation_Natural Gas_Oven_A_Achievable Technical Potential | F11 | Commercial | WA - College | New | Food Preparation | Natural Gas | Oven | A | Purchases (Cumulative) | Achievable Technical Potential | 0 | 0 | 0 | 0 | 0 | 0 | 0 | 0 | 0 | 0 | 0 | 0 | 0 | 0 | 0 | 0 | 0 | 0 | 0 | 0 | 0 | 0 | 0 | 0 | 0 | 0 | 0
F1_Commercial_WA - College_New_Food Preparation_Natural Gas_Conveyor Oven_A_Achievable Technical Potential | F1 | Commercial | WA - College | New | Food Preparation | Natural Gas | Conveyor Oven | A | Integrated Unit Energy Savings (kWh or therms) | Achievable Technical Potential | 0 | 0 | 0 | 0 | 0 | 0 | 0 | 0 | 0 | 0 | 0 | 0 | 0 | 0 | 0 | 0 | 0 | 0 | 0 | 0 | 0 | 0 | 0 | 0 | 0 | 0 | 0
F2_Commercial_WA - College_New_Food Preparation_Natural Gas_Conveyor Oven_A_Achievable Technical Potential | F2 | Commercial | WA - College | New | Food Preparation | Natural Gas | Conveyor Oven | A | Integrated Unit Summer Peak Savings (kW) | Achievable Technical Potential | 0 | 0 | 0 | 0 | 0 | 0 | 0 | 0 | 0 | 0 | 0 | 0 | 0 | 0 | 0 | 0 | 0 | 0 | 0 | 0 | 0 | 0 | 0 | 0 | 0 | 0 | 0
F3_Commercial_WA - College_New_Food Preparation_Natural Gas_Conveyor Oven_A_Achievable Technical Potential | F3 | Commercial | WA - College | New | Food Preparation | Natural Gas | Conveyor Oven | A | Integrated Unit Winter Peak Savings (kW) | Achievable Technical Potential | 0 | 0 | 0 | 0 | 0 | 0 | 0 | 0 | 0 | 0 | 0 | 0 | 0 | 0 | 0 | 0 | 0 | 0 | 0 | 0 | 0 | 0 | 0 | 0 | 0 | 0 | 0
F4_Commercial_WA - College_New_Food Preparation_Natural Gas_Conveyor Oven_A_Achievable Technical Potential | F4 | Commercial | WA - College | New | Food Preparation | Natural Gas | Conveyor Oven | A | Incremental Energy Savings (MWh or mTherms) | Achievable Technical Potential | 0 | 0 | 0 | 0 | 0 | 0 | 0 | 0 | 0 | 0 | 0 | 0 | 0 | 0 | 0 | 0 | 0 | 0 | 0 | 0 | 0 | 0 | 0 | 0 | 0 | 0 | 0
F5_Commercial_WA - College_New_Food Preparation_Natural Gas_Conveyor Oven_A_Achievable Technical Potential | F5 | Commercial | WA - College | New | Food Preparation | Natural Gas | Conveyor Oven | A | Incremental Summer Peak Savings (MW) | Achievable Technical Potential | 0 | 0 | 0 | 0 | 0 | 0 | 0 | 0 | 0 | 0 | 0 | 0 | 0 | 0 | 0 | 0 | 0 | 0 | 0 | 0 | 0 | 0 | 0 | 0 | 0 | 0 | 0
F6_Commercial_WA - College_New_Food Preparation_Natural Gas_Conveyor Oven_A_Achievable Technical Potential | F6 | Commercial | WA - College | New | Food Preparation | Natural Gas | Conveyor Oven | A | Incremental Winter Peak Savings (MW) | Achievable Technical Potential | 0 | 0 | 0 | 0 | 0 | 0 | 0 | 0 | 0 | 0 | 0 | 0 | 0 | 0 | 0 | 0 | 0 | 0 | 0 | 0 | 0 | 0 | 0 | 0 | 0 | 0 | 0
F7_Commercial_WA - College_New_Food Preparation_Natural Gas_Conveyor Oven_A_Achievable Technical Potential | F7 | Commercial | WA - College | New | Food Preparation | Natural Gas | Conveyor Oven | A | Cumulative Energy Savings (MWh or mTherms) | Achievable Technical Potential | 0 | 0 | 0 | 0 | 0 | 0 | 0 | 0 | 0 | 0 | 0 | 0 | 0 | 0 | 0 | 0 | 0 | 0 | 0 | 0 | 0 | 0 | 0 | 0 | 0 | 0 | 0
F8_Commercial_WA - College_New_Food Preparation_Natural Gas_Conveyor Oven_A_Achievable Technical Potential | F8 | Commercial | WA - College | New | Food Preparation | Natural Gas | Conveyor Oven | A | Cumulative Summer Peak Savings (MW) | Achievable Technical Potential | 0 | 0 | 0 | 0 | 0 | 0 | 0 | 0 | 0 | 0 | 0 | 0 | 0 | 0 | 0 | 0 | 0 | 0 | 0 | 0 | 0 | 0 | 0 | 0 | 0 | 0 | 0
F9_Commercial_WA - College_New_Food Preparation_Natural Gas_Conveyor Oven_A_Achievable Technical Potential | F9 | Commercial | WA - College | New | Food Preparation | Natural Gas | Conveyor Oven | A | Cumulative Winter Peak Savings (MW) | Achievable Technical Potential | 0 | 0 | 0 | 0 | 0 | 0 | 0 | 0 | 0 | 0 | 0 | 0 | 0 | 0 | 0 | 0 | 0 | 0 | 0 | 0 | 0 | 0 | 0 | 0 | 0 | 0 | 0
F10_Commercial_WA - College_New_Food Preparation_Natural Gas_Conveyor Oven_A_Achievable Technical Potential | F10 | Commercial | WA - College | New | Food Preparation | Natural Gas | Conveyor Oven | A | Purchases (Incremental) | Achievable Technical Potential | 0 | 0 | 0 | 0 | 0 | 0 | 0 | 0 | 0 | 0 | 0 | 0 | 0 | 0 | 0 | 0 | 0 | 0 | 0 | 0 | 0 | 0 | 0 | 0 | 0 | 0 | 0
F11_Commercial_WA - College_New_Food Preparation_Natural Gas_Conveyor Oven_A_Achievable Technical Potential | F11 | Commercial | WA - College | New | Food Preparation | Natural Gas | Conveyor Oven | A | Purchases (Cumulative) | Achievable Technical Potential | 0 | 0 | 0 | 0 | 0 | 0 | 0 | 0 | 0 | 0 | 0 | 0 | 0 | 0 | 0 | 0 | 0 | 0 | 0 | 0 | 0 | 0 | 0 | 0 | 0 | 0 | 0
F1_Commercial_WA - College_New_Food Preparation_Natural Gas_Double Rack Oven_A_Achievable Technical Potential | F1 | Commercial | WA - College | New | Food Preparation | Natural Gas | Double Rack Oven | A | Integrated Unit Energy Savings (kWh or therms) | Achievable Technical Potential | 0 | 0 | 0 | 0 | 0 | 0 | 0 | 0 | 0 | 0 | 0 | 0 | 0 | 0 | 0 | 0 | 0 | 0 | 0 | 0 | 0 | 0 | 0 | 0 | 0 | 0 | 0
F2_Commercial_WA - College_New_Food Preparation_Natural Gas_Double Rack Oven_A_Achievable Technical Potential | F2 | Commercial | WA - College | New | Food Preparation | Natural Gas | Double Rack Oven | A | Integrated Unit Summer Peak Savings (kW) | Achievable Technical Potential | 0 | 0 | 0 | 0 | 0 | 0 | 0 | 0 | 0 | 0 | 0 | 0 | 0 | 0 | 0 | 0 | 0 | 0 | 0 | 0 | 0 | 0 | 0 | 0 | 0 | 0 | 0
F3_Commercial_WA - College_New_Food Preparation_Natural Gas_Double Rack Oven_A_Achievable Technical Potential | F3 | Commercial | WA - College | New | Food Preparation | Natural Gas | Double Rack Oven | A | Integrated Unit Winter Peak Savings (kW) | Achievable Technical Potential | 0 | 0 | 0 | 0 | 0 | 0 | 0 | 0 | 0 | 0 | 0 | 0 | 0 | 0 | 0 | 0 | 0 | 0 | 0 | 0 | 0 | 0 | 0 | 0 | 0 | 0 | 0
F4_Commercial_WA - College_New_Food Preparation_Natural Gas_Double Rack Oven_A_Achievable Technical Potential | F4 | Commercial | WA - College | New | Food Preparation | Natural Gas | Double Rack Oven | A | Incremental Energy Savings (MWh or mTherms) | Achievable Technical Potential | 0 | 0 | 0 | 0 | 0 | 0 | 0 | 0 | 0 | 0 | 0 | 0 | 0 | 0 | 0 | 0 | 0 | 0 | 0 | 0 | 0 | 0 | 0 | 0 | 0 | 0 | 0
F5_Commercial_WA - College_New_Food Preparation_Natural Gas_Double Rack Oven_A_Achievable Technical Potential | F5 | Commercial | WA - College | New | Food Preparation | Natural Gas | Double Rack Oven | A | Incremental Summer Peak Savings (MW) | Achievable Technical Potential | 0 | 0 | 0 | 0 | 0 | 0 | 0 | 0 | 0 | 0 | 0 | 0 | 0 | 0 | 0 | 0 | 0 | 0 | 0 | 0 | 0 | 0 | 0 | 0 | 0 | 0 | 0
F6_Commercial_WA - College_New_Food Preparation_Natural Gas_Double Rack Oven_A_Achievable Technical Potential | F6 | Commercial | WA - College | New | Food Preparation | Natural Gas | Double Rack Oven | A | Incremental Winter Peak Savings (MW) | Achievable Technical Potential | 0 | 0 | 0 | 0 | 0 | 0 | 0 | 0 | 0 | 0 | 0 | 0 | 0 | 0 | 0 | 0 | 0 | 0 | 0 | 0 | 0 | 0 | 0 | 0 | 0 | 0 | 0
F7_Commercial_WA - College_New_Food Preparation_Natural Gas_Double Rack Oven_A_Achievable Technical Potential | F7 | Commercial | WA - College | New | Food Preparation | Natural Gas | Double Rack Oven | A | Cumulative Energy Savings (MWh or mTherms) | Achievable Technical Potential | 0 | 0 | 0 | 0 | 0 | 0 | 0 | 0 | 0 | 0 | 0 | 0 | 0 | 0 | 0 | 0 | 0 | 0 | 0 | 0 | 0 | 0 | 0 | 0 | 0 | 0 | 0
F8_Commercial_WA - College_New_Food Preparation_Natural Gas_Double Rack Oven_A_Achievable Technical Potential | F8 | Commercial | WA - College | New | Food Preparation | Natural Gas | Double Rack Oven | A | Cumulative Summer Peak Savings (MW) | Achievable Technical Potential | 0 | 0 | 0 | 0 | 0 | 0 | 0 | 0 | 0 | 0 | 0 | 0 | 0 | 0 | 0 | 0 | 0 | 0 | 0 | 0 | 0 | 0 | 0 | 0 | 0 | 0 | 0
F9_Commercial_WA - College_New_Food Preparation_Natural Gas_Double Rack Oven_A_Achievable Technical Potential | F9 | Commercial | WA - College | New | Food Preparation | Natural Gas | Double Rack Oven | A | Cumulative Winter Peak Savings (MW) | Achievable Technical Potential | 0 | 0 | 0 | 0 | 0 | 0 | 0 | 0 | 0 | 0 | 0 | 0 | 0 | 0 | 0 | 0 | 0 | 0 | 0 | 0 | 0 | 0 | 0 | 0 | 0 | 0 | 0
F10_Commercial_WA - College_New_Food Preparation_Natural Gas_Double Rack Oven_A_Achievable Technical Potential | F10 | Commercial | WA - College | New | Food Preparation | Natural Gas | Double Rack Oven | A | Purchases (Incremental) | Achievable Technical Potential | 0 | 0 | 0 | 0 | 0 | 0 | 0 | 0 | 0 | 0 | 0 | 0 | 0 | 0 | 0 | 0 | 0 | 0 | 0 | 0 | 0 | 0 | 0 | 0 | 0 | 0 | 0
F11_Commercial_WA - College_New_Food Preparation_Natural Gas_Double Rack Oven_A_Achievable Technical Potential | F11 | Commercial | WA - College | New | Food Preparation | Natural Gas | Double Rack Oven | A | Purchases (Cumulative) | Achievable Technical Potential | 0 | 0 | 0 | 0 | 0 | 0 | 0 | 0 | 0 | 0 | 0 | 0 | 0 | 0 | 0 | 0 | 0 | 0 | 0 | 0 | 0 | 0 | 0 | 0 | 0 | 0 | 0
F1_Commercial_WA - College_New_Food Preparation_Natural Gas_Fryer_A_Achievable Technical Potential | F1 | Commercial | WA - College | New | Food Preparation | Natural Gas | Fryer | A | Integrated Unit Energy Savings (kWh or therms) | Achievable Technical Potential | 0 | 0 | 0 | 0 | 0 | 0 | 0 | 0 | 0 | 0 | 0 | 0 | 0 | 0 | 0 | 0 | 0 | 0 | 0 | 0 | 0 | 0 | 0 | 0 | 0 | 0 | 0
F2_Commercial_WA - College_New_Food Preparation_Natural Gas_Fryer_A_Achievable Technical Potential | F2 | Commercial | WA - College | New | Food Preparation | Natural Gas | Fryer | A | Integrated Unit Summer Peak Savings (kW) | Achievable Technical Potential | 0 | 0 | 0 | 0 | 0 | 0 | 0 | 0 | 0 | 0 | 0 | 0 | 0 | 0 | 0 | 0 | 0 | 0 | 0 | 0 | 0 | 0 | 0 | 0 | 0 | 0 | 0
F3_Commercial_WA - College_New_Food Preparation_Natural Gas_Fryer_A_Achievable Technical Potential | F3 | Commercial | WA - College | New | Food Preparation | Natural Gas | Fryer | A | Integrated Unit Winter Peak Savings (kW) | Achievable Technical Potential | 0 | 0 | 0 | 0 | 0 | 0 | 0 | 0 | 0 | 0 | 0 | 0 | 0 | 0 | 0 | 0 | 0 | 0 | 0 | 0 | 0 | 0 | 0 | 0 | 0 | 0 | 0
F4_Commercial_WA - College_New_Food Preparation_Natural Gas_Fryer_A_Achievable Technical Potential | F4 | Commercial | WA - College | New | Food Preparation | Natural Gas | Fryer | A | Incremental Energy Savings (MWh or mTherms) | Achievable Technical Potential | 0 | 0 | 0 | 0 | 0 | 0 | 0 | 0 | 0 | 0 | 0 | 0 | 0 | 0 | 0 | 0 | 0 | 0 | 0 | 0 | 0 | 0 | 0 | 0 | 0 | 0 | 0
F5_Commercial_WA - College_New_Food Preparation_Natural Gas_Fryer_A_Achievable Technical Potential | F5 | Commercial | WA - College | New | Food Preparation | Natural Gas | Fryer | A | Incremental Summer Peak Savings (MW) | Achievable Technical Potential | 0 | 0 | 0 | 0 | 0 | 0 | 0 | 0 | 0 | 0 | 0 | 0 | 0 | 0 | 0 | 0 | 0 | 0 | 0 | 0 | 0 | 0 | 0 | 0 | 0 | 0 | 0
F6_Commercial_WA - College_New_Food Preparation_Natural Gas_Fryer_A_Achievable Technical Potential | F6 | Commercial | WA - College | New | Food Preparation | Natural Gas | Fryer | A | Incremental Winter Peak Savings (MW) | Achievable Technical Potential | 0 | 0 | 0 | 0 | 0 | 0 | 0 | 0 | 0 | 0 | 0 | 0 | 0 | 0 | 0 | 0 | 0 | 0 | 0 | 0 | 0 | 0 | 0 | 0 | 0 | 0 | 0
F7_Commercial_WA - College_New_Food Preparation_Natural Gas_Fryer_A_Achievable Technical Potential | F7 | Commercial | WA - College | New | Food Preparation | Natural Gas | Fryer | A | Cumulative Energy Savings (MWh or mTherms) | Achievable Technical Potential | 0 | 0 | 0 | 0 | 0 | 0 | 0 | 0 | 0 | 0 | 0 | 0 | 0 | 0 | 0 | 0 | 0 | 0 | 0 | 0 | 0 | 0 | 0 | 0 | 0 | 0 | 0
F8_Commercial_WA - College_New_Food Preparation_Natural Gas_Fryer_A_Achievable Technical Potential | F8 | Commercial | WA - College | New | Food Preparation | Natural Gas | Fryer | A | Cumulative Summer Peak Savings (MW) | Achievable Technical Potential | 0 | 0 | 0 | 0 | 0 | 0 | 0 | 0 | 0 | 0 | 0 | 0 | 0 | 0 | 0 | 0 | 0 | 0 | 0 | 0 | 0 | 0 | 0 | 0 | 0 | 0 | 0
F9_Commercial_WA - College_New_Food Preparation_Natural Gas_Fryer_A_Achievable Technical Potential | F9 | Commercial | WA - College | New | Food Preparation | Natural Gas | Fryer | A | Cumulative Winter Peak Savings (MW) | Achievable Technical Potential | 0 | 0 | 0 | 0 | 0 | 0 | 0 | 0 | 0 | 0 | 0 | 0 | 0 | 0 | 0 | 0 | 0 | 0 | 0 | 0 | 0 | 0 | 0 | 0 | 0 | 0 | 0
F10_Commercial_WA - College_New_Food Preparation_Natural Gas_Fryer_A_Achievable Technical Potential | F10 | Commercial | WA - College | New | Food Preparation | Natural Gas | Fryer | A | Purchases (Incremental) | Achievable Technical Potential | 0 | 0 | 0 | 0 | 0 | 0 | 0 | 0 | 0 | 0 | 0 | 0 | 0 | 0 | 0 | 0 | 0 | 0 | 0 | 0 | 0 | 0 | 0 | 0 | 0 | 0 | 0
F11_Commercial_WA - College_New_Food Preparation_Natural Gas_Fryer_A_Achievable Technical Potential | F11 | Commercial | WA - College | New | Food Preparation | Natural Gas | Fryer | A | Purchases (Cumulative) | Achievable Technical Potential | 0 | 0 | 0 | 0 | 0 | 0 | 0 | 0 | 0 | 0 | 0 | 0 | 0 | 0 | 0 | 0 | 0 | 0 | 0 | 0 | 0 | 0 | 0 | 0 | 0 | 0 | 0
F1_Commercial_WA - College_New_Food Preparation_Natural Gas_Broiler_A_Achievable Technical Potential | F1 | Commercial | WA - College | New | Food Preparation | Natural Gas | Broiler | A | Integrated Unit Energy Savings (kWh or therms) | Achievable Technical Potential | 0 | 0 | 0 | 0 | 0 | 0 | 0 | 0 | 0 | 0 | 0 | 0 | 0 | 0 | 0 | 0 | 0 | 0 | 0 | 0 | 0 | 0 | 0 | 0 | 0 | 0 | 0
F2_Commercial_WA - College_New_Food Preparation_Natural Gas_Broiler_A_Achievable Technical Potential | F2 | Commercial | WA - College | New | Food Preparation | Natural Gas | Broiler | A | Integrated Unit Summer Peak Savings (kW) | Achievable Technical Potential | 0 | 0 | 0 | 0 | 0 | 0 | 0 | 0 | 0 | 0 | 0 | 0 | 0 | 0 | 0 | 0 | 0 | 0 | 0 | 0 | 0 | 0 | 0 | 0 | 0 | 0 | 0
F3_Commercial_WA - College_New_Food Preparation_Natural Gas_Broiler_A_Achievable Technical Potential | F3 | Commercial | WA - College | New | Food Preparation | Natural Gas | Broiler | A | Integrated Unit Winter Peak Savings (kW) | Achievable Technical Potential | 0 | 0 | 0 | 0 | 0 | 0 | 0 | 0 | 0 | 0 | 0 | 0 | 0 | 0 | 0 | 0 | 0 | 0 | 0 | 0 | 0 | 0 | 0 | 0 | 0 | 0 | 0
F4_Commercial_WA - College_New_Food Preparation_Natural Gas_Broiler_A_Achievable Technical Potential | F4 | Commercial | WA - College | New | Food Preparation | Natural Gas | Broiler | A | Incremental Energy Savings (MWh or mTherms) | Achievable Technical Potential | 0 | 0 | 0 | 0 | 0 | 0 | 0 | 0 | 0 | 0 | 0 | 0 | 0 | 0 | 0 | 0 | 0 | 0 | 0 | 0 | 0 | 0 | 0 | 0 | 0 | 0 | 0
F5_Commercial_WA - College_New_Food Preparation_Natural Gas_Broiler_A_Achievable Technical Potential | F5 | Commercial | WA - College | New | Food Preparation | Natural Gas | Broiler | A | Incremental Summer Peak Savings (MW) | Achievable Technical Potential | 0 | 0 | 0 | 0 | 0 | 0 | 0 | 0 | 0 | 0 | 0 | 0 | 0 | 0 | 0 | 0 | 0 | 0 | 0 | 0 | 0 | 0 | 0 | 0 | 0 | 0 | 0
F6_Commercial_WA - College_New_Food Preparation_Natural Gas_Broiler_A_Achievable Technical Potential | F6 | Commercial | WA - College | New | Food Preparation | Natural Gas | Broiler | A | Incremental Winter Peak Savings (MW) | Achievable Technical Potential | 0 | 0 | 0 | 0 | 0 | 0 | 0 | 0 | 0 | 0 | 0 | 0 | 0 | 0 | 0 | 0 | 0 | 0 | 0 | 0 | 0 | 0 | 0 | 0 | 0 | 0 | 0
F7_Commercial_WA - College_New_Food Preparation_Natural Gas_Broiler_A_Achievable Technical Potential | F7 | Commercial | WA - College | New | Food Preparation | Natural Gas | Broiler | A | Cumulative Energy Savings (MWh or mTherms) | Achievable Technical Potential | 0 | 0 | 0 | 0 | 0 | 0 | 0 | 0 | 0 | 0 | 0 | 0 | 0 | 0 | 0 | 0 | 0 | 0 | 0 | 0 | 0 | 0 | 0 | 0 | 0 | 0 | 0
F8_Commercial_WA - College_New_Food Preparation_Natural Gas_Broiler_A_Achievable Technical Potential | F8 | Commercial | WA - College | New | Food Preparation | Natural Gas | Broiler | A | Cumulative Summer Peak Savings (MW) | Achievable Technical Potential | 0 | 0 | 0 | 0 | 0 | 0 | 0 | 0 | 0 | 0 | 0 | 0 | 0 | 0 | 0 | 0 | 0 | 0 | 0 | 0 | 0 | 0 | 0 | 0 | 0 | 0 | 0
F9_Commercial_WA - College_New_Food Preparation_Natural Gas_Broiler_A_Achievable Technical Potential | F9 | Commercial | WA - College | New | Food Preparation | Natural Gas | Broiler | A | Cumulative Winter Peak Savings (MW) | Achievable Technical Potential | 0 | 0 | 0 | 0 | 0 | 0 | 0 | 0 | 0 | 0 | 0 | 0 | 0 | 0 | 0 | 0 | 0 | 0 | 0 | 0 | 0 | 0 | 0 | 0 | 0 | 0 | 0
F10_Commercial_WA - College_New_Food Preparation_Natural Gas_Broiler_A_Achievable Technical Potential | F10 | Commercial | WA - College | New | Food Preparation | Natural Gas | Broiler | A | Purchases (Incremental) | Achievable Technical Potential | 0 | 0 | 0 | 0 | 0 | 0 | 0 | 0 | 0 | 0 | 0 | 0 | 0 | 0 | 0 | 0 | 0 | 0 | 0 | 0 | 0 | 0 | 0 | 0 | 0 | 0 | 0
F11_Commercial_WA - College_New_Food Preparation_Natural Gas_Broiler_A_Achievable Technical Potential | F11 | Commercial | WA - College | New | Food Preparation | Natural Gas | Broiler | A | Purchases (Cumulative) | Achievable Technical Potential | 0 | 0 | 0 | 0 | 0 | 0 | 0 | 0 | 0 | 0 | 0 | 0 | 0 | 0 | 0 | 0 | 0 | 0 | 0 | 0 | 0 | 0 | 0 | 0 | 0 | 0 | 0
F1_Commercial_WA - College_New_Food Preparation_Natural Gas_Griddle_A_Achievable Technical Potential | F1 | Commercial | WA - College | New | Food Preparation | Natural Gas | Griddle | A | Integrated Unit Energy Savings (kWh or therms) | Achievable Technical Potential | 0 | 0 | 0 | 0 | 0 | 0 | 0 | 0 | 0 | 0 | 0 | 0 | 0 | 0 | 0 | 0 | 0 | 0 | 0 | 0 | 0 | 0 | 0 | 0 | 0 | 0 | 0
F2_Commercial_WA - College_New_Food Preparation_Natural Gas_Griddle_A_Achievable Technical Potential | F2 | Commercial | WA - College | New | Food Preparation | Natural Gas | Griddle | A | Integrated Unit Summer Peak Savings (kW) | Achievable Technical Potential | 0 | 0 | 0 | 0 | 0 | 0 | 0 | 0 | 0 | 0 | 0 | 0 | 0 | 0 | 0 | 0 | 0 | 0 | 0 | 0 | 0 | 0 | 0 | 0 | 0 | 0 | 0
F3_Commercial_WA - College_New_Food Preparation_Natural Gas_Griddle_A_Achievable Technical Potential | F3 | Commercial | WA - College | New | Food Preparation | Natural Gas | Griddle | A | Integrated Unit Winter Peak Savings (kW) | Achievable Technical Potential | 0 | 0 | 0 | 0 | 0 | 0 | 0 | 0 | 0 | 0 | 0 | 0 | 0 | 0 | 0 | 0 | 0 | 0 | 0 | 0 | 0 | 0 | 0 | 0 | 0 | 0 | 0
F4_Commercial_WA - College_New_Food Preparation_Natural Gas_Griddle_A_Achievable Technical Potential | F4 | Commercial | WA - College | New | Food Preparation | Natural Gas | Griddle | A | Incremental Energy Savings (MWh or mTherms) | Achievable Technical Potential | 0 | 0 | 0 | 0 | 0 | 0 | 0 | 0 | 0 | 0 | 0 | 0 | 0 | 0 | 0 | 0 | 0 | 0 | 0 | 0 | 0 | 0 | 0 | 0 | 0 | 0 | 0
F5_Commercial_WA - College_New_Food Preparation_Natural Gas_Griddle_A_Achievable Technical Potential | F5 | Commercial | WA - College | New | Food Preparation | Natural Gas | Griddle | A | Incremental Summer Peak Savings (MW) | Achievable Technical Potential | 0 | 0 | 0 | 0 | 0 | 0 | 0 | 0 | 0 | 0 | 0 | 0 | 0 | 0 | 0 | 0 | 0 | 0 | 0 | 0 | 0 | 0 | 0 | 0 | 0 | 0 | 0
F6_Commercial_WA - College_New_Food Preparation_Natural Gas_Griddle_A_Achievable Technical Potential | F6 | Commercial | WA - College | New | Food Preparation | Natural Gas | Griddle | A | Incremental Winter Peak Savings (MW) | Achievable Technical Potential | 0 | 0 | 0 | 0 | 0 | 0 | 0 | 0 | 0 | 0 | 0 | 0 | 0 | 0 | 0 | 0 | 0 | 0 | 0 | 0 | 0 | 0 | 0 | 0 | 0 | 0 | 0
F7_Commercial_WA - College_New_Food Preparation_Natural Gas_Griddle_A_Achievable Technical Potential | F7 | Commercial | WA - College | New | Food Preparation | Natural Gas | Griddle | A | Cumulative Energy Savings (MWh or mTherms) | Achievable Technical Potential | 0 | 0 | 0 | 0 | 0 | 0 | 0 | 0 | 0 | 0 | 0 | 0 | 0 | 0 | 0 | 0 | 0 | 0 | 0 | 0 | 0 | 0 | 0 | 0 | 0 | 0 | 0
F8_Commercial_WA - College_New_Food Preparation_Natural Gas_Griddle_A_Achievable Technical Potential | F8 | Commercial | WA - College | New | Food Preparation | Natural Gas | Griddle | A | Cumulative Summer Peak Savings (MW) | Achievable Technical Potential | 0 | 0 | 0 | 0 | 0 | 0 | 0 | 0 | 0 | 0 | 0 | 0 | 0 | 0 | 0 | 0 | 0 | 0 | 0 | 0 | 0 | 0 | 0 | 0 | 0 | 0 | 0
F9_Commercial_WA - College_New_Food Preparation_Natural Gas_Griddle_A_Achievable Technical Potential | F9 | Commercial | WA - College | New | Food Preparation | Natural Gas | Griddle | A | Cumulative Winter Peak Savings (MW) | Achievable Technical Potential | 0 | 0 | 0 | 0 | 0 | 0 | 0 | 0 | 0 | 0 | 0 | 0 | 0 | 0 | 0 | 0 | 0 | 0 | 0 | 0 | 0 | 0 | 0 | 0 | 0 | 0 | 0
F10_Commercial_WA - College_New_Food Preparation_Natural Gas_Griddle_A_Achievable Technical Potential | F10 | Commercial | WA - College | New | Food Preparation | Natural Gas | Griddle | A | Purchases (Incremental) | Achievable Technical Potential | 0 | 0 | 0 | 0 | 0 | 0 | 0 | 0 | 0 | 0 | 0 | 0 | 0 | 0 | 0 | 0 | 0 | 0 | 0 | 0 | 0 | 0 | 0 | 0 | 0 | 0 | 0
F11_Commercial_WA - College_New_Food Preparation_Natural Gas_Griddle_A_Achievable Technical Potential | F11 | Commercial | WA - College | New | Food Preparation | Natural Gas | Griddle | A | Purchases (Cumulative) | Achievable Technical Potential | 0 | 0 | 0 | 0 | 0 | 0 | 0 | 0 | 0 | 0 | 0 | 0 | 0 | 0 | 0 | 0 | 0 | 0 | 0 | 0 | 0 | 0 | 0 | 0 | 0 | 0 | 0
F1_Commercial_WA - College_New_Food Preparation_Natural Gas_Range_A_Achievable Technical Potential | F1 | Commercial | WA - College | New | Food Preparation | Natural Gas | Range | A | Integrated Unit Energy Savings (kWh or therms) | Achievable Technical Potential | 0 | 0 | 0 | 0 | 0 | 0 | 0 | 0 | 0 | 0 | 0 | 0 | 0 | 0 | 0 | 0 | 0 | 0 | 0 | 0 | 0 | 0 | 0 | 0 | 0 | 0 | 0
F2_Commercial_WA - College_New_Food Preparation_Natural Gas_Range_A_Achievable Technical Potential | F2 | Commercial | WA - College | New | Food Preparation | Natural Gas | Range | A | Integrated Unit Summer Peak Savings (kW) | Achievable Technical Potential | 0 | 0 | 0 | 0 | 0 | 0 | 0 | 0 | 0 | 0 | 0 | 0 | 0 | 0 | 0 | 0 | 0 | 0 | 0 | 0 | 0 | 0 | 0 | 0 | 0 | 0 | 0
F3_Commercial_WA - College_New_Food Preparation_Natural Gas_Range_A_Achievable Technical Potential | F3 | Commercial | WA - College | New | Food Preparation | Natural Gas | Range | A | Integrated Unit Winter Peak Savings (kW) | Achievable Technical Potential | 0 | 0 | 0 | 0 | 0 | 0 | 0 | 0 | 0 | 0 | 0 | 0 | 0 | 0 | 0 | 0 | 0 | 0 | 0 | 0 | 0 | 0 | 0 | 0 | 0 | 0 | 0
F4_Commercial_WA - College_New_Food Preparation_Natural Gas_Range_A_Achievable Technical Potential | F4 | Commercial | WA - College | New | Food Preparation | Natural Gas | Range | A | Incremental Energy Savings (MWh or mTherms) | Achievable Technical Potential | 0 | 0 | 0 | 0 | 0 | 0 | 0 | 0 | 0 | 0 | 0 | 0 | 0 | 0 | 0 | 0 | 0 | 0 | 0 | 0 | 0 | 0 | 0 | 0 | 0 | 0 | 0
F5_Commercial_WA - College_New_Food Preparation_Natural Gas_Range_A_Achievable Technical Potential | F5 | Commercial | WA - College | New | Food Preparation | Natural Gas | Range | A | Incremental Summer Peak Savings (MW) | Achievable Technical Potential | 0 | 0 | 0 | 0 | 0 | 0 | 0 | 0 | 0 | 0 | 0 | 0 | 0 | 0 | 0 | 0 | 0 | 0 | 0 | 0 | 0 | 0 | 0 | 0 | 0 | 0 | 0
F6_Commercial_WA - College_New_Food Preparation_Natural Gas_Range_A_Achievable Technical Potential | F6 | Commercial | WA - College | New | Food Preparation | Natural Gas | Range | A | Incremental Winter Peak Savings (MW) | Achievable Technical Potential | 0 | 0 | 0 | 0 | 0 | 0 | 0 | 0 | 0 | 0 | 0 | 0 | 0 | 0 | 0 | 0 | 0 | 0 | 0 | 0 | 0 | 0 | 0 | 0 | 0 | 0 | 0
F7_Commercial_WA - College_New_Food Preparation_Natural Gas_Range_A_Achievable Technical Potential | F7 | Commercial | WA - College | New | Food Preparation | Natural Gas | Range | A | Cumulative Energy Savings (MWh or mTherms) | Achievable Technical Potential | 0 | 0 | 0 | 0 | 0 | 0 | 0 | 0 | 0 | 0 | 0 | 0 | 0 | 0 | 0 | 0 | 0 | 0 | 0 | 0 | 0 | 0 | 0 | 0 | 0 | 0 | 0
F8_Commercial_WA - College_New_Food Preparation_Natural Gas_Range_A_Achievable Technical Potential | F8 | Commercial | WA - College | New | Food Preparation | Natural Gas | Range | A | Cumulative Summer Peak Savings (MW) | Achievable Technical Potential | 0 | 0 | 0 | 0 | 0 | 0 | 0 | 0 | 0 | 0 | 0 | 0 | 0 | 0 | 0 | 0 | 0 | 0 | 0 | 0 | 0 | 0 | 0 | 0 | 0 | 0 | 0
F9_Commercial_WA - College_New_Food Preparation_Natural Gas_Range_A_Achievable Technical Potential | F9 | Commercial | WA - College | New | Food Preparation | Natural Gas | Range | A | Cumulative Winter Peak Savings (MW) | Achievable Technical Potential | 0 | 0 | 0 | 0 | 0 | 0 | 0 | 0 | 0 | 0 | 0 | 0 | 0 | 0 | 0 | 0 | 0 | 0 | 0 | 0 | 0 | 0 | 0 | 0 | 0 | 0 | 0
F10_Commercial_WA - College_New_Food Preparation_Natural Gas_Range_A_Achievable Technical Potential | F10 | Commercial | WA - College | New | Food Preparation | Natural Gas | Range | A | Purchases (Incremental) | Achievable Technical Potential | 0 | 0 | 0 | 0 | 0 | 0 | 0 | 0 | 0 | 0 | 0 | 0 | 0 | 0 | 0 | 0 | 0 | 0 | 0 | 0 | 0 | 0 | 0 | 0 | 0 | 0 | 0
F11_Commercial_WA - College_New_Food Preparation_Natural Gas_Range_A_Achievable Technical Potential | F11 | Commercial | WA - College | New | Food Preparation | Natural Gas | Range | A | Purchases (Cumulative) | Achievable Technical Potential | 0 | 0 | 0 | 0 | 0 | 0 | 0 | 0 | 0 | 0 | 0 | 0 | 0 | 0 | 0 | 0 | 0 | 0 | 0 | 0 | 0 | 0 | 0 | 0 | 0 | 0 | 0
F1_Commercial_WA - College_New_Food Preparation_Natural Gas_Steamer_A_Achievable Technical Potential | F1 | Commercial | WA - College | New | Food Preparation | Natural Gas | Steamer | A | Integrated Unit Energy Savings (kWh or therms) | Achievable Technical Potential | 0 | 0 | 0 | 0 | 0 | 0 | 0 | 0 | 0 | 0 | 0 | 0 | 0 | 0 | 0 | 0 | 0 | 0 | 0 | 0 | 0 | 0 | 0 | 0 | 0 | 0 | 0
F2_Commercial_WA - College_New_Food Preparation_Natural Gas_Steamer_A_Achievable Technical Potential | F2 | Commercial | WA - College | New | Food Preparation | Natural Gas | Steamer | A | Integrated Unit Summer Peak Savings (kW) | Achievable Technical Potential | 0 | 0 | 0 | 0 | 0 | 0 | 0 | 0 | 0 | 0 | 0 | 0 | 0 | 0 | 0 | 0 | 0 | 0 | 0 | 0 | 0 | 0 | 0 | 0 | 0 | 0 | 0
F3_Commercial_WA - College_New_Food Preparation_Natural Gas_Steamer_A_Achievable Technical Potential | F3 | Commercial | WA - College | New | Food Preparation | Natural Gas | Steamer | A | Integrated Unit Winter Peak Savings (kW) | Achievable Technical Potential | 0 | 0 | 0 | 0 | 0 | 0 | 0 | 0 | 0 | 0 | 0 | 0 | 0 | 0 | 0 | 0 | 0 | 0 | 0 | 0 | 0 | 0 | 0 | 0 | 0 | 0 | 0
F4_Commercial_WA - College_New_Food Preparation_Natural Gas_Steamer_A_Achievable Technical Potential | F4 | Commercial | WA - College | New | Food Preparation | Natural Gas | Steamer | A | Incremental Energy Savings (MWh or mTherms) | Achievable Technical Potential | 0 | 0 | 0 | 0 | 0 | 0 | 0 | 0 | 0 | 0 | 0 | 0 | 0 | 0 | 0 | 0 | 0 | 0 | 0 | 0 | 0 | 0 | 0 | 0 | 0 | 0 | 0
F5_Commercial_WA - College_New_Food Preparation_Natural Gas_Steamer_A_Achievable Technical Potential | F5 | Commercial | WA - College | New | Food Preparation | Natural Gas | Steamer | A | Incremental Summer Peak Savings (MW) | Achievable Technical Potential | 0 | 0 | 0 | 0 | 0 | 0 | 0 | 0 | 0 | 0 | 0 | 0 | 0 | 0 | 0 | 0 | 0 | 0 | 0 | 0 | 0 | 0 | 0 | 0 | 0 | 0 | 0
F6_Commercial_WA - College_New_Food Preparation_Natural Gas_Steamer_A_Achievable Technical Potential | F6 | Commercial | WA - College | New | Food Preparation | Natural Gas | Steamer | A | Incremental Winter Peak Savings (MW) | Achievable Technical Potential | 0 | 0 | 0 | 0 | 0 | 0 | 0 | 0 | 0 | 0 | 0 | 0 | 0 | 0 | 0 | 0 | 0 | 0 | 0 | 0 | 0 | 0 | 0 | 0 | 0 | 0 | 0
F7_Commercial_WA - College_New_Food Preparation_Natural Gas_Steamer_A_Achievable Technical Potential | F7 | Commercial | WA - College | New | Food Preparation | Natural Gas | Steamer | A | Cumulative Energy Savings (MWh or mTherms) | Achievable Technical Potential | 0 | 0 | 0 | 0 | 0 | 0 | 0 | 0 | 0 | 0 | 0 | 0 | 0 | 0 | 0 | 0 | 0 | 0 | 0 | 0 | 0 | 0 | 0 | 0 | 0 | 0 | 0
F8_Commercial_WA - College_New_Food Preparation_Natural Gas_Steamer_A_Achievable Technical Potential | F8 | Commercial | WA - College | New | Food Preparation | Natural Gas | Steamer | A | Cumulative Summer Peak Savings (MW) | Achievable Technical Potential | 0 | 0 | 0 | 0 | 0 | 0 | 0 | 0 | 0 | 0 | 0 | 0 | 0 | 0 | 0 | 0 | 0 | 0 | 0 | 0 | 0 | 0 | 0 | 0 | 0 | 0 | 0
F9_Commercial_WA - College_New_Food Preparation_Natural Gas_Steamer_A_Achievable Technical Potential | F9 | Commercial | WA - College | New | Food Preparation | Natural Gas | Steamer | A | Cumulative Winter Peak Savings (MW) | Achievable Technical Potential | 0 | 0 | 0 | 0 | 0 | 0 | 0 | 0 | 0 | 0 | 0 | 0 | 0 | 0 | 0 | 0 | 0 | 0 | 0 | 0 | 0 | 0 | 0 | 0 | 0 | 0 | 0
F10_Commercial_WA - College_New_Food Preparation_Natural Gas_Steamer_A_Achievable Technical Potential | F10 | Commercial | WA - College | New | Food Preparation | Natural Gas | Steamer | A | Purchases (Incremental) | Achievable Technical Potential | 0 | 0 | 0 | 0 | 0 | 0 | 0 | 0 | 0 | 0 | 0 | 0 | 0 | 0 | 0 | 0 | 0 | 0 | 0 | 0 | 0 | 0 | 0 | 0 | 0 | 0 | 0
F11_Commercial_WA - College_New_Food Preparation_Natural Gas_Steamer_A_Achievable Technical Potential | F11 | Commercial | WA - College | New | Food Preparation | Natural Gas | Steamer | A | Purchases (Cumulative) | Achievable Technical Potential | 0 | 0 | 0 | 0 | 0 | 0 | 0 | 0 | 0 | 0 | 0 | 0 | 0 | 0 | 0 | 0 | 0 | 0 | 0 | 0 | 0 | 0 | 0 | 0 | 0 | 0 | 0
F1_Commercial_WA - College_New_Food Preparation_Natural Gas_Commercial Food Prep Other_A_Achievable Technical Potential | F1 | Commercial | WA - College | New | Food Preparation | Natural Gas | Commercial Food Prep Other | A | Integrated Unit Energy Savings (kWh or therms) | Achievable Technical Potential | 0 | 0 | 0 | 0 | 0 | 0 | 0 | 0 | 0 | 0 | 0 | 0 | 0 | 0 | 0 | 0 | 0 | 0 | 0 | 0 | 0 | 0 | 0 | 0 | 0 | 0 | 0
F2_Commercial_WA - College_New_Food Preparation_Natural Gas_Commercial Food Prep Other_A_Achievable Technical Potential | F2 | Commercial | WA - College | New | Food Preparation | Natural Gas | Commercial Food Prep Other | A | Integrated Unit Summer Peak Savings (kW) | Achievable Technical Potential | 0 | 0 | 0 | 0 | 0 | 0 | 0 | 0 | 0 | 0 | 0 | 0 | 0 | 0 | 0 | 0 | 0 | 0 | 0 | 0 | 0 | 0 | 0 | 0 | 0 | 0 | 0
F3_Commercial_WA - College_New_Food Preparation_Natural Gas_Commercial Food Prep Other_A_Achievable Technical Potential | F3 | Commercial | WA - College | New | Food Preparation | Natural Gas | Commercial Food Prep Other | A | Integrated Unit Winter Peak Savings (kW) | Achievable Technical Potential | 0 | 0 | 0 | 0 | 0 | 0 | 0 | 0 | 0 | 0 | 0 | 0 | 0 | 0 | 0 | 0 | 0 | 0 | 0 | 0 | 0 | 0 | 0 | 0 | 0 | 0 | 0
F4_Commercial_WA - College_New_Food Preparation_Natural Gas_Commercial Food Prep Other_A_Achievable Technical Potential | F4 | Commercial | WA - College | New | Food Preparation | Natural Gas | Commercial Food Prep Other | A | Incremental Energy Savings (MWh or mTherms) | Achievable Technical Potential | 0 | 0 | 0 | 0 | 0 | 0 | 0 | 0 | 0 | 0 | 0 | 0 | 0 | 0 | 0 | 0 | 0 | 0 | 0 | 0 | 0 | 0 | 0 | 0 | 0 | 0 | 0
F5_Commercial_WA - College_New_Food Preparation_Natural Gas_Commercial Food Prep Other_A_Achievable Technical Potential | F5 | Commercial | WA - College | New | Food Preparation | Natural Gas | Commercial Food Prep Other | A | Incremental Summer Peak Savings (MW) | Achievable Technical Potential | 0 | 0 | 0 | 0 | 0 | 0 | 0 | 0 | 0 | 0 | 0 | 0 | 0 | 0 | 0 | 0 | 0 | 0 | 0 | 0 | 0 | 0 | 0 | 0 | 0 | 0 | 0
F6_Commercial_WA - College_New_Food Preparation_Natural Gas_Commercial Food Prep Other_A_Achievable Technical Potential | F6 | Commercial | WA - College | New | Food Preparation | Natural Gas | Commercial Food Prep Other | A | Incremental Winter Peak Savings (MW) | Achievable Technical Potential | 0 | 0 | 0 | 0 | 0 | 0 | 0 | 0 | 0 | 0 | 0 | 0 | 0 | 0 | 0 | 0 | 0 | 0 | 0 | 0 | 0 | 0 | 0 | 0 | 0 | 0 | 0
F7_Commercial_WA - College_New_Food Preparation_Natural Gas_Commercial Food Prep Other_A_Achievable Technical Potential | F7 | Commercial | WA - College | New | Food Preparation | Natural Gas | Commercial Food Prep Other | A | Cumulative Energy Savings (MWh or mTherms) | Achievable Technical Potential | 0 | 0 | 0 | 0 | 0 | 0 | 0 | 0 | 0 | 0 | 0 | 0 | 0 | 0 | 0 | 0 | 0 | 0 | 0 | 0 | 0 | 0 | 0 | 0 | 0 | 0 | 0
F8_Commercial_WA - College_New_Food Preparation_Natural Gas_Commercial Food Prep Other_A_Achievable Technical Potential | F8 | Commercial | WA - College | New | Food Preparation | Natural Gas | Commercial Food Prep Other | A | Cumulative Summer Peak Savings (MW) | Achievable Technical Potential | 0 | 0 | 0 | 0 | 0 | 0 | 0 | 0 | 0 | 0 | 0 | 0 | 0 | 0 | 0 | 0 | 0 | 0 | 0 | 0 | 0 | 0 | 0 | 0 | 0 | 0 | 0
F9_Commercial_WA - College_New_Food Preparation_Natural Gas_Commercial Food Prep Other_A_Achievable Technical Potential | F9 | Commercial | WA - College | New | Food Preparation | Natural Gas | Commercial Food Prep Other | A | Cumulative Winter Peak Savings (MW) | Achievable Technical Potential | 0 | 0 | 0 | 0 | 0 | 0 | 0 | 0 | 0 | 0 | 0 | 0 | 0 | 0 | 0 | 0 | 0 | 0 | 0 | 0 | 0 | 0 | 0 | 0 | 0 | 0 | 0
F10_Commercial_WA - College_New_Food Preparation_Natural Gas_Commercial Food Prep Other_A_Achievable Technical Potential | F10 | Commercial | WA - College | New | Food Preparation | Natural Gas | Commercial Food Prep Other | A | Purchases (Incremental) | Achievable Technical Potential | 0 | 0 | 0 | 0 | 0 | 0 | 0 | 0 | 0 | 0 | 0 | 0 | 0 | 0 | 0 | 0 | 0 | 0 | 0 | 0 | 0 | 0 | 0 | 0 | 0 | 0 | 0
F11_Commercial_WA - College_New_Food Preparation_Natural Gas_Commercial Food Prep Other_A_Achievable Technical Potential | F11 | Commercial | WA - College | New | Food Preparation | Natural Gas | Commercial Food Prep Other | A | Purchases (Cumulative) | Achievable Technical Potential | 0 | 0 | 0 | 0 | 0 | 0 | 0 | 0 | 0 | 0 | 0 | 0 | 0 | 0 | 0 | 0 | 0 | 0 | 0 | 0 | 0 | 0 | 0 | 0 | 0 | 0 | 0
F1_Commercial_WA - College_New_Miscellaneous_Natural Gas_Pool Heater_A_Achievable Technical Potential | F1 | Commercial | WA - College | New | Miscellaneous | Natural Gas | Pool Heater | A | Integrated Unit Energy Savings (kWh or therms) | Achievable Technical Potential | 0 | 0 | 0 | 0 | 0 | 0 | 0 | 0 | 0 | 0 | 0 | 0 | 0 | 0 | 0 | 0 | 0 | 0 | 0 | 0 | 0 | 0 | 0 | 0 | 0 | 0 | 0
F2_Commercial_WA - College_New_Miscellaneous_Natural Gas_Pool Heater_A_Achievable Technical Potential | F2 | Commercial | WA - College | New | Miscellaneous | Natural Gas | Pool Heater | A | Integrated Unit Summer Peak Savings (kW) | Achievable Technical Potential | 0 | 0 | 0 | 0 | 0 | 0 | 0 | 0 | 0 | 0 | 0 | 0 | 0 | 0 | 0 | 0 | 0 | 0 | 0 | 0 | 0 | 0 | 0 | 0 | 0 | 0 | 0
F3_Commercial_WA - College_New_Miscellaneous_Natural Gas_Pool Heater_A_Achievable Technical Potential | F3 | Commercial | WA - College | New | Miscellaneous | Natural Gas | Pool Heater | A | Integrated Unit Winter Peak Savings (kW) | Achievable Technical Potential | 0 | 0 | 0 | 0 | 0 | 0 | 0 | 0 | 0 | 0 | 0 | 0 | 0 | 0 | 0 | 0 | 0 | 0 | 0 | 0 | 0 | 0 | 0 | 0 | 0 | 0 | 0
F4_Commercial_WA - College_New_Miscellaneous_Natural Gas_Pool Heater_A_Achievable Technical Potential | F4 | Commercial | WA - College | New | Miscellaneous | Natural Gas | Pool Heater | A | Incremental Energy Savings (MWh or mTherms) | Achievable Technical Potential | 0 | 0 | 0 | 0 | 0 | 0 | 0 | 0 | 0 | 0 | 0 | 0 | 0 | 0 | 0 | 0 | 0 | 0 | 0 | 0 | 0 | 0 | 0 | 0 | 0 | 0 | 0
F5_Commercial_WA - College_New_Miscellaneous_Natural Gas_Pool Heater_A_Achievable Technical Potential | F5 | Commercial | WA - College | New | Miscellaneous | Natural Gas | Pool Heater | A | Incremental Summer Peak Savings (MW) | Achievable Technical Potential | 0 | 0 | 0 | 0 | 0 | 0 | 0 | 0 | 0 | 0 | 0 | 0 | 0 | 0 | 0 | 0 | 0 | 0 | 0 | 0 | 0 | 0 | 0 | 0 | 0 | 0 | 0
F6_Commercial_WA - College_New_Miscellaneous_Natural Gas_Pool Heater_A_Achievable Technical Potential | F6 | Commercial | WA - College | New | Miscellaneous | Natural Gas | Pool Heater | A | Incremental Winter Peak Savings (MW) | Achievable Technical Potential | 0 | 0 | 0 | 0 | 0 | 0 | 0 | 0 | 0 | 0 | 0 | 0 | 0 | 0 | 0 | 0 | 0 | 0 | 0 | 0 | 0 | 0 | 0 | 0 | 0 | 0 | 0
F7_Commercial_WA - College_New_Miscellaneous_Natural Gas_Pool Heater_A_Achievable Technical Potential | F7 | Commercial | WA - College | New | Miscellaneous | Natural Gas | Pool Heater | A | Cumulative Energy Savings (MWh or mTherms) | Achievable Technical Potential | 0 | 0 | 0 | 0 | 0 | 0 | 0 | 0 | 0 | 0 | 0 | 0 | 0 | 0 | 0 | 0 | 0 | 0 | 0 | 0 | 0 | 0 | 0 | 0 | 0 | 0 | 0
F8_Commercial_WA - College_New_Miscellaneous_Natural Gas_Pool Heater_A_Achievable Technical Potential | F8 | Commercial | WA - College | New | Miscellaneous | Natural Gas | Pool Heater | A | Cumulative Summer Peak Savings (MW) | Achievable Technical Potential | 0 | 0 | 0 | 0 | 0 | 0 | 0 | 0 | 0 | 0 | 0 | 0 | 0 | 0 | 0 | 0 | 0 | 0 | 0 | 0 | 0 | 0 | 0 | 0 | 0 | 0 | 0
F9_Commercial_WA - College_New_Miscellaneous_Natural Gas_Pool Heater_A_Achievable Technical Potential | F9 | Commercial | WA - College | New | Miscellaneous | Natural Gas | Pool Heater | A | Cumulative Winter Peak Savings (MW) | Achievable Technical Potential | 0 | 0 | 0 | 0 | 0 | 0 | 0 | 0 | 0 | 0 | 0 | 0 | 0 | 0 | 0 | 0 | 0 | 0 | 0 | 0 | 0 | 0 | 0 | 0 | 0 | 0 | 0
F10_Commercial_WA - College_New_Miscellaneous_Natural Gas_Pool Heater_A_Achievable Technical Potential | F10 | Commercial | WA - College | New | Miscellaneous | Natural Gas | Pool Heater | A | Purchases (Incremental) | Achievable Technical Potential | 0 | 0 | 0 | 0 | 0 | 0 | 0 | 0 | 0 | 0 | 0 | 0 | 0 | 0 | 0 | 0 | 0 | 0 | 0 | 0 | 0 | 0 | 0 | 0 | 0 | 0 | 0
F11_Commercial_WA - College_New_Miscellaneous_Natural Gas_Pool Heater_A_Achievable Technical Potential | F11 | Commercial | WA - College | New | Miscellaneous | Natural Gas | Pool Heater | A | Purchases (Cumulative) | Achievable Technical Potential | 0 | 0 | 0 | 0 | 0 | 0 | 0 | 0 | 0 | 0 | 0 | 0 | 0 | 0 | 0 | 0 | 0 | 0 | 0 | 0 | 0 | 0 | 0 | 0 | 0 | 0 | 0
F1_Commercial_WA - Health_Existing_Space Heating_Natural Gas_Furnace_A_Achievable Technical Potential | F1 | Commercial | WA - Health | Existing | Space Heating | Natural Gas | Furnace | A | Integrated Unit Energy Savings (kWh or therms) | Achievable Technical Potential | 0 | 122.2515 | 121.7774 | 82.9831 | 82.9831 | 82.9831 | 82.9831 | 82.9831 | 82.9831 | 82.9831 | 82.9831 | 82.9831 | 82.9831 | 82.9831 | 82.9831 | 82.9831 | 82.9831 | 82.9831 | 82.9831 | 82.9831 | 82.9831 | 82.9831 | 82.9831 | 82.9831 | 82.9831 | 82.9831 | 82.9831
F2_Commercial_WA - Health_Existing_Space Heating_Natural Gas_Furnace_A_Achievable Technical Potential | F2 | Commercial | WA - Health | Existing | Space Heating | Natural Gas | Furnace | A | Integrated Unit Summer Peak Savings (kW) | Achievable Technical Potential | 0 | 0 | 0 | 0 | 0 | 0 | 0 | 0 | 0 | 0 | 0 | 0 | 0 | 0 | 0 | 0 | 0 | 0 | 0 | 0 | 0 | 0 | 0 | 0 | 0 | 0 | 0
F3_Commercial_WA - Health_Existing_Space Heating_Natural Gas_Furnace_A_Achievable Technical Potential | F3 | Commercial | WA - Health | Existing | Space Heating | Natural Gas | Furnace | A | Integrated Unit Winter Peak Savings (kW) | Achievable Technical Potential | 0 | 0 | 0 | 0 | 0 | 0 | 0 | 0 | 0 | 0 | 0 | 0 | 0 | 0 | 0 | 0 | 0 | 0 | 0 | 0 | 0 | 0 | 0 | 0 | 0 | 0 | 0
F4_Commercial_WA - Health_Existing_Space Heating_Natural Gas_Furnace_A_Achievable Technical Potential | F4 | Commercial | WA - Health | Existing | Space Heating | Natural Gas | Furnace | A | Incremental Energy Savings (MWh or mTherms) | Achievable Technical Potential | 0 | 0 | 0 | 0.00059332 | 0.0010293 | 0.0025169 | 0.0052679 | 0.009964 | 0.017468 | 0.028787 | 0.044604 | 0.065496 | 0.091634 | 0.12261 | 0.15732 | 0.19405 | 0.23063 | 0.26483 | 0.29483 | 0.29421 | 0.29007 | 0.28228 | 0.27508 | 0.2654 | 0.25776 | 0.25205 | 0.24759
F5_Commercial_WA - Health_Existing_Space Heating_Natural Gas_Furnace_A_Achievable Technical Potential | F5 | Commercial | WA - Health | Existing | Space Heating | Natural Gas | Furnace | A | Incremental Summer Peak Savings (MW) | Achievable Technical Potential | 0 | 0 | 0 | 0 | 0 | 0 | 0 | 0 | 0 | 0 | 0 | 0 | 0 | 0 | 0 | 0 | 0 | 0 | 0 | 0 | 0 | 0 | 0 | 0 | 0 | 0 | 0
F6_Commercial_WA - Health_Existing_Space Heating_Natural Gas_Furnace_A_Achievable Technical Potential | F6 | Commercial | WA - Health | Existing | Space Heating | Natural Gas | Furnace | A | Incremental Winter Peak Savings (MW) | Achievable Technical Potential | 0 | 0 | 0 | 0 | 0 | 0 | 0 | 0 | 0 | 0 | 0 | 0 | 0 | 0 | 0 | 0 | 0 | 0 | 0 | 0 | 0 | 0 | 0 | 0 | 0 | 0 | 0
F7_Commercial_WA - Health_Existing_Space Heating_Natural Gas_Furnace_A_Achievable Technical Potential | F7 | Commercial | WA - Health | Existing | Space Heating | Natural Gas | Furnace | A | Cumulative Energy Savings (MWh or mTherms) | Achievable Technical Potential | 0 | 0 | 0 | 0.00059332 | 0.0016227 | 0.0041396 | 0.0094075 | 0.019371 | 0.03684 | 0.065627 | 0.11023 | 0.17573 | 0.26736 | 0.38997 | 0.54729 | 0.74134 | 0.97196 | 1.2368 | 1.5316 | 1.8258 | 2.1159 | 2.3982 | 2.6733 | 2.9387 | 3.1964 | 3.4485 | 3.6961
F8_Commercial_WA - Health_Existing_Space Heating_Natural Gas_Furnace_A_Achievable Technical Potential | F8 | Commercial | WA - Health | Existing | Space Heating | Natural Gas | Furnace | A | Cumulative Summer Peak Savings (MW) | Achievable Technical Potential | 0 | 0 | 0 | 0 | 0 | 0 | 0 | 0 | 0 | 0 | 0 | 0 | 0 | 0 | 0 | 0 | 0 | 0 | 0 | 0 | 0 | 0 | 0 | 0 | 0 | 0 | 0
F9_Commercial_WA - Health_Existing_Space Heating_Natural Gas_Furnace_A_Achievable Technical Potential | F9 | Commercial | WA - Health | Existing | Space Heating | Natural Gas | Furnace | A | Cumulative Winter Peak Savings (MW) | Achievable Technical Potential | 0 | 0 | 0 | 0 | 0 | 0 | 0 | 0 | 0 | 0 | 0 | 0 | 0 | 0 | 0 | 0 | 0 | 0 | 0 | 0 | 0 | 0 | 0 | 0 | 0 | 0 | 0
F10_Commercial_WA - Health_Existing_Space Heating_Natural Gas_Furnace_A_Achievable Technical Potential | F10 | Commercial | WA - Health | Existing | Space Heating | Natural Gas | Furnace | A | Purchases (Incremental) | Achievable Technical Potential | 0 | 0 | 0 | 0.0071499 | 0.012404 | 0.030331 | 0.063481 | 0.12007 | 0.2105 | 0.34691 | 0.53751 | 0.78927 | 1.1042 | 1.4775 | 1.8958 | 2.3384 | 2.7792 | 3.1914 | 3.5528 | 3.5455 | 3.4956 | 3.4017 | 3.3149 | 3.1983 | 3.1062 | 3.0374 | 2.9836
F11_Commercial_WA - Health_Existing_Space Heating_Natural Gas_Furnace_A_Achievable Technical Potential | F11 | Commercial | WA - Health | Existing | Space Heating | Natural Gas | Furnace | A | Purchases (Cumulative) | Achievable Technical Potential | 0 | 0 | 0 | 0.0071499 | 0.019554 | 0.049885 | 0.11337 | 0.23344 | 0.44394 | 0.79085 | 1.3284 | 2.1176 | 3.2219 | 4.6993 | 6.5952 | 8.9336 | 11.7128 | 14.9041 | 18.457 | 22.0024 | 25.498 | 28.8997 | 32.2146 | 35.4128 | 38.519 | 41.5564 | 44.54
F1_Commercial_WA - Health_Existing_Space Heating_Natural Gas_Boiler_A_Achievable Technical Potential | F1 | Commercial | WA - Health | Existing | Space Heating | Natural Gas | Boiler | A | Integrated Unit Energy Savings (kWh or therms) | Achievable Technical Potential | 0 | 431.2043 | 429.5322 | 429.5322 | 429.5322 | 429.5322 | 429.5322 | 429.5322 | 429.5322 | 429.5322 | 429.5322 | 429.5322 | 429.5322 | 429.5322 | 429.5322 | 429.5322 | 429.5322 | 429.5322 | 429.5322 | 429.5322 | 429.5322 | 429.5322 | 429.5322 | 429.5322 | 429.5322 | 429.5322 | 429.5322
F2_Commercial_WA - Health_Existing_Space Heating_Natural Gas_Boiler_A_Achievable Technical Potential | F2 | Commercial | WA - Health | Existing | Space Heating | Natural Gas | Boiler | A | Integrated Unit Summer Peak Savings (kW) | Achievable Technical Potential | 0 | 0 | 0 | 0 | 0 | 0 | 0 | 0 | 0 | 0 | 0 | 0 | 0 | 0 | 0 | 0 | 0 | 0 | 0 | 0 | 0 | 0 | 0 | 0 | 0 | 0 | 0
F3_Commercial_WA - Health_Existing_Space Heating_Natural Gas_Boiler_A_Achievable Technical Potential | F3 | Commercial | WA - Health | Existing | Space Heating | Natural Gas | Boiler | A | Integrated Unit Winter Peak Savings (kW) | Achievable Technical Potential | 0 | 0 | 0 | 0 | 0 | 0 | 0 | 0 | 0 | 0 | 0 | 0 | 0 | 0 | 0 | 0 | 0 | 0 | 0 | 0 | 0 | 0 | 0 | 0 | 0 | 0 | 0
F4_Commercial_WA - Health_Existing_Space Heating_Natural Gas_Boiler_A_Achievable Technical Potential | F4 | Commercial | WA - Health | Existing | Space Heating | Natural Gas | Boiler | A | Incremental Energy Savings (MWh or mTherms) | Achievable Technical Potential | 0 | 0 | 0 | 0.65733 | 1.1263 | 1.4573 | 1.7195 | 1.9521 | 2.1558 | 2.3324 | 2.4843 | 2.614 | 2.7242 | 2.8173 | 2.8913 | 2.9502 | 2.9972 | 3.0349 | 3.065 | 3.0894 | 3.1147 | 3.1348 | 3.1344 | 3.1164 | 3.1021 | 3.0912 | 3.083
F5_Commercial_WA - Health_Existing_Space Heating_Natural Gas_Boiler_A_Achievable Technical Potential | F5 | Commercial | WA - Health | Existing | Space Heating | Natural Gas | Boiler | A | Incremental Summer Peak Savings (MW) | Achievable Technical Potential | 0 | 0 | 0 | 0 | 0 | 0 | 0 | 0 | 0 | 0 | 0 | 0 | 0 | 0 | 0 | 0 | 0 | 0 | 0 | 0 | 0 | 0 | 0 | 0 | 0 | 0 | 0
F6_Commercial_WA - Health_Existing_Space Heating_Natural Gas_Boiler_A_Achievable Technical Potential | F6 | Commercial | WA - Health | Existing | Space Heating | Natural Gas | Boiler | A | Incremental Winter Peak Savings (MW) | Achievable Technical Potential | 0 | 0 | 0 | 0 | 0 | 0 | 0 | 0 | 0 | 0 | 0 | 0 | 0 | 0 | 0 | 0 | 0 | 0 | 0 | 0 | 0 | 0 | 0 | 0 | 0 | 0 | 0
F7_Commercial_WA - Health_Existing_Space Heating_Natural Gas_Boiler_A_Achievable Technical Potential | F7 | Commercial | WA - Health | Existing | Space Heating | Natural Gas | Boiler | A | Cumulative Energy Savings (MWh or mTherms) | Achievable Technical Potential | 0 | 0 | 0 | 0.65733 | 1.7836 | 3.2409 | 4.9604 | 6.9124 | 9.0682 | 11.4006 | 13.8849 | 16.499 | 19.2231 | 22.0404 | 24.9317 | 27.882 | 30.8792 | 33.914 | 36.9791 | 40.0684 | 43.1831 | 46.3179 | 49.4523 | 52.5687 | 55.6708 | 58.762 | 61.8451
F8_Commercial_WA - Health_Existing_Space Heating_Natural Gas_Boiler_A_Achievable Technical Potential | F8 | Commercial | WA - Health | Existing | Space Heating | Natural Gas | Boiler | A | Cumulative Summer Peak Savings (MW) | Achievable Technical Potential | 0 | 0 | 0 | 0 | 0 | 0 | 0 | 0 | 0 | 0 | 0 | 0 | 0 | 0 | 0 | 0 | 0 | 0 | 0 | 0 | 0 | 0 | 0 | 0 | 0 | 0 | 0
F9_Commercial_WA - Health_Existing_Space Heating_Natural Gas_Boiler_A_Achievable Technical Potential | F9 | Commercial | WA - Health | Existing | Space Heating | Natural Gas | Boiler | A | Cumulative Winter Peak Savings (MW) | Achievable Technical Potential | 0 | 0 | 0 | 0 | 0 | 0 | 0 | 0 | 0 | 0 | 0 | 0 | 0 | 0 | 0 | 0 | 0 | 0 | 0 | 0 | 0 | 0 | 0 | 0 | 0 | 0 | 0
F10_Commercial_WA - Health_Existing_Space Heating_Natural Gas_Boiler_A_Achievable Technical Potential | F10 | Commercial | WA - Health | Existing | Space Heating | Natural Gas | Boiler | A | Purchases (Incremental) | Achievable Technical Potential | 0 | 0 | 0 | 1.5303 | 2.6222 | 3.3927 | 4.0031 | 4.5446 | 5.0189 | 5.4301 | 5.7837 | 6.0857 | 6.3422 | 6.559 | 6.7313 | 6.8684 | 6.9779 | 7.0655 | 7.1358 | 7.1924 | 7.2513 | 7.2981 | 7.2973 | 7.2553 | 7.2221 | 7.1966 | 7.1777
F11_Commercial_WA - Health_Existing_Space Heating_Natural Gas_Boiler_A_Achievable Technical Potential | F11 | Commercial | WA - Health | Existing | Space Heating | Natural Gas | Boiler | A | Purchases (Cumulative) | Achievable Technical Potential | 0 | 0 | 0 | 1.5303 | 4.1525 | 7.5452 | 11.5483 | 16.0929 | 21.1119 | 26.542 | 32.3257 | 38.4114 | 44.7536 | 51.3126 | 58.0439 | 64.9124 | 71.8903 | 78.9558 | 86.0915 | 93.2839 | 100.5352 | 107.8333 | 115.1306 | 122.3859 | 129.608 | 136.8047 | 143.9823
F1_Commercial_WA - Health_Existing_Space Heating_Natural Gas_Unit Heater_A_Achievable Technical Potential | F1 | Commercial | WA - Health | Existing | Space Heating | Natural Gas | Unit Heater | A | Integrated Unit Energy Savings (kWh or therms) | Achievable Technical Potential | 0 | 0 | 0 | 0 | 0 | 0 | 0 | 0 | 0 | 0 | 0 | 0 | 0 | 0 | 0 | 0 | 0 | 0 | 0 | 0 | 0 | 0 | 0 | 0 | 0 | 0 | 0
F2_Commercial_WA - Health_Existing_Space Heating_Natural Gas_Unit Heater_A_Achievable Technical Potential | F2 | Commercial | WA - Health | Existing | Space Heating | Natural Gas | Unit Heater | A | Integrated Unit Summer Peak Savings (kW) | Achievable Technical Potential | 0 | 0 | 0 | 0 | 0 | 0 | 0 | 0 | 0 | 0 | 0 | 0 | 0 | 0 | 0 | 0 | 0 | 0 | 0 | 0 | 0 | 0 | 0 | 0 | 0 | 0 | 0
F3_Commercial_WA - Health_Existing_Space Heating_Natural Gas_Unit Heater_A_Achievable Technical Potential | F3 | Commercial | WA - Health | Existing | Space Heating | Natural Gas | Unit Heater | A | Integrated Unit Winter Peak Savings (kW) | Achievable Technical Potential | 0 | 0 | 0 | 0 | 0 | 0 | 0 | 0 | 0 | 0 | 0 | 0 | 0 | 0 | 0 | 0 | 0 | 0 | 0 | 0 | 0 | 0 | 0 | 0 | 0 | 0 | 0
F4_Commercial_WA - Health_Existing_Space Heating_Natural Gas_Unit Heater_A_Achievable Technical Potential | F4 | Commercial | WA - Health | Existing | Space Heating | Natural Gas | Unit Heater | A | Incremental Energy Savings (MWh or mTherms) | Achievable Technical Potential | 0 | 0 | 0 | 0 | 0 | 0 | 0 | 0 | 0 | 0 | 0 | 0 | 0 | 0 | 0 | 0 | 0 | 0 | 0 | 0 | 0 | 0 | 0 | 0 | 0 | 0 | 0
F5_Commercial_WA - Health_Existing_Space Heating_Natural Gas_Unit Heater_A_Achievable Technical Potential | F5 | Commercial | WA - Health | Existing | Space Heating | Natural Gas | Unit Heater | A | Incremental Summer Peak Savings (MW) | Achievable Technical Potential | 0 | 0 | 0 | 0 | 0 | 0 | 0 | 0 | 0 | 0 | 0 | 0 | 0 | 0 | 0 | 0 | 0 | 0 | 0 | 0 | 0 | 0 | 0 | 0 | 0 | 0 | 0
F6_Commercial_WA - Health_Existing_Space Heating_Natural Gas_Unit Heater_A_Achievable Technical Potential | F6 | Commercial | WA - Health | Existing | Space Heating | Natural Gas | Unit Heater | A | Incremental Winter Peak Savings (MW) | Achievable Technical Potential | 0 | 0 | 0 | 0 | 0 | 0 | 0 | 0 | 0 | 0 | 0 | 0 | 0 | 0 | 0 | 0 | 0 | 0 | 0 | 0 | 0 | 0 | 0 | 0 | 0 | 0 | 0
F7_Commercial_WA - Health_Existing_Space Heating_Natural Gas_Unit Heater_A_Achievable Technical Potential | F7 | Commercial | WA - Health | Existing | Space Heating | Natural Gas | Unit Heater | A | Cumulative Energy Savings (MWh or mTherms) | Achievable Technical Potential | 0 | 0 | 0 | 0 | 0 | 0 | 0 | 0 | 0 | 0 | 0 | 0 | 0 | 0 | 0 | 0 | 0 | 0 | 0 | 0 | 0 | 0 | 0 | 0 | 0 | 0 | 0
F8_Commercial_WA - Health_Existing_Space Heating_Natural Gas_Unit Heater_A_Achievable Technical Potential | F8 | Commercial | WA - Health | Existing | Space Heating | Natural Gas | Unit Heater | A | Cumulative Summer Peak Savings (MW) | Achievable Technical Potential | 0 | 0 | 0 | 0 | 0 | 0 | 0 | 0 | 0 | 0 | 0 | 0 | 0 | 0 | 0 | 0 | 0 | 0 | 0 | 0 | 0 | 0 | 0 | 0 | 0 | 0 | 0
F9_Commercial_WA - Health_Existing_Space Heating_Natural Gas_Unit Heater_A_Achievable Technical Potential | F9 | Commercial | WA - Health | Existing | Space Heating | Natural Gas | Unit Heater | A | Cumulative Winter Peak Savings (MW) | Achievable Technical Potential | 0 | 0 | 0 | 0 | 0 | 0 | 0 | 0 | 0 | 0 | 0 | 0 | 0 | 0 | 0 | 0 | 0 | 0 | 0 | 0 | 0 | 0 | 0 | 0 | 0 | 0 | 0
F10_Commercial_WA - Health_Existing_Space Heating_Natural Gas_Unit Heater_A_Achievable Technical Potential | F10 | Commercial | WA - Health | Existing | Space Heating | Natural Gas | Unit Heater | A | Purchases (Incremental) | Achievable Technical Potential | 0 | 0 | 0 | 0 | 0 | 0 | 0 | 0 | 0 | 0 | 0 | 0 | 0 | 0 | 0 | 0 | 0 | 0 | 0 | 0 | 0 | 0 | 0 | 0 | 0 | 0 | 0
F11_Commercial_WA - Health_Existing_Space Heating_Natural Gas_Unit Heater_A_Achievable Technical Potential | F11 | Commercial | WA - Health | Existing | Space Heating | Natural Gas | Unit Heater | A | Purchases (Cumulative) | Achievable Technical Potential | 0 | 0 | 0 | 0 | 0 | 0 | 0 | 0 | 0 | 0 | 0 | 0 | 0 | 0 | 0 | 0 | 0 | 0 | 0 | 0 | 0 | 0 | 0 | 0 | 0 | 0 | 0
F1_Commercial_WA - Health_Existing_Water Heating_Natural Gas_Water Heater_A_Achievable Technical Potential | F1 | Commercial | WA - Health | Existing | Water Heating | Natural Gas | Water Heater | A | Integrated Unit Energy Savings (kWh or therms) | Achievable Technical Potential | 0 | 2.8505 | 2.8505 | 2.8505 | 2.8505 | 2.8505 | 2.8505 | 2.8505 | 2.8505 | 2.8505 | 2.8505 | 2.8505 | 2.8505 | 2.8505 | 2.8505 | 2.8505 | 2.8505 | 2.8505 | 2.8505 | 2.8505 | 2.8505 | 2.8505 | 2.8505 | 2.8505 | 2.8505 | 2.8505 | 2.8505
F2_Commercial_WA - Health_Existing_Water Heating_Natural Gas_Water Heater_A_Achievable Technical Potential | F2 | Commercial | WA - Health | Existing | Water Heating | Natural Gas | Water Heater | A | Integrated Unit Summer Peak Savings (kW) | Achievable Technical Potential | 0 | 0 | 0 | 0 | 0 | 0 | 0 | 0 | 0 | 0 | 0 | 0 | 0 | 0 | 0 | 0 | 0 | 0 | 0 | 0 | 0 | 0 | 0 | 0 | 0 | 0 | 0
F3_Commercial_WA - Health_Existing_Water Heating_Natural Gas_Water Heater_A_Achievable Technical Potential | F3 | Commercial | WA - Health | Existing | Water Heating | Natural Gas | Water Heater | A | Integrated Unit Winter Peak Savings (kW) | Achievable Technical Potential | 0 | 0 | 0 | 0 | 0 | 0 | 0 | 0 | 0 | 0 | 0 | 0 | 0 | 0 | 0 | 0 | 0 | 0 | 0 | 0 | 0 | 0 | 0 | 0 | 0 | 0 | 0
F4_Commercial_WA - Health_Existing_Water Heating_Natural Gas_Water Heater_A_Achievable Technical Potential | F4 | Commercial | WA - Health | Existing | Water Heating | Natural Gas | Water Heater | A | Incremental Energy Savings (MWh or mTherms) | Achievable Technical Potential | 0 | 0 | 0 | 0.98552 | 1.8907 | 2.7396 | 3.55 | 4.3346 | 5.0178 | 5.543 | 6.4012 | 7.035 | 7.4808 | 6.7922 | 6.0706 | 7.8404 | 6.4563 | 5.1941 | 4.1171 | 3.3101 | 2.2949 | 1.572 | 1.0695 | 0.72721 | 1.1728 | 0 | 0
F5_Commercial_WA - Health_Existing_Water Heating_Natural Gas_Water Heater_A_Achievable Technical Potential | F5 | Commercial | WA - Health | Existing | Water Heating | Natural Gas | Water Heater | A | Incremental Summer Peak Savings (MW) | Achievable Technical Potential | 0 | 0 | 0 | 0 | 0 | 0 | 0 | 0 | 0 | 0 | 0 | 0 | 0 | 0 | 0 | 0 | 0 | 0 | 0 | 0 | 0 | 0 | 0 | 0 | 0 | 0 | 0
F6_Commercial_WA - Health_Existing_Water Heating_Natural Gas_Water Heater_A_Achievable Technical Potential | F6 | Commercial | WA - Health | Existing | Water Heating | Natural Gas | Water Heater | A | Incremental Winter Peak Savings (MW) | Achievable Technical Potential | 0 | 0 | 0 | 0 | 0 | 0 | 0 | 0 | 0 | 0 | 0 | 0 | 0 | 0 | 0 | 0 | 0 | 0 | 0 | 0 | 0 | 0 | 0 | 0 | 0 | 0 | 0
F7_Commercial_WA - Health_Existing_Water Heating_Natural Gas_Water Heater_A_Achievable Technical Potential | F7 | Commercial | WA - Health | Existing | Water Heating | Natural Gas | Water Heater | A | Cumulative Energy Savings (MWh or mTherms) | Achievable Technical Potential | 0 | 0 | 0 | 0.98552 | 2.8762 | 5.6158 | 9.1658 | 13.5005 | 18.5183 | 24.0612 | 30.4624 | 37.4974 | 44.9782 | 51.7703 | 57.841 | 65.6814 | 72.1377 | 77.3317 | 81.4488 | 84.7589 | 87.0538 | 88.6258 | 89.6952 | 90.4224 | 91.5952 | 91.5952 | 91.5952
F8_Commercial_WA - Health_Existing_Water Heating_Natural Gas_Water Heater_A_Achievable Technical Potential | F8 | Commercial | WA - Health | Existing | Water Heating | Natural Gas | Water Heater | A | Cumulative Summer Peak Savings (MW) | Achievable Technical Potential | 0 | 0 | 0 | 0 | 0 | 0 | 0 | 0 | 0 | 0 | 0 | 0 | 0 | 0 | 0 | 0 | 0 | 0 | 0 | 0 | 0 | 0 | 0 | 0 | 0 | 0 | 0
F9_Commercial_WA - Health_Existing_Water Heating_Natural Gas_Water Heater_A_Achievable Technical Potential | F9 | Commercial | WA - Health | Existing | Water Heating | Natural Gas | Water Heater | A | Cumulative Winter Peak Savings (MW) | Achievable Technical Potential | 0 | 0 | 0 | 0 | 0 | 0 | 0 | 0 | 0 | 0 | 0 | 0 | 0 | 0 | 0 | 0 | 0 | 0 | 0 | 0 | 0 | 0 | 0 | 0 | 0 | 0 | 0
F10_Commercial_WA - Health_Existing_Water Heating_Natural Gas_Water Heater_A_Achievable Technical Potential | F10 | Commercial | WA - Health | Existing | Water Heating | Natural Gas | Water Heater | A | Purchases (Incremental) | Achievable Technical Potential | 0 | 0 | 0 | 345.7409 | 663.294 | 961.1156 | 1245.4071 | 1520.6785 | 1760.3408 | 1944.589 | 2245.6675 | 2468.0084 | 2624.4099 | 2382.8227 | 2129.6916 | 2750.5838 | 2264.9865 | 1822.1838 | 1444.3451 | 1161.2577 | 805.0862 | 551.479 | 375.1899 | 255.1192 | 411.4492 | 0 | 0
F11_Commercial_WA - Health_Existing_Water Heating_Natural Gas_Water Heater_A_Achievable Technical Potential | F11 | Commercial | WA - Health | Existing | Water Heating | Natural Gas | Water Heater | A | Purchases (Cumulative) | Achievable Technical Potential | 0 | 0 | 0 | 345.7409 | 1009.0349 | 1970.1505 | 3215.5576 | 4736.2361 | 6496.5769 | 8441.1659 | 10686.8334 | 13154.8418 | 15779.2517 | 18162.0744 | 20291.766 | 23042.3497 | 25307.3362 | 27129.5201 | 28573.8652 | 29735.1229 | 30540.2091 | 31091.6881 | 31466.878 | 31721.9972 | 32133.4464 | 32133.4464 | 32133.4464
F1_Commercial_WA - Health_Existing_Food Preparation_Natural Gas_Oven_A_Achievable Technical Potential | F1 | Commercial | WA - Health | Existing | Food Preparation | Natural Gas | Oven | A | Integrated Unit Energy Savings (kWh or therms) | Achievable Technical Potential | 0 | 106.6752 | 106.6752 | 106.6752 | 106.6752 | 106.6752 | 106.6752 | 106.6752 | 106.6752 | 106.6752 | 106.6752 | 106.6752 | 106.6752 | 106.6752 | 106.6752 | 106.6752 | 106.6752 | 106.6752 | 106.6752 | 106.6752 | 106.6752 | 106.6752 | 106.6752 | 106.6752 | 106.6752 | 106.6752 | 106.6752
F2_Commercial_WA - Health_Existing_Food Preparation_Natural Gas_Oven_A_Achievable Technical Potential | F2 | Commercial | WA - Health | Existing | Food Preparation | Natural Gas | Oven | A | Integrated Unit Summer Peak Savings (kW) | Achievable Technical Potential | 0 | 0 | 0 | 0 | 0 | 0 | 0 | 0 | 0 | 0 | 0 | 0 | 0 | 0 | 0 | 0 | 0 | 0 | 0 | 0 | 0 | 0 | 0 | 0 | 0 | 0 | 0
F3_Commercial_WA - Health_Existing_Food Preparation_Natural Gas_Oven_A_Achievable Technical Potential | F3 | Commercial | WA - Health | Existing | Food Preparation | Natural Gas | Oven | A | Integrated Unit Winter Peak Savings (kW) | Achievable Technical Potential | 0 | 0 | 0 | 0 | 0 | 0 | 0 | 0 | 0 | 0 | 0 | 0 | 0 | 0 | 0 | 0 | 0 | 0 | 0 | 0 | 0 | 0 | 0 | 0 | 0 | 0 | 0
F4_Commercial_WA - Health_Existing_Food Preparation_Natural Gas_Oven_A_Achievable Technical Potential | F4 | Commercial | WA - Health | Existing | Food Preparation | Natural Gas | Oven | A | Incremental Energy Savings (MWh or mTherms) | Achievable Technical Potential | 0 | 0 | 0 | 0.0010349 | 0.004426 | 0.0090968 | 0.014655 | 0.020815 | 0.027368 | 0.034166 | 0.041105 | 0.048111 | 0.044477 | 0.042224 | 0.04188 | 0.042819 | 0.043332 | 0.047028 | 0.0502 | 0.054088 | 0.058514 | 0.062069 | 0.064926 | 0.057213 | 0.057256 | 0.054798 | 0.050565
F5_Commercial_WA - Health_Existing_Food Preparation_Natural Gas_Oven_A_Achievable Technical Potential | F5 | Commercial | WA - Health | Existing | Food Preparation | Natural Gas | Oven | A | Incremental Summer Peak Savings (MW) | Achievable Technical Potential | 0 | 0 | 0 | 0 | 0 | 0 | 0 | 0 | 0 | 0 | 0 | 0 | 0 | 0 | 0 | 0 | 0 | 0 | 0 | 0 | 0 | 0 | 0 | 0 | 0 | 0 | 0
F6_Commercial_WA - Health_Existing_Food Preparation_Natural Gas_Oven_A_Achievable Technical Potential | F6 | Commercial | WA - Health | Existing | Food Preparation | Natural Gas | Oven | A | Incremental Winter Peak Savings (MW) | Achievable Technical Potential | 0 | 0 | 0 | 0 | 0 | 0 | 0 | 0 | 0 | 0 | 0 | 0 | 0 | 0 | 0 | 0 | 0 | 0 | 0 | 0 | 0 | 0 | 0 | 0 | 0 | 0 | 0
F7_Commercial_WA - Health_Existing_Food Preparation_Natural Gas_Oven_A_Achievable Technical Potential | F7 | Commercial | WA - Health | Existing | Food Preparation | Natural Gas | Oven | A | Cumulative Energy Savings (MWh or mTherms) | Achievable Technical Potential | 0 | 0 | 0 | 0.0010349 | 0.0054609 | 0.014558 | 0.029213 | 0.050028 | 0.077396 | 0.11156 | 0.15267 | 0.20078 | 0.24525 | 0.28748 | 0.32936 | 0.37218 | 0.41551 | 0.46254 | 0.51274 | 0.56683 | 0.62534 | 0.68741 | 0.75233 | 0.80955 | 0.8668 | 0.9216 | 0.97217
F8_Commercial_WA - Health_Existing_Food Preparation_Natural Gas_Oven_A_Achievable Technical Potential | F8 | Commercial | WA - Health | Existing | Food Preparation | Natural Gas | Oven | A | Cumulative Summer Peak Savings (MW) | Achievable Technical Potential | 0 | 0 | 0 | 0 | 0 | 0 | 0 | 0 | 0 | 0 | 0 | 0 | 0 | 0 | 0 | 0 | 0 | 0 | 0 | 0 | 0 | 0 | 0 | 0 | 0 | 0 | 0
F9_Commercial_WA - Health_Existing_Food Preparation_Natural Gas_Oven_A_Achievable Technical Potential | F9 | Commercial | WA - Health | Existing | Food Preparation | Natural Gas | Oven | A | Cumulative Winter Peak Savings (MW) | Achievable Technical Potential | 0 | 0 | 0 | 0 | 0 | 0 | 0 | 0 | 0 | 0 | 0 | 0 | 0 | 0 | 0 | 0 | 0 | 0 | 0 | 0 | 0 | 0 | 0 | 0 | 0 | 0 | 0
F10_Commercial_WA - Health_Existing_Food Preparation_Natural Gas_Oven_A_Achievable Technical Potential | F10 | Commercial | WA - Health | Existing | Food Preparation | Natural Gas | Oven | A | Purchases (Incremental) | Achievable Technical Potential | 0 | 0 | 0 | 0.0097016 | 0.04149 | 0.085276 | 0.13738 | 0.19512 | 0.25655 | 0.32028 | 0.38532 | 0.451 | 0.41694 | 0.39582 | 0.3926 | 0.40139 | 0.40621 | 0.44086 | 0.47059 | 0.50704 | 0.54852 | 0.58185 | 0.60863 | 0.53633 | 0.53674 | 0.51369 | 0.47401
F11_Commercial_WA - Health_Existing_Food Preparation_Natural Gas_Oven_A_Achievable Technical Potential | F11 | Commercial | WA - Health | Existing | Food Preparation | Natural Gas | Oven | A | Purchases (Cumulative) | Achievable Technical Potential | 0 | 0 | 0 | 0.0097016 | 0.051192 | 0.13647 | 0.27385 | 0.46897 | 0.72553 | 1.0458 | 1.4311 | 1.8821 | 2.2991 | 2.6949 | 3.0875 | 3.4889 | 3.8951 | 4.3359 | 4.8065 | 5.3136 | 5.8621 | 6.4439 | 7.0526 | 7.5889 | 8.1256 | 8.6393 | 9.1133
F1_Commercial_WA - Health_Existing_Food Preparation_Natural Gas_Conveyor Oven_A_Achievable Technical Potential | F1 | Commercial | WA - Health | Existing | Food Preparation | Natural Gas | Conveyor Oven | A | Integrated Unit Energy Savings (kWh or therms) | Achievable Technical Potential | 0 | 0 | 0 | 0 | 0 | 692.0657 | 692.0657 | 692.0657 | 692.0657 | 692.0657 | 692.0657 | 692.0657 | 692.0657 | 692.0657 | 692.0657 | 692.0657 | 692.0657 | 692.0657 | 692.0657 | 692.0657 | 692.0657 | 692.0657 | 692.0657 | 692.0657 | 692.0657 | 692.0657 | 692.0657
F2_Commercial_WA - Health_Existing_Food Preparation_Natural Gas_Conveyor Oven_A_Achievable Technical Potential | F2 | Commercial | WA - Health | Existing | Food Preparation | Natural Gas | Conveyor Oven | A | Integrated Unit Summer Peak Savings (kW) | Achievable Technical Potential | 0 | 0 | 0 | 0 | 0 | 0 | 0 | 0 | 0 | 0 | 0 | 0 | 0 | 0 | 0 | 0 | 0 | 0 | 0 | 0 | 0 | 0 | 0 | 0 | 0 | 0 | 0
F3_Commercial_WA - Health_Existing_Food Preparation_Natural Gas_Conveyor Oven_A_Achievable Technical Potential | F3 | Commercial | WA - Health | Existing | Food Preparation | Natural Gas | Conveyor Oven | A | Integrated Unit Winter Peak Savings (kW) | Achievable Technical Potential | 0 | 0 | 0 | 0 | 0 | 0 | 0 | 0 | 0 | 0 | 0 | 0 | 0 | 0 | 0 | 0 | 0 | 0 | 0 | 0 | 0 | 0 | 0 | 0 | 0 | 0 | 0
F4_Commercial_WA - Health_Existing_Food Preparation_Natural Gas_Conveyor Oven_A_Achievable Technical Potential | F4 | Commercial | WA - Health | Existing | Food Preparation | Natural Gas | Conveyor Oven | A | Incremental Energy Savings (MWh or mTherms) | Achievable Technical Potential | 0 | 0 | 0 | 0 | 0 | 0.0010606 | 0.0041637 | 0.010027 | 0.019169 | 0.031961 | 0.045474 | 0.059334 | 0.073288 | 0.087171 | 0.10088 | 0.11435 | 0.12757 | 0.10962 | 0.093749 | 0.079842 | 0.067747 | 0.058874 | 0.05324 | 0.047985 | 0.045308 | 0.044301 | 0.044664
F5_Commercial_WA - Health_Existing_Food Preparation_Natural Gas_Conveyor Oven_A_Achievable Technical Potential | F5 | Commercial | WA - Health | Existing | Food Preparation | Natural Gas | Conveyor Oven | A | Incremental Summer Peak Savings (MW) | Achievable Technical Potential | 0 | 0 | 0 | 0 | 0 | 0 | 0 | 0 | 0 | 0 | 0 | 0 | 0 | 0 | 0 | 0 | 0 | 0 | 0 | 0 | 0 | 0 | 0 | 0 | 0 | 0 | 0
F6_Commercial_WA - Health_Existing_Food Preparation_Natural Gas_Conveyor Oven_A_Achievable Technical Potential | F6 | Commercial | WA - Health | Existing | Food Preparation | Natural Gas | Conveyor Oven | A | Incremental Winter Peak Savings (MW) | Achievable Technical Potential | 0 | 0 | 0 | 0 | 0 | 0 | 0 | 0 | 0 | 0 | 0 | 0 | 0 | 0 | 0 | 0 | 0 | 0 | 0 | 0 | 0 | 0 | 0 | 0 | 0 | 0 | 0
F7_Commercial_WA - Health_Existing_Food Preparation_Natural Gas_Conveyor Oven_A_Achievable Technical Potential | F7 | Commercial | WA - Health | Existing | Food Preparation | Natural Gas | Conveyor Oven | A | Cumulative Energy Savings (MWh or mTherms) | Achievable Technical Potential | 0 | 0 | 0 | 0 | 0 | 0.0010606 | 0.0052243 | 0.015251 | 0.034419 | 0.066381 | 0.11185 | 0.17119 | 0.24448 | 0.33165 | 0.43253 | 0.54688 | 0.67445 | 0.78407 | 0.87781 | 0.95766 | 1.0254 | 1.0843 | 1.1375 | 1.1855 | 1.2308 | 1.2751 | 1.3198
F8_Commercial_WA - Health_Existing_Food Preparation_Natural Gas_Conveyor Oven_A_Achievable Technical Potential | F8 | Commercial | WA - Health | Existing | Food Preparation | Natural Gas | Conveyor Oven | A | Cumulative Summer Peak Savings (MW) | Achievable Technical Potential | 0 | 0 | 0 | 0 | 0 | 0 | 0 | 0 | 0 | 0 | 0 | 0 | 0 | 0 | 0 | 0 | 0 | 0 | 0 | 0 | 0 | 0 | 0 | 0 | 0 | 0 | 0
F9_Commercial_WA - Health_Existing_Food Preparation_Natural Gas_Conveyor Oven_A_Achievable Technical Potential | F9 | Commercial | WA - Health | Existing | Food Preparation | Natural Gas | Conveyor Oven | A | Cumulative Winter Peak Savings (MW) | Achievable Technical Potential | 0 | 0 | 0 | 0 | 0 | 0 | 0 | 0 | 0 | 0 | 0 | 0 | 0 | 0 | 0 | 0 | 0 | 0 | 0 | 0 | 0 | 0 | 0 | 0 | 0 | 0 | 0
F10_Commercial_WA - Health_Existing_Food Preparation_Natural Gas_Conveyor Oven_A_Achievable Technical Potential | F10 | Commercial | WA - Health | Existing | Food Preparation | Natural Gas | Conveyor Oven | A | Purchases (Incremental) | Achievable Technical Potential | 0 | 0 | 0 | 0 | 0 | 0.0015325 | 0.0060164 | 0.014488 | 0.027698 | 0.046182 | 0.065708 | 0.085735 | 0.1059 | 0.12596 | 0.14577 | 0.16523 | 0.18433 | 0.15839 | 0.13546 | 0.11537 | 0.097892 | 0.08507 | 0.076929 | 0.069336 | 0.065467 | 0.064013 | 0.064538
F11_Commercial_WA - Health_Existing_Food Preparation_Natural Gas_Conveyor Oven_A_Achievable Technical Potential | F11 | Commercial | WA - Health | Existing | Food Preparation | Natural Gas | Conveyor Oven | A | Purchases (Cumulative) | Achievable Technical Potential | 0 | 0 | 0 | 0 | 0 | 0.0015325 | 0.0075489 | 0.022037 | 0.049734 | 0.095917 | 0.16162 | 0.24736 | 0.35326 | 0.47922 | 0.62498 | 0.79022 | 0.97454 | 1.1329 | 1.2684 | 1.3838 | 1.4817 | 1.5667 | 1.6437 | 1.713 | 1.7785 | 1.8425 | 1.907
F1_Commercial_WA - Health_Existing_Food Preparation_Natural Gas_Double Rack Oven_A_Achievable Technical Potential | F1 | Commercial | WA - Health | Existing | Food Preparation | Natural Gas | Double Rack Oven | A | Integrated Unit Energy Savings (kWh or therms) | Achievable Technical Potential | 0 | 1621.62 | 1621.62 | 1621.62 | 1621.62 | 1621.62 | 1621.62 | 1621.62 | 1621.62 | 1621.62 | 1621.62 | 1621.62 | 1621.62 | 1621.62 | 1621.62 | 1621.62 | 1621.62 | 1621.62 | 1621.62 | 1621.62 | 1621.62 | 1621.62 | 1621.62 | 1621.62 | 1621.62 | 1621.62 | 1621.62
F2_Commercial_WA - Health_Existing_Food Preparation_Natural Gas_Double Rack Oven_A_Achievable Technical Potential | F2 | Commercial | WA - Health | Existing | Food Preparation | Natural Gas | Double Rack Oven | A | Integrated Unit Summer Peak Savings (kW) | Achievable Technical Potential | 0 | 0 | 0 | 0 | 0 | 0 | 0 | 0 | 0 | 0 | 0 | 0 | 0 | 0 | 0 | 0 | 0 | 0 | 0 | 0 | 0 | 0 | 0 | 0 | 0 | 0 | 0
F3_Commercial_WA - Health_Existing_Food Preparation_Natural Gas_Double Rack Oven_A_Achievable Technical Potential | F3 | Commercial | WA - Health | Existing | Food Preparation | Natural Gas | Double Rack Oven | A | Integrated Unit Winter Peak Savings (kW) | Achievable Technical Potential | 0 | 0 | 0 | 0 | 0 | 0 | 0 | 0 | 0 | 0 | 0 | 0 | 0 | 0 | 0 | 0 | 0 | 0 | 0 | 0 | 0 | 0 | 0 | 0 | 0 | 0 | 0
F4_Commercial_WA - Health_Existing_Food Preparation_Natural Gas_Double Rack Oven_A_Achievable Technical Potential | F4 | Commercial | WA - Health | Existing | Food Preparation | Natural Gas | Double Rack Oven | A | Incremental Energy Savings (MWh or mTherms) | Achievable Technical Potential | 0 | 0 | 0 | 0.0058447 | 0.021002 | 0.039823 | 0.06169 | 0.086078 | 0.11254 | 0.1407 | 0.1501 | 0.1603 | 0.17193 | 0.18539 | 0.20094 | 0.21286 | 0.21772 | 0.22112 | 0.22359 | 0.25572 | 0.26089 | 0.26106 | 0.27737 | 0.26888 | 0.25757 | 0.24367 | 0.22741
F5_Commercial_WA - Health_Existing_Food Preparation_Natural Gas_Double Rack Oven_A_Achievable Technical Potential | F5 | Commercial | WA - Health | Existing | Food Preparation | Natural Gas | Double Rack Oven | A | Incremental Summer Peak Savings (MW) | Achievable Technical Potential | 0 | 0 | 0 | 0 | 0 | 0 | 0 | 0 | 0 | 0 | 0 | 0 | 0 | 0 | 0 | 0 | 0 | 0 | 0 | 0 | 0 | 0 | 0 | 0 | 0 | 0 | 0
F6_Commercial_WA - Health_Existing_Food Preparation_Natural Gas_Double Rack Oven_A_Achievable Technical Potential | F6 | Commercial | WA - Health | Existing | Food Preparation | Natural Gas | Double Rack Oven | A | Incremental Winter Peak Savings (MW) | Achievable Technical Potential | 0 | 0 | 0 | 0 | 0 | 0 | 0 | 0 | 0 | 0 | 0 | 0 | 0 | 0 | 0 | 0 | 0 | 0 | 0 | 0 | 0 | 0 | 0 | 0 | 0 | 0 | 0
F7_Commercial_WA - Health_Existing_Food Preparation_Natural Gas_Double Rack Oven_A_Achievable Technical Potential | F7 | Commercial | WA - Health | Existing | Food Preparation | Natural Gas | Double Rack Oven | A | Cumulative Energy Savings (MWh or mTherms) | Achievable Technical Potential | 0 | 0 | 0 | 0.0058447 | 0.026847 | 0.06667 | 0.12836 | 0.21444 | 0.32698 | 0.46768 | 0.61779 | 0.77809 | 0.95002 | 1.1354 | 1.3363 | 1.5492 | 1.7669 | 1.988 | 2.2116 | 2.4674 | 2.7283 | 2.9893 | 3.2667 | 3.5356 | 3.7931 | 4.0368 | 4.2642
F8_Commercial_WA - Health_Existing_Food Preparation_Natural Gas_Double Rack Oven_A_Achievable Technical Potential | F8 | Commercial | WA - Health | Existing | Food Preparation | Natural Gas | Double Rack Oven | A | Cumulative Summer Peak Savings (MW) | Achievable Technical Potential | 0 | 0 | 0 | 0 | 0 | 0 | 0 | 0 | 0 | 0 | 0 | 0 | 0 | 0 | 0 | 0 | 0 | 0 | 0 | 0 | 0 | 0 | 0 | 0 | 0 | 0 | 0
F9_Commercial_WA - Health_Existing_Food Preparation_Natural Gas_Double Rack Oven_A_Achievable Technical Potential | F9 | Commercial | WA - Health | Existing | Food Preparation | Natural Gas | Double Rack Oven | A | Cumulative Winter Peak Savings (MW) | Achievable Technical Potential | 0 | 0 | 0 | 0 | 0 | 0 | 0 | 0 | 0 | 0 | 0 | 0 | 0 | 0 | 0 | 0 | 0 | 0 | 0 | 0 | 0 | 0 | 0 | 0 | 0 | 0 | 0
F10_Commercial_WA - Health_Existing_Food Preparation_Natural Gas_Double Rack Oven_A_Achievable Technical Potential | F10 | Commercial | WA - Health | Existing | Food Preparation | Natural Gas | Double Rack Oven | A | Purchases (Incremental) | Achievable Technical Potential | 0 | 0 | 0 | 0.0036043 | 0.012951 | 0.024558 | 0.038042 | 0.053082 | 0.069401 | 0.086767 | 0.092563 | 0.098854 | 0.10602 | 0.11432 | 0.12391 | 0.13127 | 0.13426 | 0.13636 | 0.13788 | 0.1577 | 0.16088 | 0.16099 | 0.17104 | 0.16581 | 0.15883 | 0.15026 | 0.14023
F11_Commercial_WA - Health_Existing_Food Preparation_Natural Gas_Double Rack Oven_A_Achievable Technical Potential | F11 | Commercial | WA - Health | Existing | Food Preparation | Natural Gas | Double Rack Oven | A | Purchases (Cumulative) | Achievable Technical Potential | 0 | 0 | 0 | 0.0036043 | 0.016556 | 0.041113 | 0.079156 | 0.13224 | 0.20164 | 0.2884 | 0.38097 | 0.47982 | 0.58584 | 0.70017 | 0.82408 | 0.95534 | 1.0896 | 1.226 | 1.3638 | 1.5215 | 1.6824 | 1.8434 | 2.0145 | 2.1803 | 2.3391 | 2.4894 | 2.6296
F1_Commercial_WA - Health_Existing_Food Preparation_Natural Gas_Fryer_A_Achievable Technical Potential | F1 | Commercial | WA - Health | Existing | Food Preparation | Natural Gas | Fryer | A | Integrated Unit Energy Savings (kWh or therms) | Achievable Technical Potential | 0 | 395.2691 | 395.2691 | 395.2691 | 395.2691 | 395.2691 | 395.2691 | 395.2691 | 395.2691 | 395.2691 | 395.2691 | 395.2691 | 395.2691 | 395.2691 | 395.2691 | 395.2691 | 395.2691 | 395.2691 | 395.2691 | 395.2691 | 395.2691 | 395.2691 | 395.2691 | 395.2691 | 395.2691 | 395.2691 | 395.2691
F2_Commercial_WA - Health_Existing_Food Preparation_Natural Gas_Fryer_A_Achievable Technical Potential | F2 | Commercial | WA - Health | Existing | Food Preparation | Natural Gas | Fryer | A | Integrated Unit Summer Peak Savings (kW) | Achievable Technical Potential | 0 | 0 | 0 | 0 | 0 | 0 | 0 | 0 | 0 | 0 | 0 | 0 | 0 | 0 | 0 | 0 | 0 | 0 | 0 | 0 | 0 | 0 | 0 | 0 | 0 | 0 | 0
F3_Commercial_WA - Health_Existing_Food Preparation_Natural Gas_Fryer_A_Achievable Technical Potential | F3 | Commercial | WA - Health | Existing | Food Preparation | Natural Gas | Fryer | A | Integrated Unit Winter Peak Savings (kW) | Achievable Technical Potential | 0 | 0 | 0 | 0 | 0 | 0 | 0 | 0 | 0 | 0 | 0 | 0 | 0 | 0 | 0 | 0 | 0 | 0 | 0 | 0 | 0 | 0 | 0 | 0 | 0 | 0 | 0
F4_Commercial_WA - Health_Existing_Food Preparation_Natural Gas_Fryer_A_Achievable Technical Potential | F4 | Commercial | WA - Health | Existing | Food Preparation | Natural Gas | Fryer | A | Incremental Energy Savings (MWh or mTherms) | Achievable Technical Potential | 0 | 0 | 0 | 0.43168 | 0.90836 | 1.4495 | 2.0433 | 2.6943 | 3.4378 | 4.6989 | 5.9332 | 7.0292 | 7.4653 | 7.5818 | 10.2789 | 9.0533 | 7.755 | 6.5465 | 5.0178 | 3.6252 | 2.4248 | 1.4735 | 1.6359 | 0 | 0 | 0 | 0.2553
F5_Commercial_WA - Health_Existing_Food Preparation_Natural Gas_Fryer_A_Achievable Technical Potential | F5 | Commercial | WA - Health | Existing | Food Preparation | Natural Gas | Fryer | A | Incremental Summer Peak Savings (MW) | Achievable Technical Potential | 0 | 0 | 0 | 0 | 0 | 0 | 0 | 0 | 0 | 0 | 0 | 0 | 0 | 0 | 0 | 0 | 0 | 0 | 0 | 0 | 0 | 0 | 0 | 0 | 0 | 0 | 0
F6_Commercial_WA - Health_Existing_Food Preparation_Natural Gas_Fryer_A_Achievable Technical Potential | F6 | Commercial | WA - Health | Existing | Food Preparation | Natural Gas | Fryer | A | Incremental Winter Peak Savings (MW) | Achievable Technical Potential | 0 | 0 | 0 | 0 | 0 | 0 | 0 | 0 | 0 | 0 | 0 | 0 | 0 | 0 | 0 | 0 | 0 | 0 | 0 | 0 | 0 | 0 | 0 | 0 | 0 | 0 | 0
F7_Commercial_WA - Health_Existing_Food Preparation_Natural Gas_Fryer_A_Achievable Technical Potential | F7 | Commercial | WA - Health | Existing | Food Preparation | Natural Gas | Fryer | A | Cumulative Energy Savings (MWh or mTherms) | Achievable Technical Potential | 0 | 0 | 0 | 0.43168 | 1.34 | 2.7895 | 4.8328 | 7.5271 | 10.9649 | 15.6638 | 21.597 | 28.6261 | 36.0915 | 43.6733 | 53.9522 | 63.0055 | 70.7605 | 77.307 | 82.3249 | 85.9501 | 88.3749 | 89.8484 | 91.4843 | 91.4843 | 91.4843 | 91.4843 | 91.7396
F8_Commercial_WA - Health_Existing_Food Preparation_Natural Gas_Fryer_A_Achievable Technical Potential | F8 | Commercial | WA - Health | Existing | Food Preparation | Natural Gas | Fryer | A | Cumulative Summer Peak Savings (MW) | Achievable Technical Potential | 0 | 0 | 0 | 0 | 0 | 0 | 0 | 0 | 0 | 0 | 0 | 0 | 0 | 0 | 0 | 0 | 0 | 0 | 0 | 0 | 0 | 0 | 0 | 0 | 0 | 0 | 0
F9_Commercial_WA - Health_Existing_Food Preparation_Natural Gas_Fryer_A_Achievable Technical Potential | F9 | Commercial | WA - Health | Existing | Food Preparation | Natural Gas | Fryer | A | Cumulative Winter Peak Savings (MW) | Achievable Technical Potential | 0 | 0 | 0 | 0 | 0 | 0 | 0 | 0 | 0 | 0 | 0 | 0 | 0 | 0 | 0 | 0 | 0 | 0 | 0 | 0 | 0 | 0 | 0 | 0 | 0 | 0 | 0
F10_Commercial_WA - Health_Existing_Food Preparation_Natural Gas_Fryer_A_Achievable Technical Potential | F10 | Commercial | WA - Health | Existing | Food Preparation | Natural Gas | Fryer | A | Purchases (Incremental) | Achievable Technical Potential | 0 | 0 | 0 | 1.0921 | 2.2981 | 3.6671 | 5.1694 | 6.8163 | 8.6974 | 11.8878 | 15.0104 | 17.7833 | 18.8867 | 19.1814 | 26.0048 | 22.9042 | 19.6196 | 16.5621 | 12.6947 | 9.1715 | 6.1346 | 3.7278 | 4.1387 | 0 | 0 | 0 | 0.6459
F11_Commercial_WA - Health_Existing_Food Preparation_Natural Gas_Fryer_A_Achievable Technical Potential | F11 | Commercial | WA - Health | Existing | Food Preparation | Natural Gas | Fryer | A | Purchases (Cumulative) | Achievable Technical Potential | 0 | 0 | 0 | 1.0921 | 3.3902 | 7.0573 | 12.2267 | 19.043 | 27.7404 | 39.6282 | 54.6386 | 72.4219 | 91.3086 | 110.49 | 136.4948 | 159.3991 | 179.0187 | 195.5807 | 208.2755 | 217.447 | 223.5816 | 227.3094 | 231.4481 | 231.4481 | 231.4481 | 231.4481 | 232.094
F1_Commercial_WA - Health_Existing_Food Preparation_Natural Gas_Broiler_A_Achievable Technical Potential | F1 | Commercial | WA - Health | Existing | Food Preparation | Natural Gas | Broiler | A | Integrated Unit Energy Savings (kWh or therms) | Achievable Technical Potential | 0 | 240.24 | 240.24 | 240.24 | 240.24 | 240.24 | 240.24 | 240.24 | 240.24 | 240.24 | 240.24 | 240.24 | 240.24 | 240.24 | 240.24 | 240.24 | 240.24 | 240.24 | 240.24 | 240.24 | 240.24 | 240.24 | 240.24 | 240.24 | 240.24 | 240.24 | 240.24
F2_Commercial_WA - Health_Existing_Food Preparation_Natural Gas_Broiler_A_Achievable Technical Potential | F2 | Commercial | WA - Health | Existing | Food Preparation | Natural Gas | Broiler | A | Integrated Unit Summer Peak Savings (kW) | Achievable Technical Potential | 0 | 0 | 0 | 0 | 0 | 0 | 0 | 0 | 0 | 0 | 0 | 0 | 0 | 0 | 0 | 0 | 0 | 0 | 0 | 0 | 0 | 0 | 0 | 0 | 0 | 0 | 0
F3_Commercial_WA - Health_Existing_Food Preparation_Natural Gas_Broiler_A_Achievable Technical Potential | F3 | Commercial | WA - Health | Existing | Food Preparation | Natural Gas | Broiler | A | Integrated Unit Winter Peak Savings (kW) | Achievable Technical Potential | 0 | 0 | 0 | 0 | 0 | 0 | 0 | 0 | 0 | 0 | 0 | 0 | 0 | 0 | 0 | 0 | 0 | 0 | 0 | 0 | 0 | 0 | 0 | 0 | 0 | 0 | 0
F4_Commercial_WA - Health_Existing_Food Preparation_Natural Gas_Broiler_A_Achievable Technical Potential | F4 | Commercial | WA - Health | Existing | Food Preparation | Natural Gas | Broiler | A | Incremental Energy Savings (MWh or mTherms) | Achievable Technical Potential | 0 | 0 | 0 | 0.034508 | 0.1145 | 0.2051 | 0.30453 | 0.41127 | 0.52402 | 0.64168 | 0.70499 | 0.77062 | 0.84037 | 0.91545 | 0.99658 | 1.0496 | 1.0637 | 1.0736 | 1.0807 | 1.357 | 1.3615 | 1.3515 | 1.3886 | 1.311 | 1.2271 | 1.1374 | 1.0424
F5_Commercial_WA - Health_Existing_Food Preparation_Natural Gas_Broiler_A_Achievable Technical Potential | F5 | Commercial | WA - Health | Existing | Food Preparation | Natural Gas | Broiler | A | Incremental Summer Peak Savings (MW) | Achievable Technical Potential | 0 | 0 | 0 | 0 | 0 | 0 | 0 | 0 | 0 | 0 | 0 | 0 | 0 | 0 | 0 | 0 | 0 | 0 | 0 | 0 | 0 | 0 | 0 | 0 | 0 | 0 | 0
F6_Commercial_WA - Health_Existing_Food Preparation_Natural Gas_Broiler_A_Achievable Technical Potential | F6 | Commercial | WA - Health | Existing | Food Preparation | Natural Gas | Broiler | A | Incremental Winter Peak Savings (MW) | Achievable Technical Potential | 0 | 0 | 0 | 0 | 0 | 0 | 0 | 0 | 0 | 0 | 0 | 0 | 0 | 0 | 0 | 0 | 0 | 0 | 0 | 0 | 0 | 0 | 0 | 0 | 0 | 0 | 0
F7_Commercial_WA - Health_Existing_Food Preparation_Natural Gas_Broiler_A_Achievable Technical Potential | F7 | Commercial | WA - Health | Existing | Food Preparation | Natural Gas | Broiler | A | Cumulative Energy Savings (MWh or mTherms) | Achievable Technical Potential | 0 | 0 | 0 | 0.034508 | 0.14901 | 0.35411 | 0.65864 | 1.0699 | 1.5939 | 2.2356 | 2.9406 | 3.7112 | 4.5516 | 5.467 | 6.4636 | 7.5132 | 8.5769 | 9.6505 | 10.7312 | 12.0882 | 13.4496 | 14.8011 | 16.1897 | 17.5007 | 18.7278 | 19.8653 | 20.9077
F8_Commercial_WA - Health_Existing_Food Preparation_Natural Gas_Broiler_A_Achievable Technical Potential | F8 | Commercial | WA - Health | Existing | Food Preparation | Natural Gas | Broiler | A | Cumulative Summer Peak Savings (MW) | Achievable Technical Potential | 0 | 0 | 0 | 0 | 0 | 0 | 0 | 0 | 0 | 0 | 0 | 0 | 0 | 0 | 0 | 0 | 0 | 0 | 0 | 0 | 0 | 0 | 0 | 0 | 0 | 0 | 0
F9_Commercial_WA - Health_Existing_Food Preparation_Natural Gas_Broiler_A_Achievable Technical Potential | F9 | Commercial | WA - Health | Existing | Food Preparation | Natural Gas | Broiler | A | Cumulative Winter Peak Savings (MW) | Achievable Technical Potential | 0 | 0 | 0 | 0 | 0 | 0 | 0 | 0 | 0 | 0 | 0 | 0 | 0 | 0 | 0 | 0 | 0 | 0 | 0 | 0 | 0 | 0 | 0 | 0 | 0 | 0 | 0
F10_Commercial_WA - Health_Existing_Food Preparation_Natural Gas_Broiler_A_Achievable Technical Potential | F10 | Commercial | WA - Health | Existing | Food Preparation | Natural Gas | Broiler | A | Purchases (Incremental) | Achievable Technical Potential | 0 | 0 | 0 | 0.14364 | 0.4766 | 0.85374 | 1.2676 | 1.7119 | 2.1812 | 2.671 | 2.9345 | 3.2077 | 3.498 | 3.8106 | 4.1483 | 4.369 | 4.4276 | 4.4687 | 4.4985 | 5.6483 | 5.6671 | 5.6257 | 5.7798 | 5.457 | 5.108 | 4.7346 | 4.3389
F11_Commercial_WA - Health_Existing_Food Preparation_Natural Gas_Broiler_A_Achievable Technical Potential | F11 | Commercial | WA - Health | Existing | Food Preparation | Natural Gas | Broiler | A | Purchases (Cumulative) | Achievable Technical Potential | 0 | 0 | 0 | 0.14364 | 0.62024 | 1.474 | 2.7416 | 4.4535 | 6.6347 | 9.3057 | 12.2403 | 15.448 | 18.946 | 22.7566 | 26.9048 | 31.2739 | 35.7015 | 40.1702 | 44.6687 | 50.317 | 55.9841 | 61.6098 | 67.3897 | 72.8467 | 77.9547 | 82.6893 | 87.0282
F1_Commercial_WA - Health_Existing_Food Preparation_Natural Gas_Griddle_A_Achievable Technical Potential | F1 | Commercial | WA - Health | Existing | Food Preparation | Natural Gas | Griddle | A | Integrated Unit Energy Savings (kWh or therms) | Achievable Technical Potential | 0 | 167.9465 | 167.9465 | 167.9465 | 167.9465 | 167.9465 | 167.9465 | 167.9465 | 167.9465 | 167.9465 | 167.9465 | 167.9465 | 167.9465 | 167.9465 | 167.9465 | 167.9465 | 167.9465 | 167.9465 | 167.9465 | 167.9465 | 167.9465 | 167.9465 | 167.9465 | 167.9465 | 167.9465 | 167.9465 | 167.9465
F2_Commercial_WA - Health_Existing_Food Preparation_Natural Gas_Griddle_A_Achievable Technical Potential | F2 | Commercial | WA - Health | Existing | Food Preparation | Natural Gas | Griddle | A | Integrated Unit Summer Peak Savings (kW) | Achievable Technical Potential | 0 | 0 | 0 | 0 | 0 | 0 | 0 | 0 | 0 | 0 | 0 | 0 | 0 | 0 | 0 | 0 | 0 | 0 | 0 | 0 | 0 | 0 | 0 | 0 | 0 | 0 | 0
F3_Commercial_WA - Health_Existing_Food Preparation_Natural Gas_Griddle_A_Achievable Technical Potential | F3 | Commercial | WA - Health | Existing | Food Preparation | Natural Gas | Griddle | A | Integrated Unit Winter Peak Savings (kW) | Achievable Technical Potential | 0 | 0 | 0 | 0 | 0 | 0 | 0 | 0 | 0 | 0 | 0 | 0 | 0 | 0 | 0 | 0 | 0 | 0 | 0 | 0 | 0 | 0 | 0 | 0 | 0 | 0 | 0
F4_Commercial_WA - Health_Existing_Food Preparation_Natural Gas_Griddle_A_Achievable Technical Potential | F4 | Commercial | WA - Health | Existing | Food Preparation | Natural Gas | Griddle | A | Incremental Energy Savings (MWh or mTherms) | Achievable Technical Potential | 0 | 0 | 0 | 0.0077179 | 0.025608 | 0.045872 | 0.06811 | 0.091982 | 0.1172 | 0.14351 | 0.15767 | 0.17235 | 0.18795 | 0.20474 | 0.22289 | 0.23475 | 0.2379 | 0.2401 | 0.24171 | 0.30349 | 0.30449 | 0.30227 | 0.31055 | 0.29321 | 0.27445 | 0.25439 | 0.23313
F5_Commercial_WA - Health_Existing_Food Preparation_Natural Gas_Griddle_A_Achievable Technical Potential | F5 | Commercial | WA - Health | Existing | Food Preparation | Natural Gas | Griddle | A | Incremental Summer Peak Savings (MW) | Achievable Technical Potential | 0 | 0 | 0 | 0 | 0 | 0 | 0 | 0 | 0 | 0 | 0 | 0 | 0 | 0 | 0 | 0 | 0 | 0 | 0 | 0 | 0 | 0 | 0 | 0 | 0 | 0 | 0
F6_Commercial_WA - Health_Existing_Food Preparation_Natural Gas_Griddle_A_Achievable Technical Potential | F6 | Commercial | WA - Health | Existing | Food Preparation | Natural Gas | Griddle | A | Incremental Winter Peak Savings (MW) | Achievable Technical Potential | 0 | 0 | 0 | 0 | 0 | 0 | 0 | 0 | 0 | 0 | 0 | 0 | 0 | 0 | 0 | 0 | 0 | 0 | 0 | 0 | 0 | 0 | 0 | 0 | 0 | 0 | 0
F7_Commercial_WA - Health_Existing_Food Preparation_Natural Gas_Griddle_A_Achievable Technical Potential | F7 | Commercial | WA - Health | Existing | Food Preparation | Natural Gas | Griddle | A | Cumulative Energy Savings (MWh or mTherms) | Achievable Technical Potential | 0 | 0 | 0 | 0.0077179 | 0.033326 | 0.079198 | 0.14731 | 0.23929 | 0.35649 | 0.5 | 0.65768 | 0.83003 | 1.018 | 1.2227 | 1.4456 | 1.6804 | 1.9183 | 2.1584 | 2.4001 | 2.7036 | 3.0081 | 3.3103 | 3.6209 | 3.9141 | 4.1885 | 4.4429 | 4.6761
F8_Commercial_WA - Health_Existing_Food Preparation_Natural Gas_Griddle_A_Achievable Technical Potential | F8 | Commercial | WA - Health | Existing | Food Preparation | Natural Gas | Griddle | A | Cumulative Summer Peak Savings (MW) | Achievable Technical Potential | 0 | 0 | 0 | 0 | 0 | 0 | 0 | 0 | 0 | 0 | 0 | 0 | 0 | 0 | 0 | 0 | 0 | 0 | 0 | 0 | 0 | 0 | 0 | 0 | 0 | 0 | 0
F9_Commercial_WA - Health_Existing_Food Preparation_Natural Gas_Griddle_A_Achievable Technical Potential | F9 | Commercial | WA - Health | Existing | Food Preparation | Natural Gas | Griddle | A | Cumulative Winter Peak Savings (MW) | Achievable Technical Potential | 0 | 0 | 0 | 0 | 0 | 0 | 0 | 0 | 0 | 0 | 0 | 0 | 0 | 0 | 0 | 0 | 0 | 0 | 0 | 0 | 0 | 0 | 0 | 0 | 0 | 0 | 0
F10_Commercial_WA - Health_Existing_Food Preparation_Natural Gas_Griddle_A_Achievable Technical Potential | F10 | Commercial | WA - Health | Existing | Food Preparation | Natural Gas | Griddle | A | Purchases (Incremental) | Achievable Technical Potential | 0 | 0 | 0 | 0.045955 | 0.15248 | 0.27313 | 0.40555 | 0.54768 | 0.69783 | 0.85453 | 0.93883 | 1.0262 | 1.1191 | 1.2191 | 1.3271 | 1.3978 | 1.4165 | 1.4296 | 1.4392 | 1.807 | 1.813 | 1.7998 | 1.8491 | 1.7459 | 1.6342 | 1.5147 | 1.3881
F11_Commercial_WA - Health_Existing_Food Preparation_Natural Gas_Griddle_A_Achievable Technical Potential | F11 | Commercial | WA - Health | Existing | Food Preparation | Natural Gas | Griddle | A | Purchases (Cumulative) | Achievable Technical Potential | 0 | 0 | 0 | 0.045955 | 0.19843 | 0.47157 | 0.87711 | 1.4248 | 2.1226 | 2.9772 | 3.916 | 4.9422 | 6.0613 | 7.2804 | 8.6076 | 10.0053 | 11.4219 | 12.8515 | 14.2907 | 16.0977 | 17.9108 | 19.7106 | 21.5597 | 23.3056 | 24.9398 | 26.4545 | 27.8426
F1_Commercial_WA - Health_Existing_Food Preparation_Natural Gas_Range_A_Achievable Technical Potential | F1 | Commercial | WA - Health | Existing | Food Preparation | Natural Gas | Range | A | Integrated Unit Energy Savings (kWh or therms) | Achievable Technical Potential | 0 | 171.4286 | 171.4286 | 171.4286 | 171.4286 | 171.4286 | 171.4286 | 171.4286 | 171.4286 | 171.4286 | 171.4286 | 171.4286 | 171.4286 | 171.4286 | 171.4286 | 171.4286 | 171.4286 | 171.4286 | 171.4286 | 171.4286 | 171.4286 | 171.4286 | 171.4286 | 171.4286 | 171.4286 | 171.4286 | 171.4286
F2_Commercial_WA - Health_Existing_Food Preparation_Natural Gas_Range_A_Achievable Technical Potential | F2 | Commercial | WA - Health | Existing | Food Preparation | Natural Gas | Range | A | Integrated Unit Summer Peak Savings (kW) | Achievable Technical Potential | 0 | 0 | 0 | 0 | 0 | 0 | 0 | 0 | 0 | 0 | 0 | 0 | 0 | 0 | 0 | 0 | 0 | 0 | 0 | 0 | 0 | 0 | 0 | 0 | 0 | 0 | 0
F3_Commercial_WA - Health_Existing_Food Preparation_Natural Gas_Range_A_Achievable Technical Potential | F3 | Commercial | WA - Health | Existing | Food Preparation | Natural Gas | Range | A | Integrated Unit Winter Peak Savings (kW) | Achievable Technical Potential | 0 | 0 | 0 | 0 | 0 | 0 | 0 | 0 | 0 | 0 | 0 | 0 | 0 | 0 | 0 | 0 | 0 | 0 | 0 | 0 | 0 | 0 | 0 | 0 | 0 | 0 | 0
F4_Commercial_WA - Health_Existing_Food Preparation_Natural Gas_Range_A_Achievable Technical Potential | F4 | Commercial | WA - Health | Existing | Food Preparation | Natural Gas | Range | A | Incremental Energy Savings (MWh or mTherms) | Achievable Technical Potential | 0 | 0 | 0 | 0.052938 | 0.18175 | 0.33092 | 0.4942 | 0.66704 | 0.84615 | 1.0291 | 1.0559 | 1.1132 | 1.2017 | 1.2661 | 1.2798 | 1.525 | 1.5853 | 1.631 | 1.6656 | 1.6218 | 1.692 | 1.7128 | 1.6999 | 1.5208 | 1.2996 | 0.90355 | 0.72335
F5_Commercial_WA - Health_Existing_Food Preparation_Natural Gas_Range_A_Achievable Technical Potential | F5 | Commercial | WA - Health | Existing | Food Preparation | Natural Gas | Range | A | Incremental Summer Peak Savings (MW) | Achievable Technical Potential | 0 | 0 | 0 | 0 | 0 | 0 | 0 | 0 | 0 | 0 | 0 | 0 | 0 | 0 | 0 | 0 | 0 | 0 | 0 | 0 | 0 | 0 | 0 | 0 | 0 | 0 | 0
F6_Commercial_WA - Health_Existing_Food Preparation_Natural Gas_Range_A_Achievable Technical Potential | F6 | Commercial | WA - Health | Existing | Food Preparation | Natural Gas | Range | A | Incremental Winter Peak Savings (MW) | Achievable Technical Potential | 0 | 0 | 0 | 0 | 0 | 0 | 0 | 0 | 0 | 0 | 0 | 0 | 0 | 0 | 0 | 0 | 0 | 0 | 0 | 0 | 0 | 0 | 0 | 0 | 0 | 0 | 0
F7_Commercial_WA - Health_Existing_Food Preparation_Natural Gas_Range_A_Achievable Technical Potential | F7 | Commercial | WA - Health | Existing | Food Preparation | Natural Gas | Range | A | Cumulative Energy Savings (MWh or mTherms) | Achievable Technical Potential | 0 | 0 | 0 | 0.052938 | 0.23469 | 0.5656 | 1.0598 | 1.7268 | 2.573 | 3.6021 | 4.658 | 5.7713 | 6.973 | 8.2391 | 9.5188 | 11.0438 | 12.6291 | 14.26 | 15.9256 | 17.5474 | 19.2394 | 20.9522 | 22.6521 | 24.1729 | 25.4725 | 26.3761 | 27.0994
F8_Commercial_WA - Health_Existing_Food Preparation_Natural Gas_Range_A_Achievable Technical Potential | F8 | Commercial | WA - Health | Existing | Food Preparation | Natural Gas | Range | A | Cumulative Summer Peak Savings (MW) | Achievable Technical Potential | 0 | 0 | 0 | 0 | 0 | 0 | 0 | 0 | 0 | 0 | 0 | 0 | 0 | 0 | 0 | 0 | 0 | 0 | 0 | 0 | 0 | 0 | 0 | 0 | 0 | 0 | 0
F9_Commercial_WA - Health_Existing_Food Preparation_Natural Gas_Range_A_Achievable Technical Potential | F9 | Commercial | WA - Health | Existing | Food Preparation | Natural Gas | Range | A | Cumulative Winter Peak Savings (MW) | Achievable Technical Potential | 0 | 0 | 0 | 0 | 0 | 0 | 0 | 0 | 0 | 0 | 0 | 0 | 0 | 0 | 0 | 0 | 0 | 0 | 0 | 0 | 0 | 0 | 0 | 0 | 0 | 0 | 0
F10_Commercial_WA - Health_Existing_Food Preparation_Natural Gas_Range_A_Achievable Technical Potential | F10 | Commercial | WA - Health | Existing | Food Preparation | Natural Gas | Range | A | Purchases (Incremental) | Achievable Technical Potential | 0 | 0 | 0 | 0.30881 | 1.0602 | 1.9303 | 2.8828 | 3.8911 | 4.9359 | 6.0034 | 6.1594 | 6.4939 | 7.0099 | 7.3855 | 7.4653 | 8.8957 | 9.2473 | 9.514 | 9.7157 | 9.4606 | 9.8701 | 9.991 | 9.9162 | 8.8715 | 7.5812 | 5.2707 | 4.2195
F11_Commercial_WA - Health_Existing_Food Preparation_Natural Gas_Range_A_Achievable Technical Potential | F11 | Commercial | WA - Health | Existing | Food Preparation | Natural Gas | Range | A | Purchases (Cumulative) | Achievable Technical Potential | 0 | 0 | 0 | 0.30881 | 1.369 | 3.2993 | 6.1822 | 10.0733 | 15.0091 | 21.0125 | 27.1719 | 33.6657 | 40.6757 | 48.0612 | 55.5265 | 64.4222 | 73.6695 | 83.1835 | 92.8992 | 102.3599 | 112.2299 | 122.221 | 132.1372 | 141.0087 | 148.5899 | 153.8606 | 158.0801
F1_Commercial_WA - Health_Existing_Food Preparation_Natural Gas_Steamer_A_Achievable Technical Potential | F1 | Commercial | WA - Health | Existing | Food Preparation | Natural Gas | Steamer | A | Integrated Unit Energy Savings (kWh or therms) | Achievable Technical Potential | 0 | 1215.1419 | 1215.1419 | 1215.1419 | 1215.1419 | 1215.1419 | 1215.1419 | 1215.1419 | 1215.1419 | 1215.1419 | 1215.1419 | 1215.1419 | 1215.1419 | 1215.1419 | 1215.1419 | 1215.1419 | 1215.1419 | 1215.1419 | 1215.1419 | 1215.1419 | 1215.1419 | 1215.1419 | 1215.1419 | 1215.1419 | 1215.1419 | 1215.1419 | 1215.1419
F2_Commercial_WA - Health_Existing_Food Preparation_Natural Gas_Steamer_A_Achievable Technical Potential | F2 | Commercial | WA - Health | Existing | Food Preparation | Natural Gas | Steamer | A | Integrated Unit Summer Peak Savings (kW) | Achievable Technical Potential | 0 | 0 | 0 | 0 | 0 | 0 | 0 | 0 | 0 | 0 | 0 | 0 | 0 | 0 | 0 | 0 | 0 | 0 | 0 | 0 | 0 | 0 | 0 | 0 | 0 | 0 | 0
F3_Commercial_WA - Health_Existing_Food Preparation_Natural Gas_Steamer_A_Achievable Technical Potential | F3 | Commercial | WA - Health | Existing | Food Preparation | Natural Gas | Steamer | A | Integrated Unit Winter Peak Savings (kW) | Achievable Technical Potential | 0 | 0 | 0 | 0 | 0 | 0 | 0 | 0 | 0 | 0 | 0 | 0 | 0 | 0 | 0 | 0 | 0 | 0 | 0 | 0 | 0 | 0 | 0 | 0 | 0 | 0 | 0
F4_Commercial_WA - Health_Existing_Food Preparation_Natural Gas_Steamer_A_Achievable Technical Potential | F4 | Commercial | WA - Health | Existing | Food Preparation | Natural Gas | Steamer | A | Incremental Energy Savings (MWh or mTherms) | Achievable Technical Potential | 0 | 0 | 0 | 0.051521 | 0.1537 | 0.25228 | 0.34836 | 0.44274 | 0.55659 | 0.66752 | 0.77469 | 0.82645 | 0.82389 | 1.131 | 1.0792 | 1.0422 | 0.99561 | 0.95881 | 0.93036 | 0.90863 | 1.0124 | 0.76629 | 0.85154 | 0.78673 | 0.70064 | 0.75247 | 0.58134
F5_Commercial_WA - Health_Existing_Food Preparation_Natural Gas_Steamer_A_Achievable Technical Potential | F5 | Commercial | WA - Health | Existing | Food Preparation | Natural Gas | Steamer | A | Incremental Summer Peak Savings (MW) | Achievable Technical Potential | 0 | 0 | 0 | 0 | 0 | 0 | 0 | 0 | 0 | 0 | 0 | 0 | 0 | 0 | 0 | 0 | 0 | 0 | 0 | 0 | 0 | 0 | 0 | 0 | 0 | 0 | 0
F6_Commercial_WA - Health_Existing_Food Preparation_Natural Gas_Steamer_A_Achievable Technical Potential | F6 | Commercial | WA - Health | Existing | Food Preparation | Natural Gas | Steamer | A | Incremental Winter Peak Savings (MW) | Achievable Technical Potential | 0 | 0 | 0 | 0 | 0 | 0 | 0 | 0 | 0 | 0 | 0 | 0 | 0 | 0 | 0 | 0 | 0 | 0 | 0 | 0 | 0 | 0 | 0 | 0 | 0 | 0 | 0
F7_Commercial_WA - Health_Existing_Food Preparation_Natural Gas_Steamer_A_Achievable Technical Potential | F7 | Commercial | WA - Health | Existing | Food Preparation | Natural Gas | Steamer | A | Cumulative Energy Savings (MWh or mTherms) | Achievable Technical Potential | 0 | 0 | 0 | 0.051521 | 0.20522 | 0.45751 | 0.80586 | 1.2486 | 1.8052 | 2.4727 | 3.2474 | 4.0739 | 4.8977 | 6.0288 | 7.108 | 8.1502 | 9.1459 | 10.1047 | 11.035 | 11.9437 | 12.9561 | 13.7223 | 14.5739 | 15.3606 | 16.0613 | 16.8137 | 17.3951
F8_Commercial_WA - Health_Existing_Food Preparation_Natural Gas_Steamer_A_Achievable Technical Potential | F8 | Commercial | WA - Health | Existing | Food Preparation | Natural Gas | Steamer | A | Cumulative Summer Peak Savings (MW) | Achievable Technical Potential | 0 | 0 | 0 | 0 | 0 | 0 | 0 | 0 | 0 | 0 | 0 | 0 | 0 | 0 | 0 | 0 | 0 | 0 | 0 | 0 | 0 | 0 | 0 | 0 | 0 | 0 | 0
F9_Commercial_WA - Health_Existing_Food Preparation_Natural Gas_Steamer_A_Achievable Technical Potential | F9 | Commercial | WA - Health | Existing | Food Preparation | Natural Gas | Steamer | A | Cumulative Winter Peak Savings (MW) | Achievable Technical Potential | 0 | 0 | 0 | 0 | 0 | 0 | 0 | 0 | 0 | 0 | 0 | 0 | 0 | 0 | 0 | 0 | 0 | 0 | 0 | 0 | 0 | 0 | 0 | 0 | 0 | 0 | 0
F10_Commercial_WA - Health_Existing_Food Preparation_Natural Gas_Steamer_A_Achievable Technical Potential | F10 | Commercial | WA - Health | Existing | Food Preparation | Natural Gas | Steamer | A | Purchases (Incremental) | Achievable Technical Potential | 0 | 0 | 0 | 0.042399 | 0.12649 | 0.20761 | 0.28668 | 0.36435 | 0.45805 | 0.54934 | 0.63753 | 0.68012 | 0.67802 | 0.93079 | 0.88814 | 0.85772 | 0.81934 | 0.78906 | 0.76564 | 0.74775 | 0.83314 | 0.63062 | 0.70078 | 0.64744 | 0.57659 | 0.61925 | 0.47841
F11_Commercial_WA - Health_Existing_Food Preparation_Natural Gas_Steamer_A_Achievable Technical Potential | F11 | Commercial | WA - Health | Existing | Food Preparation | Natural Gas | Steamer | A | Purchases (Cumulative) | Achievable Technical Potential | 0 | 0 | 0 | 0.042399 | 0.16889 | 0.3765 | 0.66319 | 1.0275 | 1.4856 | 2.0349 | 2.6725 | 3.3526 | 4.0306 | 4.9614 | 5.8495 | 6.7072 | 7.5266 | 8.3156 | 9.0813 | 9.829 | 10.6622 | 11.2928 | 11.9936 | 12.641 | 13.2176 | 13.8368 | 14.3153
F1_Commercial_WA - Health_Existing_Food Preparation_Natural Gas_Commercial Food Prep Other_A_Achievable Technical Potential | F1 | Commercial | WA - Health | Existing | Food Preparation | Natural Gas | Commercial Food Prep Other | A | Integrated Unit Energy Savings (kWh or therms) | Achievable Technical Potential | 0 | 0 | 0 | 0 | 0 | 0 | 0 | 0 | 0 | 0 | 0 | 0 | 0 | 0 | 0 | 0 | 0 | 0 | 0 | 0 | 0 | 0 | 0 | 0 | 0 | 0 | 0
F2_Commercial_WA - Health_Existing_Food Preparation_Natural Gas_Commercial Food Prep Other_A_Achievable Technical Potential | F2 | Commercial | WA - Health | Existing | Food Preparation | Natural Gas | Commercial Food Prep Other | A | Integrated Unit Summer Peak Savings (kW) | Achievable Technical Potential | 0 | 0 | 0 | 0 | 0 | 0 | 0 | 0 | 0 | 0 | 0 | 0 | 0 | 0 | 0 | 0 | 0 | 0 | 0 | 0 | 0 | 0 | 0 | 0 | 0 | 0 | 0
F3_Commercial_WA - Health_Existing_Food Preparation_Natural Gas_Commercial Food Prep Other_A_Achievable Technical Potential | F3 | Commercial | WA - Health | Existing | Food Preparation | Natural Gas | Commercial Food Prep Other | A | Integrated Unit Winter Peak Savings (kW) | Achievable Technical Potential | 0 | 0 | 0 | 0 | 0 | 0 | 0 | 0 | 0 | 0 | 0 | 0 | 0 | 0 | 0 | 0 | 0 | 0 | 0 | 0 | 0 | 0 | 0 | 0 | 0 | 0 | 0
F4_Commercial_WA - Health_Existing_Food Preparation_Natural Gas_Commercial Food Prep Other_A_Achievable Technical Potential | F4 | Commercial | WA - Health | Existing | Food Preparation | Natural Gas | Commercial Food Prep Other | A | Incremental Energy Savings (MWh or mTherms) | Achievable Technical Potential | 0 | 0 | 0 | 0 | 0 | 0 | 0 | 0 | 0 | 0 | 0 | 0 | 0 | 0 | 0 | 0 | 0 | 0 | 0 | 0 | 0 | 0 | 0 | 0 | 0 | 0 | 0
F5_Commercial_WA - Health_Existing_Food Preparation_Natural Gas_Commercial Food Prep Other_A_Achievable Technical Potential | F5 | Commercial | WA - Health | Existing | Food Preparation | Natural Gas | Commercial Food Prep Other | A | Incremental Summer Peak Savings (MW) | Achievable Technical Potential | 0 | 0 | 0 | 0 | 0 | 0 | 0 | 0 | 0 | 0 | 0 | 0 | 0 | 0 | 0 | 0 | 0 | 0 | 0 | 0 | 0 | 0 | 0 | 0 | 0 | 0 | 0
F6_Commercial_WA - Health_Existing_Food Preparation_Natural Gas_Commercial Food Prep Other_A_Achievable Technical Potential | F6 | Commercial | WA - Health | Existing | Food Preparation | Natural Gas | Commercial Food Prep Other | A | Incremental Winter Peak Savings (MW) | Achievable Technical Potential | 0 | 0 | 0 | 0 | 0 | 0 | 0 | 0 | 0 | 0 | 0 | 0 | 0 | 0 | 0 | 0 | 0 | 0 | 0 | 0 | 0 | 0 | 0 | 0 | 0 | 0 | 0
F7_Commercial_WA - Health_Existing_Food Preparation_Natural Gas_Commercial Food Prep Other_A_Achievable Technical Potential | F7 | Commercial | WA - Health | Existing | Food Preparation | Natural Gas | Commercial Food Prep Other | A | Cumulative Energy Savings (MWh or mTherms) | Achievable Technical Potential | 0 | 0 | 0 | 0 | 0 | 0 | 0 | 0 | 0 | 0 | 0 | 0 | 0 | 0 | 0 | 0 | 0 | 0 | 0 | 0 | 0 | 0 | 0 | 0 | 0 | 0 | 0
F8_Commercial_WA - Health_Existing_Food Preparation_Natural Gas_Commercial Food Prep Other_A_Achievable Technical Potential | F8 | Commercial | WA - Health | Existing | Food Preparation | Natural Gas | Commercial Food Prep Other | A | Cumulative Summer Peak Savings (MW) | Achievable Technical Potential | 0 | 0 | 0 | 0 | 0 | 0 | 0 | 0 | 0 | 0 | 0 | 0 | 0 | 0 | 0 | 0 | 0 | 0 | 0 | 0 | 0 | 0 | 0 | 0 | 0 | 0 | 0
F9_Commercial_WA - Health_Existing_Food Preparation_Natural Gas_Commercial Food Prep Other_A_Achievable Technical Potential | F9 | Commercial | WA - Health | Existing | Food Preparation | Natural Gas | Commercial Food Prep Other | A | Cumulative Winter Peak Savings (MW) | Achievable Technical Potential | 0 | 0 | 0 | 0 | 0 | 0 | 0 | 0 | 0 | 0 | 0 | 0 | 0 | 0 | 0 | 0 | 0 | 0 | 0 | 0 | 0 | 0 | 0 | 0 | 0 | 0 | 0
F10_Commercial_WA - Health_Existing_Food Preparation_Natural Gas_Commercial Food Prep Other_A_Achievable Technical Potential | F10 | Commercial | WA - Health | Existing | Food Preparation | Natural Gas | Commercial Food Prep Other | A | Purchases (Incremental) | Achievable Technical Potential | 0 | 0 | 0 | 0 | 0 | 0 | 0 | 0 | 0 | 0 | 0 | 0 | 0 | 0 | 0 | 0 | 0 | 0 | 0 | 0 | 0 | 0 | 0 | 0 | 0 | 0 | 0
F11_Commercial_WA - Health_Existing_Food Preparation_Natural Gas_Commercial Food Prep Other_A_Achievable Technical Potential | F11 | Commercial | WA - Health | Existing | Food Preparation | Natural Gas | Commercial Food Prep Other | A | Purchases (Cumulative) | Achievable Technical Potential | 0 | 0 | 0 | 0 | 0 | 0 | 0 | 0 | 0 | 0 | 0 | 0 | 0 | 0 | 0 | 0 | 0 | 0 | 0 | 0 | 0 | 0 | 0 | 0 | 0 | 0 | 0
F1_Commercial_WA - Health_Existing_Miscellaneous_Natural Gas_Pool Heater_A_Achievable Technical Potential | F1 | Commercial | WA - Health | Existing | Miscellaneous | Natural Gas | Pool Heater | A | Integrated Unit Energy Savings (kWh or therms) | Achievable Technical Potential | 0 | 0 | 0 | 0 | 0 | 0 | 0 | 0 | 0 | 0 | 0 | 0 | 0 | 0 | 0 | 0 | 0 | 0 | 0 | 0 | 0 | 0 | 0 | 0 | 0 | 0 | 0
F2_Commercial_WA - Health_Existing_Miscellaneous_Natural Gas_Pool Heater_A_Achievable Technical Potential | F2 | Commercial | WA - Health | Existing | Miscellaneous | Natural Gas | Pool Heater | A | Integrated Unit Summer Peak Savings (kW) | Achievable Technical Potential | 0 | 0 | 0 | 0 | 0 | 0 | 0 | 0 | 0 | 0 | 0 | 0 | 0 | 0 | 0 | 0 | 0 | 0 | 0 | 0 | 0 | 0 | 0 | 0 | 0 | 0 | 0
F3_Commercial_WA - Health_Existing_Miscellaneous_Natural Gas_Pool Heater_A_Achievable Technical Potential | F3 | Commercial | WA - Health | Existing | Miscellaneous | Natural Gas | Pool Heater | A | Integrated Unit Winter Peak Savings (kW) | Achievable Technical Potential | 0 | 0 | 0 | 0 | 0 | 0 | 0 | 0 | 0 | 0 | 0 | 0 | 0 | 0 | 0 | 0 | 0 | 0 | 0 | 0 | 0 | 0 | 0 | 0 | 0 | 0 | 0
F4_Commercial_WA - Health_Existing_Miscellaneous_Natural Gas_Pool Heater_A_Achievable Technical Potential | F4 | Commercial | WA - Health | Existing | Miscellaneous | Natural Gas | Pool Heater | A | Incremental Energy Savings (MWh or mTherms) | Achievable Technical Potential | 0 | 0 | 0 | 0 | 0 | 0 | 0 | 0 | 0 | 0 | 0 | 0 | 0 | 0 | 0 | 0 | 0 | 0 | 0 | 0 | 0 | 0 | 0 | 0 | 0 | 0 | 0
F5_Commercial_WA - Health_Existing_Miscellaneous_Natural Gas_Pool Heater_A_Achievable Technical Potential | F5 | Commercial | WA - Health | Existing | Miscellaneous | Natural Gas | Pool Heater | A | Incremental Summer Peak Savings (MW) | Achievable Technical Potential | 0 | 0 | 0 | 0 | 0 | 0 | 0 | 0 | 0 | 0 | 0 | 0 | 0 | 0 | 0 | 0 | 0 | 0 | 0 | 0 | 0 | 0 | 0 | 0 | 0 | 0 | 0
F6_Commercial_WA - Health_Existing_Miscellaneous_Natural Gas_Pool Heater_A_Achievable Technical Potential | F6 | Commercial | WA - Health | Existing | Miscellaneous | Natural Gas | Pool Heater | A | Incremental Winter Peak Savings (MW) | Achievable Technical Potential | 0 | 0 | 0 | 0 | 0 | 0 | 0 | 0 | 0 | 0 | 0 | 0 | 0 | 0 | 0 | 0 | 0 | 0 | 0 | 0 | 0 | 0 | 0 | 0 | 0 | 0 | 0
F7_Commercial_WA - Health_Existing_Miscellaneous_Natural Gas_Pool Heater_A_Achievable Technical Potential | F7 | Commercial | WA - Health | Existing | Miscellaneous | Natural Gas | Pool Heater | A | Cumulative Energy Savings (MWh or mTherms) | Achievable Technical Potential | 0 | 0 | 0 | 0 | 0 | 0 | 0 | 0 | 0 | 0 | 0 | 0 | 0 | 0 | 0 | 0 | 0 | 0 | 0 | 0 | 0 | 0 | 0 | 0 | 0 | 0 | 0
F8_Commercial_WA - Health_Existing_Miscellaneous_Natural Gas_Pool Heater_A_Achievable Technical Potential | F8 | Commercial | WA - Health | Existing | Miscellaneous | Natural Gas | Pool Heater | A | Cumulative Summer Peak Savings (MW) | Achievable Technical Potential | 0 | 0 | 0 | 0 | 0 | 0 | 0 | 0 | 0 | 0 | 0 | 0 | 0 | 0 | 0 | 0 | 0 | 0 | 0 | 0 | 0 | 0 | 0 | 0 | 0 | 0 | 0
F9_Commercial_WA - Health_Existing_Miscellaneous_Natural Gas_Pool Heater_A_Achievable Technical Potential | F9 | Commercial | WA - Health | Existing | Miscellaneous | Natural Gas | Pool Heater | A | Cumulative Winter Peak Savings (MW) | Achievable Technical Potential | 0 | 0 | 0 | 0 | 0 | 0 | 0 | 0 | 0 | 0 | 0 | 0 | 0 | 0 | 0 | 0 | 0 | 0 | 0 | 0 | 0 | 0 | 0 | 0 | 0 | 0 | 0
F10_Commercial_WA - Health_Existing_Miscellaneous_Natural Gas_Pool Heater_A_Achievable Technical Potential | F10 | Commercial | WA - Health | Existing | Miscellaneous | Natural Gas | Pool Heater | A | Purchases (Incremental) | Achievable Technical Potential | 0 | 0 | 0 | 0 | 0 | 0 | 0 | 0 | 0 | 0 | 0 | 0 | 0 | 0 | 0 | 0 | 0 | 0 | 0 | 0 | 0 | 0 | 0 | 0 | 0 | 0 | 0
F11_Commercial_WA - Health_Existing_Miscellaneous_Natural Gas_Pool Heater_A_Achievable Technical Potential | F11 | Commercial | WA - Health | Existing | Miscellaneous | Natural Gas | Pool Heater | A | Purchases (Cumulative) | Achievable Technical Potential | 0 | 0 | 0 | 0 | 0 | 0 | 0 | 0 | 0 | 0 | 0 | 0 | 0 | 0 | 0 | 0 | 0 | 0 | 0 | 0 | 0 | 0 | 0 | 0 | 0 | 0 | 0
F1_Commercial_WA - Health_New_Space Heating_Natural Gas_Furnace_A_Achievable Technical Potential | F1 | Commercial | WA - Health | New | Space Heating | Natural Gas | Furnace | A | Integrated Unit Energy Savings (kWh or therms) | Achievable Technical Potential | 0 | 0 | 0 | 0 | 0 | 0 | 0 | 0 | 0 | 0 | 0 | 0 | 0 | 0 | 0 | 0 | 0 | 0 | 0 | 0 | 0 | 0 | 0 | 0 | 0 | 0 | 0
F2_Commercial_WA - Health_New_Space Heating_Natural Gas_Furnace_A_Achievable Technical Potential | F2 | Commercial | WA - Health | New | Space Heating | Natural Gas | Furnace | A | Integrated Unit Summer Peak Savings (kW) | Achievable Technical Potential | 0 | 0 | 0 | 0 | 0 | 0 | 0 | 0 | 0 | 0 | 0 | 0 | 0 | 0 | 0 | 0 | 0 | 0 | 0 | 0 | 0 | 0 | 0 | 0 | 0 | 0 | 0
F3_Commercial_WA - Health_New_Space Heating_Natural Gas_Furnace_A_Achievable Technical Potential | F3 | Commercial | WA - Health | New | Space Heating | Natural Gas | Furnace | A | Integrated Unit Winter Peak Savings (kW) | Achievable Technical Potential | 0 | 0 | 0 | 0 | 0 | 0 | 0 | 0 | 0 | 0 | 0 | 0 | 0 | 0 | 0 | 0 | 0 | 0 | 0 | 0 | 0 | 0 | 0 | 0 | 0 | 0 | 0
F4_Commercial_WA - Health_New_Space Heating_Natural Gas_Furnace_A_Achievable Technical Potential | F4 | Commercial | WA - Health | New | Space Heating | Natural Gas | Furnace | A | Incremental Energy Savings (MWh or mTherms) | Achievable Technical Potential | 0 | 0 | 0 | 0 | 0 | 0 | 0 | 0 | 0 | 0 | 0 | 0 | 0 | 0 | 0 | 0 | 0 | 0 | 0 | 0 | 0 | 0 | 0 | 0 | 0 | 0 | 0
F5_Commercial_WA - Health_New_Space Heating_Natural Gas_Furnace_A_Achievable Technical Potential | F5 | Commercial | WA - Health | New | Space Heating | Natural Gas | Furnace | A | Incremental Summer Peak Savings (MW) | Achievable Technical Potential | 0 | 0 | 0 | 0 | 0 | 0 | 0 | 0 | 0 | 0 | 0 | 0 | 0 | 0 | 0 | 0 | 0 | 0 | 0 | 0 | 0 | 0 | 0 | 0 | 0 | 0 | 0
F6_Commercial_WA - Health_New_Space Heating_Natural Gas_Furnace_A_Achievable Technical Potential | F6 | Commercial | WA - Health | New | Space Heating | Natural Gas | Furnace | A | Incremental Winter Peak Savings (MW) | Achievable Technical Potential | 0 | 0 | 0 | 0 | 0 | 0 | 0 | 0 | 0 | 0 | 0 | 0 | 0 | 0 | 0 | 0 | 0 | 0 | 0 | 0 | 0 | 0 | 0 | 0 | 0 | 0 | 0
F7_Commercial_WA - Health_New_Space Heating_Natural Gas_Furnace_A_Achievable Technical Potential | F7 | Commercial | WA - Health | New | Space Heating | Natural Gas | Furnace | A | Cumulative Energy Savings (MWh or mTherms) | Achievable Technical Potential | 0 | 0 | 0 | 0 | 0 | 0 | 0 | 0 | 0 | 0 | 0 | 0 | 0 | 0 | 0 | 0 | 0 | 0 | 0 | 0 | 0 | 0 | 0 | 0 | 0 | 0 | 0
F8_Commercial_WA - Health_New_Space Heating_Natural Gas_Furnace_A_Achievable Technical Potential | F8 | Commercial | WA - Health | New | Space Heating | Natural Gas | Furnace | A | Cumulative Summer Peak Savings (MW) | Achievable Technical Potential | 0 | 0 | 0 | 0 | 0 | 0 | 0 | 0 | 0 | 0 | 0 | 0 | 0 | 0 | 0 | 0 | 0 | 0 | 0 | 0 | 0 | 0 | 0 | 0 | 0 | 0 | 0
F9_Commercial_WA - Health_New_Space Heating_Natural Gas_Furnace_A_Achievable Technical Potential | F9 | Commercial | WA - Health | New | Space Heating | Natural Gas | Furnace | A | Cumulative Winter Peak Savings (MW) | Achievable Technical Potential | 0 | 0 | 0 | 0 | 0 | 0 | 0 | 0 | 0 | 0 | 0 | 0 | 0 | 0 | 0 | 0 | 0 | 0 | 0 | 0 | 0 | 0 | 0 | 0 | 0 | 0 | 0
F10_Commercial_WA - Health_New_Space Heating_Natural Gas_Furnace_A_Achievable Technical Potential | F10 | Commercial | WA - Health | New | Space Heating | Natural Gas | Furnace | A | Purchases (Incremental) | Achievable Technical Potential | 0 | 0 | 0 | 0 | 0 | 0 | 0 | 0 | 0 | 0 | 0 | 0 | 0 | 0 | 0 | 0 | 0 | 0 | 0 | 0 | 0 | 0 | 0 | 0 | 0 | 0 | 0
F11_Commercial_WA - Health_New_Space Heating_Natural Gas_Furnace_A_Achievable Technical Potential | F11 | Commercial | WA - Health | New | Space Heating | Natural Gas | Furnace | A | Purchases (Cumulative) | Achievable Technical Potential | 0 | 0 | 0 | 0 | 0 | 0 | 0 | 0 | 0 | 0 | 0 | 0 | 0 | 0 | 0 | 0 | 0 | 0 | 0 | 0 | 0 | 0 | 0 | 0 | 0 | 0 | 0
F1_Commercial_WA - Health_New_Space Heating_Natural Gas_Boiler_A_Achievable Technical Potential | F1 | Commercial | WA - Health | New | Space Heating | Natural Gas | Boiler | A | Integrated Unit Energy Savings (kWh or therms) | Achievable Technical Potential | 0 | 0 | 0 | 0 | 0 | 0 | 0 | 0 | 0 | 0 | 0 | 0 | 0 | 0 | 0 | 0 | 0 | 0 | 0 | 0 | 0 | 0 | 0 | 0 | 0 | 0 | 0
F2_Commercial_WA - Health_New_Space Heating_Natural Gas_Boiler_A_Achievable Technical Potential | F2 | Commercial | WA - Health | New | Space Heating | Natural Gas | Boiler | A | Integrated Unit Summer Peak Savings (kW) | Achievable Technical Potential | 0 | 0 | 0 | 0 | 0 | 0 | 0 | 0 | 0 | 0 | 0 | 0 | 0 | 0 | 0 | 0 | 0 | 0 | 0 | 0 | 0 | 0 | 0 | 0 | 0 | 0 | 0
F3_Commercial_WA - Health_New_Space Heating_Natural Gas_Boiler_A_Achievable Technical Potential | F3 | Commercial | WA - Health | New | Space Heating | Natural Gas | Boiler | A | Integrated Unit Winter Peak Savings (kW) | Achievable Technical Potential | 0 | 0 | 0 | 0 | 0 | 0 | 0 | 0 | 0 | 0 | 0 | 0 | 0 | 0 | 0 | 0 | 0 | 0 | 0 | 0 | 0 | 0 | 0 | 0 | 0 | 0 | 0
F4_Commercial_WA - Health_New_Space Heating_Natural Gas_Boiler_A_Achievable Technical Potential | F4 | Commercial | WA - Health | New | Space Heating | Natural Gas | Boiler | A | Incremental Energy Savings (MWh or mTherms) | Achievable Technical Potential | 0 | 0 | 0 | 0 | 0 | 0 | 0 | 0 | 0 | 0 | 0 | 0 | 0 | 0 | 0 | 0 | 0 | 0 | 0 | 0 | 0 | 0 | 0 | 0 | 0 | 0 | 0
F5_Commercial_WA - Health_New_Space Heating_Natural Gas_Boiler_A_Achievable Technical Potential | F5 | Commercial | WA - Health | New | Space Heating | Natural Gas | Boiler | A | Incremental Summer Peak Savings (MW) | Achievable Technical Potential | 0 | 0 | 0 | 0 | 0 | 0 | 0 | 0 | 0 | 0 | 0 | 0 | 0 | 0 | 0 | 0 | 0 | 0 | 0 | 0 | 0 | 0 | 0 | 0 | 0 | 0 | 0
F6_Commercial_WA - Health_New_Space Heating_Natural Gas_Boiler_A_Achievable Technical Potential | F6 | Commercial | WA - Health | New | Space Heating | Natural Gas | Boiler | A | Incremental Winter Peak Savings (MW) | Achievable Technical Potential | 0 | 0 | 0 | 0 | 0 | 0 | 0 | 0 | 0 | 0 | 0 | 0 | 0 | 0 | 0 | 0 | 0 | 0 | 0 | 0 | 0 | 0 | 0 | 0 | 0 | 0 | 0
F7_Commercial_WA - Health_New_Space Heating_Natural Gas_Boiler_A_Achievable Technical Potential | F7 | Commercial | WA - Health | New | Space Heating | Natural Gas | Boiler | A | Cumulative Energy Savings (MWh or mTherms) | Achievable Technical Potential | 0 | 0 | 0 | 0 | 0 | 0 | 0 | 0 | 0 | 0 | 0 | 0 | 0 | 0 | 0 | 0 | 0 | 0 | 0 | 0 | 0 | 0 | 0 | 0 | 0 | 0 | 0
F8_Commercial_WA - Health_New_Space Heating_Natural Gas_Boiler_A_Achievable Technical Potential | F8 | Commercial | WA - Health | New | Space Heating | Natural Gas | Boiler | A | Cumulative Summer Peak Savings (MW) | Achievable Technical Potential | 0 | 0 | 0 | 0 | 0 | 0 | 0 | 0 | 0 | 0 | 0 | 0 | 0 | 0 | 0 | 0 | 0 | 0 | 0 | 0 | 0 | 0 | 0 | 0 | 0 | 0 | 0
F9_Commercial_WA - Health_New_Space Heating_Natural Gas_Boiler_A_Achievable Technical Potential | F9 | Commercial | WA - Health | New | Space Heating | Natural Gas | Boiler | A | Cumulative Winter Peak Savings (MW) | Achievable Technical Potential | 0 | 0 | 0 | 0 | 0 | 0 | 0 | 0 | 0 | 0 | 0 | 0 | 0 | 0 | 0 | 0 | 0 | 0 | 0 | 0 | 0 | 0 | 0 | 0 | 0 | 0 | 0
F10_Commercial_WA - Health_New_Space Heating_Natural Gas_Boiler_A_Achievable Technical Potential | F10 | Commercial | WA - Health | New | Space Heating | Natural Gas | Boiler | A | Purchases (Incremental) | Achievable Technical Potential | 0 | 0 | 0 | 0 | 0 | 0 | 0 | 0 | 0 | 0 | 0 | 0 | 0 | 0 | 0 | 0 | 0 | 0 | 0 | 0 | 0 | 0 | 0 | 0 | 0 | 0 | 0
F11_Commercial_WA - Health_New_Space Heating_Natural Gas_Boiler_A_Achievable Technical Potential | F11 | Commercial | WA - Health | New | Space Heating | Natural Gas | Boiler | A | Purchases (Cumulative) | Achievable Technical Potential | 0 | 0 | 0 | 0 | 0 | 0 | 0 | 0 | 0 | 0 | 0 | 0 | 0 | 0 | 0 | 0 | 0 | 0 | 0 | 0 | 0 | 0 | 0 | 0 | 0 | 0 | 0
F1_Commercial_WA - Health_New_Space Heating_Natural Gas_Unit Heater_A_Achievable Technical Potential | F1 | Commercial | WA - Health | New | Space Heating | Natural Gas | Unit Heater | A | Integrated Unit Energy Savings (kWh or therms) | Achievable Technical Potential | 0 | 0 | 0 | 0 | 0 | 0 | 0 | 0 | 0 | 0 | 0 | 0 | 0 | 0 | 0 | 0 | 0 | 0 | 0 | 0 | 0 | 0 | 0 | 0 | 0 | 0 | 0
F2_Commercial_WA - Health_New_Space Heating_Natural Gas_Unit Heater_A_Achievable Technical Potential | F2 | Commercial | WA - Health | New | Space Heating | Natural Gas | Unit Heater | A | Integrated Unit Summer Peak Savings (kW) | Achievable Technical Potential | 0 | 0 | 0 | 0 | 0 | 0 | 0 | 0 | 0 | 0 | 0 | 0 | 0 | 0 | 0 | 0 | 0 | 0 | 0 | 0 | 0 | 0 | 0 | 0 | 0 | 0 | 0
F3_Commercial_WA - Health_New_Space Heating_Natural Gas_Unit Heater_A_Achievable Technical Potential | F3 | Commercial | WA - Health | New | Space Heating | Natural Gas | Unit Heater | A | Integrated Unit Winter Peak Savings (kW) | Achievable Technical Potential | 0 | 0 | 0 | 0 | 0 | 0 | 0 | 0 | 0 | 0 | 0 | 0 | 0 | 0 | 0 | 0 | 0 | 0 | 0 | 0 | 0 | 0 | 0 | 0 | 0 | 0 | 0
F4_Commercial_WA - Health_New_Space Heating_Natural Gas_Unit Heater_A_Achievable Technical Potential | F4 | Commercial | WA - Health | New | Space Heating | Natural Gas | Unit Heater | A | Incremental Energy Savings (MWh or mTherms) | Achievable Technical Potential | 0 | 0 | 0 | 0 | 0 | 0 | 0 | 0 | 0 | 0 | 0 | 0 | 0 | 0 | 0 | 0 | 0 | 0 | 0 | 0 | 0 | 0 | 0 | 0 | 0 | 0 | 0
F5_Commercial_WA - Health_New_Space Heating_Natural Gas_Unit Heater_A_Achievable Technical Potential | F5 | Commercial | WA - Health | New | Space Heating | Natural Gas | Unit Heater | A | Incremental Summer Peak Savings (MW) | Achievable Technical Potential | 0 | 0 | 0 | 0 | 0 | 0 | 0 | 0 | 0 | 0 | 0 | 0 | 0 | 0 | 0 | 0 | 0 | 0 | 0 | 0 | 0 | 0 | 0 | 0 | 0 | 0 | 0
F6_Commercial_WA - Health_New_Space Heating_Natural Gas_Unit Heater_A_Achievable Technical Potential | F6 | Commercial | WA - Health | New | Space Heating | Natural Gas | Unit Heater | A | Incremental Winter Peak Savings (MW) | Achievable Technical Potential | 0 | 0 | 0 | 0 | 0 | 0 | 0 | 0 | 0 | 0 | 0 | 0 | 0 | 0 | 0 | 0 | 0 | 0 | 0 | 0 | 0 | 0 | 0 | 0 | 0 | 0 | 0
F7_Commercial_WA - Health_New_Space Heating_Natural Gas_Unit Heater_A_Achievable Technical Potential | F7 | Commercial | WA - Health | New | Space Heating | Natural Gas | Unit Heater | A | Cumulative Energy Savings (MWh or mTherms) | Achievable Technical Potential | 0 | 0 | 0 | 0 | 0 | 0 | 0 | 0 | 0 | 0 | 0 | 0 | 0 | 0 | 0 | 0 | 0 | 0 | 0 | 0 | 0 | 0 | 0 | 0 | 0 | 0 | 0
F8_Commercial_WA - Health_New_Space Heating_Natural Gas_Unit Heater_A_Achievable Technical Potential | F8 | Commercial | WA - Health | New | Space Heating | Natural Gas | Unit Heater | A | Cumulative Summer Peak Savings (MW) | Achievable Technical Potential | 0 | 0 | 0 | 0 | 0 | 0 | 0 | 0 | 0 | 0 | 0 | 0 | 0 | 0 | 0 | 0 | 0 | 0 | 0 | 0 | 0 | 0 | 0 | 0 | 0 | 0 | 0
F9_Commercial_WA - Health_New_Space Heating_Natural Gas_Unit Heater_A_Achievable Technical Potential | F9 | Commercial | WA - Health | New | Space Heating | Natural Gas | Unit Heater | A | Cumulative Winter Peak Savings (MW) | Achievable Technical Potential | 0 | 0 | 0 | 0 | 0 | 0 | 0 | 0 | 0 | 0 | 0 | 0 | 0 | 0 | 0 | 0 | 0 | 0 | 0 | 0 | 0 | 0 | 0 | 0 | 0 | 0 | 0
F10_Commercial_WA - Health_New_Space Heating_Natural Gas_Unit Heater_A_Achievable Technical Potential | F10 | Commercial | WA - Health | New | Space Heating | Natural Gas | Unit Heater | A | Purchases (Incremental) | Achievable Technical Potential | 0 | 0 | 0 | 0 | 0 | 0 | 0 | 0 | 0 | 0 | 0 | 0 | 0 | 0 | 0 | 0 | 0 | 0 | 0 | 0 | 0 | 0 | 0 | 0 | 0 | 0 | 0
F11_Commercial_WA - Health_New_Space Heating_Natural Gas_Unit Heater_A_Achievable Technical Potential | F11 | Commercial | WA - Health | New | Space Heating | Natural Gas | Unit Heater | A | Purchases (Cumulative) | Achievable Technical Potential | 0 | 0 | 0 | 0 | 0 | 0 | 0 | 0 | 0 | 0 | 0 | 0 | 0 | 0 | 0 | 0 | 0 | 0 | 0 | 0 | 0 | 0 | 0 | 0 | 0 | 0 | 0
F1_Commercial_WA - Health_New_Water Heating_Natural Gas_Water Heater_A_Achievable Technical Potential | F1 | Commercial | WA - Health | New | Water Heating | Natural Gas | Water Heater | A | Integrated Unit Energy Savings (kWh or therms) | Achievable Technical Potential | 0 | 0 | 0 | 0 | 0 | 0 | 0 | 0 | 0 | 0 | 0 | 0 | 0 | 0 | 0 | 0 | 0 | 0 | 0 | 0 | 0 | 0 | 0 | 0 | 0 | 0 | 0
F2_Commercial_WA - Health_New_Water Heating_Natural Gas_Water Heater_A_Achievable Technical Potential | F2 | Commercial | WA - Health | New | Water Heating | Natural Gas | Water Heater | A | Integrated Unit Summer Peak Savings (kW) | Achievable Technical Potential | 0 | 0 | 0 | 0 | 0 | 0 | 0 | 0 | 0 | 0 | 0 | 0 | 0 | 0 | 0 | 0 | 0 | 0 | 0 | 0 | 0 | 0 | 0 | 0 | 0 | 0 | 0
F3_Commercial_WA - Health_New_Water Heating_Natural Gas_Water Heater_A_Achievable Technical Potential | F3 | Commercial | WA - Health | New | Water Heating | Natural Gas | Water Heater | A | Integrated Unit Winter Peak Savings (kW) | Achievable Technical Potential | 0 | 0 | 0 | 0 | 0 | 0 | 0 | 0 | 0 | 0 | 0 | 0 | 0 | 0 | 0 | 0 | 0 | 0 | 0 | 0 | 0 | 0 | 0 | 0 | 0 | 0 | 0
F4_Commercial_WA - Health_New_Water Heating_Natural Gas_Water Heater_A_Achievable Technical Potential | F4 | Commercial | WA - Health | New | Water Heating | Natural Gas | Water Heater | A | Incremental Energy Savings (MWh or mTherms) | Achievable Technical Potential | 0 | 0 | 0 | 0 | 0 | 0 | 0 | 0 | 0 | 0 | 0 | 0 | 0 | 0 | 0 | 0 | 0 | 0 | 0 | 0 | 0 | 0 | 0 | 0 | 0 | 0 | 0
F5_Commercial_WA - Health_New_Water Heating_Natural Gas_Water Heater_A_Achievable Technical Potential | F5 | Commercial | WA - Health | New | Water Heating | Natural Gas | Water Heater | A | Incremental Summer Peak Savings (MW) | Achievable Technical Potential | 0 | 0 | 0 | 0 | 0 | 0 | 0 | 0 | 0 | 0 | 0 | 0 | 0 | 0 | 0 | 0 | 0 | 0 | 0 | 0 | 0 | 0 | 0 | 0 | 0 | 0 | 0
F6_Commercial_WA - Health_New_Water Heating_Natural Gas_Water Heater_A_Achievable Technical Potential | F6 | Commercial | WA - Health | New | Water Heating | Natural Gas | Water Heater | A | Incremental Winter Peak Savings (MW) | Achievable Technical Potential | 0 | 0 | 0 | 0 | 0 | 0 | 0 | 0 | 0 | 0 | 0 | 0 | 0 | 0 | 0 | 0 | 0 | 0 | 0 | 0 | 0 | 0 | 0 | 0 | 0 | 0 | 0
F7_Commercial_WA - Health_New_Water Heating_Natural Gas_Water Heater_A_Achievable Technical Potential | F7 | Commercial | WA - Health | New | Water Heating | Natural Gas | Water Heater | A | Cumulative Energy Savings (MWh or mTherms) | Achievable Technical Potential | 0 | 0 | 0 | 0 | 0 | 0 | 0 | 0 | 0 | 0 | 0 | 0 | 0 | 0 | 0 | 0 | 0 | 0 | 0 | 0 | 0 | 0 | 0 | 0 | 0 | 0 | 0
F8_Commercial_WA - Health_New_Water Heating_Natural Gas_Water Heater_A_Achievable Technical Potential | F8 | Commercial | WA - Health | New | Water Heating | Natural Gas | Water Heater | A | Cumulative Summer Peak Savings (MW) | Achievable Technical Potential | 0 | 0 | 0 | 0 | 0 | 0 | 0 | 0 | 0 | 0 | 0 | 0 | 0 | 0 | 0 | 0 | 0 | 0 | 0 | 0 | 0 | 0 | 0 | 0 | 0 | 0 | 0
F9_Commercial_WA - Health_New_Water Heating_Natural Gas_Water Heater_A_Achievable Technical Potential | F9 | Commercial | WA - Health | New | Water Heating | Natural Gas | Water Heater | A | Cumulative Winter Peak Savings (MW) | Achievable Technical Potential | 0 | 0 | 0 | 0 | 0 | 0 | 0 | 0 | 0 | 0 | 0 | 0 | 0 | 0 | 0 | 0 | 0 | 0 | 0 | 0 | 0 | 0 | 0 | 0 | 0 | 0 | 0
F10_Commercial_WA - Health_New_Water Heating_Natural Gas_Water Heater_A_Achievable Technical Potential | F10 | Commercial | WA - Health | New | Water Heating | Natural Gas | Water Heater | A | Purchases (Incremental) | Achievable Technical Potential | 0 | 0 | 0 | 0 | 0 | 0 | 0 | 0 | 0 | 0 | 0 | 0 | 0 | 0 | 0 | 0 | 0 | 0 | 0 | 0 | 0 | 0 | 0 | 0 | 0 | 0 | 0
F11_Commercial_WA - Health_New_Water Heating_Natural Gas_Water Heater_A_Achievable Technical Potential | F11 | Commercial | WA - Health | New | Water Heating | Natural Gas | Water Heater | A | Purchases (Cumulative) | Achievable Technical Potential | 0 | 0 | 0 | 0 | 0 | 0 | 0 | 0 | 0 | 0 | 0 | 0 | 0 | 0 | 0 | 0 | 0 | 0 | 0 | 0 | 0 | 0 | 0 | 0 | 0 | 0 | 0
F1_Commercial_WA - Health_New_Food Preparation_Natural Gas_Oven_A_Achievable Technical Potential | F1 | Commercial | WA - Health | New | Food Preparation | Natural Gas | Oven | A | Integrated Unit Energy Savings (kWh or therms) | Achievable Technical Potential | 0 | 0 | 0 | 0 | 0 | 0 | 0 | 0 | 0 | 0 | 0 | 0 | 0 | 0 | 0 | 0 | 0 | 0 | 0 | 0 | 0 | 0 | 0 | 0 | 0 | 0 | 0
F2_Commercial_WA - Health_New_Food Preparation_Natural Gas_Oven_A_Achievable Technical Potential | F2 | Commercial | WA - Health | New | Food Preparation | Natural Gas | Oven | A | Integrated Unit Summer Peak Savings (kW) | Achievable Technical Potential | 0 | 0 | 0 | 0 | 0 | 0 | 0 | 0 | 0 | 0 | 0 | 0 | 0 | 0 | 0 | 0 | 0 | 0 | 0 | 0 | 0 | 0 | 0 | 0 | 0 | 0 | 0
F3_Commercial_WA - Health_New_Food Preparation_Natural Gas_Oven_A_Achievable Technical Potential | F3 | Commercial | WA - Health | New | Food Preparation | Natural Gas | Oven | A | Integrated Unit Winter Peak Savings (kW) | Achievable Technical Potential | 0 | 0 | 0 | 0 | 0 | 0 | 0 | 0 | 0 | 0 | 0 | 0 | 0 | 0 | 0 | 0 | 0 | 0 | 0 | 0 | 0 | 0 | 0 | 0 | 0 | 0 | 0
F4_Commercial_WA - Health_New_Food Preparation_Natural Gas_Oven_A_Achievable Technical Potential | F4 | Commercial | WA - Health | New | Food Preparation | Natural Gas | Oven | A | Incremental Energy Savings (MWh or mTherms) | Achievable Technical Potential | 0 | 0 | 0 | 0 | 0 | 0 | 0 | 0 | 0 | 0 | 0 | 0 | 0 | 0 | 0 | 0 | 0 | 0 | 0 | 0 | 0 | 0 | 0 | 0 | 0 | 0 | 0
F5_Commercial_WA - Health_New_Food Preparation_Natural Gas_Oven_A_Achievable Technical Potential | F5 | Commercial | WA - Health | New | Food Preparation | Natural Gas | Oven | A | Incremental Summer Peak Savings (MW) | Achievable Technical Potential | 0 | 0 | 0 | 0 | 0 | 0 | 0 | 0 | 0 | 0 | 0 | 0 | 0 | 0 | 0 | 0 | 0 | 0 | 0 | 0 | 0 | 0 | 0 | 0 | 0 | 0 | 0
F6_Commercial_WA - Health_New_Food Preparation_Natural Gas_Oven_A_Achievable Technical Potential | F6 | Commercial | WA - Health | New | Food Preparation | Natural Gas | Oven | A | Incremental Winter Peak Savings (MW) | Achievable Technical Potential | 0 | 0 | 0 | 0 | 0 | 0 | 0 | 0 | 0 | 0 | 0 | 0 | 0 | 0 | 0 | 0 | 0 | 0 | 0 | 0 | 0 | 0 | 0 | 0 | 0 | 0 | 0
F7_Commercial_WA - Health_New_Food Preparation_Natural Gas_Oven_A_Achievable Technical Potential | F7 | Commercial | WA - Health | New | Food Preparation | Natural Gas | Oven | A | Cumulative Energy Savings (MWh or mTherms) | Achievable Technical Potential | 0 | 0 | 0 | 0 | 0 | 0 | 0 | 0 | 0 | 0 | 0 | 0 | 0 | 0 | 0 | 0 | 0 | 0 | 0 | 0 | 0 | 0 | 0 | 0 | 0 | 0 | 0
F8_Commercial_WA - Health_New_Food Preparation_Natural Gas_Oven_A_Achievable Technical Potential | F8 | Commercial | WA - Health | New | Food Preparation | Natural Gas | Oven | A | Cumulative Summer Peak Savings (MW) | Achievable Technical Potential | 0 | 0 | 0 | 0 | 0 | 0 | 0 | 0 | 0 | 0 | 0 | 0 | 0 | 0 | 0 | 0 | 0 | 0 | 0 | 0 | 0 | 0 | 0 | 0 | 0 | 0 | 0
F9_Commercial_WA - Health_New_Food Preparation_Natural Gas_Oven_A_Achievable Technical Potential | F9 | Commercial | WA - Health | New | Food Preparation | Natural Gas | Oven | A | Cumulative Winter Peak Savings (MW) | Achievable Technical Potential | 0 | 0 | 0 | 0 | 0 | 0 | 0 | 0 | 0 | 0 | 0 | 0 | 0 | 0 | 0 | 0 | 0 | 0 | 0 | 0 | 0 | 0 | 0 | 0 | 0 | 0 | 0
F10_Commercial_WA - Health_New_Food Preparation_Natural Gas_Oven_A_Achievable Technical Potential | F10 | Commercial | WA - Health | New | Food Preparation | Natural Gas | Oven | A | Purchases (Incremental) | Achievable Technical Potential | 0 | 0 | 0 | 0 | 0 | 0 | 0 | 0 | 0 | 0 | 0 | 0 | 0 | 0 | 0 | 0 | 0 | 0 | 0 | 0 | 0 | 0 | 0 | 0 | 0 | 0 | 0
F11_Commercial_WA - Health_New_Food Preparation_Natural Gas_Oven_A_Achievable Technical Potential | F11 | Commercial | WA - Health | New | Food Preparation | Natural Gas | Oven | A | Purchases (Cumulative) | Achievable Technical Potential | 0 | 0 | 0 | 0 | 0 | 0 | 0 | 0 | 0 | 0 | 0 | 0 | 0 | 0 | 0 | 0 | 0 | 0 | 0 | 0 | 0 | 0 | 0 | 0 | 0 | 0 | 0
F1_Commercial_WA - Health_New_Food Preparation_Natural Gas_Conveyor Oven_A_Achievable Technical Potential | F1 | Commercial | WA - Health | New | Food Preparation | Natural Gas | Conveyor Oven | A | Integrated Unit Energy Savings (kWh or therms) | Achievable Technical Potential | 0 | 0 | 0 | 0 | 0 | 0 | 0 | 0 | 0 | 0 | 0 | 0 | 0 | 0 | 0 | 0 | 0 | 0 | 0 | 0 | 0 | 0 | 0 | 0 | 0 | 0 | 0
F2_Commercial_WA - Health_New_Food Preparation_Natural Gas_Conveyor Oven_A_Achievable Technical Potential | F2 | Commercial | WA - Health | New | Food Preparation | Natural Gas | Conveyor Oven | A | Integrated Unit Summer Peak Savings (kW) | Achievable Technical Potential | 0 | 0 | 0 | 0 | 0 | 0 | 0 | 0 | 0 | 0 | 0 | 0 | 0 | 0 | 0 | 0 | 0 | 0 | 0 | 0 | 0 | 0 | 0 | 0 | 0 | 0 | 0
F3_Commercial_WA - Health_New_Food Preparation_Natural Gas_Conveyor Oven_A_Achievable Technical Potential | F3 | Commercial | WA - Health | New | Food Preparation | Natural Gas | Conveyor Oven | A | Integrated Unit Winter Peak Savings (kW) | Achievable Technical Potential | 0 | 0 | 0 | 0 | 0 | 0 | 0 | 0 | 0 | 0 | 0 | 0 | 0 | 0 | 0 | 0 | 0 | 0 | 0 | 0 | 0 | 0 | 0 | 0 | 0 | 0 | 0
F4_Commercial_WA - Health_New_Food Preparation_Natural Gas_Conveyor Oven_A_Achievable Technical Potential | F4 | Commercial | WA - Health | New | Food Preparation | Natural Gas | Conveyor Oven | A | Incremental Energy Savings (MWh or mTherms) | Achievable Technical Potential | 0 | 0 | 0 | 0 | 0 | 0 | 0 | 0 | 0 | 0 | 0 | 0 | 0 | 0 | 0 | 0 | 0 | 0 | 0 | 0 | 0 | 0 | 0 | 0 | 0 | 0 | 0
F5_Commercial_WA - Health_New_Food Preparation_Natural Gas_Conveyor Oven_A_Achievable Technical Potential | F5 | Commercial | WA - Health | New | Food Preparation | Natural Gas | Conveyor Oven | A | Incremental Summer Peak Savings (MW) | Achievable Technical Potential | 0 | 0 | 0 | 0 | 0 | 0 | 0 | 0 | 0 | 0 | 0 | 0 | 0 | 0 | 0 | 0 | 0 | 0 | 0 | 0 | 0 | 0 | 0 | 0 | 0 | 0 | 0
F6_Commercial_WA - Health_New_Food Preparation_Natural Gas_Conveyor Oven_A_Achievable Technical Potential | F6 | Commercial | WA - Health | New | Food Preparation | Natural Gas | Conveyor Oven | A | Incremental Winter Peak Savings (MW) | Achievable Technical Potential | 0 | 0 | 0 | 0 | 0 | 0 | 0 | 0 | 0 | 0 | 0 | 0 | 0 | 0 | 0 | 0 | 0 | 0 | 0 | 0 | 0 | 0 | 0 | 0 | 0 | 0 | 0
F7_Commercial_WA - Health_New_Food Preparation_Natural Gas_Conveyor Oven_A_Achievable Technical Potential | F7 | Commercial | WA - Health | New | Food Preparation | Natural Gas | Conveyor Oven | A | Cumulative Energy Savings (MWh or mTherms) | Achievable Technical Potential | 0 | 0 | 0 | 0 | 0 | 0 | 0 | 0 | 0 | 0 | 0 | 0 | 0 | 0 | 0 | 0 | 0 | 0 | 0 | 0 | 0 | 0 | 0 | 0 | 0 | 0 | 0
F8_Commercial_WA - Health_New_Food Preparation_Natural Gas_Conveyor Oven_A_Achievable Technical Potential | F8 | Commercial | WA - Health | New | Food Preparation | Natural Gas | Conveyor Oven | A | Cumulative Summer Peak Savings (MW) | Achievable Technical Potential | 0 | 0 | 0 | 0 | 0 | 0 | 0 | 0 | 0 | 0 | 0 | 0 | 0 | 0 | 0 | 0 | 0 | 0 | 0 | 0 | 0 | 0 | 0 | 0 | 0 | 0 | 0
F9_Commercial_WA - Health_New_Food Preparation_Natural Gas_Conveyor Oven_A_Achievable Technical Potential | F9 | Commercial | WA - Health | New | Food Preparation | Natural Gas | Conveyor Oven | A | Cumulative Winter Peak Savings (MW) | Achievable Technical Potential | 0 | 0 | 0 | 0 | 0 | 0 | 0 | 0 | 0 | 0 | 0 | 0 | 0 | 0 | 0 | 0 | 0 | 0 | 0 | 0 | 0 | 0 | 0 | 0 | 0 | 0 | 0
F10_Commercial_WA - Health_New_Food Preparation_Natural Gas_Conveyor Oven_A_Achievable Technical Potential | F10 | Commercial | WA - Health | New | Food Preparation | Natural Gas | Conveyor Oven | A | Purchases (Incremental) | Achievable Technical Potential | 0 | 0 | 0 | 0 | 0 | 0 | 0 | 0 | 0 | 0 | 0 | 0 | 0 | 0 | 0 | 0 | 0 | 0 | 0 | 0 | 0 | 0 | 0 | 0 | 0 | 0 | 0
F11_Commercial_WA - Health_New_Food Preparation_Natural Gas_Conveyor Oven_A_Achievable Technical Potential | F11 | Commercial | WA - Health | New | Food Preparation | Natural Gas | Conveyor Oven | A | Purchases (Cumulative) | Achievable Technical Potential | 0 | 0 | 0 | 0 | 0 | 0 | 0 | 0 | 0 | 0 | 0 | 0 | 0 | 0 | 0 | 0 | 0 | 0 | 0 | 0 | 0 | 0 | 0 | 0 | 0 | 0 | 0
F1_Commercial_WA - Health_New_Food Preparation_Natural Gas_Double Rack Oven_A_Achievable Technical Potential | F1 | Commercial | WA - Health | New | Food Preparation | Natural Gas | Double Rack Oven | A | Integrated Unit Energy Savings (kWh or therms) | Achievable Technical Potential | 0 | 0 | 0 | 0 | 0 | 0 | 0 | 0 | 0 | 0 | 0 | 0 | 0 | 0 | 0 | 0 | 0 | 0 | 0 | 0 | 0 | 0 | 0 | 0 | 0 | 0 | 0
F2_Commercial_WA - Health_New_Food Preparation_Natural Gas_Double Rack Oven_A_Achievable Technical Potential | F2 | Commercial | WA - Health | New | Food Preparation | Natural Gas | Double Rack Oven | A | Integrated Unit Summer Peak Savings (kW) | Achievable Technical Potential | 0 | 0 | 0 | 0 | 0 | 0 | 0 | 0 | 0 | 0 | 0 | 0 | 0 | 0 | 0 | 0 | 0 | 0 | 0 | 0 | 0 | 0 | 0 | 0 | 0 | 0 | 0
F3_Commercial_WA - Health_New_Food Preparation_Natural Gas_Double Rack Oven_A_Achievable Technical Potential | F3 | Commercial | WA - Health | New | Food Preparation | Natural Gas | Double Rack Oven | A | Integrated Unit Winter Peak Savings (kW) | Achievable Technical Potential | 0 | 0 | 0 | 0 | 0 | 0 | 0 | 0 | 0 | 0 | 0 | 0 | 0 | 0 | 0 | 0 | 0 | 0 | 0 | 0 | 0 | 0 | 0 | 0 | 0 | 0 | 0
F4_Commercial_WA - Health_New_Food Preparation_Natural Gas_Double Rack Oven_A_Achievable Technical Potential | F4 | Commercial | WA - Health | New | Food Preparation | Natural Gas | Double Rack Oven | A | Incremental Energy Savings (MWh or mTherms) | Achievable Technical Potential | 0 | 0 | 0 | 0 | 0 | 0 | 0 | 0 | 0 | 0 | 0 | 0 | 0 | 0 | 0 | 0 | 0 | 0 | 0 | 0 | 0 | 0 | 0 | 0 | 0 | 0 | 0
F5_Commercial_WA - Health_New_Food Preparation_Natural Gas_Double Rack Oven_A_Achievable Technical Potential | F5 | Commercial | WA - Health | New | Food Preparation | Natural Gas | Double Rack Oven | A | Incremental Summer Peak Savings (MW) | Achievable Technical Potential | 0 | 0 | 0 | 0 | 0 | 0 | 0 | 0 | 0 | 0 | 0 | 0 | 0 | 0 | 0 | 0 | 0 | 0 | 0 | 0 | 0 | 0 | 0 | 0 | 0 | 0 | 0
F6_Commercial_WA - Health_New_Food Preparation_Natural Gas_Double Rack Oven_A_Achievable Technical Potential | F6 | Commercial | WA - Health | New | Food Preparation | Natural Gas | Double Rack Oven | A | Incremental Winter Peak Savings (MW) | Achievable Technical Potential | 0 | 0 | 0 | 0 | 0 | 0 | 0 | 0 | 0 | 0 | 0 | 0 | 0 | 0 | 0 | 0 | 0 | 0 | 0 | 0 | 0 | 0 | 0 | 0 | 0 | 0 | 0
F7_Commercial_WA - Health_New_Food Preparation_Natural Gas_Double Rack Oven_A_Achievable Technical Potential | F7 | Commercial | WA - Health | New | Food Preparation | Natural Gas | Double Rack Oven | A | Cumulative Energy Savings (MWh or mTherms) | Achievable Technical Potential | 0 | 0 | 0 | 0 | 0 | 0 | 0 | 0 | 0 | 0 | 0 | 0 | 0 | 0 | 0 | 0 | 0 | 0 | 0 | 0 | 0 | 0 | 0 | 0 | 0 | 0 | 0
F8_Commercial_WA - Health_New_Food Preparation_Natural Gas_Double Rack Oven_A_Achievable Technical Potential | F8 | Commercial | WA - Health | New | Food Preparation | Natural Gas | Double Rack Oven | A | Cumulative Summer Peak Savings (MW) | Achievable Technical Potential | 0 | 0 | 0 | 0 | 0 | 0 | 0 | 0 | 0 | 0 | 0 | 0 | 0 | 0 | 0 | 0 | 0 | 0 | 0 | 0 | 0 | 0 | 0 | 0 | 0 | 0 | 0
F9_Commercial_WA - Health_New_Food Preparation_Natural Gas_Double Rack Oven_A_Achievable Technical Potential | F9 | Commercial | WA - Health | New | Food Preparation | Natural Gas | Double Rack Oven | A | Cumulative Winter Peak Savings (MW) | Achievable Technical Potential | 0 | 0 | 0 | 0 | 0 | 0 | 0 | 0 | 0 | 0 | 0 | 0 | 0 | 0 | 0 | 0 | 0 | 0 | 0 | 0 | 0 | 0 | 0 | 0 | 0 | 0 | 0
F10_Commercial_WA - Health_New_Food Preparation_Natural Gas_Double Rack Oven_A_Achievable Technical Potential | F10 | Commercial | WA - Health | New | Food Preparation | Natural Gas | Double Rack Oven | A | Purchases (Incremental) | Achievable Technical Potential | 0 | 0 | 0 | 0 | 0 | 0 | 0 | 0 | 0 | 0 | 0 | 0 | 0 | 0 | 0 | 0 | 0 | 0 | 0 | 0 | 0 | 0 | 0 | 0 | 0 | 0 | 0
F11_Commercial_WA - Health_New_Food Preparation_Natural Gas_Double Rack Oven_A_Achievable Technical Potential | F11 | Commercial | WA - Health | New | Food Preparation | Natural Gas | Double Rack Oven | A | Purchases (Cumulative) | Achievable Technical Potential | 0 | 0 | 0 | 0 | 0 | 0 | 0 | 0 | 0 | 0 | 0 | 0 | 0 | 0 | 0 | 0 | 0 | 0 | 0 | 0 | 0 | 0 | 0 | 0 | 0 | 0 | 0
F1_Commercial_WA - Health_New_Food Preparation_Natural Gas_Fryer_A_Achievable Technical Potential | F1 | Commercial | WA - Health | New | Food Preparation | Natural Gas | Fryer | A | Integrated Unit Energy Savings (kWh or therms) | Achievable Technical Potential | 0 | 0 | 0 | 0 | 0 | 0 | 0 | 0 | 0 | 0 | 0 | 0 | 0 | 0 | 0 | 0 | 0 | 0 | 0 | 0 | 0 | 0 | 0 | 0 | 0 | 0 | 0
F2_Commercial_WA - Health_New_Food Preparation_Natural Gas_Fryer_A_Achievable Technical Potential | F2 | Commercial | WA - Health | New | Food Preparation | Natural Gas | Fryer | A | Integrated Unit Summer Peak Savings (kW) | Achievable Technical Potential | 0 | 0 | 0 | 0 | 0 | 0 | 0 | 0 | 0 | 0 | 0 | 0 | 0 | 0 | 0 | 0 | 0 | 0 | 0 | 0 | 0 | 0 | 0 | 0 | 0 | 0 | 0
F3_Commercial_WA - Health_New_Food Preparation_Natural Gas_Fryer_A_Achievable Technical Potential | F3 | Commercial | WA - Health | New | Food Preparation | Natural Gas | Fryer | A | Integrated Unit Winter Peak Savings (kW) | Achievable Technical Potential | 0 | 0 | 0 | 0 | 0 | 0 | 0 | 0 | 0 | 0 | 0 | 0 | 0 | 0 | 0 | 0 | 0 | 0 | 0 | 0 | 0 | 0 | 0 | 0 | 0 | 0 | 0
F4_Commercial_WA - Health_New_Food Preparation_Natural Gas_Fryer_A_Achievable Technical Potential | F4 | Commercial | WA - Health | New | Food Preparation | Natural Gas | Fryer | A | Incremental Energy Savings (MWh or mTherms) | Achievable Technical Potential | 0 | 0 | 0 | 0 | 0 | 0 | 0 | 0 | 0 | 0 | 0 | 0 | 0 | 0 | 0 | 0 | 0 | 0 | 0 | 0 | 0 | 0 | 0 | 0 | 0 | 0 | 0
F5_Commercial_WA - Health_New_Food Preparation_Natural Gas_Fryer_A_Achievable Technical Potential | F5 | Commercial | WA - Health | New | Food Preparation | Natural Gas | Fryer | A | Incremental Summer Peak Savings (MW) | Achievable Technical Potential | 0 | 0 | 0 | 0 | 0 | 0 | 0 | 0 | 0 | 0 | 0 | 0 | 0 | 0 | 0 | 0 | 0 | 0 | 0 | 0 | 0 | 0 | 0 | 0 | 0 | 0 | 0
F6_Commercial_WA - Health_New_Food Preparation_Natural Gas_Fryer_A_Achievable Technical Potential | F6 | Commercial | WA - Health | New | Food Preparation | Natural Gas | Fryer | A | Incremental Winter Peak Savings (MW) | Achievable Technical Potential | 0 | 0 | 0 | 0 | 0 | 0 | 0 | 0 | 0 | 0 | 0 | 0 | 0 | 0 | 0 | 0 | 0 | 0 | 0 | 0 | 0 | 0 | 0 | 0 | 0 | 0 | 0
F7_Commercial_WA - Health_New_Food Preparation_Natural Gas_Fryer_A_Achievable Technical Potential | F7 | Commercial | WA - Health | New | Food Preparation | Natural Gas | Fryer | A | Cumulative Energy Savings (MWh or mTherms) | Achievable Technical Potential | 0 | 0 | 0 | 0 | 0 | 0 | 0 | 0 | 0 | 0 | 0 | 0 | 0 | 0 | 0 | 0 | 0 | 0 | 0 | 0 | 0 | 0 | 0 | 0 | 0 | 0 | 0
F8_Commercial_WA - Health_New_Food Preparation_Natural Gas_Fryer_A_Achievable Technical Potential | F8 | Commercial | WA - Health | New | Food Preparation | Natural Gas | Fryer | A | Cumulative Summer Peak Savings (MW) | Achievable Technical Potential | 0 | 0 | 0 | 0 | 0 | 0 | 0 | 0 | 0 | 0 | 0 | 0 | 0 | 0 | 0 | 0 | 0 | 0 | 0 | 0 | 0 | 0 | 0 | 0 | 0 | 0 | 0
F9_Commercial_WA - Health_New_Food Preparation_Natural Gas_Fryer_A_Achievable Technical Potential | F9 | Commercial | WA - Health | New | Food Preparation | Natural Gas | Fryer | A | Cumulative Winter Peak Savings (MW) | Achievable Technical Potential | 0 | 0 | 0 | 0 | 0 | 0 | 0 | 0 | 0 | 0 | 0 | 0 | 0 | 0 | 0 | 0 | 0 | 0 | 0 | 0 | 0 | 0 | 0 | 0 | 0 | 0 | 0
F10_Commercial_WA - Health_New_Food Preparation_Natural Gas_Fryer_A_Achievable Technical Potential | F10 | Commercial | WA - Health | New | Food Preparation | Natural Gas | Fryer | A | Purchases (Incremental) | Achievable Technical Potential | 0 | 0 | 0 | 0 | 0 | 0 | 0 | 0 | 0 | 0 | 0 | 0 | 0 | 0 | 0 | 0 | 0 | 0 | 0 | 0 | 0 | 0 | 0 | 0 | 0 | 0 | 0
F11_Commercial_WA - Health_New_Food Preparation_Natural Gas_Fryer_A_Achievable Technical Potential | F11 | Commercial | WA - Health | New | Food Preparation | Natural Gas | Fryer | A | Purchases (Cumulative) | Achievable Technical Potential | 0 | 0 | 0 | 0 | 0 | 0 | 0 | 0 | 0 | 0 | 0 | 0 | 0 | 0 | 0 | 0 | 0 | 0 | 0 | 0 | 0 | 0 | 0 | 0 | 0 | 0 | 0
F1_Commercial_WA - Health_New_Food Preparation_Natural Gas_Broiler_A_Achievable Technical Potential | F1 | Commercial | WA - Health | New | Food Preparation | Natural Gas | Broiler | A | Integrated Unit Energy Savings (kWh or therms) | Achievable Technical Potential | 0 | 0 | 0 | 0 | 0 | 0 | 0 | 0 | 0 | 0 | 0 | 0 | 0 | 0 | 0 | 0 | 0 | 0 | 0 | 0 | 0 | 0 | 0 | 0 | 0 | 0 | 0
F2_Commercial_WA - Health_New_Food Preparation_Natural Gas_Broiler_A_Achievable Technical Potential | F2 | Commercial | WA - Health | New | Food Preparation | Natural Gas | Broiler | A | Integrated Unit Summer Peak Savings (kW) | Achievable Technical Potential | 0 | 0 | 0 | 0 | 0 | 0 | 0 | 0 | 0 | 0 | 0 | 0 | 0 | 0 | 0 | 0 | 0 | 0 | 0 | 0 | 0 | 0 | 0 | 0 | 0 | 0 | 0
F3_Commercial_WA - Health_New_Food Preparation_Natural Gas_Broiler_A_Achievable Technical Potential | F3 | Commercial | WA - Health | New | Food Preparation | Natural Gas | Broiler | A | Integrated Unit Winter Peak Savings (kW) | Achievable Technical Potential | 0 | 0 | 0 | 0 | 0 | 0 | 0 | 0 | 0 | 0 | 0 | 0 | 0 | 0 | 0 | 0 | 0 | 0 | 0 | 0 | 0 | 0 | 0 | 0 | 0 | 0 | 0
F4_Commercial_WA - Health_New_Food Preparation_Natural Gas_Broiler_A_Achievable Technical Potential | F4 | Commercial | WA - Health | New | Food Preparation | Natural Gas | Broiler | A | Incremental Energy Savings (MWh or mTherms) | Achievable Technical Potential | 0 | 0 | 0 | 0 | 0 | 0 | 0 | 0 | 0 | 0 | 0 | 0 | 0 | 0 | 0 | 0 | 0 | 0 | 0 | 0 | 0 | 0 | 0 | 0 | 0 | 0 | 0
F5_Commercial_WA - Health_New_Food Preparation_Natural Gas_Broiler_A_Achievable Technical Potential | F5 | Commercial | WA - Health | New | Food Preparation | Natural Gas | Broiler | A | Incremental Summer Peak Savings (MW) | Achievable Technical Potential | 0 | 0 | 0 | 0 | 0 | 0 | 0 | 0 | 0 | 0 | 0 | 0 | 0 | 0 | 0 | 0 | 0 | 0 | 0 | 0 | 0 | 0 | 0 | 0 | 0 | 0 | 0
F6_Commercial_WA - Health_New_Food Preparation_Natural Gas_Broiler_A_Achievable Technical Potential | F6 | Commercial | WA - Health | New | Food Preparation | Natural Gas | Broiler | A | Incremental Winter Peak Savings (MW) | Achievable Technical Potential | 0 | 0 | 0 | 0 | 0 | 0 | 0 | 0 | 0 | 0 | 0 | 0 | 0 | 0 | 0 | 0 | 0 | 0 | 0 | 0 | 0 | 0 | 0 | 0 | 0 | 0 | 0
F7_Commercial_WA - Health_New_Food Preparation_Natural Gas_Broiler_A_Achievable Technical Potential | F7 | Commercial | WA - Health | New | Food Preparation | Natural Gas | Broiler | A | Cumulative Energy Savings (MWh or mTherms) | Achievable Technical Potential | 0 | 0 | 0 | 0 | 0 | 0 | 0 | 0 | 0 | 0 | 0 | 0 | 0 | 0 | 0 | 0 | 0 | 0 | 0 | 0 | 0 | 0 | 0 | 0 | 0 | 0 | 0
F8_Commercial_WA - Health_New_Food Preparation_Natural Gas_Broiler_A_Achievable Technical Potential | F8 | Commercial | WA - Health | New | Food Preparation | Natural Gas | Broiler | A | Cumulative Summer Peak Savings (MW) | Achievable Technical Potential | 0 | 0 | 0 | 0 | 0 | 0 | 0 | 0 | 0 | 0 | 0 | 0 | 0 | 0 | 0 | 0 | 0 | 0 | 0 | 0 | 0 | 0 | 0 | 0 | 0 | 0 | 0
F9_Commercial_WA - Health_New_Food Preparation_Natural Gas_Broiler_A_Achievable Technical Potential | F9 | Commercial | WA - Health | New | Food Preparation | Natural Gas | Broiler | A | Cumulative Winter Peak Savings (MW) | Achievable Technical Potential | 0 | 0 | 0 | 0 | 0 | 0 | 0 | 0 | 0 | 0 | 0 | 0 | 0 | 0 | 0 | 0 | 0 | 0 | 0 | 0 | 0 | 0 | 0 | 0 | 0 | 0 | 0
F10_Commercial_WA - Health_New_Food Preparation_Natural Gas_Broiler_A_Achievable Technical Potential | F10 | Commercial | WA - Health | New | Food Preparation | Natural Gas | Broiler | A | Purchases (Incremental) | Achievable Technical Potential | 0 | 0 | 0 | 0 | 0 | 0 | 0 | 0 | 0 | 0 | 0 | 0 | 0 | 0 | 0 | 0 | 0 | 0 | 0 | 0 | 0 | 0 | 0 | 0 | 0 | 0 | 0
F11_Commercial_WA - Health_New_Food Preparation_Natural Gas_Broiler_A_Achievable Technical Potential | F11 | Commercial | WA - Health | New | Food Preparation | Natural Gas | Broiler | A | Purchases (Cumulative) | Achievable Technical Potential | 0 | 0 | 0 | 0 | 0 | 0 | 0 | 0 | 0 | 0 | 0 | 0 | 0 | 0 | 0 | 0 | 0 | 0 | 0 | 0 | 0 | 0 | 0 | 0 | 0 | 0 | 0
F1_Commercial_WA - Health_New_Food Preparation_Natural Gas_Griddle_A_Achievable Technical Potential | F1 | Commercial | WA - Health | New | Food Preparation | Natural Gas | Griddle | A | Integrated Unit Energy Savings (kWh or therms) | Achievable Technical Potential | 0 | 0 | 0 | 0 | 0 | 0 | 0 | 0 | 0 | 0 | 0 | 0 | 0 | 0 | 0 | 0 | 0 | 0 | 0 | 0 | 0 | 0 | 0 | 0 | 0 | 0 | 0
F2_Commercial_WA - Health_New_Food Preparation_Natural Gas_Griddle_A_Achievable Technical Potential | F2 | Commercial | WA - Health | New | Food Preparation | Natural Gas | Griddle | A | Integrated Unit Summer Peak Savings (kW) | Achievable Technical Potential | 0 | 0 | 0 | 0 | 0 | 0 | 0 | 0 | 0 | 0 | 0 | 0 | 0 | 0 | 0 | 0 | 0 | 0 | 0 | 0 | 0 | 0 | 0 | 0 | 0 | 0 | 0
F3_Commercial_WA - Health_New_Food Preparation_Natural Gas_Griddle_A_Achievable Technical Potential | F3 | Commercial | WA - Health | New | Food Preparation | Natural Gas | Griddle | A | Integrated Unit Winter Peak Savings (kW) | Achievable Technical Potential | 0 | 0 | 0 | 0 | 0 | 0 | 0 | 0 | 0 | 0 | 0 | 0 | 0 | 0 | 0 | 0 | 0 | 0 | 0 | 0 | 0 | 0 | 0 | 0 | 0 | 0 | 0
F4_Commercial_WA - Health_New_Food Preparation_Natural Gas_Griddle_A_Achievable Technical Potential | F4 | Commercial | WA - Health | New | Food Preparation | Natural Gas | Griddle | A | Incremental Energy Savings (MWh or mTherms) | Achievable Technical Potential | 0 | 0 | 0 | 0 | 0 | 0 | 0 | 0 | 0 | 0 | 0 | 0 | 0 | 0 | 0 | 0 | 0 | 0 | 0 | 0 | 0 | 0 | 0 | 0 | 0 | 0 | 0
F5_Commercial_WA - Health_New_Food Preparation_Natural Gas_Griddle_A_Achievable Technical Potential | F5 | Commercial | WA - Health | New | Food Preparation | Natural Gas | Griddle | A | Incremental Summer Peak Savings (MW) | Achievable Technical Potential | 0 | 0 | 0 | 0 | 0 | 0 | 0 | 0 | 0 | 0 | 0 | 0 | 0 | 0 | 0 | 0 | 0 | 0 | 0 | 0 | 0 | 0 | 0 | 0 | 0 | 0 | 0
F6_Commercial_WA - Health_New_Food Preparation_Natural Gas_Griddle_A_Achievable Technical Potential | F6 | Commercial | WA - Health | New | Food Preparation | Natural Gas | Griddle | A | Incremental Winter Peak Savings (MW) | Achievable Technical Potential | 0 | 0 | 0 | 0 | 0 | 0 | 0 | 0 | 0 | 0 | 0 | 0 | 0 | 0 | 0 | 0 | 0 | 0 | 0 | 0 | 0 | 0 | 0 | 0 | 0 | 0 | 0
F7_Commercial_WA - Health_New_Food Preparation_Natural Gas_Griddle_A_Achievable Technical Potential | F7 | Commercial | WA - Health | New | Food Preparation | Natural Gas | Griddle | A | Cumulative Energy Savings (MWh or mTherms) | Achievable Technical Potential | 0 | 0 | 0 | 0 | 0 | 0 | 0 | 0 | 0 | 0 | 0 | 0 | 0 | 0 | 0 | 0 | 0 | 0 | 0 | 0 | 0 | 0 | 0 | 0 | 0 | 0 | 0
F8_Commercial_WA - Health_New_Food Preparation_Natural Gas_Griddle_A_Achievable Technical Potential | F8 | Commercial | WA - Health | New | Food Preparation | Natural Gas | Griddle | A | Cumulative Summer Peak Savings (MW) | Achievable Technical Potential | 0 | 0 | 0 | 0 | 0 | 0 | 0 | 0 | 0 | 0 | 0 | 0 | 0 | 0 | 0 | 0 | 0 | 0 | 0 | 0 | 0 | 0 | 0 | 0 | 0 | 0 | 0
F9_Commercial_WA - Health_New_Food Preparation_Natural Gas_Griddle_A_Achievable Technical Potential | F9 | Commercial | WA - Health | New | Food Preparation | Natural Gas | Griddle | A | Cumulative Winter Peak Savings (MW) | Achievable Technical Potential | 0 | 0 | 0 | 0 | 0 | 0 | 0 | 0 | 0 | 0 | 0 | 0 | 0 | 0 | 0 | 0 | 0 | 0 | 0 | 0 | 0 | 0 | 0 | 0 | 0 | 0 | 0
F10_Commercial_WA - Health_New_Food Preparation_Natural Gas_Griddle_A_Achievable Technical Potential | F10 | Commercial | WA - Health | New | Food Preparation | Natural Gas | Griddle | A | Purchases (Incremental) | Achievable Technical Potential | 0 | 0 | 0 | 0 | 0 | 0 | 0 | 0 | 0 | 0 | 0 | 0 | 0 | 0 | 0 | 0 | 0 | 0 | 0 | 0 | 0 | 0 | 0 | 0 | 0 | 0 | 0
F11_Commercial_WA - Health_New_Food Preparation_Natural Gas_Griddle_A_Achievable Technical Potential | F11 | Commercial | WA - Health | New | Food Preparation | Natural Gas | Griddle | A | Purchases (Cumulative) | Achievable Technical Potential | 0 | 0 | 0 | 0 | 0 | 0 | 0 | 0 | 0 | 0 | 0 | 0 | 0 | 0 | 0 | 0 | 0 | 0 | 0 | 0 | 0 | 0 | 0 | 0 | 0 | 0 | 0
F1_Commercial_WA - Health_New_Food Preparation_Natural Gas_Range_A_Achievable Technical Potential | F1 | Commercial | WA - Health | New | Food Preparation | Natural Gas | Range | A | Integrated Unit Energy Savings (kWh or therms) | Achievable Technical Potential | 0 | 0 | 0 | 0 | 0 | 0 | 0 | 0 | 0 | 0 | 0 | 0 | 0 | 0 | 0 | 0 | 0 | 0 | 0 | 0 | 0 | 0 | 0 | 0 | 0 | 0 | 0
F2_Commercial_WA - Health_New_Food Preparation_Natural Gas_Range_A_Achievable Technical Potential | F2 | Commercial | WA - Health | New | Food Preparation | Natural Gas | Range | A | Integrated Unit Summer Peak Savings (kW) | Achievable Technical Potential | 0 | 0 | 0 | 0 | 0 | 0 | 0 | 0 | 0 | 0 | 0 | 0 | 0 | 0 | 0 | 0 | 0 | 0 | 0 | 0 | 0 | 0 | 0 | 0 | 0 | 0 | 0
F3_Commercial_WA - Health_New_Food Preparation_Natural Gas_Range_A_Achievable Technical Potential | F3 | Commercial | WA - Health | New | Food Preparation | Natural Gas | Range | A | Integrated Unit Winter Peak Savings (kW) | Achievable Technical Potential | 0 | 0 | 0 | 0 | 0 | 0 | 0 | 0 | 0 | 0 | 0 | 0 | 0 | 0 | 0 | 0 | 0 | 0 | 0 | 0 | 0 | 0 | 0 | 0 | 0 | 0 | 0
F4_Commercial_WA - Health_New_Food Preparation_Natural Gas_Range_A_Achievable Technical Potential | F4 | Commercial | WA - Health | New | Food Preparation | Natural Gas | Range | A | Incremental Energy Savings (MWh or mTherms) | Achievable Technical Potential | 0 | 0 | 0 | 0 | 0 | 0 | 0 | 0 | 0 | 0 | 0 | 0 | 0 | 0 | 0 | 0 | 0 | 0 | 0 | 0 | 0 | 0 | 0 | 0 | 0 | 0 | 0
F5_Commercial_WA - Health_New_Food Preparation_Natural Gas_Range_A_Achievable Technical Potential | F5 | Commercial | WA - Health | New | Food Preparation | Natural Gas | Range | A | Incremental Summer Peak Savings (MW) | Achievable Technical Potential | 0 | 0 | 0 | 0 | 0 | 0 | 0 | 0 | 0 | 0 | 0 | 0 | 0 | 0 | 0 | 0 | 0 | 0 | 0 | 0 | 0 | 0 | 0 | 0 | 0 | 0 | 0
F6_Commercial_WA - Health_New_Food Preparation_Natural Gas_Range_A_Achievable Technical Potential | F6 | Commercial | WA - Health | New | Food Preparation | Natural Gas | Range | A | Incremental Winter Peak Savings (MW) | Achievable Technical Potential | 0 | 0 | 0 | 0 | 0 | 0 | 0 | 0 | 0 | 0 | 0 | 0 | 0 | 0 | 0 | 0 | 0 | 0 | 0 | 0 | 0 | 0 | 0 | 0 | 0 | 0 | 0
F7_Commercial_WA - Health_New_Food Preparation_Natural Gas_Range_A_Achievable Technical Potential | F7 | Commercial | WA - Health | New | Food Preparation | Natural Gas | Range | A | Cumulative Energy Savings (MWh or mTherms) | Achievable Technical Potential | 0 | 0 | 0 | 0 | 0 | 0 | 0 | 0 | 0 | 0 | 0 | 0 | 0 | 0 | 0 | 0 | 0 | 0 | 0 | 0 | 0 | 0 | 0 | 0 | 0 | 0 | 0
F8_Commercial_WA - Health_New_Food Preparation_Natural Gas_Range_A_Achievable Technical Potential | F8 | Commercial | WA - Health | New | Food Preparation | Natural Gas | Range | A | Cumulative Summer Peak Savings (MW) | Achievable Technical Potential | 0 | 0 | 0 | 0 | 0 | 0 | 0 | 0 | 0 | 0 | 0 | 0 | 0 | 0 | 0 | 0 | 0 | 0 | 0 | 0 | 0 | 0 | 0 | 0 | 0 | 0 | 0
F9_Commercial_WA - Health_New_Food Preparation_Natural Gas_Range_A_Achievable Technical Potential | F9 | Commercial | WA - Health | New | Food Preparation | Natural Gas | Range | A | Cumulative Winter Peak Savings (MW) | Achievable Technical Potential | 0 | 0 | 0 | 0 | 0 | 0 | 0 | 0 | 0 | 0 | 0 | 0 | 0 | 0 | 0 | 0 | 0 | 0 | 0 | 0 | 0 | 0 | 0 | 0 | 0 | 0 | 0
F10_Commercial_WA - Health_New_Food Preparation_Natural Gas_Range_A_Achievable Technical Potential | F10 | Commercial | WA - Health | New | Food Preparation | Natural Gas | Range | A | Purchases (Incremental) | Achievable Technical Potential | 0 | 0 | 0 | 0 | 0 | 0 | 0 | 0 | 0 | 0 | 0 | 0 | 0 | 0 | 0 | 0 | 0 | 0 | 0 | 0 | 0 | 0 | 0 | 0 | 0 | 0 | 0
F11_Commercial_WA - Health_New_Food Preparation_Natural Gas_Range_A_Achievable Technical Potential | F11 | Commercial | WA - Health | New | Food Preparation | Natural Gas | Range | A | Purchases (Cumulative) | Achievable Technical Potential | 0 | 0 | 0 | 0 | 0 | 0 | 0 | 0 | 0 | 0 | 0 | 0 | 0 | 0 | 0 | 0 | 0 | 0 | 0 | 0 | 0 | 0 | 0 | 0 | 0 | 0 | 0
F1_Commercial_WA - Health_New_Food Preparation_Natural Gas_Steamer_A_Achievable Technical Potential | F1 | Commercial | WA - Health | New | Food Preparation | Natural Gas | Steamer | A | Integrated Unit Energy Savings (kWh or therms) | Achievable Technical Potential | 0 | 0 | 0 | 0 | 0 | 0 | 0 | 0 | 0 | 0 | 0 | 0 | 0 | 0 | 0 | 0 | 0 | 0 | 0 | 0 | 0 | 0 | 0 | 0 | 0 | 0 | 0
F2_Commercial_WA - Health_New_Food Preparation_Natural Gas_Steamer_A_Achievable Technical Potential | F2 | Commercial | WA - Health | New | Food Preparation | Natural Gas | Steamer | A | Integrated Unit Summer Peak Savings (kW) | Achievable Technical Potential | 0 | 0 | 0 | 0 | 0 | 0 | 0 | 0 | 0 | 0 | 0 | 0 | 0 | 0 | 0 | 0 | 0 | 0 | 0 | 0 | 0 | 0 | 0 | 0 | 0 | 0 | 0
F3_Commercial_WA - Health_New_Food Preparation_Natural Gas_Steamer_A_Achievable Technical Potential | F3 | Commercial | WA - Health | New | Food Preparation | Natural Gas | Steamer | A | Integrated Unit Winter Peak Savings (kW) | Achievable Technical Potential | 0 | 0 | 0 | 0 | 0 | 0 | 0 | 0 | 0 | 0 | 0 | 0 | 0 | 0 | 0 | 0 | 0 | 0 | 0 | 0 | 0 | 0 | 0 | 0 | 0 | 0 | 0
F4_Commercial_WA - Health_New_Food Preparation_Natural Gas_Steamer_A_Achievable Technical Potential | F4 | Commercial | WA - Health | New | Food Preparation | Natural Gas | Steamer | A | Incremental Energy Savings (MWh or mTherms) | Achievable Technical Potential | 0 | 0 | 0 | 0 | 0 | 0 | 0 | 0 | 0 | 0 | 0 | 0 | 0 | 0 | 0 | 0 | 0 | 0 | 0 | 0 | 0 | 0 | 0 | 0 | 0 | 0 | 0
F5_Commercial_WA - Health_New_Food Preparation_Natural Gas_Steamer_A_Achievable Technical Potential | F5 | Commercial | WA - Health | New | Food Preparation | Natural Gas | Steamer | A | Incremental Summer Peak Savings (MW) | Achievable Technical Potential | 0 | 0 | 0 | 0 | 0 | 0 | 0 | 0 | 0 | 0 | 0 | 0 | 0 | 0 | 0 | 0 | 0 | 0 | 0 | 0 | 0 | 0 | 0 | 0 | 0 | 0 | 0
F6_Commercial_WA - Health_New_Food Preparation_Natural Gas_Steamer_A_Achievable Technical Potential | F6 | Commercial | WA - Health | New | Food Preparation | Natural Gas | Steamer | A | Incremental Winter Peak Savings (MW) | Achievable Technical Potential | 0 | 0 | 0 | 0 | 0 | 0 | 0 | 0 | 0 | 0 | 0 | 0 | 0 | 0 | 0 | 0 | 0 | 0 | 0 | 0 | 0 | 0 | 0 | 0 | 0 | 0 | 0
F7_Commercial_WA - Health_New_Food Preparation_Natural Gas_Steamer_A_Achievable Technical Potential | F7 | Commercial | WA - Health | New | Food Preparation | Natural Gas | Steamer | A | Cumulative Energy Savings (MWh or mTherms) | Achievable Technical Potential | 0 | 0 | 0 | 0 | 0 | 0 | 0 | 0 | 0 | 0 | 0 | 0 | 0 | 0 | 0 | 0 | 0 | 0 | 0 | 0 | 0 | 0 | 0 | 0 | 0 | 0 | 0
F8_Commercial_WA - Health_New_Food Preparation_Natural Gas_Steamer_A_Achievable Technical Potential | F8 | Commercial | WA - Health | New | Food Preparation | Natural Gas | Steamer | A | Cumulative Summer Peak Savings (MW) | Achievable Technical Potential | 0 | 0 | 0 | 0 | 0 | 0 | 0 | 0 | 0 | 0 | 0 | 0 | 0 | 0 | 0 | 0 | 0 | 0 | 0 | 0 | 0 | 0 | 0 | 0 | 0 | 0 | 0
F9_Commercial_WA - Health_New_Food Preparation_Natural Gas_Steamer_A_Achievable Technical Potential | F9 | Commercial | WA - Health | New | Food Preparation | Natural Gas | Steamer | A | Cumulative Winter Peak Savings (MW) | Achievable Technical Potential | 0 | 0 | 0 | 0 | 0 | 0 | 0 | 0 | 0 | 0 | 0 | 0 | 0 | 0 | 0 | 0 | 0 | 0 | 0 | 0 | 0 | 0 | 0 | 0 | 0 | 0 | 0
F10_Commercial_WA - Health_New_Food Preparation_Natural Gas_Steamer_A_Achievable Technical Potential | F10 | Commercial | WA - Health | New | Food Preparation | Natural Gas | Steamer | A | Purchases (Incremental) | Achievable Technical Potential | 0 | 0 | 0 | 0 | 0 | 0 | 0 | 0 | 0 | 0 | 0 | 0 | 0 | 0 | 0 | 0 | 0 | 0 | 0 | 0 | 0 | 0 | 0 | 0 | 0 | 0 | 0
F11_Commercial_WA - Health_New_Food Preparation_Natural Gas_Steamer_A_Achievable Technical Potential | F11 | Commercial | WA - Health | New | Food Preparation | Natural Gas | Steamer | A | Purchases (Cumulative) | Achievable Technical Potential | 0 | 0 | 0 | 0 | 0 | 0 | 0 | 0 | 0 | 0 | 0 | 0 | 0 | 0 | 0 | 0 | 0 | 0 | 0 | 0 | 0 | 0 | 0 | 0 | 0 | 0 | 0
F1_Commercial_WA - Health_New_Food Preparation_Natural Gas_Commercial Food Prep Other_A_Achievable Technical Potential | F1 | Commercial | WA - Health | New | Food Preparation | Natural Gas | Commercial Food Prep Other | A | Integrated Unit Energy Savings (kWh or therms) | Achievable Technical Potential | 0 | 0 | 0 | 0 | 0 | 0 | 0 | 0 | 0 | 0 | 0 | 0 | 0 | 0 | 0 | 0 | 0 | 0 | 0 | 0 | 0 | 0 | 0 | 0 | 0 | 0 | 0
F2_Commercial_WA - Health_New_Food Preparation_Natural Gas_Commercial Food Prep Other_A_Achievable Technical Potential | F2 | Commercial | WA - Health | New | Food Preparation | Natural Gas | Commercial Food Prep Other | A | Integrated Unit Summer Peak Savings (kW) | Achievable Technical Potential | 0 | 0 | 0 | 0 | 0 | 0 | 0 | 0 | 0 | 0 | 0 | 0 | 0 | 0 | 0 | 0 | 0 | 0 | 0 | 0 | 0 | 0 | 0 | 0 | 0 | 0 | 0
F3_Commercial_WA - Health_New_Food Preparation_Natural Gas_Commercial Food Prep Other_A_Achievable Technical Potential | F3 | Commercial | WA - Health | New | Food Preparation | Natural Gas | Commercial Food Prep Other | A | Integrated Unit Winter Peak Savings (kW) | Achievable Technical Potential | 0 | 0 | 0 | 0 | 0 | 0 | 0 | 0 | 0 | 0 | 0 | 0 | 0 | 0 | 0 | 0 | 0 | 0 | 0 | 0 | 0 | 0 | 0 | 0 | 0 | 0 | 0
F4_Commercial_WA - Health_New_Food Preparation_Natural Gas_Commercial Food Prep Other_A_Achievable Technical Potential | F4 | Commercial | WA - Health | New | Food Preparation | Natural Gas | Commercial Food Prep Other | A | Incremental Energy Savings (MWh or mTherms) | Achievable Technical Potential | 0 | 0 | 0 | 0 | 0 | 0 | 0 | 0 | 0 | 0 | 0 | 0 | 0 | 0 | 0 | 0 | 0 | 0 | 0 | 0 | 0 | 0 | 0 | 0 | 0 | 0 | 0
F5_Commercial_WA - Health_New_Food Preparation_Natural Gas_Commercial Food Prep Other_A_Achievable Technical Potential | F5 | Commercial | WA - Health | New | Food Preparation | Natural Gas | Commercial Food Prep Other | A | Incremental Summer Peak Savings (MW) | Achievable Technical Potential | 0 | 0 | 0 | 0 | 0 | 0 | 0 | 0 | 0 | 0 | 0 | 0 | 0 | 0 | 0 | 0 | 0 | 0 | 0 | 0 | 0 | 0 | 0 | 0 | 0 | 0 | 0
F6_Commercial_WA - Health_New_Food Preparation_Natural Gas_Commercial Food Prep Other_A_Achievable Technical Potential | F6 | Commercial | WA - Health | New | Food Preparation | Natural Gas | Commercial Food Prep Other | A | Incremental Winter Peak Savings (MW) | Achievable Technical Potential | 0 | 0 | 0 | 0 | 0 | 0 | 0 | 0 | 0 | 0 | 0 | 0 | 0 | 0 | 0 | 0 | 0 | 0 | 0 | 0 | 0 | 0 | 0 | 0 | 0 | 0 | 0
F7_Commercial_WA - Health_New_Food Preparation_Natural Gas_Commercial Food Prep Other_A_Achievable Technical Potential | F7 | Commercial | WA - Health | New | Food Preparation | Natural Gas | Commercial Food Prep Other | A | Cumulative Energy Savings (MWh or mTherms) | Achievable Technical Potential | 0 | 0 | 0 | 0 | 0 | 0 | 0 | 0 | 0 | 0 | 0 | 0 | 0 | 0 | 0 | 0 | 0 | 0 | 0 | 0 | 0 | 0 | 0 | 0 | 0 | 0 | 0
F8_Commercial_WA - Health_New_Food Preparation_Natural Gas_Commercial Food Prep Other_A_Achievable Technical Potential | F8 | Commercial | WA - Health | New | Food Preparation | Natural Gas | Commercial Food Prep Other | A | Cumulative Summer Peak Savings (MW) | Achievable Technical Potential | 0 | 0 | 0 | 0 | 0 | 0 | 0 | 0 | 0 | 0 | 0 | 0 | 0 | 0 | 0 | 0 | 0 | 0 | 0 | 0 | 0 | 0 | 0 | 0 | 0 | 0 | 0
F9_Commercial_WA - Health_New_Food Preparation_Natural Gas_Commercial Food Prep Other_A_Achievable Technical Potential | F9 | Commercial | WA - Health | New | Food Preparation | Natural Gas | Commercial Food Prep Other | A | Cumulative Winter Peak Savings (MW) | Achievable Technical Potential | 0 | 0 | 0 | 0 | 0 | 0 | 0 | 0 | 0 | 0 | 0 | 0 | 0 | 0 | 0 | 0 | 0 | 0 | 0 | 0 | 0 | 0 | 0 | 0 | 0 | 0 | 0
F10_Commercial_WA - Health_New_Food Preparation_Natural Gas_Commercial Food Prep Other_A_Achievable Technical Potential | F10 | Commercial | WA - Health | New | Food Preparation | Natural Gas | Commercial Food Prep Other | A | Purchases (Incremental) | Achievable Technical Potential | 0 | 0 | 0 | 0 | 0 | 0 | 0 | 0 | 0 | 0 | 0 | 0 | 0 | 0 | 0 | 0 | 0 | 0 | 0 | 0 | 0 | 0 | 0 | 0 | 0 | 0 | 0
F11_Commercial_WA - Health_New_Food Preparation_Natural Gas_Commercial Food Prep Other_A_Achievable Technical Potential | F11 | Commercial | WA - Health | New | Food Preparation | Natural Gas | Commercial Food Prep Other | A | Purchases (Cumulative) | Achievable Technical Potential | 0 | 0 | 0 | 0 | 0 | 0 | 0 | 0 | 0 | 0 | 0 | 0 | 0 | 0 | 0 | 0 | 0 | 0 | 0 | 0 | 0 | 0 | 0 | 0 | 0 | 0 | 0
F1_Commercial_WA - Health_New_Miscellaneous_Natural Gas_Pool Heater_A_Achievable Technical Potential | F1 | Commercial | WA - Health | New | Miscellaneous | Natural Gas | Pool Heater | A | Integrated Unit Energy Savings (kWh or therms) | Achievable Technical Potential | 0 | 0 | 0 | 0 | 0 | 0 | 0 | 0 | 0 | 0 | 0 | 0 | 0 | 0 | 0 | 0 | 0 | 0 | 0 | 0 | 0 | 0 | 0 | 0 | 0 | 0 | 0
F2_Commercial_WA - Health_New_Miscellaneous_Natural Gas_Pool Heater_A_Achievable Technical Potential | F2 | Commercial | WA - Health | New | Miscellaneous | Natural Gas | Pool Heater | A | Integrated Unit Summer Peak Savings (kW) | Achievable Technical Potential | 0 | 0 | 0 | 0 | 0 | 0 | 0 | 0 | 0 | 0 | 0 | 0 | 0 | 0 | 0 | 0 | 0 | 0 | 0 | 0 | 0 | 0 | 0 | 0 | 0 | 0 | 0
F3_Commercial_WA - Health_New_Miscellaneous_Natural Gas_Pool Heater_A_Achievable Technical Potential | F3 | Commercial | WA - Health | New | Miscellaneous | Natural Gas | Pool Heater | A | Integrated Unit Winter Peak Savings (kW) | Achievable Technical Potential | 0 | 0 | 0 | 0 | 0 | 0 | 0 | 0 | 0 | 0 | 0 | 0 | 0 | 0 | 0 | 0 | 0 | 0 | 0 | 0 | 0 | 0 | 0 | 0 | 0 | 0 | 0
F4_Commercial_WA - Health_New_Miscellaneous_Natural Gas_Pool Heater_A_Achievable Technical Potential | F4 | Commercial | WA - Health | New | Miscellaneous | Natural Gas | Pool Heater | A | Incremental Energy Savings (MWh or mTherms) | Achievable Technical Potential | 0 | 0 | 0 | 0 | 0 | 0 | 0 | 0 | 0 | 0 | 0 | 0 | 0 | 0 | 0 | 0 | 0 | 0 | 0 | 0 | 0 | 0 | 0 | 0 | 0 | 0 | 0
F5_Commercial_WA - Health_New_Miscellaneous_Natural Gas_Pool Heater_A_Achievable Technical Potential | F5 | Commercial | WA - Health | New | Miscellaneous | Natural Gas | Pool Heater | A | Incremental Summer Peak Savings (MW) | Achievable Technical Potential | 0 | 0 | 0 | 0 | 0 | 0 | 0 | 0 | 0 | 0 | 0 | 0 | 0 | 0 | 0 | 0 | 0 | 0 | 0 | 0 | 0 | 0 | 0 | 0 | 0 | 0 | 0
F6_Commercial_WA - Health_New_Miscellaneous_Natural Gas_Pool Heater_A_Achievable Technical Potential | F6 | Commercial | WA - Health | New | Miscellaneous | Natural Gas | Pool Heater | A | Incremental Winter Peak Savings (MW) | Achievable Technical Potential | 0 | 0 | 0 | 0 | 0 | 0 | 0 | 0 | 0 | 0 | 0 | 0 | 0 | 0 | 0 | 0 | 0 | 0 | 0 | 0 | 0 | 0 | 0 | 0 | 0 | 0 | 0
F7_Commercial_WA - Health_New_Miscellaneous_Natural Gas_Pool Heater_A_Achievable Technical Potential | F7 | Commercial | WA - Health | New | Miscellaneous | Natural Gas | Pool Heater | A | Cumulative Energy Savings (MWh or mTherms) | Achievable Technical Potential | 0 | 0 | 0 | 0 | 0 | 0 | 0 | 0 | 0 | 0 | 0 | 0 | 0 | 0 | 0 | 0 | 0 | 0 | 0 | 0 | 0 | 0 | 0 | 0 | 0 | 0 | 0
F8_Commercial_WA - Health_New_Miscellaneous_Natural Gas_Pool Heater_A_Achievable Technical Potential | F8 | Commercial | WA - Health | New | Miscellaneous | Natural Gas | Pool Heater | A | Cumulative Summer Peak Savings (MW) | Achievable Technical Potential | 0 | 0 | 0 | 0 | 0 | 0 | 0 | 0 | 0 | 0 | 0 | 0 | 0 | 0 | 0 | 0 | 0 | 0 | 0 | 0 | 0 | 0 | 0 | 0 | 0 | 0 | 0
F9_Commercial_WA - Health_New_Miscellaneous_Natural Gas_Pool Heater_A_Achievable Technical Potential | F9 | Commercial | WA - Health | New | Miscellaneous | Natural Gas | Pool Heater | A | Cumulative Winter Peak Savings (MW) | Achievable Technical Potential | 0 | 0 | 0 | 0 | 0 | 0 | 0 | 0 | 0 | 0 | 0 | 0 | 0 | 0 | 0 | 0 | 0 | 0 | 0 | 0 | 0 | 0 | 0 | 0 | 0 | 0 | 0
F10_Commercial_WA - Health_New_Miscellaneous_Natural Gas_Pool Heater_A_Achievable Technical Potential | F10 | Commercial | WA - Health | New | Miscellaneous | Natural Gas | Pool Heater | A | Purchases (Incremental) | Achievable Technical Potential | 0 | 0 | 0 | 0 | 0 | 0 | 0 | 0 | 0 | 0 | 0 | 0 | 0 | 0 | 0 | 0 | 0 | 0 | 0 | 0 | 0 | 0 | 0 | 0 | 0 | 0 | 0
F11_Commercial_WA - Health_New_Miscellaneous_Natural Gas_Pool Heater_A_Achievable Technical Potential | F11 | Commercial | WA - Health | New | Miscellaneous | Natural Gas | Pool Heater | A | Purchases (Cumulative) | Achievable Technical Potential | 0 | 0 | 0 | 0 | 0 | 0 | 0 | 0 | 0 | 0 | 0 | 0 | 0 | 0 | 0 | 0 | 0 | 0 | 0 | 0 | 0 | 0 | 0 | 0 | 0 | 0 | 0
F1_Commercial_WA - Miscellaneous_Existing_Space Heating_Natural Gas_Furnace_A_Achievable Technical Potential | F1 | Commercial | WA - Miscellaneous | Existing | Space Heating | Natural Gas | Furnace | A | Integrated Unit Energy Savings (kWh or therms) | Achievable Technical Potential | 0 | 638.6601 | 636.1836 | 212.0612 | 212.0612 | 212.0612 | 212.0612 | 212.0612 | 212.0612 | 212.0612 | 212.0612 | 212.0612 | 212.0612 | 212.0612 | 212.0612 | 212.0612 | 212.0612 | 212.0612 | 212.0612 | 212.0612 | 212.0612 | 212.0612 | 212.0612 | 212.0612 | 212.0612 | 212.0612 | 212.0612
F2_Commercial_WA - Miscellaneous_Existing_Space Heating_Natural Gas_Furnace_A_Achievable Technical Potential | F2 | Commercial | WA - Miscellaneous | Existing | Space Heating | Natural Gas | Furnace | A | Integrated Unit Summer Peak Savings (kW) | Achievable Technical Potential | 0 | 0 | 0 | 0 | 0 | 0 | 0 | 0 | 0 | 0 | 0 | 0 | 0 | 0 | 0 | 0 | 0 | 0 | 0 | 0 | 0 | 0 | 0 | 0 | 0 | 0 | 0
F3_Commercial_WA - Miscellaneous_Existing_Space Heating_Natural Gas_Furnace_A_Achievable Technical Potential | F3 | Commercial | WA - Miscellaneous | Existing | Space Heating | Natural Gas | Furnace | A | Integrated Unit Winter Peak Savings (kW) | Achievable Technical Potential | 0 | 0 | 0 | 0 | 0 | 0 | 0 | 0 | 0 | 0 | 0 | 0 | 0 | 0 | 0 | 0 | 0 | 0 | 0 | 0 | 0 | 0 | 0 | 0 | 0 | 0 | 0
F4_Commercial_WA - Miscellaneous_Existing_Space Heating_Natural Gas_Furnace_A_Achievable Technical Potential | F4 | Commercial | WA - Miscellaneous | Existing | Space Heating | Natural Gas | Furnace | A | Incremental Energy Savings (MWh or mTherms) | Achievable Technical Potential | 0 | 0 | 0 | 0.0064506 | 0.011191 | 0.027364 | 0.057272 | 0.10833 | 0.18992 | 0.31298 | 0.48493 | 0.71208 | 0.99624 | 1.333 | 1.7104 | 2.1097 | 2.5074 | 2.8792 | 3.2054 | 3.1987 | 3.1537 | 3.069 | 2.9907 | 2.8855 | 2.8024 | 2.7403 | 2.6918
F5_Commercial_WA - Miscellaneous_Existing_Space Heating_Natural Gas_Furnace_A_Achievable Technical Potential | F5 | Commercial | WA - Miscellaneous | Existing | Space Heating | Natural Gas | Furnace | A | Incremental Summer Peak Savings (MW) | Achievable Technical Potential | 0 | 0 | 0 | 0 | 0 | 0 | 0 | 0 | 0 | 0 | 0 | 0 | 0 | 0 | 0 | 0 | 0 | 0 | 0 | 0 | 0 | 0 | 0 | 0 | 0 | 0 | 0
F6_Commercial_WA - Miscellaneous_Existing_Space Heating_Natural Gas_Furnace_A_Achievable Technical Potential | F6 | Commercial | WA - Miscellaneous | Existing | Space Heating | Natural Gas | Furnace | A | Incremental Winter Peak Savings (MW) | Achievable Technical Potential | 0 | 0 | 0 | 0 | 0 | 0 | 0 | 0 | 0 | 0 | 0 | 0 | 0 | 0 | 0 | 0 | 0 | 0 | 0 | 0 | 0 | 0 | 0 | 0 | 0 | 0 | 0
F7_Commercial_WA - Miscellaneous_Existing_Space Heating_Natural Gas_Furnace_A_Achievable Technical Potential | F7 | Commercial | WA - Miscellaneous | Existing | Space Heating | Natural Gas | Furnace | A | Cumulative Energy Savings (MWh or mTherms) | Achievable Technical Potential | 0 | 0 | 0 | 0.0064506 | 0.017642 | 0.045006 | 0.10228 | 0.21061 | 0.40052 | 0.7135 | 1.1984 | 1.9105 | 2.9068 | 4.2397 | 5.9501 | 8.0598 | 10.5672 | 13.4464 | 16.6518 | 19.8505 | 23.0042 | 26.0732 | 29.0638 | 31.9493 | 34.7517 | 37.492 | 40.1837
F8_Commercial_WA - Miscellaneous_Existing_Space Heating_Natural Gas_Furnace_A_Achievable Technical Potential | F8 | Commercial | WA - Miscellaneous | Existing | Space Heating | Natural Gas | Furnace | A | Cumulative Summer Peak Savings (MW) | Achievable Technical Potential | 0 | 0 | 0 | 0 | 0 | 0 | 0 | 0 | 0 | 0 | 0 | 0 | 0 | 0 | 0 | 0 | 0 | 0 | 0 | 0 | 0 | 0 | 0 | 0 | 0 | 0 | 0
F9_Commercial_WA - Miscellaneous_Existing_Space Heating_Natural Gas_Furnace_A_Achievable Technical Potential | F9 | Commercial | WA - Miscellaneous | Existing | Space Heating | Natural Gas | Furnace | A | Cumulative Winter Peak Savings (MW) | Achievable Technical Potential | 0 | 0 | 0 | 0 | 0 | 0 | 0 | 0 | 0 | 0 | 0 | 0 | 0 | 0 | 0 | 0 | 0 | 0 | 0 | 0 | 0 | 0 | 0 | 0 | 0 | 0 | 0
F10_Commercial_WA - Miscellaneous_Existing_Space Heating_Natural Gas_Furnace_A_Achievable Technical Potential | F10 | Commercial | WA - Miscellaneous | Existing | Space Heating | Natural Gas | Furnace | A | Purchases (Incremental) | Achievable Technical Potential | 0 | 0 | 0 | 0.030419 | 0.052773 | 0.12904 | 0.27007 | 0.51084 | 0.89557 | 1.4759 | 2.2868 | 3.3579 | 4.6979 | 6.2858 | 8.0656 | 9.9486 | 11.8238 | 13.5774 | 15.1153 | 15.0838 | 14.8716 | 14.4722 | 14.1028 | 13.6067 | 13.2149 | 12.9223 | 12.6933
F11_Commercial_WA - Miscellaneous_Existing_Space Heating_Natural Gas_Furnace_A_Achievable Technical Potential | F11 | Commercial | WA - Miscellaneous | Existing | Space Heating | Natural Gas | Furnace | A | Purchases (Cumulative) | Achievable Technical Potential | 0 | 0 | 0 | 0.030419 | 0.083192 | 0.21223 | 0.48231 | 0.99314 | 1.8887 | 3.3646 | 5.6514 | 9.0092 | 13.7071 | 19.9929 | 28.0585 | 38.0071 | 49.8309 | 63.4083 | 78.5236 | 93.6074 | 108.479 | 122.9512 | 137.054 | 150.6607 | 163.8757 | 176.7979 | 189.4913
F1_Commercial_WA - Miscellaneous_Existing_Space Heating_Natural Gas_Boiler_A_Achievable Technical Potential | F1 | Commercial | WA - Miscellaneous | Existing | Space Heating | Natural Gas | Boiler | A | Integrated Unit Energy Savings (kWh or therms) | Achievable Technical Potential | 0 | 1962.3855 | 1954.7759 | 1954.7759 | 1954.7759 | 1954.7759 | 1954.7759 | 1954.7759 | 1954.7759 | 1954.7759 | 1954.7759 | 1954.7759 | 1954.7759 | 1954.7759 | 1954.7759 | 1954.7759 | 1954.7759 | 1954.7759 | 1954.7759 | 1954.7759 | 1954.7759 | 1954.7759 | 1954.7759 | 1954.7759 | 1954.7759 | 1954.7759 | 1954.7759
F2_Commercial_WA - Miscellaneous_Existing_Space Heating_Natural Gas_Boiler_A_Achievable Technical Potential | F2 | Commercial | WA - Miscellaneous | Existing | Space Heating | Natural Gas | Boiler | A | Integrated Unit Summer Peak Savings (kW) | Achievable Technical Potential | 0 | 0 | 0 | 0 | 0 | 0 | 0 | 0 | 0 | 0 | 0 | 0 | 0 | 0 | 0 | 0 | 0 | 0 | 0 | 0 | 0 | 0 | 0 | 0 | 0 | 0 | 0
F3_Commercial_WA - Miscellaneous_Existing_Space Heating_Natural Gas_Boiler_A_Achievable Technical Potential | F3 | Commercial | WA - Miscellaneous | Existing | Space Heating | Natural Gas | Boiler | A | Integrated Unit Winter Peak Savings (kW) | Achievable Technical Potential | 0 | 0 | 0 | 0 | 0 | 0 | 0 | 0 | 0 | 0 | 0 | 0 | 0 | 0 | 0 | 0 | 0 | 0 | 0 | 0 | 0 | 0 | 0 | 0 | 0 | 0 | 0
F4_Commercial_WA - Miscellaneous_Existing_Space Heating_Natural Gas_Boiler_A_Achievable Technical Potential | F4 | Commercial | WA - Miscellaneous | Existing | Space Heating | Natural Gas | Boiler | A | Incremental Energy Savings (MWh or mTherms) | Achievable Technical Potential | 0 | 0 | 0 | 1.3002 | 2.2279 | 2.8825 | 3.4011 | 3.8612 | 4.2642 | 4.6136 | 4.914 | 5.1706 | 5.3885 | 5.5727 | 5.7191 | 5.8356 | 5.9286 | 6.003 | 6.0627 | 6.1108 | 6.1609 | 6.2007 | 6.2 | 6.1643 | 6.1361 | 6.1145 | 6.0983
F5_Commercial_WA - Miscellaneous_Existing_Space Heating_Natural Gas_Boiler_A_Achievable Technical Potential | F5 | Commercial | WA - Miscellaneous | Existing | Space Heating | Natural Gas | Boiler | A | Incremental Summer Peak Savings (MW) | Achievable Technical Potential | 0 | 0 | 0 | 0 | 0 | 0 | 0 | 0 | 0 | 0 | 0 | 0 | 0 | 0 | 0 | 0 | 0 | 0 | 0 | 0 | 0 | 0 | 0 | 0 | 0 | 0 | 0
F6_Commercial_WA - Miscellaneous_Existing_Space Heating_Natural Gas_Boiler_A_Achievable Technical Potential | F6 | Commercial | WA - Miscellaneous | Existing | Space Heating | Natural Gas | Boiler | A | Incremental Winter Peak Savings (MW) | Achievable Technical Potential | 0 | 0 | 0 | 0 | 0 | 0 | 0 | 0 | 0 | 0 | 0 | 0 | 0 | 0 | 0 | 0 | 0 | 0 | 0 | 0 | 0 | 0 | 0 | 0 | 0 | 0 | 0
F7_Commercial_WA - Miscellaneous_Existing_Space Heating_Natural Gas_Boiler_A_Achievable Technical Potential | F7 | Commercial | WA - Miscellaneous | Existing | Space Heating | Natural Gas | Boiler | A | Cumulative Energy Savings (MWh or mTherms) | Achievable Technical Potential | 0 | 0 | 0 | 1.3002 | 3.5281 | 6.4106 | 9.8118 | 13.673 | 17.9372 | 22.5508 | 27.4648 | 32.6354 | 38.0239 | 43.5966 | 49.3157 | 55.1513 | 61.0799 | 67.083 | 73.1457 | 79.2565 | 85.4174 | 91.6181 | 97.8181 | 103.9824 | 110.1185 | 116.233 | 122.3313
F8_Commercial_WA - Miscellaneous_Existing_Space Heating_Natural Gas_Boiler_A_Achievable Technical Potential | F8 | Commercial | WA - Miscellaneous | Existing | Space Heating | Natural Gas | Boiler | A | Cumulative Summer Peak Savings (MW) | Achievable Technical Potential | 0 | 0 | 0 | 0 | 0 | 0 | 0 | 0 | 0 | 0 | 0 | 0 | 0 | 0 | 0 | 0 | 0 | 0 | 0 | 0 | 0 | 0 | 0 | 0 | 0 | 0 | 0
F9_Commercial_WA - Miscellaneous_Existing_Space Heating_Natural Gas_Boiler_A_Achievable Technical Potential | F9 | Commercial | WA - Miscellaneous | Existing | Space Heating | Natural Gas | Boiler | A | Cumulative Winter Peak Savings (MW) | Achievable Technical Potential | 0 | 0 | 0 | 0 | 0 | 0 | 0 | 0 | 0 | 0 | 0 | 0 | 0 | 0 | 0 | 0 | 0 | 0 | 0 | 0 | 0 | 0 | 0 | 0 | 0 | 0 | 0
F10_Commercial_WA - Miscellaneous_Existing_Space Heating_Natural Gas_Boiler_A_Achievable Technical Potential | F10 | Commercial | WA - Miscellaneous | Existing | Space Heating | Natural Gas | Boiler | A | Purchases (Incremental) | Achievable Technical Potential | 0 | 0 | 0 | 0.66515 | 1.1397 | 1.4746 | 1.7399 | 1.9753 | 2.1814 | 2.3602 | 2.5139 | 2.6451 | 2.7566 | 2.8508 | 2.9257 | 2.9853 | 3.0329 | 3.071 | 3.1015 | 3.1261 | 3.1517 | 3.1721 | 3.1717 | 3.1535 | 3.139 | 3.128 | 3.1197
F11_Commercial_WA - Miscellaneous_Existing_Space Heating_Natural Gas_Boiler_A_Achievable Technical Potential | F11 | Commercial | WA - Miscellaneous | Existing | Space Heating | Natural Gas | Boiler | A | Purchases (Cumulative) | Achievable Technical Potential | 0 | 0 | 0 | 0.66515 | 1.8049 | 3.2795 | 5.0194 | 6.9947 | 9.1761 | 11.5363 | 14.0501 | 16.6952 | 19.4518 | 22.3026 | 25.2283 | 28.2136 | 31.2465 | 34.3175 | 37.419 | 40.5451 | 43.6968 | 46.8688 | 50.0406 | 53.194 | 56.3331 | 59.461 | 62.5807
F1_Commercial_WA - Miscellaneous_Existing_Space Heating_Natural Gas_Unit Heater_A_Achievable Technical Potential | F1 | Commercial | WA - Miscellaneous | Existing | Space Heating | Natural Gas | Unit Heater | A | Integrated Unit Energy Savings (kWh or therms) | Achievable Technical Potential | 0 | 30983.2092 | 30863.0652 | 30863.0652 | 30863.0652 | 30863.0652 | 30863.0652 | 30863.0652 | 30863.0652 | 30863.0652 | 30863.0652 | 30863.0652 | 30863.0652 | 30863.0652 | 30863.0652 | 30863.0652 | 30863.0652 | 30863.0652 | 30863.0652 | 30863.0652 | 30863.0652 | 30863.0652 | 30863.0652 | 30863.0652 | 30863.0652 | 30863.0652 | 30863.0652
F2_Commercial_WA - Miscellaneous_Existing_Space Heating_Natural Gas_Unit Heater_A_Achievable Technical Potential | F2 | Commercial | WA - Miscellaneous | Existing | Space Heating | Natural Gas | Unit Heater | A | Integrated Unit Summer Peak Savings (kW) | Achievable Technical Potential | 0 | 0 | 0 | 0 | 0 | 0 | 0 | 0 | 0 | 0 | 0 | 0 | 0 | 0 | 0 | 0 | 0 | 0 | 0 | 0 | 0 | 0 | 0 | 0 | 0 | 0 | 0
F3_Commercial_WA - Miscellaneous_Existing_Space Heating_Natural Gas_Unit Heater_A_Achievable Technical Potential | F3 | Commercial | WA - Miscellaneous | Existing | Space Heating | Natural Gas | Unit Heater | A | Integrated Unit Winter Peak Savings (kW) | Achievable Technical Potential | 0 | 0 | 0 | 0 | 0 | 0 | 0 | 0 | 0 | 0 | 0 | 0 | 0 | 0 | 0 | 0 | 0 | 0 | 0 | 0 | 0 | 0 | 0 | 0 | 0 | 0 | 0
F4_Commercial_WA - Miscellaneous_Existing_Space Heating_Natural Gas_Unit Heater_A_Achievable Technical Potential | F4 | Commercial | WA - Miscellaneous | Existing | Space Heating | Natural Gas | Unit Heater | A | Incremental Energy Savings (MWh or mTherms) | Achievable Technical Potential | 0 | 0 | 0 | 0.00016891 | 0.00060877 | 0.0014848 | 0.0029639 | 0.0052371 | 0.0085883 | 0.013166 | 0.018523 | 0.024294 | 0.030021 | 0.035273 | 0.039764 | 0.043418 | 0.046273 | 0.04213 | 0.038315 | 0.034734 | 0.031222 | 0.027611 | 0.023703 | 0.019204 | 0.013954 | 0.0083875 | 0.0027902
F5_Commercial_WA - Miscellaneous_Existing_Space Heating_Natural Gas_Unit Heater_A_Achievable Technical Potential | F5 | Commercial | WA - Miscellaneous | Existing | Space Heating | Natural Gas | Unit Heater | A | Incremental Summer Peak Savings (MW) | Achievable Technical Potential | 0 | 0 | 0 | 0 | 0 | 0 | 0 | 0 | 0 | 0 | 0 | 0 | 0 | 0 | 0 | 0 | 0 | 0 | 0 | 0 | 0 | 0 | 0 | 0 | 0 | 0 | 0
F6_Commercial_WA - Miscellaneous_Existing_Space Heating_Natural Gas_Unit Heater_A_Achievable Technical Potential | F6 | Commercial | WA - Miscellaneous | Existing | Space Heating | Natural Gas | Unit Heater | A | Incremental Winter Peak Savings (MW) | Achievable Technical Potential | 0 | 0 | 0 | 0 | 0 | 0 | 0 | 0 | 0 | 0 | 0 | 0 | 0 | 0 | 0 | 0 | 0 | 0 | 0 | 0 | 0 | 0 | 0 | 0 | 0 | 0 | 0
F7_Commercial_WA - Miscellaneous_Existing_Space Heating_Natural Gas_Unit Heater_A_Achievable Technical Potential | F7 | Commercial | WA - Miscellaneous | Existing | Space Heating | Natural Gas | Unit Heater | A | Cumulative Energy Savings (MWh or mTherms) | Achievable Technical Potential | 0 | 0 | 0 | 0.00016891 | 0.00077768 | 0.0022625 | 0.0052264 | 0.010464 | 0.019052 | 0.032218 | 0.050741 | 0.075035 | 0.10506 | 0.14033 | 0.18009 | 0.22351 | 0.26978 | 0.31191 | 0.35023 | 0.38496 | 0.41618 | 0.4438 | 0.4675 | 0.4867 | 0.50066 | 0.50905 | 0.51184
F8_Commercial_WA - Miscellaneous_Existing_Space Heating_Natural Gas_Unit Heater_A_Achievable Technical Potential | F8 | Commercial | WA - Miscellaneous | Existing | Space Heating | Natural Gas | Unit Heater | A | Cumulative Summer Peak Savings (MW) | Achievable Technical Potential | 0 | 0 | 0 | 0 | 0 | 0 | 0 | 0 | 0 | 0 | 0 | 0 | 0 | 0 | 0 | 0 | 0 | 0 | 0 | 0 | 0 | 0 | 0 | 0 | 0 | 0 | 0
F9_Commercial_WA - Miscellaneous_Existing_Space Heating_Natural Gas_Unit Heater_A_Achievable Technical Potential | F9 | Commercial | WA - Miscellaneous | Existing | Space Heating | Natural Gas | Unit Heater | A | Cumulative Winter Peak Savings (MW) | Achievable Technical Potential | 0 | 0 | 0 | 0 | 0 | 0 | 0 | 0 | 0 | 0 | 0 | 0 | 0 | 0 | 0 | 0 | 0 | 0 | 0 | 0 | 0 | 0 | 0 | 0 | 0 | 0 | 0
F10_Commercial_WA - Miscellaneous_Existing_Space Heating_Natural Gas_Unit Heater_A_Achievable Technical Potential | F10 | Commercial | WA - Miscellaneous | Existing | Space Heating | Natural Gas | Unit Heater | A | Purchases (Incremental) | Achievable Technical Potential | 0 | 0 | 0 | 5.473e-06 | 1.9725e-05 | 4.811e-05 | 9.6034e-05 | 0.00016969 | 0.00027827 | 0.0004266 | 0.00060018 | 0.00078715 | 0.00097271 | 0.0011429 | 0.0012884 | 0.0014068 | 0.0014993 | 0.0013651 | 0.0012414 | 0.0011254 | 0.0010116 | 0.00089464 | 0.00076801 | 0.00062225 | 0.00045214 | 0.00027176 | 9.0405e-05
F11_Commercial_WA - Miscellaneous_Existing_Space Heating_Natural Gas_Unit Heater_A_Achievable Technical Potential | F11 | Commercial | WA - Miscellaneous | Existing | Space Heating | Natural Gas | Unit Heater | A | Purchases (Cumulative) | Achievable Technical Potential | 0 | 0 | 0 | 5.473e-06 | 2.5198e-05 | 7.3308e-05 | 0.00016934 | 0.00033903 | 0.0006173 | 0.0010439 | 0.0016441 | 0.0024312 | 0.0034039 | 0.0045468 | 0.0058352 | 0.007242 | 0.0087413 | 0.010106 | 0.011348 | 0.012473 | 0.013485 | 0.01438 | 0.015148 | 0.01577 | 0.016222 | 0.016494 | 0.016584
F1_Commercial_WA - Miscellaneous_Existing_Water Heating_Natural Gas_Water Heater_A_Achievable Technical Potential | F1 | Commercial | WA - Miscellaneous | Existing | Water Heating | Natural Gas | Water Heater | A | Integrated Unit Energy Savings (kWh or therms) | Achievable Technical Potential | 0 | 2.8505 | 2.8505 | 2.8505 | 2.8505 | 2.8505 | 2.8505 | 2.8505 | 2.8505 | 2.8505 | 2.8505 | 2.8505 | 2.8505 | 2.8505 | 2.8505 | 2.8505 | 2.8505 | 2.8505 | 2.8505 | 2.8505 | 2.8505 | 2.8505 | 2.8505 | 2.8505 | 2.8505 | 2.8505 | 2.8505
F2_Commercial_WA - Miscellaneous_Existing_Water Heating_Natural Gas_Water Heater_A_Achievable Technical Potential | F2 | Commercial | WA - Miscellaneous | Existing | Water Heating | Natural Gas | Water Heater | A | Integrated Unit Summer Peak Savings (kW) | Achievable Technical Potential | 0 | 0 | 0 | 0 | 0 | 0 | 0 | 0 | 0 | 0 | 0 | 0 | 0 | 0 | 0 | 0 | 0 | 0 | 0 | 0 | 0 | 0 | 0 | 0 | 0 | 0 | 0
F3_Commercial_WA - Miscellaneous_Existing_Water Heating_Natural Gas_Water Heater_A_Achievable Technical Potential | F3 | Commercial | WA - Miscellaneous | Existing | Water Heating | Natural Gas | Water Heater | A | Integrated Unit Winter Peak Savings (kW) | Achievable Technical Potential | 0 | 0 | 0 | 0 | 0 | 0 | 0 | 0 | 0 | 0 | 0 | 0 | 0 | 0 | 0 | 0 | 0 | 0 | 0 | 0 | 0 | 0 | 0 | 0 | 0 | 0 | 0
F4_Commercial_WA - Miscellaneous_Existing_Water Heating_Natural Gas_Water Heater_A_Achievable Technical Potential | F4 | Commercial | WA - Miscellaneous | Existing | Water Heating | Natural Gas | Water Heater | A | Incremental Energy Savings (MWh or mTherms) | Achievable Technical Potential | 0 | 0 | 0 | 0.50751 | 0.97365 | 1.4108 | 1.8281 | 2.2322 | 2.584 | 2.8545 | 3.2964 | 3.6228 | 3.8524 | 3.4978 | 3.1262 | 4.0376 | 3.3248 | 2.6748 | 2.1202 | 1.7046 | 1.1818 | 0.80952 | 0.55074 | 0.37449 | 0.60397 | 0 | 0
F5_Commercial_WA - Miscellaneous_Existing_Water Heating_Natural Gas_Water Heater_A_Achievable Technical Potential | F5 | Commercial | WA - Miscellaneous | Existing | Water Heating | Natural Gas | Water Heater | A | Incremental Summer Peak Savings (MW) | Achievable Technical Potential | 0 | 0 | 0 | 0 | 0 | 0 | 0 | 0 | 0 | 0 | 0 | 0 | 0 | 0 | 0 | 0 | 0 | 0 | 0 | 0 | 0 | 0 | 0 | 0 | 0 | 0 | 0
F6_Commercial_WA - Miscellaneous_Existing_Water Heating_Natural Gas_Water Heater_A_Achievable Technical Potential | F6 | Commercial | WA - Miscellaneous | Existing | Water Heating | Natural Gas | Water Heater | A | Incremental Winter Peak Savings (MW) | Achievable Technical Potential | 0 | 0 | 0 | 0 | 0 | 0 | 0 | 0 | 0 | 0 | 0 | 0 | 0 | 0 | 0 | 0 | 0 | 0 | 0 | 0 | 0 | 0 | 0 | 0 | 0 | 0 | 0
F7_Commercial_WA - Miscellaneous_Existing_Water Heating_Natural Gas_Water Heater_A_Achievable Technical Potential | F7 | Commercial | WA - Miscellaneous | Existing | Water Heating | Natural Gas | Water Heater | A | Cumulative Energy Savings (MWh or mTherms) | Achievable Technical Potential | 0 | 0 | 0 | 0.50751 | 1.4812 | 2.892 | 4.7201 | 6.9523 | 9.5363 | 12.3908 | 15.6872 | 19.31 | 23.1624 | 26.6602 | 29.7863 | 33.8239 | 37.1487 | 39.8235 | 41.9437 | 43.6483 | 44.8301 | 45.6396 | 46.1903 | 46.5648 | 47.1688 | 47.1688 | 47.1688
F8_Commercial_WA - Miscellaneous_Existing_Water Heating_Natural Gas_Water Heater_A_Achievable Technical Potential | F8 | Commercial | WA - Miscellaneous | Existing | Water Heating | Natural Gas | Water Heater | A | Cumulative Summer Peak Savings (MW) | Achievable Technical Potential | 0 | 0 | 0 | 0 | 0 | 0 | 0 | 0 | 0 | 0 | 0 | 0 | 0 | 0 | 0 | 0 | 0 | 0 | 0 | 0 | 0 | 0 | 0 | 0 | 0 | 0 | 0
F9_Commercial_WA - Miscellaneous_Existing_Water Heating_Natural Gas_Water Heater_A_Achievable Technical Potential | F9 | Commercial | WA - Miscellaneous | Existing | Water Heating | Natural Gas | Water Heater | A | Cumulative Winter Peak Savings (MW) | Achievable Technical Potential | 0 | 0 | 0 | 0 | 0 | 0 | 0 | 0 | 0 | 0 | 0 | 0 | 0 | 0 | 0 | 0 | 0 | 0 | 0 | 0 | 0 | 0 | 0 | 0 | 0 | 0 | 0
F10_Commercial_WA - Miscellaneous_Existing_Water Heating_Natural Gas_Water Heater_A_Achievable Technical Potential | F10 | Commercial | WA - Miscellaneous | Existing | Water Heating | Natural Gas | Water Heater | A | Purchases (Incremental) | Achievable Technical Potential | 0 | 0 | 0 | 178.046 | 341.5762 | 494.9453 | 641.3468 | 783.1032 | 906.522 | 1001.4042 | 1156.4505 | 1270.9493 | 1351.4914 | 1227.0813 | 1096.7264 | 1416.4671 | 1166.3992 | 938.3693 | 743.7938 | 598.0124 | 414.5949 | 283.9949 | 193.2114 | 131.3786 | 211.8838 | 0 | 0
F11_Commercial_WA - Miscellaneous_Existing_Water Heating_Natural Gas_Water Heater_A_Achievable Technical Potential | F11 | Commercial | WA - Miscellaneous | Existing | Water Heating | Natural Gas | Water Heater | A | Purchases (Cumulative) | Achievable Technical Potential | 0 | 0 | 0 | 178.046 | 519.6223 | 1014.5676 | 1655.9144 | 2439.0177 | 3345.5397 | 4346.9439 | 5503.3944 | 6774.3437 | 8125.8351 | 9352.9163 | 10449.6428 | 11866.1098 | 13032.509 | 13970.8783 | 14714.6722 | 15312.6846 | 15727.2795 | 16011.2745 | 16204.4858 | 16335.8645 | 16547.7483 | 16547.7483 | 16547.7483
F1_Commercial_WA - Miscellaneous_Existing_Food Preparation_Natural Gas_Oven_A_Achievable Technical Potential | F1 | Commercial | WA - Miscellaneous | Existing | Food Preparation | Natural Gas | Oven | A | Integrated Unit Energy Savings (kWh or therms) | Achievable Technical Potential | 0 | 106.6752 | 106.6752 | 106.6752 | 106.6752 | 106.6752 | 106.6752 | 106.6752 | 106.6752 | 106.6752 | 106.6752 | 106.6752 | 106.6752 | 106.6752 | 106.6752 | 106.6752 | 106.6752 | 106.6752 | 106.6752 | 106.6752 | 106.6752 | 106.6752 | 106.6752 | 106.6752 | 106.6752 | 106.6752 | 106.6752
F2_Commercial_WA - Miscellaneous_Existing_Food Preparation_Natural Gas_Oven_A_Achievable Technical Potential | F2 | Commercial | WA - Miscellaneous | Existing | Food Preparation | Natural Gas | Oven | A | Integrated Unit Summer Peak Savings (kW) | Achievable Technical Potential | 0 | 0 | 0 | 0 | 0 | 0 | 0 | 0 | 0 | 0 | 0 | 0 | 0 | 0 | 0 | 0 | 0 | 0 | 0 | 0 | 0 | 0 | 0 | 0 | 0 | 0 | 0
F3_Commercial_WA - Miscellaneous_Existing_Food Preparation_Natural Gas_Oven_A_Achievable Technical Potential | F3 | Commercial | WA - Miscellaneous | Existing | Food Preparation | Natural Gas | Oven | A | Integrated Unit Winter Peak Savings (kW) | Achievable Technical Potential | 0 | 0 | 0 | 0 | 0 | 0 | 0 | 0 | 0 | 0 | 0 | 0 | 0 | 0 | 0 | 0 | 0 | 0 | 0 | 0 | 0 | 0 | 0 | 0 | 0 | 0 | 0
F4_Commercial_WA - Miscellaneous_Existing_Food Preparation_Natural Gas_Oven_A_Achievable Technical Potential | F4 | Commercial | WA - Miscellaneous | Existing | Food Preparation | Natural Gas | Oven | A | Incremental Energy Savings (MWh or mTherms) | Achievable Technical Potential | 0 | 0 | 0 | 0.00099511 | 0.0042557 | 0.0087469 | 0.014091 | 0.020014 | 0.026315 | 0.032852 | 0.039523 | 0.04626 | 0.042766 | 0.040599 | 0.040269 | 0.041171 | 0.041665 | 0.045219 | 0.048269 | 0.052008 | 0.056263 | 0.059681 | 0.062428 | 0.055012 | 0.055054 | 0.05269 | 0.04862
F5_Commercial_WA - Miscellaneous_Existing_Food Preparation_Natural Gas_Oven_A_Achievable Technical Potential | F5 | Commercial | WA - Miscellaneous | Existing | Food Preparation | Natural Gas | Oven | A | Incremental Summer Peak Savings (MW) | Achievable Technical Potential | 0 | 0 | 0 | 0 | 0 | 0 | 0 | 0 | 0 | 0 | 0 | 0 | 0 | 0 | 0 | 0 | 0 | 0 | 0 | 0 | 0 | 0 | 0 | 0 | 0 | 0 | 0
F6_Commercial_WA - Miscellaneous_Existing_Food Preparation_Natural Gas_Oven_A_Achievable Technical Potential | F6 | Commercial | WA - Miscellaneous | Existing | Food Preparation | Natural Gas | Oven | A | Incremental Winter Peak Savings (MW) | Achievable Technical Potential | 0 | 0 | 0 | 0 | 0 | 0 | 0 | 0 | 0 | 0 | 0 | 0 | 0 | 0 | 0 | 0 | 0 | 0 | 0 | 0 | 0 | 0 | 0 | 0 | 0 | 0 | 0
F7_Commercial_WA - Miscellaneous_Existing_Food Preparation_Natural Gas_Oven_A_Achievable Technical Potential | F7 | Commercial | WA - Miscellaneous | Existing | Food Preparation | Natural Gas | Oven | A | Cumulative Energy Savings (MWh or mTherms) | Achievable Technical Potential | 0 | 0 | 0 | 0.00099511 | 0.0052508 | 0.013998 | 0.028089 | 0.048103 | 0.074418 | 0.10727 | 0.14679 | 0.19305 | 0.23582 | 0.27642 | 0.31669 | 0.35786 | 0.39952 | 0.44474 | 0.49301 | 0.54502 | 0.60128 | 0.66096 | 0.72339 | 0.7784 | 0.83346 | 0.88615 | 0.93477
F8_Commercial_WA - Miscellaneous_Existing_Food Preparation_Natural Gas_Oven_A_Achievable Technical Potential | F8 | Commercial | WA - Miscellaneous | Existing | Food Preparation | Natural Gas | Oven | A | Cumulative Summer Peak Savings (MW) | Achievable Technical Potential | 0 | 0 | 0 | 0 | 0 | 0 | 0 | 0 | 0 | 0 | 0 | 0 | 0 | 0 | 0 | 0 | 0 | 0 | 0 | 0 | 0 | 0 | 0 | 0 | 0 | 0 | 0
F9_Commercial_WA - Miscellaneous_Existing_Food Preparation_Natural Gas_Oven_A_Achievable Technical Potential | F9 | Commercial | WA - Miscellaneous | Existing | Food Preparation | Natural Gas | Oven | A | Cumulative Winter Peak Savings (MW) | Achievable Technical Potential | 0 | 0 | 0 | 0 | 0 | 0 | 0 | 0 | 0 | 0 | 0 | 0 | 0 | 0 | 0 | 0 | 0 | 0 | 0 | 0 | 0 | 0 | 0 | 0 | 0 | 0 | 0
F10_Commercial_WA - Miscellaneous_Existing_Food Preparation_Natural Gas_Oven_A_Achievable Technical Potential | F10 | Commercial | WA - Miscellaneous | Existing | Food Preparation | Natural Gas | Oven | A | Purchases (Incremental) | Achievable Technical Potential | 0 | 0 | 0 | 0.0093284 | 0.039894 | 0.081995 | 0.1321 | 0.18762 | 0.24668 | 0.30796 | 0.3705 | 0.43365 | 0.4009 | 0.38059 | 0.37749 | 0.38595 | 0.39058 | 0.4239 | 0.45248 | 0.48753 | 0.52742 | 0.55947 | 0.58522 | 0.5157 | 0.51609 | 0.49393 | 0.45577
F11_Commercial_WA - Miscellaneous_Existing_Food Preparation_Natural Gas_Oven_A_Achievable Technical Potential | F11 | Commercial | WA - Miscellaneous | Existing | Food Preparation | Natural Gas | Oven | A | Purchases (Cumulative) | Achievable Technical Potential | 0 | 0 | 0 | 0.0093284 | 0.049222 | 0.13122 | 0.26331 | 0.45093 | 0.69762 | 1.0056 | 1.3761 | 1.8097 | 2.2106 | 2.5912 | 2.9687 | 3.3547 | 3.7452 | 4.1691 | 4.6216 | 5.1092 | 5.6366 | 6.196 | 6.7813 | 7.297 | 7.813 | 8.307 | 8.7628
F1_Commercial_WA - Miscellaneous_Existing_Food Preparation_Natural Gas_Conveyor Oven_A_Achievable Technical Potential | F1 | Commercial | WA - Miscellaneous | Existing | Food Preparation | Natural Gas | Conveyor Oven | A | Integrated Unit Energy Savings (kWh or therms) | Achievable Technical Potential | 0 | 0 | 0 | 0 | 0 | 692.0657 | 692.0657 | 692.0657 | 692.0657 | 692.0657 | 692.0657 | 692.0657 | 692.0657 | 692.0657 | 692.0657 | 692.0657 | 692.0657 | 692.0657 | 692.0657 | 692.0657 | 692.0657 | 692.0657 | 692.0657 | 692.0657 | 692.0657 | 692.0657 | 692.0657
F2_Commercial_WA - Miscellaneous_Existing_Food Preparation_Natural Gas_Conveyor Oven_A_Achievable Technical Potential | F2 | Commercial | WA - Miscellaneous | Existing | Food Preparation | Natural Gas | Conveyor Oven | A | Integrated Unit Summer Peak Savings (kW) | Achievable Technical Potential | 0 | 0 | 0 | 0 | 0 | 0 | 0 | 0 | 0 | 0 | 0 | 0 | 0 | 0 | 0 | 0 | 0 | 0 | 0 | 0 | 0 | 0 | 0 | 0 | 0 | 0 | 0
F3_Commercial_WA - Miscellaneous_Existing_Food Preparation_Natural Gas_Conveyor Oven_A_Achievable Technical Potential | F3 | Commercial | WA - Miscellaneous | Existing | Food Preparation | Natural Gas | Conveyor Oven | A | Integrated Unit Winter Peak Savings (kW) | Achievable Technical Potential | 0 | 0 | 0 | 0 | 0 | 0 | 0 | 0 | 0 | 0 | 0 | 0 | 0 | 0 | 0 | 0 | 0 | 0 | 0 | 0 | 0 | 0 | 0 | 0 | 0 | 0 | 0
F4_Commercial_WA - Miscellaneous_Existing_Food Preparation_Natural Gas_Conveyor Oven_A_Achievable Technical Potential | F4 | Commercial | WA - Miscellaneous | Existing | Food Preparation | Natural Gas | Conveyor Oven | A | Incremental Energy Savings (MWh or mTherms) | Achievable Technical Potential | 0 | 0 | 0 | 0 | 0 | 0.0010198 | 0.0040035 | 0.0096409 | 0.018431 | 0.030732 | 0.043725 | 0.057052 | 0.070469 | 0.083818 | 0.096998 | 0.10995 | 0.12266 | 0.1054 | 0.090142 | 0.07677 | 0.065141 | 0.056609 | 0.051192 | 0.046139 | 0.043565 | 0.042597 | 0.042946
F5_Commercial_WA - Miscellaneous_Existing_Food Preparation_Natural Gas_Conveyor Oven_A_Achievable Technical Potential | F5 | Commercial | WA - Miscellaneous | Existing | Food Preparation | Natural Gas | Conveyor Oven | A | Incremental Summer Peak Savings (MW) | Achievable Technical Potential | 0 | 0 | 0 | 0 | 0 | 0 | 0 | 0 | 0 | 0 | 0 | 0 | 0 | 0 | 0 | 0 | 0 | 0 | 0 | 0 | 0 | 0 | 0 | 0 | 0 | 0 | 0
F6_Commercial_WA - Miscellaneous_Existing_Food Preparation_Natural Gas_Conveyor Oven_A_Achievable Technical Potential | F6 | Commercial | WA - Miscellaneous | Existing | Food Preparation | Natural Gas | Conveyor Oven | A | Incremental Winter Peak Savings (MW) | Achievable Technical Potential | 0 | 0 | 0 | 0 | 0 | 0 | 0 | 0 | 0 | 0 | 0 | 0 | 0 | 0 | 0 | 0 | 0 | 0 | 0 | 0 | 0 | 0 | 0 | 0 | 0 | 0 | 0
F7_Commercial_WA - Miscellaneous_Existing_Food Preparation_Natural Gas_Conveyor Oven_A_Achievable Technical Potential | F7 | Commercial | WA - Miscellaneous | Existing | Food Preparation | Natural Gas | Conveyor Oven | A | Cumulative Energy Savings (MWh or mTherms) | Achievable Technical Potential | 0 | 0 | 0 | 0 | 0 | 0.0010198 | 0.0050234 | 0.014664 | 0.033095 | 0.063827 | 0.10755 | 0.1646 | 0.23507 | 0.31889 | 0.41589 | 0.52584 | 0.6485 | 0.7539 | 0.84405 | 0.92082 | 0.98596 | 1.0426 | 1.0938 | 1.1399 | 1.1835 | 1.2261 | 1.269
F8_Commercial_WA - Miscellaneous_Existing_Food Preparation_Natural Gas_Conveyor Oven_A_Achievable Technical Potential | F8 | Commercial | WA - Miscellaneous | Existing | Food Preparation | Natural Gas | Conveyor Oven | A | Cumulative Summer Peak Savings (MW) | Achievable Technical Potential | 0 | 0 | 0 | 0 | 0 | 0 | 0 | 0 | 0 | 0 | 0 | 0 | 0 | 0 | 0 | 0 | 0 | 0 | 0 | 0 | 0 | 0 | 0 | 0 | 0 | 0 | 0
F9_Commercial_WA - Miscellaneous_Existing_Food Preparation_Natural Gas_Conveyor Oven_A_Achievable Technical Potential | F9 | Commercial | WA - Miscellaneous | Existing | Food Preparation | Natural Gas | Conveyor Oven | A | Cumulative Winter Peak Savings (MW) | Achievable Technical Potential | 0 | 0 | 0 | 0 | 0 | 0 | 0 | 0 | 0 | 0 | 0 | 0 | 0 | 0 | 0 | 0 | 0 | 0 | 0 | 0 | 0 | 0 | 0 | 0 | 0 | 0 | 0
F10_Commercial_WA - Miscellaneous_Existing_Food Preparation_Natural Gas_Conveyor Oven_A_Achievable Technical Potential | F10 | Commercial | WA - Miscellaneous | Existing | Food Preparation | Natural Gas | Conveyor Oven | A | Purchases (Incremental) | Achievable Technical Potential | 0 | 0 | 0 | 0 | 0 | 0.0014736 | 0.0057849 | 0.013931 | 0.026632 | 0.044406 | 0.06318 | 0.082437 | 0.10182 | 0.12111 | 0.14016 | 0.15888 | 0.17724 | 0.1523 | 0.13025 | 0.11093 | 0.094126 | 0.081797 | 0.073969 | 0.066669 | 0.062949 | 0.06155 | 0.062055
F11_Commercial_WA - Miscellaneous_Existing_Food Preparation_Natural Gas_Conveyor Oven_A_Achievable Technical Potential | F11 | Commercial | WA - Miscellaneous | Existing | Food Preparation | Natural Gas | Conveyor Oven | A | Purchases (Cumulative) | Achievable Technical Potential | 0 | 0 | 0 | 0 | 0 | 0.0014736 | 0.0072585 | 0.021189 | 0.047821 | 0.092227 | 0.15541 | 0.23784 | 0.33967 | 0.46078 | 0.60094 | 0.75982 | 0.93705 | 1.0894 | 1.2196 | 1.3305 | 1.4247 | 1.5065 | 1.5804 | 1.6471 | 1.71 | 1.7716 | 1.8336
F1_Commercial_WA - Miscellaneous_Existing_Food Preparation_Natural Gas_Double Rack Oven_A_Achievable Technical Potential | F1 | Commercial | WA - Miscellaneous | Existing | Food Preparation | Natural Gas | Double Rack Oven | A | Integrated Unit Energy Savings (kWh or therms) | Achievable Technical Potential | 0 | 1621.62 | 1621.62 | 1621.62 | 1621.62 | 1621.62 | 1621.62 | 1621.62 | 1621.62 | 1621.62 | 1621.62 | 1621.62 | 1621.62 | 1621.62 | 1621.62 | 1621.62 | 1621.62 | 1621.62 | 1621.62 | 1621.62 | 1621.62 | 1621.62 | 1621.62 | 1621.62 | 1621.62 | 1621.62 | 1621.62
F2_Commercial_WA - Miscellaneous_Existing_Food Preparation_Natural Gas_Double Rack Oven_A_Achievable Technical Potential | F2 | Commercial | WA - Miscellaneous | Existing | Food Preparation | Natural Gas | Double Rack Oven | A | Integrated Unit Summer Peak Savings (kW) | Achievable Technical Potential | 0 | 0 | 0 | 0 | 0 | 0 | 0 | 0 | 0 | 0 | 0 | 0 | 0 | 0 | 0 | 0 | 0 | 0 | 0 | 0 | 0 | 0 | 0 | 0 | 0 | 0 | 0
F3_Commercial_WA - Miscellaneous_Existing_Food Preparation_Natural Gas_Double Rack Oven_A_Achievable Technical Potential | F3 | Commercial | WA - Miscellaneous | Existing | Food Preparation | Natural Gas | Double Rack Oven | A | Integrated Unit Winter Peak Savings (kW) | Achievable Technical Potential | 0 | 0 | 0 | 0 | 0 | 0 | 0 | 0 | 0 | 0 | 0 | 0 | 0 | 0 | 0 | 0 | 0 | 0 | 0 | 0 | 0 | 0 | 0 | 0 | 0 | 0 | 0
F4_Commercial_WA - Miscellaneous_Existing_Food Preparation_Natural Gas_Double Rack Oven_A_Achievable Technical Potential | F4 | Commercial | WA - Miscellaneous | Existing | Food Preparation | Natural Gas | Double Rack Oven | A | Incremental Energy Savings (MWh or mTherms) | Achievable Technical Potential | 0 | 0 | 0 | 0.0056199 | 0.020194 | 0.038291 | 0.059317 | 0.082767 | 0.10821 | 0.13529 | 0.14433 | 0.15414 | 0.16531 | 0.17826 | 0.19321 | 0.20467 | 0.20934 | 0.21262 | 0.21499 | 0.24589 | 0.25086 | 0.25102 | 0.2667 | 0.25854 | 0.24766 | 0.23429 | 0.21866
F5_Commercial_WA - Miscellaneous_Existing_Food Preparation_Natural Gas_Double Rack Oven_A_Achievable Technical Potential | F5 | Commercial | WA - Miscellaneous | Existing | Food Preparation | Natural Gas | Double Rack Oven | A | Incremental Summer Peak Savings (MW) | Achievable Technical Potential | 0 | 0 | 0 | 0 | 0 | 0 | 0 | 0 | 0 | 0 | 0 | 0 | 0 | 0 | 0 | 0 | 0 | 0 | 0 | 0 | 0 | 0 | 0 | 0 | 0 | 0 | 0
F6_Commercial_WA - Miscellaneous_Existing_Food Preparation_Natural Gas_Double Rack Oven_A_Achievable Technical Potential | F6 | Commercial | WA - Miscellaneous | Existing | Food Preparation | Natural Gas | Double Rack Oven | A | Incremental Winter Peak Savings (MW) | Achievable Technical Potential | 0 | 0 | 0 | 0 | 0 | 0 | 0 | 0 | 0 | 0 | 0 | 0 | 0 | 0 | 0 | 0 | 0 | 0 | 0 | 0 | 0 | 0 | 0 | 0 | 0 | 0 | 0
F7_Commercial_WA - Miscellaneous_Existing_Food Preparation_Natural Gas_Double Rack Oven_A_Achievable Technical Potential | F7 | Commercial | WA - Miscellaneous | Existing | Food Preparation | Natural Gas | Double Rack Oven | A | Cumulative Energy Savings (MWh or mTherms) | Achievable Technical Potential | 0 | 0 | 0 | 0.0056199 | 0.025814 | 0.064106 | 0.12342 | 0.20619 | 0.3144 | 0.44969 | 0.59402 | 0.74816 | 0.91347 | 1.0917 | 1.2849 | 1.4896 | 1.699 | 1.9116 | 2.1266 | 2.3725 | 2.6233 | 2.8743 | 3.141 | 3.3996 | 3.6472 | 3.8815 | 4.1002
F8_Commercial_WA - Miscellaneous_Existing_Food Preparation_Natural Gas_Double Rack Oven_A_Achievable Technical Potential | F8 | Commercial | WA - Miscellaneous | Existing | Food Preparation | Natural Gas | Double Rack Oven | A | Cumulative Summer Peak Savings (MW) | Achievable Technical Potential | 0 | 0 | 0 | 0 | 0 | 0 | 0 | 0 | 0 | 0 | 0 | 0 | 0 | 0 | 0 | 0 | 0 | 0 | 0 | 0 | 0 | 0 | 0 | 0 | 0 | 0 | 0
F9_Commercial_WA - Miscellaneous_Existing_Food Preparation_Natural Gas_Double Rack Oven_A_Achievable Technical Potential | F9 | Commercial | WA - Miscellaneous | Existing | Food Preparation | Natural Gas | Double Rack Oven | A | Cumulative Winter Peak Savings (MW) | Achievable Technical Potential | 0 | 0 | 0 | 0 | 0 | 0 | 0 | 0 | 0 | 0 | 0 | 0 | 0 | 0 | 0 | 0 | 0 | 0 | 0 | 0 | 0 | 0 | 0 | 0 | 0 | 0 | 0
F10_Commercial_WA - Miscellaneous_Existing_Food Preparation_Natural Gas_Double Rack Oven_A_Achievable Technical Potential | F10 | Commercial | WA - Miscellaneous | Existing | Food Preparation | Natural Gas | Double Rack Oven | A | Purchases (Incremental) | Achievable Technical Potential | 0 | 0 | 0 | 0.0034656 | 0.012453 | 0.023613 | 0.036579 | 0.05104 | 0.066731 | 0.083429 | 0.089002 | 0.095051 | 0.10194 | 0.10993 | 0.11915 | 0.12622 | 0.1291 | 0.13111 | 0.13258 | 0.15163 | 0.1547 | 0.15479 | 0.16446 | 0.15943 | 0.15272 | 0.14448 | 0.13484
F11_Commercial_WA - Miscellaneous_Existing_Food Preparation_Natural Gas_Double Rack Oven_A_Achievable Technical Potential | F11 | Commercial | WA - Miscellaneous | Existing | Food Preparation | Natural Gas | Double Rack Oven | A | Purchases (Cumulative) | Achievable Technical Potential | 0 | 0 | 0 | 0.0034656 | 0.015919 | 0.039532 | 0.076111 | 0.12715 | 0.19388 | 0.27731 | 0.36631 | 0.46136 | 0.56331 | 0.67323 | 0.79238 | 0.91859 | 1.0477 | 1.1788 | 1.3114 | 1.463 | 1.6177 | 1.7725 | 1.937 | 2.0964 | 2.2491 | 2.3936 | 2.5284
F1_Commercial_WA - Miscellaneous_Existing_Food Preparation_Natural Gas_Fryer_A_Achievable Technical Potential | F1 | Commercial | WA - Miscellaneous | Existing | Food Preparation | Natural Gas | Fryer | A | Integrated Unit Energy Savings (kWh or therms) | Achievable Technical Potential | 0 | 395.2691 | 395.2691 | 395.2691 | 395.2691 | 395.2691 | 395.2691 | 395.2691 | 395.2691 | 395.2691 | 395.2691 | 395.2691 | 395.2691 | 395.2691 | 395.2691 | 395.2691 | 395.2691 | 395.2691 | 395.2691 | 395.2691 | 395.2691 | 395.2691 | 395.2691 | 395.2691 | 395.2691 | 395.2691 | 395.2691
F2_Commercial_WA - Miscellaneous_Existing_Food Preparation_Natural Gas_Fryer_A_Achievable Technical Potential | F2 | Commercial | WA - Miscellaneous | Existing | Food Preparation | Natural Gas | Fryer | A | Integrated Unit Summer Peak Savings (kW) | Achievable Technical Potential | 0 | 0 | 0 | 0 | 0 | 0 | 0 | 0 | 0 | 0 | 0 | 0 | 0 | 0 | 0 | 0 | 0 | 0 | 0 | 0 | 0 | 0 | 0 | 0 | 0 | 0 | 0
F3_Commercial_WA - Miscellaneous_Existing_Food Preparation_Natural Gas_Fryer_A_Achievable Technical Potential | F3 | Commercial | WA - Miscellaneous | Existing | Food Preparation | Natural Gas | Fryer | A | Integrated Unit Winter Peak Savings (kW) | Achievable Technical Potential | 0 | 0 | 0 | 0 | 0 | 0 | 0 | 0 | 0 | 0 | 0 | 0 | 0 | 0 | 0 | 0 | 0 | 0 | 0 | 0 | 0 | 0 | 0 | 0 | 0 | 0 | 0
F4_Commercial_WA - Miscellaneous_Existing_Food Preparation_Natural Gas_Fryer_A_Achievable Technical Potential | F4 | Commercial | WA - Miscellaneous | Existing | Food Preparation | Natural Gas | Fryer | A | Incremental Energy Savings (MWh or mTherms) | Achievable Technical Potential | 0 | 0 | 0 | 0.0030791 | 0.006479 | 0.010339 | 0.014574 | 0.019218 | 0.024521 | 0.033516 | 0.042319 | 0.050137 | 0.053248 | 0.054079 | 0.073316 | 0.064575 | 0.055314 | 0.046694 | 0.035791 | 0.025858 | 0.017295 | 0.01051 | 0.011668 | 0 | 0 | 0 | 0.001821
F5_Commercial_WA - Miscellaneous_Existing_Food Preparation_Natural Gas_Fryer_A_Achievable Technical Potential | F5 | Commercial | WA - Miscellaneous | Existing | Food Preparation | Natural Gas | Fryer | A | Incremental Summer Peak Savings (MW) | Achievable Technical Potential | 0 | 0 | 0 | 0 | 0 | 0 | 0 | 0 | 0 | 0 | 0 | 0 | 0 | 0 | 0 | 0 | 0 | 0 | 0 | 0 | 0 | 0 | 0 | 0 | 0 | 0 | 0
F6_Commercial_WA - Miscellaneous_Existing_Food Preparation_Natural Gas_Fryer_A_Achievable Technical Potential | F6 | Commercial | WA - Miscellaneous | Existing | Food Preparation | Natural Gas | Fryer | A | Incremental Winter Peak Savings (MW) | Achievable Technical Potential | 0 | 0 | 0 | 0 | 0 | 0 | 0 | 0 | 0 | 0 | 0 | 0 | 0 | 0 | 0 | 0 | 0 | 0 | 0 | 0 | 0 | 0 | 0 | 0 | 0 | 0 | 0
F7_Commercial_WA - Miscellaneous_Existing_Food Preparation_Natural Gas_Fryer_A_Achievable Technical Potential | F7 | Commercial | WA - Miscellaneous | Existing | Food Preparation | Natural Gas | Fryer | A | Cumulative Energy Savings (MWh or mTherms) | Achievable Technical Potential | 0 | 0 | 0 | 0.0030791 | 0.0095581 | 0.019897 | 0.034471 | 0.053689 | 0.078209 | 0.11173 | 0.15404 | 0.20418 | 0.25743 | 0.31151 | 0.38482 | 0.4494 | 0.50471 | 0.55141 | 0.5872 | 0.61306 | 0.63035 | 0.64086 | 0.65253 | 0.65253 | 0.65253 | 0.65253 | 0.65435
F8_Commercial_WA - Miscellaneous_Existing_Food Preparation_Natural Gas_Fryer_A_Achievable Technical Potential | F8 | Commercial | WA - Miscellaneous | Existing | Food Preparation | Natural Gas | Fryer | A | Cumulative Summer Peak Savings (MW) | Achievable Technical Potential | 0 | 0 | 0 | 0 | 0 | 0 | 0 | 0 | 0 | 0 | 0 | 0 | 0 | 0 | 0 | 0 | 0 | 0 | 0 | 0 | 0 | 0 | 0 | 0 | 0 | 0 | 0
F9_Commercial_WA - Miscellaneous_Existing_Food Preparation_Natural Gas_Fryer_A_Achievable Technical Potential | F9 | Commercial | WA - Miscellaneous | Existing | Food Preparation | Natural Gas | Fryer | A | Cumulative Winter Peak Savings (MW) | Achievable Technical Potential | 0 | 0 | 0 | 0 | 0 | 0 | 0 | 0 | 0 | 0 | 0 | 0 | 0 | 0 | 0 | 0 | 0 | 0 | 0 | 0 | 0 | 0 | 0 | 0 | 0 | 0 | 0
F10_Commercial_WA - Miscellaneous_Existing_Food Preparation_Natural Gas_Fryer_A_Achievable Technical Potential | F10 | Commercial | WA - Miscellaneous | Existing | Food Preparation | Natural Gas | Fryer | A | Purchases (Incremental) | Achievable Technical Potential | 0 | 0 | 0 | 0.0077898 | 0.016391 | 0.026156 | 0.036872 | 0.048619 | 0.062036 | 0.084792 | 0.10706 | 0.12684 | 0.13471 | 0.13682 | 0.18548 | 0.16337 | 0.13994 | 0.11813 | 0.090548 | 0.065418 | 0.043756 | 0.026589 | 0.02952 | 0 | 0 | 0 | 0.004607
F11_Commercial_WA - Miscellaneous_Existing_Food Preparation_Natural Gas_Fryer_A_Achievable Technical Potential | F11 | Commercial | WA - Miscellaneous | Existing | Food Preparation | Natural Gas | Fryer | A | Purchases (Cumulative) | Achievable Technical Potential | 0 | 0 | 0 | 0.0077898 | 0.024181 | 0.050338 | 0.087209 | 0.13583 | 0.19786 | 0.28266 | 0.38972 | 0.51656 | 0.65128 | 0.78809 | 0.97358 | 1.1369 | 1.2769 | 1.395 | 1.4856 | 1.551 | 1.5947 | 1.6213 | 1.6508 | 1.6508 | 1.6508 | 1.6508 | 1.6555
F1_Commercial_WA - Miscellaneous_Existing_Food Preparation_Natural Gas_Broiler_A_Achievable Technical Potential | F1 | Commercial | WA - Miscellaneous | Existing | Food Preparation | Natural Gas | Broiler | A | Integrated Unit Energy Savings (kWh or therms) | Achievable Technical Potential | 0 | 240.24 | 240.24 | 240.24 | 240.24 | 240.24 | 240.24 | 240.24 | 240.24 | 240.24 | 240.24 | 240.24 | 240.24 | 240.24 | 240.24 | 240.24 | 240.24 | 240.24 | 240.24 | 240.24 | 240.24 | 240.24 | 240.24 | 240.24 | 240.24 | 240.24 | 240.24
F2_Commercial_WA - Miscellaneous_Existing_Food Preparation_Natural Gas_Broiler_A_Achievable Technical Potential | F2 | Commercial | WA - Miscellaneous | Existing | Food Preparation | Natural Gas | Broiler | A | Integrated Unit Summer Peak Savings (kW) | Achievable Technical Potential | 0 | 0 | 0 | 0 | 0 | 0 | 0 | 0 | 0 | 0 | 0 | 0 | 0 | 0 | 0 | 0 | 0 | 0 | 0 | 0 | 0 | 0 | 0 | 0 | 0 | 0 | 0
F3_Commercial_WA - Miscellaneous_Existing_Food Preparation_Natural Gas_Broiler_A_Achievable Technical Potential | F3 | Commercial | WA - Miscellaneous | Existing | Food Preparation | Natural Gas | Broiler | A | Integrated Unit Winter Peak Savings (kW) | Achievable Technical Potential | 0 | 0 | 0 | 0 | 0 | 0 | 0 | 0 | 0 | 0 | 0 | 0 | 0 | 0 | 0 | 0 | 0 | 0 | 0 | 0 | 0 | 0 | 0 | 0 | 0 | 0 | 0
F4_Commercial_WA - Miscellaneous_Existing_Food Preparation_Natural Gas_Broiler_A_Achievable Technical Potential | F4 | Commercial | WA - Miscellaneous | Existing | Food Preparation | Natural Gas | Broiler | A | Incremental Energy Savings (MWh or mTherms) | Achievable Technical Potential | 0 | 0 | 0 | 0.012461 | 0.041347 | 0.074065 | 0.10997 | 0.14851 | 0.18923 | 0.23172 | 0.25458 | 0.27828 | 0.30347 | 0.33058 | 0.35987 | 0.37903 | 0.38411 | 0.38767 | 0.39026 | 0.49001 | 0.49164 | 0.48805 | 0.50142 | 0.47341 | 0.44313 | 0.41074 | 0.37642
F5_Commercial_WA - Miscellaneous_Existing_Food Preparation_Natural Gas_Broiler_A_Achievable Technical Potential | F5 | Commercial | WA - Miscellaneous | Existing | Food Preparation | Natural Gas | Broiler | A | Incremental Summer Peak Savings (MW) | Achievable Technical Potential | 0 | 0 | 0 | 0 | 0 | 0 | 0 | 0 | 0 | 0 | 0 | 0 | 0 | 0 | 0 | 0 | 0 | 0 | 0 | 0 | 0 | 0 | 0 | 0 | 0 | 0 | 0
F6_Commercial_WA - Miscellaneous_Existing_Food Preparation_Natural Gas_Broiler_A_Achievable Technical Potential | F6 | Commercial | WA - Miscellaneous | Existing | Food Preparation | Natural Gas | Broiler | A | Incremental Winter Peak Savings (MW) | Achievable Technical Potential | 0 | 0 | 0 | 0 | 0 | 0 | 0 | 0 | 0 | 0 | 0 | 0 | 0 | 0 | 0 | 0 | 0 | 0 | 0 | 0 | 0 | 0 | 0 | 0 | 0 | 0 | 0
F7_Commercial_WA - Miscellaneous_Existing_Food Preparation_Natural Gas_Broiler_A_Achievable Technical Potential | F7 | Commercial | WA - Miscellaneous | Existing | Food Preparation | Natural Gas | Broiler | A | Cumulative Energy Savings (MWh or mTherms) | Achievable Technical Potential | 0 | 0 | 0 | 0.012461 | 0.053808 | 0.12787 | 0.23784 | 0.38636 | 0.57558 | 0.8073 | 1.0619 | 1.3402 | 1.6436 | 1.9742 | 2.3341 | 2.7131 | 3.0972 | 3.4849 | 3.8751 | 4.3651 | 4.8568 | 5.3448 | 5.8462 | 6.3197 | 6.7628 | 7.1735 | 7.55
F8_Commercial_WA - Miscellaneous_Existing_Food Preparation_Natural Gas_Broiler_A_Achievable Technical Potential | F8 | Commercial | WA - Miscellaneous | Existing | Food Preparation | Natural Gas | Broiler | A | Cumulative Summer Peak Savings (MW) | Achievable Technical Potential | 0 | 0 | 0 | 0 | 0 | 0 | 0 | 0 | 0 | 0 | 0 | 0 | 0 | 0 | 0 | 0 | 0 | 0 | 0 | 0 | 0 | 0 | 0 | 0 | 0 | 0 | 0
F9_Commercial_WA - Miscellaneous_Existing_Food Preparation_Natural Gas_Broiler_A_Achievable Technical Potential | F9 | Commercial | WA - Miscellaneous | Existing | Food Preparation | Natural Gas | Broiler | A | Cumulative Winter Peak Savings (MW) | Achievable Technical Potential | 0 | 0 | 0 | 0 | 0 | 0 | 0 | 0 | 0 | 0 | 0 | 0 | 0 | 0 | 0 | 0 | 0 | 0 | 0 | 0 | 0 | 0 | 0 | 0 | 0 | 0 | 0
F10_Commercial_WA - Miscellaneous_Existing_Food Preparation_Natural Gas_Broiler_A_Achievable Technical Potential | F10 | Commercial | WA - Miscellaneous | Existing | Food Preparation | Natural Gas | Broiler | A | Purchases (Incremental) | Achievable Technical Potential | 0 | 0 | 0 | 0.05187 | 0.17211 | 0.30829 | 0.45775 | 0.61819 | 0.78766 | 0.96453 | 1.0597 | 1.1583 | 1.2632 | 1.376 | 1.498 | 1.5777 | 1.5989 | 1.6137 | 1.6244 | 2.0397 | 2.0464 | 2.0315 | 2.0872 | 1.9706 | 1.8445 | 1.7097 | 1.5668
F11_Commercial_WA - Miscellaneous_Existing_Food Preparation_Natural Gas_Broiler_A_Achievable Technical Potential | F11 | Commercial | WA - Miscellaneous | Existing | Food Preparation | Natural Gas | Broiler | A | Purchases (Cumulative) | Achievable Technical Potential | 0 | 0 | 0 | 0.05187 | 0.22398 | 0.53227 | 0.99002 | 1.6082 | 2.3959 | 3.3604 | 4.4201 | 5.5784 | 6.8416 | 8.2176 | 9.7156 | 11.2933 | 12.8921 | 14.5058 | 16.1303 | 18.1699 | 20.2164 | 22.2479 | 24.335 | 26.3056 | 28.1502 | 29.8599 | 31.4267
F1_Commercial_WA - Miscellaneous_Existing_Food Preparation_Natural Gas_Griddle_A_Achievable Technical Potential | F1 | Commercial | WA - Miscellaneous | Existing | Food Preparation | Natural Gas | Griddle | A | Integrated Unit Energy Savings (kWh or therms) | Achievable Technical Potential | 0 | 167.9465 | 167.9465 | 167.9465 | 167.9465 | 167.9465 | 167.9465 | 167.9465 | 167.9465 | 167.9465 | 167.9465 | 167.9465 | 167.9465 | 167.9465 | 167.9465 | 167.9465 | 167.9465 | 167.9465 | 167.9465 | 167.9465 | 167.9465 | 167.9465 | 167.9465 | 167.9465 | 167.9465 | 167.9465 | 167.9465
F2_Commercial_WA - Miscellaneous_Existing_Food Preparation_Natural Gas_Griddle_A_Achievable Technical Potential | F2 | Commercial | WA - Miscellaneous | Existing | Food Preparation | Natural Gas | Griddle | A | Integrated Unit Summer Peak Savings (kW) | Achievable Technical Potential | 0 | 0 | 0 | 0 | 0 | 0 | 0 | 0 | 0 | 0 | 0 | 0 | 0 | 0 | 0 | 0 | 0 | 0 | 0 | 0 | 0 | 0 | 0 | 0 | 0 | 0 | 0
F3_Commercial_WA - Miscellaneous_Existing_Food Preparation_Natural Gas_Griddle_A_Achievable Technical Potential | F3 | Commercial | WA - Miscellaneous | Existing | Food Preparation | Natural Gas | Griddle | A | Integrated Unit Winter Peak Savings (kW) | Achievable Technical Potential | 0 | 0 | 0 | 0 | 0 | 0 | 0 | 0 | 0 | 0 | 0 | 0 | 0 | 0 | 0 | 0 | 0 | 0 | 0 | 0 | 0 | 0 | 0 | 0 | 0 | 0 | 0
F4_Commercial_WA - Miscellaneous_Existing_Food Preparation_Natural Gas_Griddle_A_Achievable Technical Potential | F4 | Commercial | WA - Miscellaneous | Existing | Food Preparation | Natural Gas | Griddle | A | Incremental Energy Savings (MWh or mTherms) | Achievable Technical Potential | 0 | 0 | 0 | 0.0030913 | 0.010257 | 0.018373 | 0.027281 | 0.036842 | 0.046942 | 0.057483 | 0.063154 | 0.069033 | 0.075282 | 0.082007 | 0.089275 | 0.094026 | 0.095287 | 0.09617 | 0.096812 | 0.12156 | 0.12196 | 0.12107 | 0.12439 | 0.11744 | 0.10993 | 0.10189 | 0.093378
F5_Commercial_WA - Miscellaneous_Existing_Food Preparation_Natural Gas_Griddle_A_Achievable Technical Potential | F5 | Commercial | WA - Miscellaneous | Existing | Food Preparation | Natural Gas | Griddle | A | Incremental Summer Peak Savings (MW) | Achievable Technical Potential | 0 | 0 | 0 | 0 | 0 | 0 | 0 | 0 | 0 | 0 | 0 | 0 | 0 | 0 | 0 | 0 | 0 | 0 | 0 | 0 | 0 | 0 | 0 | 0 | 0 | 0 | 0
F6_Commercial_WA - Miscellaneous_Existing_Food Preparation_Natural Gas_Griddle_A_Achievable Technical Potential | F6 | Commercial | WA - Miscellaneous | Existing | Food Preparation | Natural Gas | Griddle | A | Incremental Winter Peak Savings (MW) | Achievable Technical Potential | 0 | 0 | 0 | 0 | 0 | 0 | 0 | 0 | 0 | 0 | 0 | 0 | 0 | 0 | 0 | 0 | 0 | 0 | 0 | 0 | 0 | 0 | 0 | 0 | 0 | 0 | 0
F7_Commercial_WA - Miscellaneous_Existing_Food Preparation_Natural Gas_Griddle_A_Achievable Technical Potential | F7 | Commercial | WA - Miscellaneous | Existing | Food Preparation | Natural Gas | Griddle | A | Cumulative Energy Savings (MWh or mTherms) | Achievable Technical Potential | 0 | 0 | 0 | 0.0030913 | 0.013348 | 0.031722 | 0.059002 | 0.095844 | 0.14279 | 0.20027 | 0.26342 | 0.33246 | 0.40774 | 0.48974 | 0.57902 | 0.67305 | 0.76833 | 0.8645 | 0.96132 | 1.0829 | 1.2048 | 1.3259 | 1.4503 | 1.5677 | 1.6777 | 1.7796 | 1.8729
F8_Commercial_WA - Miscellaneous_Existing_Food Preparation_Natural Gas_Griddle_A_Achievable Technical Potential | F8 | Commercial | WA - Miscellaneous | Existing | Food Preparation | Natural Gas | Griddle | A | Cumulative Summer Peak Savings (MW) | Achievable Technical Potential | 0 | 0 | 0 | 0 | 0 | 0 | 0 | 0 | 0 | 0 | 0 | 0 | 0 | 0 | 0 | 0 | 0 | 0 | 0 | 0 | 0 | 0 | 0 | 0 | 0 | 0 | 0
F9_Commercial_WA - Miscellaneous_Existing_Food Preparation_Natural Gas_Griddle_A_Achievable Technical Potential | F9 | Commercial | WA - Miscellaneous | Existing | Food Preparation | Natural Gas | Griddle | A | Cumulative Winter Peak Savings (MW) | Achievable Technical Potential | 0 | 0 | 0 | 0 | 0 | 0 | 0 | 0 | 0 | 0 | 0 | 0 | 0 | 0 | 0 | 0 | 0 | 0 | 0 | 0 | 0 | 0 | 0 | 0 | 0 | 0 | 0
F10_Commercial_WA - Miscellaneous_Existing_Food Preparation_Natural Gas_Griddle_A_Achievable Technical Potential | F10 | Commercial | WA - Miscellaneous | Existing | Food Preparation | Natural Gas | Griddle | A | Purchases (Incremental) | Achievable Technical Potential | 0 | 0 | 0 | 0.018406 | 0.061073 | 0.1094 | 0.16244 | 0.21937 | 0.27951 | 0.34227 | 0.37604 | 0.41104 | 0.44825 | 0.48829 | 0.53157 | 0.55986 | 0.56737 | 0.57262 | 0.57645 | 0.72379 | 0.72619 | 0.72089 | 0.74064 | 0.69928 | 0.65455 | 0.6067 | 0.556
F11_Commercial_WA - Miscellaneous_Existing_Food Preparation_Natural Gas_Griddle_A_Achievable Technical Potential | F11 | Commercial | WA - Miscellaneous | Existing | Food Preparation | Natural Gas | Griddle | A | Purchases (Cumulative) | Achievable Technical Potential | 0 | 0 | 0 | 0.018406 | 0.079479 | 0.18888 | 0.35132 | 0.57068 | 0.85019 | 1.1925 | 1.5685 | 1.9795 | 2.4278 | 2.9161 | 3.4476 | 4.0075 | 4.5749 | 5.1475 | 5.7239 | 6.4477 | 7.1739 | 7.8948 | 8.6355 | 9.3347 | 9.9893 | 10.596 | 11.152
F1_Commercial_WA - Miscellaneous_Existing_Food Preparation_Natural Gas_Range_A_Achievable Technical Potential | F1 | Commercial | WA - Miscellaneous | Existing | Food Preparation | Natural Gas | Range | A | Integrated Unit Energy Savings (kWh or therms) | Achievable Technical Potential | 0 | 171.4286 | 171.4286 | 171.4286 | 171.4286 | 171.4286 | 171.4286 | 171.4286 | 171.4286 | 171.4286 | 171.4286 | 171.4286 | 171.4286 | 171.4286 | 171.4286 | 171.4286 | 171.4286 | 171.4286 | 171.4286 | 171.4286 | 171.4286 | 171.4286 | 171.4286 | 171.4286 | 171.4286 | 171.4286 | 171.4286
F2_Commercial_WA - Miscellaneous_Existing_Food Preparation_Natural Gas_Range_A_Achievable Technical Potential | F2 | Commercial | WA - Miscellaneous | Existing | Food Preparation | Natural Gas | Range | A | Integrated Unit Summer Peak Savings (kW) | Achievable Technical Potential | 0 | 0 | 0 | 0 | 0 | 0 | 0 | 0 | 0 | 0 | 0 | 0 | 0 | 0 | 0 | 0 | 0 | 0 | 0 | 0 | 0 | 0 | 0 | 0 | 0 | 0 | 0
F3_Commercial_WA - Miscellaneous_Existing_Food Preparation_Natural Gas_Range_A_Achievable Technical Potential | F3 | Commercial | WA - Miscellaneous | Existing | Food Preparation | Natural Gas | Range | A | Integrated Unit Winter Peak Savings (kW) | Achievable Technical Potential | 0 | 0 | 0 | 0 | 0 | 0 | 0 | 0 | 0 | 0 | 0 | 0 | 0 | 0 | 0 | 0 | 0 | 0 | 0 | 0 | 0 | 0 | 0 | 0 | 0 | 0 | 0
F4_Commercial_WA - Miscellaneous_Existing_Food Preparation_Natural Gas_Range_A_Achievable Technical Potential | F4 | Commercial | WA - Miscellaneous | Existing | Food Preparation | Natural Gas | Range | A | Incremental Energy Savings (MWh or mTherms) | Achievable Technical Potential | 0 | 0 | 0 | 0.0055759 | 0.019143 | 0.034855 | 0.052053 | 0.070258 | 0.089123 | 0.1084 | 0.11121 | 0.11725 | 0.12657 | 0.13335 | 0.13479 | 0.16062 | 0.16697 | 0.17179 | 0.17543 | 0.17082 | 0.17822 | 0.1804 | 0.17905 | 0.16018 | 0.13689 | 0.095169 | 0.076188
F5_Commercial_WA - Miscellaneous_Existing_Food Preparation_Natural Gas_Range_A_Achievable Technical Potential | F5 | Commercial | WA - Miscellaneous | Existing | Food Preparation | Natural Gas | Range | A | Incremental Summer Peak Savings (MW) | Achievable Technical Potential | 0 | 0 | 0 | 0 | 0 | 0 | 0 | 0 | 0 | 0 | 0 | 0 | 0 | 0 | 0 | 0 | 0 | 0 | 0 | 0 | 0 | 0 | 0 | 0 | 0 | 0 | 0
F6_Commercial_WA - Miscellaneous_Existing_Food Preparation_Natural Gas_Range_A_Achievable Technical Potential | F6 | Commercial | WA - Miscellaneous | Existing | Food Preparation | Natural Gas | Range | A | Incremental Winter Peak Savings (MW) | Achievable Technical Potential | 0 | 0 | 0 | 0 | 0 | 0 | 0 | 0 | 0 | 0 | 0 | 0 | 0 | 0 | 0 | 0 | 0 | 0 | 0 | 0 | 0 | 0 | 0 | 0 | 0 | 0 | 0
F7_Commercial_WA - Miscellaneous_Existing_Food Preparation_Natural Gas_Range_A_Achievable Technical Potential | F7 | Commercial | WA - Miscellaneous | Existing | Food Preparation | Natural Gas | Range | A | Cumulative Energy Savings (MWh or mTherms) | Achievable Technical Potential | 0 | 0 | 0 | 0.0055759 | 0.024719 | 0.059574 | 0.11163 | 0.18188 | 0.27101 | 0.3794 | 0.49062 | 0.60787 | 0.73445 | 0.8678 | 1.0026 | 1.1632 | 1.3302 | 1.502 | 1.6774 | 1.8482 | 2.0264 | 2.2068 | 2.3859 | 2.5461 | 2.683 | 2.7781 | 2.8543
F8_Commercial_WA - Miscellaneous_Existing_Food Preparation_Natural Gas_Range_A_Achievable Technical Potential | F8 | Commercial | WA - Miscellaneous | Existing | Food Preparation | Natural Gas | Range | A | Cumulative Summer Peak Savings (MW) | Achievable Technical Potential | 0 | 0 | 0 | 0 | 0 | 0 | 0 | 0 | 0 | 0 | 0 | 0 | 0 | 0 | 0 | 0 | 0 | 0 | 0 | 0 | 0 | 0 | 0 | 0 | 0 | 0 | 0
F9_Commercial_WA - Miscellaneous_Existing_Food Preparation_Natural Gas_Range_A_Achievable Technical Potential | F9 | Commercial | WA - Miscellaneous | Existing | Food Preparation | Natural Gas | Range | A | Cumulative Winter Peak Savings (MW) | Achievable Technical Potential | 0 | 0 | 0 | 0 | 0 | 0 | 0 | 0 | 0 | 0 | 0 | 0 | 0 | 0 | 0 | 0 | 0 | 0 | 0 | 0 | 0 | 0 | 0 | 0 | 0 | 0 | 0
F10_Commercial_WA - Miscellaneous_Existing_Food Preparation_Natural Gas_Range_A_Achievable Technical Potential | F10 | Commercial | WA - Miscellaneous | Existing | Food Preparation | Natural Gas | Range | A | Purchases (Incremental) | Achievable Technical Potential | 0 | 0 | 0 | 0.032526 | 0.11167 | 0.20332 | 0.30364 | 0.40984 | 0.51988 | 0.63232 | 0.64875 | 0.68399 | 0.73834 | 0.7779 | 0.7863 | 0.93697 | 0.974 | 1.0021 | 1.0233 | 0.99647 | 1.0396 | 1.0523 | 1.0445 | 0.93441 | 0.79851 | 0.55515 | 0.44443
F11_Commercial_WA - Miscellaneous_Existing_Food Preparation_Natural Gas_Range_A_Achievable Technical Potential | F11 | Commercial | WA - Miscellaneous | Existing | Food Preparation | Natural Gas | Range | A | Purchases (Cumulative) | Achievable Technical Potential | 0 | 0 | 0 | 0.032526 | 0.14419 | 0.34751 | 0.65115 | 1.061 | 1.5809 | 2.2132 | 2.8619 | 3.5459 | 4.2843 | 5.0622 | 5.8485 | 6.7854 | 7.7594 | 8.7615 | 9.7849 | 10.7813 | 11.8209 | 12.8732 | 13.9177 | 14.8521 | 15.6506 | 16.2058 | 16.6502
F1_Commercial_WA - Miscellaneous_Existing_Food Preparation_Natural Gas_Steamer_A_Achievable Technical Potential | F1 | Commercial | WA - Miscellaneous | Existing | Food Preparation | Natural Gas | Steamer | A | Integrated Unit Energy Savings (kWh or therms) | Achievable Technical Potential | 0 | 1215.1419 | 1215.1419 | 1215.1419 | 1215.1419 | 1215.1419 | 1215.1419 | 1215.1419 | 1215.1419 | 1215.1419 | 1215.1419 | 1215.1419 | 1215.1419 | 1215.1419 | 1215.1419 | 1215.1419 | 1215.1419 | 1215.1419 | 1215.1419 | 1215.1419 | 1215.1419 | 1215.1419 | 1215.1419 | 1215.1419 | 1215.1419 | 1215.1419 | 1215.1419
F2_Commercial_WA - Miscellaneous_Existing_Food Preparation_Natural Gas_Steamer_A_Achievable Technical Potential | F2 | Commercial | WA - Miscellaneous | Existing | Food Preparation | Natural Gas | Steamer | A | Integrated Unit Summer Peak Savings (kW) | Achievable Technical Potential | 0 | 0 | 0 | 0 | 0 | 0 | 0 | 0 | 0 | 0 | 0 | 0 | 0 | 0 | 0 | 0 | 0 | 0 | 0 | 0 | 0 | 0 | 0 | 0 | 0 | 0 | 0
F3_Commercial_WA - Miscellaneous_Existing_Food Preparation_Natural Gas_Steamer_A_Achievable Technical Potential | F3 | Commercial | WA - Miscellaneous | Existing | Food Preparation | Natural Gas | Steamer | A | Integrated Unit Winter Peak Savings (kW) | Achievable Technical Potential | 0 | 0 | 0 | 0 | 0 | 0 | 0 | 0 | 0 | 0 | 0 | 0 | 0 | 0 | 0 | 0 | 0 | 0 | 0 | 0 | 0 | 0 | 0 | 0 | 0 | 0 | 0
F4_Commercial_WA - Miscellaneous_Existing_Food Preparation_Natural Gas_Steamer_A_Achievable Technical Potential | F4 | Commercial | WA - Miscellaneous | Existing | Food Preparation | Natural Gas | Steamer | A | Incremental Energy Savings (MWh or mTherms) | Achievable Technical Potential | 0 | 0 | 0 | 0.0017402 | 0.0051915 | 0.008521 | 0.011766 | 0.014954 | 0.018799 | 0.022546 | 0.026166 | 0.027914 | 0.027827 | 0.038202 | 0.036451 | 0.035203 | 0.033628 | 0.032385 | 0.031424 | 0.03069 | 0.034194 | 0.025882 | 0.028761 | 0.026572 | 0.023665 | 0.025415 | 0.019635
F5_Commercial_WA - Miscellaneous_Existing_Food Preparation_Natural Gas_Steamer_A_Achievable Technical Potential | F5 | Commercial | WA - Miscellaneous | Existing | Food Preparation | Natural Gas | Steamer | A | Incremental Summer Peak Savings (MW) | Achievable Technical Potential | 0 | 0 | 0 | 0 | 0 | 0 | 0 | 0 | 0 | 0 | 0 | 0 | 0 | 0 | 0 | 0 | 0 | 0 | 0 | 0 | 0 | 0 | 0 | 0 | 0 | 0 | 0
F6_Commercial_WA - Miscellaneous_Existing_Food Preparation_Natural Gas_Steamer_A_Achievable Technical Potential | F6 | Commercial | WA - Miscellaneous | Existing | Food Preparation | Natural Gas | Steamer | A | Incremental Winter Peak Savings (MW) | Achievable Technical Potential | 0 | 0 | 0 | 0 | 0 | 0 | 0 | 0 | 0 | 0 | 0 | 0 | 0 | 0 | 0 | 0 | 0 | 0 | 0 | 0 | 0 | 0 | 0 | 0 | 0 | 0 | 0
F7_Commercial_WA - Miscellaneous_Existing_Food Preparation_Natural Gas_Steamer_A_Achievable Technical Potential | F7 | Commercial | WA - Miscellaneous | Existing | Food Preparation | Natural Gas | Steamer | A | Cumulative Energy Savings (MWh or mTherms) | Achievable Technical Potential | 0 | 0 | 0 | 0.0017402 | 0.0069316 | 0.015453 | 0.027219 | 0.042173 | 0.060972 | 0.083518 | 0.10968 | 0.1376 | 0.16543 | 0.20363 | 0.24008 | 0.27528 | 0.30891 | 0.34129 | 0.37272 | 0.40341 | 0.4376 | 0.46348 | 0.49224 | 0.51882 | 0.54248 | 0.5679 | 0.58753
F8_Commercial_WA - Miscellaneous_Existing_Food Preparation_Natural Gas_Steamer_A_Achievable Technical Potential | F8 | Commercial | WA - Miscellaneous | Existing | Food Preparation | Natural Gas | Steamer | A | Cumulative Summer Peak Savings (MW) | Achievable Technical Potential | 0 | 0 | 0 | 0 | 0 | 0 | 0 | 0 | 0 | 0 | 0 | 0 | 0 | 0 | 0 | 0 | 0 | 0 | 0 | 0 | 0 | 0 | 0 | 0 | 0 | 0 | 0
F9_Commercial_WA - Miscellaneous_Existing_Food Preparation_Natural Gas_Steamer_A_Achievable Technical Potential | F9 | Commercial | WA - Miscellaneous | Existing | Food Preparation | Natural Gas | Steamer | A | Cumulative Winter Peak Savings (MW) | Achievable Technical Potential | 0 | 0 | 0 | 0 | 0 | 0 | 0 | 0 | 0 | 0 | 0 | 0 | 0 | 0 | 0 | 0 | 0 | 0 | 0 | 0 | 0 | 0 | 0 | 0 | 0 | 0 | 0
F10_Commercial_WA - Miscellaneous_Existing_Food Preparation_Natural Gas_Steamer_A_Achievable Technical Potential | F10 | Commercial | WA - Miscellaneous | Existing | Food Preparation | Natural Gas | Steamer | A | Purchases (Incremental) | Achievable Technical Potential | 0 | 0 | 0 | 0.0014321 | 0.0042723 | 0.0070124 | 0.0096829 | 0.012306 | 0.015471 | 0.018554 | 0.021533 | 0.022972 | 0.022901 | 0.031438 | 0.029998 | 0.02897 | 0.027674 | 0.026651 | 0.02586 | 0.025256 | 0.02814 | 0.0213 | 0.023669 | 0.021868 | 0.019475 | 0.020916 | 0.016159
F11_Commercial_WA - Miscellaneous_Existing_Food Preparation_Natural Gas_Steamer_A_Achievable Technical Potential | F11 | Commercial | WA - Miscellaneous | Existing | Food Preparation | Natural Gas | Steamer | A | Purchases (Cumulative) | Achievable Technical Potential | 0 | 0 | 0 | 0.0014321 | 0.0057044 | 0.012717 | 0.0224 | 0.034706 | 0.050177 | 0.068731 | 0.090264 | 0.11324 | 0.13614 | 0.16757 | 0.19757 | 0.22654 | 0.25422 | 0.28087 | 0.30673 | 0.33198 | 0.36012 | 0.38142 | 0.40509 | 0.42696 | 0.44643 | 0.46735 | 0.48351
F1_Commercial_WA - Miscellaneous_Existing_Food Preparation_Natural Gas_Commercial Food Prep Other_A_Achievable Technical Potential | F1 | Commercial | WA - Miscellaneous | Existing | Food Preparation | Natural Gas | Commercial Food Prep Other | A | Integrated Unit Energy Savings (kWh or therms) | Achievable Technical Potential | 0 | 0 | 0 | 0 | 0 | 0 | 0 | 0 | 0 | 0 | 0 | 0 | 0 | 0 | 0 | 0 | 0 | 0 | 0 | 0 | 0 | 0 | 0 | 0 | 0 | 0 | 0
F2_Commercial_WA - Miscellaneous_Existing_Food Preparation_Natural Gas_Commercial Food Prep Other_A_Achievable Technical Potential | F2 | Commercial | WA - Miscellaneous | Existing | Food Preparation | Natural Gas | Commercial Food Prep Other | A | Integrated Unit Summer Peak Savings (kW) | Achievable Technical Potential | 0 | 0 | 0 | 0 | 0 | 0 | 0 | 0 | 0 | 0 | 0 | 0 | 0 | 0 | 0 | 0 | 0 | 0 | 0 | 0 | 0 | 0 | 0 | 0 | 0 | 0 | 0
F3_Commercial_WA - Miscellaneous_Existing_Food Preparation_Natural Gas_Commercial Food Prep Other_A_Achievable Technical Potential | F3 | Commercial | WA - Miscellaneous | Existing | Food Preparation | Natural Gas | Commercial Food Prep Other | A | Integrated Unit Winter Peak Savings (kW) | Achievable Technical Potential | 0 | 0 | 0 | 0 | 0 | 0 | 0 | 0 | 0 | 0 | 0 | 0 | 0 | 0 | 0 | 0 | 0 | 0 | 0 | 0 | 0 | 0 | 0 | 0 | 0 | 0 | 0
F4_Commercial_WA - Miscellaneous_Existing_Food Preparation_Natural Gas_Commercial Food Prep Other_A_Achievable Technical Potential | F4 | Commercial | WA - Miscellaneous | Existing | Food Preparation | Natural Gas | Commercial Food Prep Other | A | Incremental Energy Savings (MWh or mTherms) | Achievable Technical Potential | 0 | 0 | 0 | 0 | 0 | 0 | 0 | 0 | 0 | 0 | 0 | 0 | 0 | 0 | 0 | 0 | 0 | 0 | 0 | 0 | 0 | 0 | 0 | 0 | 0 | 0 | 0
F5_Commercial_WA - Miscellaneous_Existing_Food Preparation_Natural Gas_Commercial Food Prep Other_A_Achievable Technical Potential | F5 | Commercial | WA - Miscellaneous | Existing | Food Preparation | Natural Gas | Commercial Food Prep Other | A | Incremental Summer Peak Savings (MW) | Achievable Technical Potential | 0 | 0 | 0 | 0 | 0 | 0 | 0 | 0 | 0 | 0 | 0 | 0 | 0 | 0 | 0 | 0 | 0 | 0 | 0 | 0 | 0 | 0 | 0 | 0 | 0 | 0 | 0
F6_Commercial_WA - Miscellaneous_Existing_Food Preparation_Natural Gas_Commercial Food Prep Other_A_Achievable Technical Potential | F6 | Commercial | WA - Miscellaneous | Existing | Food Preparation | Natural Gas | Commercial Food Prep Other | A | Incremental Winter Peak Savings (MW) | Achievable Technical Potential | 0 | 0 | 0 | 0 | 0 | 0 | 0 | 0 | 0 | 0 | 0 | 0 | 0 | 0 | 0 | 0 | 0 | 0 | 0 | 0 | 0 | 0 | 0 | 0 | 0 | 0 | 0
F7_Commercial_WA - Miscellaneous_Existing_Food Preparation_Natural Gas_Commercial Food Prep Other_A_Achievable Technical Potential | F7 | Commercial | WA - Miscellaneous | Existing | Food Preparation | Natural Gas | Commercial Food Prep Other | A | Cumulative Energy Savings (MWh or mTherms) | Achievable Technical Potential | 0 | 0 | 0 | 0 | 0 | 0 | 0 | 0 | 0 | 0 | 0 | 0 | 0 | 0 | 0 | 0 | 0 | 0 | 0 | 0 | 0 | 0 | 0 | 0 | 0 | 0 | 0
F8_Commercial_WA - Miscellaneous_Existing_Food Preparation_Natural Gas_Commercial Food Prep Other_A_Achievable Technical Potential | F8 | Commercial | WA - Miscellaneous | Existing | Food Preparation | Natural Gas | Commercial Food Prep Other | A | Cumulative Summer Peak Savings (MW) | Achievable Technical Potential | 0 | 0 | 0 | 0 | 0 | 0 | 0 | 0 | 0 | 0 | 0 | 0 | 0 | 0 | 0 | 0 | 0 | 0 | 0 | 0 | 0 | 0 | 0 | 0 | 0 | 0 | 0
F9_Commercial_WA - Miscellaneous_Existing_Food Preparation_Natural Gas_Commercial Food Prep Other_A_Achievable Technical Potential | F9 | Commercial | WA - Miscellaneous | Existing | Food Preparation | Natural Gas | Commercial Food Prep Other | A | Cumulative Winter Peak Savings (MW) | Achievable Technical Potential | 0 | 0 | 0 | 0 | 0 | 0 | 0 | 0 | 0 | 0 | 0 | 0 | 0 | 0 | 0 | 0 | 0 | 0 | 0 | 0 | 0 | 0 | 0 | 0 | 0 | 0 | 0
F10_Commercial_WA - Miscellaneous_Existing_Food Preparation_Natural Gas_Commercial Food Prep Other_A_Achievable Technical Potential | F10 | Commercial | WA - Miscellaneous | Existing | Food Preparation | Natural Gas | Commercial Food Prep Other | A | Purchases (Incremental) | Achievable Technical Potential | 0 | 0 | 0 | 0 | 0 | 0 | 0 | 0 | 0 | 0 | 0 | 0 | 0 | 0 | 0 | 0 | 0 | 0 | 0 | 0 | 0 | 0 | 0 | 0 | 0 | 0 | 0
F11_Commercial_WA - Miscellaneous_Existing_Food Preparation_Natural Gas_Commercial Food Prep Other_A_Achievable Technical Potential | F11 | Commercial | WA - Miscellaneous | Existing | Food Preparation | Natural Gas | Commercial Food Prep Other | A | Purchases (Cumulative) | Achievable Technical Potential | 0 | 0 | 0 | 0 | 0 | 0 | 0 | 0 | 0 | 0 | 0 | 0 | 0 | 0 | 0 | 0 | 0 | 0 | 0 | 0 | 0 | 0 | 0 | 0 | 0 | 0 | 0
F1_Commercial_WA - Miscellaneous_Existing_Miscellaneous_Natural Gas_Pool Heater_A_Achievable Technical Potential | F1 | Commercial | WA - Miscellaneous | Existing | Miscellaneous | Natural Gas | Pool Heater | A | Integrated Unit Energy Savings (kWh or therms) | Achievable Technical Potential | 0 | 2233.5 | 2233.5 | 2233.5 | 2233.5 | 2233.5 | 2233.5 | 2233.5 | 2233.5 | 2233.5 | 2233.5 | 2233.5 | 2233.5 | 2233.5 | 2233.5 | 2233.5 | 2233.5 | 2233.5 | 2233.5 | 2233.5 | 2233.5 | 2233.5 | 2233.5 | 2233.5 | 2233.5 | 2233.5 | 2233.5
F2_Commercial_WA - Miscellaneous_Existing_Miscellaneous_Natural Gas_Pool Heater_A_Achievable Technical Potential | F2 | Commercial | WA - Miscellaneous | Existing | Miscellaneous | Natural Gas | Pool Heater | A | Integrated Unit Summer Peak Savings (kW) | Achievable Technical Potential | 0 | 0 | 0 | 0 | 0 | 0 | 0 | 0 | 0 | 0 | 0 | 0 | 0 | 0 | 0 | 0 | 0 | 0 | 0 | 0 | 0 | 0 | 0 | 0 | 0 | 0 | 0
F3_Commercial_WA - Miscellaneous_Existing_Miscellaneous_Natural Gas_Pool Heater_A_Achievable Technical Potential | F3 | Commercial | WA - Miscellaneous | Existing | Miscellaneous | Natural Gas | Pool Heater | A | Integrated Unit Winter Peak Savings (kW) | Achievable Technical Potential | 0 | 0 | 0 | 0 | 0 | 0 | 0 | 0 | 0 | 0 | 0 | 0 | 0 | 0 | 0 | 0 | 0 | 0 | 0 | 0 | 0 | 0 | 0 | 0 | 0 | 0 | 0
F4_Commercial_WA - Miscellaneous_Existing_Miscellaneous_Natural Gas_Pool Heater_A_Achievable Technical Potential | F4 | Commercial | WA - Miscellaneous | Existing | Miscellaneous | Natural Gas | Pool Heater | A | Incremental Energy Savings (MWh or mTherms) | Achievable Technical Potential | 0 | 0 | 0 | 0.00094084 | 0.0014143 | 0.0030306 | 0.0058271 | 0.01007 | 0.016097 | 0.023255 | 0.033134 | 0.057958 | 0.070741 | 0.08347 | 0.095006 | 0.10404 | 0.11838 | 0.11197 | 0.11114 | 0.1037 | 0.091717 | 0.091301 | 0.064527 | 0.039529 | 0.019569 | 0.0037615 | 0
F5_Commercial_WA - Miscellaneous_Existing_Miscellaneous_Natural Gas_Pool Heater_A_Achievable Technical Potential | F5 | Commercial | WA - Miscellaneous | Existing | Miscellaneous | Natural Gas | Pool Heater | A | Incremental Summer Peak Savings (MW) | Achievable Technical Potential | 0 | 0 | 0 | 0 | 0 | 0 | 0 | 0 | 0 | 0 | 0 | 0 | 0 | 0 | 0 | 0 | 0 | 0 | 0 | 0 | 0 | 0 | 0 | 0 | 0 | 0 | 0
F6_Commercial_WA - Miscellaneous_Existing_Miscellaneous_Natural Gas_Pool Heater_A_Achievable Technical Potential | F6 | Commercial | WA - Miscellaneous | Existing | Miscellaneous | Natural Gas | Pool Heater | A | Incremental Winter Peak Savings (MW) | Achievable Technical Potential | 0 | 0 | 0 | 0 | 0 | 0 | 0 | 0 | 0 | 0 | 0 | 0 | 0 | 0 | 0 | 0 | 0 | 0 | 0 | 0 | 0 | 0 | 0 | 0 | 0 | 0 | 0
F7_Commercial_WA - Miscellaneous_Existing_Miscellaneous_Natural Gas_Pool Heater_A_Achievable Technical Potential | F7 | Commercial | WA - Miscellaneous | Existing | Miscellaneous | Natural Gas | Pool Heater | A | Cumulative Energy Savings (MWh or mTherms) | Achievable Technical Potential | 0 | 0 | 0 | 0.00094084 | 0.0023551 | 0.0053857 | 0.011213 | 0.021282 | 0.037379 | 0.060635 | 0.093768 | 0.15173 | 0.22247 | 0.30594 | 0.40094 | 0.50499 | 0.62336 | 0.73534 | 0.84648 | 0.95018 | 1.0419 | 1.1332 | 1.1977 | 1.2373 | 1.2568 | 1.2606 | 1.2606
F8_Commercial_WA - Miscellaneous_Existing_Miscellaneous_Natural Gas_Pool Heater_A_Achievable Technical Potential | F8 | Commercial | WA - Miscellaneous | Existing | Miscellaneous | Natural Gas | Pool Heater | A | Cumulative Summer Peak Savings (MW) | Achievable Technical Potential | 0 | 0 | 0 | 0 | 0 | 0 | 0 | 0 | 0 | 0 | 0 | 0 | 0 | 0 | 0 | 0 | 0 | 0 | 0 | 0 | 0 | 0 | 0 | 0 | 0 | 0 | 0
F9_Commercial_WA - Miscellaneous_Existing_Miscellaneous_Natural Gas_Pool Heater_A_Achievable Technical Potential | F9 | Commercial | WA - Miscellaneous | Existing | Miscellaneous | Natural Gas | Pool Heater | A | Cumulative Winter Peak Savings (MW) | Achievable Technical Potential | 0 | 0 | 0 | 0 | 0 | 0 | 0 | 0 | 0 | 0 | 0 | 0 | 0 | 0 | 0 | 0 | 0 | 0 | 0 | 0 | 0 | 0 | 0 | 0 | 0 | 0 | 0
F10_Commercial_WA - Miscellaneous_Existing_Miscellaneous_Natural Gas_Pool Heater_A_Achievable Technical Potential | F10 | Commercial | WA - Miscellaneous | Existing | Miscellaneous | Natural Gas | Pool Heater | A | Purchases (Incremental) | Achievable Technical Potential | 0 | 0 | 0 | 0.00042124 | 0.0006332 | 0.0013569 | 0.002609 | 0.0045084 | 0.007207 | 0.010412 | 0.014835 | 0.025949 | 0.031673 | 0.037372 | 0.042537 | 0.046583 | 0.053001 | 0.050133 | 0.04976 | 0.046431 | 0.041064 | 0.040878 | 0.02889 | 0.017698 | 0.0087617 | 0.0016841 | 0
F11_Commercial_WA - Miscellaneous_Existing_Miscellaneous_Natural Gas_Pool Heater_A_Achievable Technical Potential | F11 | Commercial | WA - Miscellaneous | Existing | Miscellaneous | Natural Gas | Pool Heater | A | Purchases (Cumulative) | Achievable Technical Potential | 0 | 0 | 0 | 0.00042124 | 0.0010544 | 0.0024113 | 0.0050203 | 0.0095287 | 0.016736 | 0.027148 | 0.041983 | 0.067932 | 0.099605 | 0.13698 | 0.17951 | 0.2261 | 0.2791 | 0.32923 | 0.37899 | 0.42542 | 0.46649 | 0.50736 | 0.53625 | 0.55395 | 0.56271 | 0.5644 | 0.5644
F1_Commercial_WA - Miscellaneous_New_Space Heating_Natural Gas_Furnace_A_Achievable Technical Potential | F1 | Commercial | WA - Miscellaneous | New | Space Heating | Natural Gas | Furnace | A | Integrated Unit Energy Savings (kWh or therms) | Achievable Technical Potential | 0 | 0 | 0 | 0 | 0 | 0 | 0 | 0 | 0 | 0 | 0 | 0 | 0 | 0 | 0 | 0 | 0 | 0 | 0 | 0 | 0 | 0 | 0 | 0 | 0 | 0 | 0
F2_Commercial_WA - Miscellaneous_New_Space Heating_Natural Gas_Furnace_A_Achievable Technical Potential | F2 | Commercial | WA - Miscellaneous | New | Space Heating | Natural Gas | Furnace | A | Integrated Unit Summer Peak Savings (kW) | Achievable Technical Potential | 0 | 0 | 0 | 0 | 0 | 0 | 0 | 0 | 0 | 0 | 0 | 0 | 0 | 0 | 0 | 0 | 0 | 0 | 0 | 0 | 0 | 0 | 0 | 0 | 0 | 0 | 0
F3_Commercial_WA - Miscellaneous_New_Space Heating_Natural Gas_Furnace_A_Achievable Technical Potential | F3 | Commercial | WA - Miscellaneous | New | Space Heating | Natural Gas | Furnace | A | Integrated Unit Winter Peak Savings (kW) | Achievable Technical Potential | 0 | 0 | 0 | 0 | 0 | 0 | 0 | 0 | 0 | 0 | 0 | 0 | 0 | 0 | 0 | 0 | 0 | 0 | 0 | 0 | 0 | 0 | 0 | 0 | 0 | 0 | 0
F4_Commercial_WA - Miscellaneous_New_Space Heating_Natural Gas_Furnace_A_Achievable Technical Potential | F4 | Commercial | WA - Miscellaneous | New | Space Heating | Natural Gas | Furnace | A | Incremental Energy Savings (MWh or mTherms) | Achievable Technical Potential | 0 | 0 | 0 | 0 | 0 | 0 | 0 | 0 | 0 | 0 | 0 | 0 | 0 | 0 | 0 | 0 | 0 | 0 | 0 | 0 | 0 | 0 | 0 | 0 | 0 | 0 | 0
F5_Commercial_WA - Miscellaneous_New_Space Heating_Natural Gas_Furnace_A_Achievable Technical Potential | F5 | Commercial | WA - Miscellaneous | New | Space Heating | Natural Gas | Furnace | A | Incremental Summer Peak Savings (MW) | Achievable Technical Potential | 0 | 0 | 0 | 0 | 0 | 0 | 0 | 0 | 0 | 0 | 0 | 0 | 0 | 0 | 0 | 0 | 0 | 0 | 0 | 0 | 0 | 0 | 0 | 0 | 0 | 0 | 0
F6_Commercial_WA - Miscellaneous_New_Space Heating_Natural Gas_Furnace_A_Achievable Technical Potential | F6 | Commercial | WA - Miscellaneous | New | Space Heating | Natural Gas | Furnace | A | Incremental Winter Peak Savings (MW) | Achievable Technical Potential | 0 | 0 | 0 | 0 | 0 | 0 | 0 | 0 | 0 | 0 | 0 | 0 | 0 | 0 | 0 | 0 | 0 | 0 | 0 | 0 | 0 | 0 | 0 | 0 | 0 | 0 | 0
F7_Commercial_WA - Miscellaneous_New_Space Heating_Natural Gas_Furnace_A_Achievable Technical Potential | F7 | Commercial | WA - Miscellaneous | New | Space Heating | Natural Gas | Furnace | A | Cumulative Energy Savings (MWh or mTherms) | Achievable Technical Potential | 0 | 0 | 0 | 0 | 0 | 0 | 0 | 0 | 0 | 0 | 0 | 0 | 0 | 0 | 0 | 0 | 0 | 0 | 0 | 0 | 0 | 0 | 0 | 0 | 0 | 0 | 0
F8_Commercial_WA - Miscellaneous_New_Space Heating_Natural Gas_Furnace_A_Achievable Technical Potential | F8 | Commercial | WA - Miscellaneous | New | Space Heating | Natural Gas | Furnace | A | Cumulative Summer Peak Savings (MW) | Achievable Technical Potential | 0 | 0 | 0 | 0 | 0 | 0 | 0 | 0 | 0 | 0 | 0 | 0 | 0 | 0 | 0 | 0 | 0 | 0 | 0 | 0 | 0 | 0 | 0 | 0 | 0 | 0 | 0
F9_Commercial_WA - Miscellaneous_New_Space Heating_Natural Gas_Furnace_A_Achievable Technical Potential | F9 | Commercial | WA - Miscellaneous | New | Space Heating | Natural Gas | Furnace | A | Cumulative Winter Peak Savings (MW) | Achievable Technical Potential | 0 | 0 | 0 | 0 | 0 | 0 | 0 | 0 | 0 | 0 | 0 | 0 | 0 | 0 | 0 | 0 | 0 | 0 | 0 | 0 | 0 | 0 | 0 | 0 | 0 | 0 | 0
F10_Commercial_WA - Miscellaneous_New_Space Heating_Natural Gas_Furnace_A_Achievable Technical Potential | F10 | Commercial | WA - Miscellaneous | New | Space Heating | Natural Gas | Furnace | A | Purchases (Incremental) | Achievable Technical Potential | 0 | 0 | 0 | 0 | 0 | 0 | 0 | 0 | 0 | 0 | 0 | 0 | 0 | 0 | 0 | 0 | 0 | 0 | 0 | 0 | 0 | 0 | 0 | 0 | 0 | 0 | 0
F11_Commercial_WA - Miscellaneous_New_Space Heating_Natural Gas_Furnace_A_Achievable Technical Potential | F11 | Commercial | WA - Miscellaneous | New | Space Heating | Natural Gas | Furnace | A | Purchases (Cumulative) | Achievable Technical Potential | 0 | 0 | 0 | 0 | 0 | 0 | 0 | 0 | 0 | 0 | 0 | 0 | 0 | 0 | 0 | 0 | 0 | 0 | 0 | 0 | 0 | 0 | 0 | 0 | 0 | 0 | 0
F1_Commercial_WA - Miscellaneous_New_Space Heating_Natural Gas_Boiler_A_Achievable Technical Potential | F1 | Commercial | WA - Miscellaneous | New | Space Heating | Natural Gas | Boiler | A | Integrated Unit Energy Savings (kWh or therms) | Achievable Technical Potential | 0 | 0 | 0 | 0 | 0 | 0 | 0 | 0 | 0 | 0 | 0 | 0 | 0 | 0 | 0 | 0 | 0 | 0 | 0 | 0 | 0 | 0 | 0 | 0 | 0 | 0 | 0
F2_Commercial_WA - Miscellaneous_New_Space Heating_Natural Gas_Boiler_A_Achievable Technical Potential | F2 | Commercial | WA - Miscellaneous | New | Space Heating | Natural Gas | Boiler | A | Integrated Unit Summer Peak Savings (kW) | Achievable Technical Potential | 0 | 0 | 0 | 0 | 0 | 0 | 0 | 0 | 0 | 0 | 0 | 0 | 0 | 0 | 0 | 0 | 0 | 0 | 0 | 0 | 0 | 0 | 0 | 0 | 0 | 0 | 0
F3_Commercial_WA - Miscellaneous_New_Space Heating_Natural Gas_Boiler_A_Achievable Technical Potential | F3 | Commercial | WA - Miscellaneous | New | Space Heating | Natural Gas | Boiler | A | Integrated Unit Winter Peak Savings (kW) | Achievable Technical Potential | 0 | 0 | 0 | 0 | 0 | 0 | 0 | 0 | 0 | 0 | 0 | 0 | 0 | 0 | 0 | 0 | 0 | 0 | 0 | 0 | 0 | 0 | 0 | 0 | 0 | 0 | 0
F4_Commercial_WA - Miscellaneous_New_Space Heating_Natural Gas_Boiler_A_Achievable Technical Potential | F4 | Commercial | WA - Miscellaneous | New | Space Heating | Natural Gas | Boiler | A | Incremental Energy Savings (MWh or mTherms) | Achievable Technical Potential | 0 | 0 | 0 | 0 | 0 | 0 | 0 | 0 | 0 | 0 | 0 | 0 | 0 | 0 | 0 | 0 | 0 | 0 | 0 | 0 | 0 | 0 | 0 | 0 | 0 | 0 | 0
F5_Commercial_WA - Miscellaneous_New_Space Heating_Natural Gas_Boiler_A_Achievable Technical Potential | F5 | Commercial | WA - Miscellaneous | New | Space Heating | Natural Gas | Boiler | A | Incremental Summer Peak Savings (MW) | Achievable Technical Potential | 0 | 0 | 0 | 0 | 0 | 0 | 0 | 0 | 0 | 0 | 0 | 0 | 0 | 0 | 0 | 0 | 0 | 0 | 0 | 0 | 0 | 0 | 0 | 0 | 0 | 0 | 0
F6_Commercial_WA - Miscellaneous_New_Space Heating_Natural Gas_Boiler_A_Achievable Technical Potential | F6 | Commercial | WA - Miscellaneous | New | Space Heating | Natural Gas | Boiler | A | Incremental Winter Peak Savings (MW) | Achievable Technical Potential | 0 | 0 | 0 | 0 | 0 | 0 | 0 | 0 | 0 | 0 | 0 | 0 | 0 | 0 | 0 | 0 | 0 | 0 | 0 | 0 | 0 | 0 | 0 | 0 | 0 | 0 | 0
F7_Commercial_WA - Miscellaneous_New_Space Heating_Natural Gas_Boiler_A_Achievable Technical Potential | F7 | Commercial | WA - Miscellaneous | New | Space Heating | Natural Gas | Boiler | A | Cumulative Energy Savings (MWh or mTherms) | Achievable Technical Potential | 0 | 0 | 0 | 0 | 0 | 0 | 0 | 0 | 0 | 0 | 0 | 0 | 0 | 0 | 0 | 0 | 0 | 0 | 0 | 0 | 0 | 0 | 0 | 0 | 0 | 0 | 0
F8_Commercial_WA - Miscellaneous_New_Space Heating_Natural Gas_Boiler_A_Achievable Technical Potential | F8 | Commercial | WA - Miscellaneous | New | Space Heating | Natural Gas | Boiler | A | Cumulative Summer Peak Savings (MW) | Achievable Technical Potential | 0 | 0 | 0 | 0 | 0 | 0 | 0 | 0 | 0 | 0 | 0 | 0 | 0 | 0 | 0 | 0 | 0 | 0 | 0 | 0 | 0 | 0 | 0 | 0 | 0 | 0 | 0
F9_Commercial_WA - Miscellaneous_New_Space Heating_Natural Gas_Boiler_A_Achievable Technical Potential | F9 | Commercial | WA - Miscellaneous | New | Space Heating | Natural Gas | Boiler | A | Cumulative Winter Peak Savings (MW) | Achievable Technical Potential | 0 | 0 | 0 | 0 | 0 | 0 | 0 | 0 | 0 | 0 | 0 | 0 | 0 | 0 | 0 | 0 | 0 | 0 | 0 | 0 | 0 | 0 | 0 | 0 | 0 | 0 | 0
F10_Commercial_WA - Miscellaneous_New_Space Heating_Natural Gas_Boiler_A_Achievable Technical Potential | F10 | Commercial | WA - Miscellaneous | New | Space Heating | Natural Gas | Boiler | A | Purchases (Incremental) | Achievable Technical Potential | 0 | 0 | 0 | 0 | 0 | 0 | 0 | 0 | 0 | 0 | 0 | 0 | 0 | 0 | 0 | 0 | 0 | 0 | 0 | 0 | 0 | 0 | 0 | 0 | 0 | 0 | 0
F11_Commercial_WA - Miscellaneous_New_Space Heating_Natural Gas_Boiler_A_Achievable Technical Potential | F11 | Commercial | WA - Miscellaneous | New | Space Heating | Natural Gas | Boiler | A | Purchases (Cumulative) | Achievable Technical Potential | 0 | 0 | 0 | 0 | 0 | 0 | 0 | 0 | 0 | 0 | 0 | 0 | 0 | 0 | 0 | 0 | 0 | 0 | 0 | 0 | 0 | 0 | 0 | 0 | 0 | 0 | 0
F1_Commercial_WA - Miscellaneous_New_Space Heating_Natural Gas_Unit Heater_A_Achievable Technical Potential | F1 | Commercial | WA - Miscellaneous | New | Space Heating | Natural Gas | Unit Heater | A | Integrated Unit Energy Savings (kWh or therms) | Achievable Technical Potential | 0 | 0 | 0 | 0 | 0 | 0 | 0 | 0 | 0 | 0 | 0 | 0 | 0 | 0 | 0 | 0 | 0 | 0 | 0 | 0 | 0 | 0 | 0 | 0 | 0 | 0 | 0
F2_Commercial_WA - Miscellaneous_New_Space Heating_Natural Gas_Unit Heater_A_Achievable Technical Potential | F2 | Commercial | WA - Miscellaneous | New | Space Heating | Natural Gas | Unit Heater | A | Integrated Unit Summer Peak Savings (kW) | Achievable Technical Potential | 0 | 0 | 0 | 0 | 0 | 0 | 0 | 0 | 0 | 0 | 0 | 0 | 0 | 0 | 0 | 0 | 0 | 0 | 0 | 0 | 0 | 0 | 0 | 0 | 0 | 0 | 0
F3_Commercial_WA - Miscellaneous_New_Space Heating_Natural Gas_Unit Heater_A_Achievable Technical Potential | F3 | Commercial | WA - Miscellaneous | New | Space Heating | Natural Gas | Unit Heater | A | Integrated Unit Winter Peak Savings (kW) | Achievable Technical Potential | 0 | 0 | 0 | 0 | 0 | 0 | 0 | 0 | 0 | 0 | 0 | 0 | 0 | 0 | 0 | 0 | 0 | 0 | 0 | 0 | 0 | 0 | 0 | 0 | 0 | 0 | 0
F4_Commercial_WA - Miscellaneous_New_Space Heating_Natural Gas_Unit Heater_A_Achievable Technical Potential | F4 | Commercial | WA - Miscellaneous | New | Space Heating | Natural Gas | Unit Heater | A | Incremental Energy Savings (MWh or mTherms) | Achievable Technical Potential | 0 | 0 | 0 | 0 | 0 | 0 | 0 | 0 | 0 | 0 | 0 | 0 | 0 | 0 | 0 | 0 | 0 | 0 | 0 | 0 | 0 | 0 | 0 | 0 | 0 | 0 | 0
F5_Commercial_WA - Miscellaneous_New_Space Heating_Natural Gas_Unit Heater_A_Achievable Technical Potential | F5 | Commercial | WA - Miscellaneous | New | Space Heating | Natural Gas | Unit Heater | A | Incremental Summer Peak Savings (MW) | Achievable Technical Potential | 0 | 0 | 0 | 0 | 0 | 0 | 0 | 0 | 0 | 0 | 0 | 0 | 0 | 0 | 0 | 0 | 0 | 0 | 0 | 0 | 0 | 0 | 0 | 0 | 0 | 0 | 0
F6_Commercial_WA - Miscellaneous_New_Space Heating_Natural Gas_Unit Heater_A_Achievable Technical Potential | F6 | Commercial | WA - Miscellaneous | New | Space Heating | Natural Gas | Unit Heater | A | Incremental Winter Peak Savings (MW) | Achievable Technical Potential | 0 | 0 | 0 | 0 | 0 | 0 | 0 | 0 | 0 | 0 | 0 | 0 | 0 | 0 | 0 | 0 | 0 | 0 | 0 | 0 | 0 | 0 | 0 | 0 | 0 | 0 | 0
F7_Commercial_WA - Miscellaneous_New_Space Heating_Natural Gas_Unit Heater_A_Achievable Technical Potential | F7 | Commercial | WA - Miscellaneous | New | Space Heating | Natural Gas | Unit Heater | A | Cumulative Energy Savings (MWh or mTherms) | Achievable Technical Potential | 0 | 0 | 0 | 0 | 0 | 0 | 0 | 0 | 0 | 0 | 0 | 0 | 0 | 0 | 0 | 0 | 0 | 0 | 0 | 0 | 0 | 0 | 0 | 0 | 0 | 0 | 0
F8_Commercial_WA - Miscellaneous_New_Space Heating_Natural Gas_Unit Heater_A_Achievable Technical Potential | F8 | Commercial | WA - Miscellaneous | New | Space Heating | Natural Gas | Unit Heater | A | Cumulative Summer Peak Savings (MW) | Achievable Technical Potential | 0 | 0 | 0 | 0 | 0 | 0 | 0 | 0 | 0 | 0 | 0 | 0 | 0 | 0 | 0 | 0 | 0 | 0 | 0 | 0 | 0 | 0 | 0 | 0 | 0 | 0 | 0
F9_Commercial_WA - Miscellaneous_New_Space Heating_Natural Gas_Unit Heater_A_Achievable Technical Potential | F9 | Commercial | WA - Miscellaneous | New | Space Heating | Natural Gas | Unit Heater | A | Cumulative Winter Peak Savings (MW) | Achievable Technical Potential | 0 | 0 | 0 | 0 | 0 | 0 | 0 | 0 | 0 | 0 | 0 | 0 | 0 | 0 | 0 | 0 | 0 | 0 | 0 | 0 | 0 | 0 | 0 | 0 | 0 | 0 | 0
F10_Commercial_WA - Miscellaneous_New_Space Heating_Natural Gas_Unit Heater_A_Achievable Technical Potential | F10 | Commercial | WA - Miscellaneous | New | Space Heating | Natural Gas | Unit Heater | A | Purchases (Incremental) | Achievable Technical Potential | 0 | 0 | 0 | 0 | 0 | 0 | 0 | 0 | 0 | 0 | 0 | 0 | 0 | 0 | 0 | 0 | 0 | 0 | 0 | 0 | 0 | 0 | 0 | 0 | 0 | 0 | 0
F11_Commercial_WA - Miscellaneous_New_Space Heating_Natural Gas_Unit Heater_A_Achievable Technical Potential | F11 | Commercial | WA - Miscellaneous | New | Space Heating | Natural Gas | Unit Heater | A | Purchases (Cumulative) | Achievable Technical Potential | 0 | 0 | 0 | 0 | 0 | 0 | 0 | 0 | 0 | 0 | 0 | 0 | 0 | 0 | 0 | 0 | 0 | 0 | 0 | 0 | 0 | 0 | 0 | 0 | 0 | 0 | 0
F1_Commercial_WA - Miscellaneous_New_Water Heating_Natural Gas_Water Heater_A_Achievable Technical Potential | F1 | Commercial | WA - Miscellaneous | New | Water Heating | Natural Gas | Water Heater | A | Integrated Unit Energy Savings (kWh or therms) | Achievable Technical Potential | 0 | 0 | 0 | 0 | 0 | 0 | 0 | 0 | 0 | 0 | 0 | 0 | 0 | 0 | 0 | 0 | 0 | 0 | 0 | 0 | 0 | 0 | 0 | 0 | 0 | 0 | 0
F2_Commercial_WA - Miscellaneous_New_Water Heating_Natural Gas_Water Heater_A_Achievable Technical Potential | F2 | Commercial | WA - Miscellaneous | New | Water Heating | Natural Gas | Water Heater | A | Integrated Unit Summer Peak Savings (kW) | Achievable Technical Potential | 0 | 0 | 0 | 0 | 0 | 0 | 0 | 0 | 0 | 0 | 0 | 0 | 0 | 0 | 0 | 0 | 0 | 0 | 0 | 0 | 0 | 0 | 0 | 0 | 0 | 0 | 0
F3_Commercial_WA - Miscellaneous_New_Water Heating_Natural Gas_Water Heater_A_Achievable Technical Potential | F3 | Commercial | WA - Miscellaneous | New | Water Heating | Natural Gas | Water Heater | A | Integrated Unit Winter Peak Savings (kW) | Achievable Technical Potential | 0 | 0 | 0 | 0 | 0 | 0 | 0 | 0 | 0 | 0 | 0 | 0 | 0 | 0 | 0 | 0 | 0 | 0 | 0 | 0 | 0 | 0 | 0 | 0 | 0 | 0 | 0
F4_Commercial_WA - Miscellaneous_New_Water Heating_Natural Gas_Water Heater_A_Achievable Technical Potential | F4 | Commercial | WA - Miscellaneous | New | Water Heating | Natural Gas | Water Heater | A | Incremental Energy Savings (MWh or mTherms) | Achievable Technical Potential | 0 | 0 | 0 | 0 | 0 | 0 | 0 | 0 | 0 | 0 | 0 | 0 | 0 | 0 | 0 | 0 | 0 | 0 | 0 | 0 | 0 | 0 | 0 | 0 | 0 | 0 | 0
F5_Commercial_WA - Miscellaneous_New_Water Heating_Natural Gas_Water Heater_A_Achievable Technical Potential | F5 | Commercial | WA - Miscellaneous | New | Water Heating | Natural Gas | Water Heater | A | Incremental Summer Peak Savings (MW) | Achievable Technical Potential | 0 | 0 | 0 | 0 | 0 | 0 | 0 | 0 | 0 | 0 | 0 | 0 | 0 | 0 | 0 | 0 | 0 | 0 | 0 | 0 | 0 | 0 | 0 | 0 | 0 | 0 | 0
F6_Commercial_WA - Miscellaneous_New_Water Heating_Natural Gas_Water Heater_A_Achievable Technical Potential | F6 | Commercial | WA - Miscellaneous | New | Water Heating | Natural Gas | Water Heater | A | Incremental Winter Peak Savings (MW) | Achievable Technical Potential | 0 | 0 | 0 | 0 | 0 | 0 | 0 | 0 | 0 | 0 | 0 | 0 | 0 | 0 | 0 | 0 | 0 | 0 | 0 | 0 | 0 | 0 | 0 | 0 | 0 | 0 | 0
F7_Commercial_WA - Miscellaneous_New_Water Heating_Natural Gas_Water Heater_A_Achievable Technical Potential | F7 | Commercial | WA - Miscellaneous | New | Water Heating | Natural Gas | Water Heater | A | Cumulative Energy Savings (MWh or mTherms) | Achievable Technical Potential | 0 | 0 | 0 | 0 | 0 | 0 | 0 | 0 | 0 | 0 | 0 | 0 | 0 | 0 | 0 | 0 | 0 | 0 | 0 | 0 | 0 | 0 | 0 | 0 | 0 | 0 | 0
F8_Commercial_WA - Miscellaneous_New_Water Heating_Natural Gas_Water Heater_A_Achievable Technical Potential | F8 | Commercial | WA - Miscellaneous | New | Water Heating | Natural Gas | Water Heater | A | Cumulative Summer Peak Savings (MW) | Achievable Technical Potential | 0 | 0 | 0 | 0 | 0 | 0 | 0 | 0 | 0 | 0 | 0 | 0 | 0 | 0 | 0 | 0 | 0 | 0 | 0 | 0 | 0 | 0 | 0 | 0 | 0 | 0 | 0
F9_Commercial_WA - Miscellaneous_New_Water Heating_Natural Gas_Water Heater_A_Achievable Technical Potential | F9 | Commercial | WA - Miscellaneous | New | Water Heating | Natural Gas | Water Heater | A | Cumulative Winter Peak Savings (MW) | Achievable Technical Potential | 0 | 0 | 0 | 0 | 0 | 0 | 0 | 0 | 0 | 0 | 0 | 0 | 0 | 0 | 0 | 0 | 0 | 0 | 0 | 0 | 0 | 0 | 0 | 0 | 0 | 0 | 0
F10_Commercial_WA - Miscellaneous_New_Water Heating_Natural Gas_Water Heater_A_Achievable Technical Potential | F10 | Commercial | WA - Miscellaneous | New | Water Heating | Natural Gas | Water Heater | A | Purchases (Incremental) | Achievable Technical Potential | 0 | 0 | 0 | 0 | 0 | 0 | 0 | 0 | 0 | 0 | 0 | 0 | 0 | 0 | 0 | 0 | 0 | 0 | 0 | 0 | 0 | 0 | 0 | 0 | 0 | 0 | 0
F11_Commercial_WA - Miscellaneous_New_Water Heating_Natural Gas_Water Heater_A_Achievable Technical Potential | F11 | Commercial | WA - Miscellaneous | New | Water Heating | Natural Gas | Water Heater | A | Purchases (Cumulative) | Achievable Technical Potential | 0 | 0 | 0 | 0 | 0 | 0 | 0 | 0 | 0 | 0 | 0 | 0 | 0 | 0 | 0 | 0 | 0 | 0 | 0 | 0 | 0 | 0 | 0 | 0 | 0 | 0 | 0
F1_Commercial_WA - Miscellaneous_New_Food Preparation_Natural Gas_Oven_A_Achievable Technical Potential | F1 | Commercial | WA - Miscellaneous | New | Food Preparation | Natural Gas | Oven | A | Integrated Unit Energy Savings (kWh or therms) | Achievable Technical Potential | 0 | 0 | 0 | 0 | 0 | 0 | 0 | 0 | 0 | 0 | 0 | 0 | 0 | 0 | 0 | 0 | 0 | 0 | 0 | 0 | 0 | 0 | 0 | 0 | 0 | 0 | 0
F2_Commercial_WA - Miscellaneous_New_Food Preparation_Natural Gas_Oven_A_Achievable Technical Potential | F2 | Commercial | WA - Miscellaneous | New | Food Preparation | Natural Gas | Oven | A | Integrated Unit Summer Peak Savings (kW) | Achievable Technical Potential | 0 | 0 | 0 | 0 | 0 | 0 | 0 | 0 | 0 | 0 | 0 | 0 | 0 | 0 | 0 | 0 | 0 | 0 | 0 | 0 | 0 | 0 | 0 | 0 | 0 | 0 | 0
F3_Commercial_WA - Miscellaneous_New_Food Preparation_Natural Gas_Oven_A_Achievable Technical Potential | F3 | Commercial | WA - Miscellaneous | New | Food Preparation | Natural Gas | Oven | A | Integrated Unit Winter Peak Savings (kW) | Achievable Technical Potential | 0 | 0 | 0 | 0 | 0 | 0 | 0 | 0 | 0 | 0 | 0 | 0 | 0 | 0 | 0 | 0 | 0 | 0 | 0 | 0 | 0 | 0 | 0 | 0 | 0 | 0 | 0
F4_Commercial_WA - Miscellaneous_New_Food Preparation_Natural Gas_Oven_A_Achievable Technical Potential | F4 | Commercial | WA - Miscellaneous | New | Food Preparation | Natural Gas | Oven | A | Incremental Energy Savings (MWh or mTherms) | Achievable Technical Potential | 0 | 0 | 0 | 0 | 0 | 0 | 0 | 0 | 0 | 0 | 0 | 0 | 0 | 0 | 0 | 0 | 0 | 0 | 0 | 0 | 0 | 0 | 0 | 0 | 0 | 0 | 0
F5_Commercial_WA - Miscellaneous_New_Food Preparation_Natural Gas_Oven_A_Achievable Technical Potential | F5 | Commercial | WA - Miscellaneous | New | Food Preparation | Natural Gas | Oven | A | Incremental Summer Peak Savings (MW) | Achievable Technical Potential | 0 | 0 | 0 | 0 | 0 | 0 | 0 | 0 | 0 | 0 | 0 | 0 | 0 | 0 | 0 | 0 | 0 | 0 | 0 | 0 | 0 | 0 | 0 | 0 | 0 | 0 | 0
F6_Commercial_WA - Miscellaneous_New_Food Preparation_Natural Gas_Oven_A_Achievable Technical Potential | F6 | Commercial | WA - Miscellaneous | New | Food Preparation | Natural Gas | Oven | A | Incremental Winter Peak Savings (MW) | Achievable Technical Potential | 0 | 0 | 0 | 0 | 0 | 0 | 0 | 0 | 0 | 0 | 0 | 0 | 0 | 0 | 0 | 0 | 0 | 0 | 0 | 0 | 0 | 0 | 0 | 0 | 0 | 0 | 0
F7_Commercial_WA - Miscellaneous_New_Food Preparation_Natural Gas_Oven_A_Achievable Technical Potential | F7 | Commercial | WA - Miscellaneous | New | Food Preparation | Natural Gas | Oven | A | Cumulative Energy Savings (MWh or mTherms) | Achievable Technical Potential | 0 | 0 | 0 | 0 | 0 | 0 | 0 | 0 | 0 | 0 | 0 | 0 | 0 | 0 | 0 | 0 | 0 | 0 | 0 | 0 | 0 | 0 | 0 | 0 | 0 | 0 | 0
F8_Commercial_WA - Miscellaneous_New_Food Preparation_Natural Gas_Oven_A_Achievable Technical Potential | F8 | Commercial | WA - Miscellaneous | New | Food Preparation | Natural Gas | Oven | A | Cumulative Summer Peak Savings (MW) | Achievable Technical Potential | 0 | 0 | 0 | 0 | 0 | 0 | 0 | 0 | 0 | 0 | 0 | 0 | 0 | 0 | 0 | 0 | 0 | 0 | 0 | 0 | 0 | 0 | 0 | 0 | 0 | 0 | 0
F9_Commercial_WA - Miscellaneous_New_Food Preparation_Natural Gas_Oven_A_Achievable Technical Potential | F9 | Commercial | WA - Miscellaneous | New | Food Preparation | Natural Gas | Oven | A | Cumulative Winter Peak Savings (MW) | Achievable Technical Potential | 0 | 0 | 0 | 0 | 0 | 0 | 0 | 0 | 0 | 0 | 0 | 0 | 0 | 0 | 0 | 0 | 0 | 0 | 0 | 0 | 0 | 0 | 0 | 0 | 0 | 0 | 0
F10_Commercial_WA - Miscellaneous_New_Food Preparation_Natural Gas_Oven_A_Achievable Technical Potential | F10 | Commercial | WA - Miscellaneous | New | Food Preparation | Natural Gas | Oven | A | Purchases (Incremental) | Achievable Technical Potential | 0 | 0 | 0 | 0 | 0 | 0 | 0 | 0 | 0 | 0 | 0 | 0 | 0 | 0 | 0 | 0 | 0 | 0 | 0 | 0 | 0 | 0 | 0 | 0 | 0 | 0 | 0
F11_Commercial_WA - Miscellaneous_New_Food Preparation_Natural Gas_Oven_A_Achievable Technical Potential | F11 | Commercial | WA - Miscellaneous | New | Food Preparation | Natural Gas | Oven | A | Purchases (Cumulative) | Achievable Technical Potential | 0 | 0 | 0 | 0 | 0 | 0 | 0 | 0 | 0 | 0 | 0 | 0 | 0 | 0 | 0 | 0 | 0 | 0 | 0 | 0 | 0 | 0 | 0 | 0 | 0 | 0 | 0
F1_Commercial_WA - Miscellaneous_New_Food Preparation_Natural Gas_Conveyor Oven_A_Achievable Technical Potential | F1 | Commercial | WA - Miscellaneous | New | Food Preparation | Natural Gas | Conveyor Oven | A | Integrated Unit Energy Savings (kWh or therms) | Achievable Technical Potential | 0 | 0 | 0 | 0 | 0 | 0 | 0 | 0 | 0 | 0 | 0 | 0 | 0 | 0 | 0 | 0 | 0 | 0 | 0 | 0 | 0 | 0 | 0 | 0 | 0 | 0 | 0
F2_Commercial_WA - Miscellaneous_New_Food Preparation_Natural Gas_Conveyor Oven_A_Achievable Technical Potential | F2 | Commercial | WA - Miscellaneous | New | Food Preparation | Natural Gas | Conveyor Oven | A | Integrated Unit Summer Peak Savings (kW) | Achievable Technical Potential | 0 | 0 | 0 | 0 | 0 | 0 | 0 | 0 | 0 | 0 | 0 | 0 | 0 | 0 | 0 | 0 | 0 | 0 | 0 | 0 | 0 | 0 | 0 | 0 | 0 | 0 | 0
F3_Commercial_WA - Miscellaneous_New_Food Preparation_Natural Gas_Conveyor Oven_A_Achievable Technical Potential | F3 | Commercial | WA - Miscellaneous | New | Food Preparation | Natural Gas | Conveyor Oven | A | Integrated Unit Winter Peak Savings (kW) | Achievable Technical Potential | 0 | 0 | 0 | 0 | 0 | 0 | 0 | 0 | 0 | 0 | 0 | 0 | 0 | 0 | 0 | 0 | 0 | 0 | 0 | 0 | 0 | 0 | 0 | 0 | 0 | 0 | 0
F4_Commercial_WA - Miscellaneous_New_Food Preparation_Natural Gas_Conveyor Oven_A_Achievable Technical Potential | F4 | Commercial | WA - Miscellaneous | New | Food Preparation | Natural Gas | Conveyor Oven | A | Incremental Energy Savings (MWh or mTherms) | Achievable Technical Potential | 0 | 0 | 0 | 0 | 0 | 0 | 0 | 0 | 0 | 0 | 0 | 0 | 0 | 0 | 0 | 0 | 0 | 0 | 0 | 0 | 0 | 0 | 0 | 0 | 0 | 0 | 0
F5_Commercial_WA - Miscellaneous_New_Food Preparation_Natural Gas_Conveyor Oven_A_Achievable Technical Potential | F5 | Commercial | WA - Miscellaneous | New | Food Preparation | Natural Gas | Conveyor Oven | A | Incremental Summer Peak Savings (MW) | Achievable Technical Potential | 0 | 0 | 0 | 0 | 0 | 0 | 0 | 0 | 0 | 0 | 0 | 0 | 0 | 0 | 0 | 0 | 0 | 0 | 0 | 0 | 0 | 0 | 0 | 0 | 0 | 0 | 0
F6_Commercial_WA - Miscellaneous_New_Food Preparation_Natural Gas_Conveyor Oven_A_Achievable Technical Potential | F6 | Commercial | WA - Miscellaneous | New | Food Preparation | Natural Gas | Conveyor Oven | A | Incremental Winter Peak Savings (MW) | Achievable Technical Potential | 0 | 0 | 0 | 0 | 0 | 0 | 0 | 0 | 0 | 0 | 0 | 0 | 0 | 0 | 0 | 0 | 0 | 0 | 0 | 0 | 0 | 0 | 0 | 0 | 0 | 0 | 0
F7_Commercial_WA - Miscellaneous_New_Food Preparation_Natural Gas_Conveyor Oven_A_Achievable Technical Potential | F7 | Commercial | WA - Miscellaneous | New | Food Preparation | Natural Gas | Conveyor Oven | A | Cumulative Energy Savings (MWh or mTherms) | Achievable Technical Potential | 0 | 0 | 0 | 0 | 0 | 0 | 0 | 0 | 0 | 0 | 0 | 0 | 0 | 0 | 0 | 0 | 0 | 0 | 0 | 0 | 0 | 0 | 0 | 0 | 0 | 0 | 0
F8_Commercial_WA - Miscellaneous_New_Food Preparation_Natural Gas_Conveyor Oven_A_Achievable Technical Potential | F8 | Commercial | WA - Miscellaneous | New | Food Preparation | Natural Gas | Conveyor Oven | A | Cumulative Summer Peak Savings (MW) | Achievable Technical Potential | 0 | 0 | 0 | 0 | 0 | 0 | 0 | 0 | 0 | 0 | 0 | 0 | 0 | 0 | 0 | 0 | 0 | 0 | 0 | 0 | 0 | 0 | 0 | 0 | 0 | 0 | 0
F9_Commercial_WA - Miscellaneous_New_Food Preparation_Natural Gas_Conveyor Oven_A_Achievable Technical Potential | F9 | Commercial | WA - Miscellaneous | New | Food Preparation | Natural Gas | Conveyor Oven | A | Cumulative Winter Peak Savings (MW) | Achievable Technical Potential | 0 | 0 | 0 | 0 | 0 | 0 | 0 | 0 | 0 | 0 | 0 | 0 | 0 | 0 | 0 | 0 | 0 | 0 | 0 | 0 | 0 | 0 | 0 | 0 | 0 | 0 | 0
F10_Commercial_WA - Miscellaneous_New_Food Preparation_Natural Gas_Conveyor Oven_A_Achievable Technical Potential | F10 | Commercial | WA - Miscellaneous | New | Food Preparation | Natural Gas | Conveyor Oven | A | Purchases (Incremental) | Achievable Technical Potential | 0 | 0 | 0 | 0 | 0 | 0 | 0 | 0 | 0 | 0 | 0 | 0 | 0 | 0 | 0 | 0 | 0 | 0 | 0 | 0 | 0 | 0 | 0 | 0 | 0 | 0 | 0
F11_Commercial_WA - Miscellaneous_New_Food Preparation_Natural Gas_Conveyor Oven_A_Achievable Technical Potential | F11 | Commercial | WA - Miscellaneous | New | Food Preparation | Natural Gas | Conveyor Oven | A | Purchases (Cumulative) | Achievable Technical Potential | 0 | 0 | 0 | 0 | 0 | 0 | 0 | 0 | 0 | 0 | 0 | 0 | 0 | 0 | 0 | 0 | 0 | 0 | 0 | 0 | 0 | 0 | 0 | 0 | 0 | 0 | 0
F1_Commercial_WA - Miscellaneous_New_Food Preparation_Natural Gas_Double Rack Oven_A_Achievable Technical Potential | F1 | Commercial | WA - Miscellaneous | New | Food Preparation | Natural Gas | Double Rack Oven | A | Integrated Unit Energy Savings (kWh or therms) | Achievable Technical Potential | 0 | 0 | 0 | 0 | 0 | 0 | 0 | 0 | 0 | 0 | 0 | 0 | 0 | 0 | 0 | 0 | 0 | 0 | 0 | 0 | 0 | 0 | 0 | 0 | 0 | 0 | 0
F2_Commercial_WA - Miscellaneous_New_Food Preparation_Natural Gas_Double Rack Oven_A_Achievable Technical Potential | F2 | Commercial | WA - Miscellaneous | New | Food Preparation | Natural Gas | Double Rack Oven | A | Integrated Unit Summer Peak Savings (kW) | Achievable Technical Potential | 0 | 0 | 0 | 0 | 0 | 0 | 0 | 0 | 0 | 0 | 0 | 0 | 0 | 0 | 0 | 0 | 0 | 0 | 0 | 0 | 0 | 0 | 0 | 0 | 0 | 0 | 0
F3_Commercial_WA - Miscellaneous_New_Food Preparation_Natural Gas_Double Rack Oven_A_Achievable Technical Potential | F3 | Commercial | WA - Miscellaneous | New | Food Preparation | Natural Gas | Double Rack Oven | A | Integrated Unit Winter Peak Savings (kW) | Achievable Technical Potential | 0 | 0 | 0 | 0 | 0 | 0 | 0 | 0 | 0 | 0 | 0 | 0 | 0 | 0 | 0 | 0 | 0 | 0 | 0 | 0 | 0 | 0 | 0 | 0 | 0 | 0 | 0
F4_Commercial_WA - Miscellaneous_New_Food Preparation_Natural Gas_Double Rack Oven_A_Achievable Technical Potential | F4 | Commercial | WA - Miscellaneous | New | Food Preparation | Natural Gas | Double Rack Oven | A | Incremental Energy Savings (MWh or mTherms) | Achievable Technical Potential | 0 | 0 | 0 | 0 | 0 | 0 | 0 | 0 | 0 | 0 | 0 | 0 | 0 | 0 | 0 | 0 | 0 | 0 | 0 | 0 | 0 | 0 | 0 | 0 | 0 | 0 | 0
F5_Commercial_WA - Miscellaneous_New_Food Preparation_Natural Gas_Double Rack Oven_A_Achievable Technical Potential | F5 | Commercial | WA - Miscellaneous | New | Food Preparation | Natural Gas | Double Rack Oven | A | Incremental Summer Peak Savings (MW) | Achievable Technical Potential | 0 | 0 | 0 | 0 | 0 | 0 | 0 | 0 | 0 | 0 | 0 | 0 | 0 | 0 | 0 | 0 | 0 | 0 | 0 | 0 | 0 | 0 | 0 | 0 | 0 | 0 | 0
F6_Commercial_WA - Miscellaneous_New_Food Preparation_Natural Gas_Double Rack Oven_A_Achievable Technical Potential | F6 | Commercial | WA - Miscellaneous | New | Food Preparation | Natural Gas | Double Rack Oven | A | Incremental Winter Peak Savings (MW) | Achievable Technical Potential | 0 | 0 | 0 | 0 | 0 | 0 | 0 | 0 | 0 | 0 | 0 | 0 | 0 | 0 | 0 | 0 | 0 | 0 | 0 | 0 | 0 | 0 | 0 | 0 | 0 | 0 | 0
F7_Commercial_WA - Miscellaneous_New_Food Preparation_Natural Gas_Double Rack Oven_A_Achievable Technical Potential | F7 | Commercial | WA - Miscellaneous | New | Food Preparation | Natural Gas | Double Rack Oven | A | Cumulative Energy Savings (MWh or mTherms) | Achievable Technical Potential | 0 | 0 | 0 | 0 | 0 | 0 | 0 | 0 | 0 | 0 | 0 | 0 | 0 | 0 | 0 | 0 | 0 | 0 | 0 | 0 | 0 | 0 | 0 | 0 | 0 | 0 | 0
F8_Commercial_WA - Miscellaneous_New_Food Preparation_Natural Gas_Double Rack Oven_A_Achievable Technical Potential | F8 | Commercial | WA - Miscellaneous | New | Food Preparation | Natural Gas | Double Rack Oven | A | Cumulative Summer Peak Savings (MW) | Achievable Technical Potential | 0 | 0 | 0 | 0 | 0 | 0 | 0 | 0 | 0 | 0 | 0 | 0 | 0 | 0 | 0 | 0 | 0 | 0 | 0 | 0 | 0 | 0 | 0 | 0 | 0 | 0 | 0
F9_Commercial_WA - Miscellaneous_New_Food Preparation_Natural Gas_Double Rack Oven_A_Achievable Technical Potential | F9 | Commercial | WA - Miscellaneous | New | Food Preparation | Natural Gas | Double Rack Oven | A | Cumulative Winter Peak Savings (MW) | Achievable Technical Potential | 0 | 0 | 0 | 0 | 0 | 0 | 0 | 0 | 0 | 0 | 0 | 0 | 0 | 0 | 0 | 0 | 0 | 0 | 0 | 0 | 0 | 0 | 0 | 0 | 0 | 0 | 0
F10_Commercial_WA - Miscellaneous_New_Food Preparation_Natural Gas_Double Rack Oven_A_Achievable Technical Potential | F10 | Commercial | WA - Miscellaneous | New | Food Preparation | Natural Gas | Double Rack Oven | A | Purchases (Incremental) | Achievable Technical Potential | 0 | 0 | 0 | 0 | 0 | 0 | 0 | 0 | 0 | 0 | 0 | 0 | 0 | 0 | 0 | 0 | 0 | 0 | 0 | 0 | 0 | 0 | 0 | 0 | 0 | 0 | 0
F11_Commercial_WA - Miscellaneous_New_Food Preparation_Natural Gas_Double Rack Oven_A_Achievable Technical Potential | F11 | Commercial | WA - Miscellaneous | New | Food Preparation | Natural Gas | Double Rack Oven | A | Purchases (Cumulative) | Achievable Technical Potential | 0 | 0 | 0 | 0 | 0 | 0 | 0 | 0 | 0 | 0 | 0 | 0 | 0 | 0 | 0 | 0 | 0 | 0 | 0 | 0 | 0 | 0 | 0 | 0 | 0 | 0 | 0
F1_Commercial_WA - Miscellaneous_New_Food Preparation_Natural Gas_Fryer_A_Achievable Technical Potential | F1 | Commercial | WA - Miscellaneous | New | Food Preparation | Natural Gas | Fryer | A | Integrated Unit Energy Savings (kWh or therms) | Achievable Technical Potential | 0 | 0 | 0 | 0 | 0 | 0 | 0 | 0 | 0 | 0 | 0 | 0 | 0 | 0 | 0 | 0 | 0 | 0 | 0 | 0 | 0 | 0 | 0 | 0 | 0 | 0 | 0
F2_Commercial_WA - Miscellaneous_New_Food Preparation_Natural Gas_Fryer_A_Achievable Technical Potential | F2 | Commercial | WA - Miscellaneous | New | Food Preparation | Natural Gas | Fryer | A | Integrated Unit Summer Peak Savings (kW) | Achievable Technical Potential | 0 | 0 | 0 | 0 | 0 | 0 | 0 | 0 | 0 | 0 | 0 | 0 | 0 | 0 | 0 | 0 | 0 | 0 | 0 | 0 | 0 | 0 | 0 | 0 | 0 | 0 | 0
F3_Commercial_WA - Miscellaneous_New_Food Preparation_Natural Gas_Fryer_A_Achievable Technical Potential | F3 | Commercial | WA - Miscellaneous | New | Food Preparation | Natural Gas | Fryer | A | Integrated Unit Winter Peak Savings (kW) | Achievable Technical Potential | 0 | 0 | 0 | 0 | 0 | 0 | 0 | 0 | 0 | 0 | 0 | 0 | 0 | 0 | 0 | 0 | 0 | 0 | 0 | 0 | 0 | 0 | 0 | 0 | 0 | 0 | 0
F4_Commercial_WA - Miscellaneous_New_Food Preparation_Natural Gas_Fryer_A_Achievable Technical Potential | F4 | Commercial | WA - Miscellaneous | New | Food Preparation | Natural Gas | Fryer | A | Incremental Energy Savings (MWh or mTherms) | Achievable Technical Potential | 0 | 0 | 0 | 0 | 0 | 0 | 0 | 0 | 0 | 0 | 0 | 0 | 0 | 0 | 0 | 0 | 0 | 0 | 0 | 0 | 0 | 0 | 0 | 0 | 0 | 0 | 0
F5_Commercial_WA - Miscellaneous_New_Food Preparation_Natural Gas_Fryer_A_Achievable Technical Potential | F5 | Commercial | WA - Miscellaneous | New | Food Preparation | Natural Gas | Fryer | A | Incremental Summer Peak Savings (MW) | Achievable Technical Potential | 0 | 0 | 0 | 0 | 0 | 0 | 0 | 0 | 0 | 0 | 0 | 0 | 0 | 0 | 0 | 0 | 0 | 0 | 0 | 0 | 0 | 0 | 0 | 0 | 0 | 0 | 0
F6_Commercial_WA - Miscellaneous_New_Food Preparation_Natural Gas_Fryer_A_Achievable Technical Potential | F6 | Commercial | WA - Miscellaneous | New | Food Preparation | Natural Gas | Fryer | A | Incremental Winter Peak Savings (MW) | Achievable Technical Potential | 0 | 0 | 0 | 0 | 0 | 0 | 0 | 0 | 0 | 0 | 0 | 0 | 0 | 0 | 0 | 0 | 0 | 0 | 0 | 0 | 0 | 0 | 0 | 0 | 0 | 0 | 0
F7_Commercial_WA - Miscellaneous_New_Food Preparation_Natural Gas_Fryer_A_Achievable Technical Potential | F7 | Commercial | WA - Miscellaneous | New | Food Preparation | Natural Gas | Fryer | A | Cumulative Energy Savings (MWh or mTherms) | Achievable Technical Potential | 0 | 0 | 0 | 0 | 0 | 0 | 0 | 0 | 0 | 0 | 0 | 0 | 0 | 0 | 0 | 0 | 0 | 0 | 0 | 0 | 0 | 0 | 0 | 0 | 0 | 0 | 0
F8_Commercial_WA - Miscellaneous_New_Food Preparation_Natural Gas_Fryer_A_Achievable Technical Potential | F8 | Commercial | WA - Miscellaneous | New | Food Preparation | Natural Gas | Fryer | A | Cumulative Summer Peak Savings (MW) | Achievable Technical Potential | 0 | 0 | 0 | 0 | 0 | 0 | 0 | 0 | 0 | 0 | 0 | 0 | 0 | 0 | 0 | 0 | 0 | 0 | 0 | 0 | 0 | 0 | 0 | 0 | 0 | 0 | 0
F9_Commercial_WA - Miscellaneous_New_Food Preparation_Natural Gas_Fryer_A_Achievable Technical Potential | F9 | Commercial | WA - Miscellaneous | New | Food Preparation | Natural Gas | Fryer | A | Cumulative Winter Peak Savings (MW) | Achievable Technical Potential | 0 | 0 | 0 | 0 | 0 | 0 | 0 | 0 | 0 | 0 | 0 | 0 | 0 | 0 | 0 | 0 | 0 | 0 | 0 | 0 | 0 | 0 | 0 | 0 | 0 | 0 | 0
F10_Commercial_WA - Miscellaneous_New_Food Preparation_Natural Gas_Fryer_A_Achievable Technical Potential | F10 | Commercial | WA - Miscellaneous | New | Food Preparation | Natural Gas | Fryer | A | Purchases (Incremental) | Achievable Technical Potential | 0 | 0 | 0 | 0 | 0 | 0 | 0 | 0 | 0 | 0 | 0 | 0 | 0 | 0 | 0 | 0 | 0 | 0 | 0 | 0 | 0 | 0 | 0 | 0 | 0 | 0 | 0
F11_Commercial_WA - Miscellaneous_New_Food Preparation_Natural Gas_Fryer_A_Achievable Technical Potential | F11 | Commercial | WA - Miscellaneous | New | Food Preparation | Natural Gas | Fryer | A | Purchases (Cumulative) | Achievable Technical Potential | 0 | 0 | 0 | 0 | 0 | 0 | 0 | 0 | 0 | 0 | 0 | 0 | 0 | 0 | 0 | 0 | 0 | 0 | 0 | 0 | 0 | 0 | 0 | 0 | 0 | 0 | 0
F1_Commercial_WA - Miscellaneous_New_Food Preparation_Natural Gas_Broiler_A_Achievable Technical Potential | F1 | Commercial | WA - Miscellaneous | New | Food Preparation | Natural Gas | Broiler | A | Integrated Unit Energy Savings (kWh or therms) | Achievable Technical Potential | 0 | 0 | 0 | 0 | 0 | 0 | 0 | 0 | 0 | 0 | 0 | 0 | 0 | 0 | 0 | 0 | 0 | 0 | 0 | 0 | 0 | 0 | 0 | 0 | 0 | 0 | 0
F2_Commercial_WA - Miscellaneous_New_Food Preparation_Natural Gas_Broiler_A_Achievable Technical Potential | F2 | Commercial | WA - Miscellaneous | New | Food Preparation | Natural Gas | Broiler | A | Integrated Unit Summer Peak Savings (kW) | Achievable Technical Potential | 0 | 0 | 0 | 0 | 0 | 0 | 0 | 0 | 0 | 0 | 0 | 0 | 0 | 0 | 0 | 0 | 0 | 0 | 0 | 0 | 0 | 0 | 0 | 0 | 0 | 0 | 0
F3_Commercial_WA - Miscellaneous_New_Food Preparation_Natural Gas_Broiler_A_Achievable Technical Potential | F3 | Commercial | WA - Miscellaneous | New | Food Preparation | Natural Gas | Broiler | A | Integrated Unit Winter Peak Savings (kW) | Achievable Technical Potential | 0 | 0 | 0 | 0 | 0 | 0 | 0 | 0 | 0 | 0 | 0 | 0 | 0 | 0 | 0 | 0 | 0 | 0 | 0 | 0 | 0 | 0 | 0 | 0 | 0 | 0 | 0
F4_Commercial_WA - Miscellaneous_New_Food Preparation_Natural Gas_Broiler_A_Achievable Technical Potential | F4 | Commercial | WA - Miscellaneous | New | Food Preparation | Natural Gas | Broiler | A | Incremental Energy Savings (MWh or mTherms) | Achievable Technical Potential | 0 | 0 | 0 | 0 | 0 | 0 | 0 | 0 | 0 | 0 | 0 | 0 | 0 | 0 | 0 | 0 | 0 | 0 | 0 | 0 | 0 | 0 | 0 | 0 | 0 | 0 | 0
F5_Commercial_WA - Miscellaneous_New_Food Preparation_Natural Gas_Broiler_A_Achievable Technical Potential | F5 | Commercial | WA - Miscellaneous | New | Food Preparation | Natural Gas | Broiler | A | Incremental Summer Peak Savings (MW) | Achievable Technical Potential | 0 | 0 | 0 | 0 | 0 | 0 | 0 | 0 | 0 | 0 | 0 | 0 | 0 | 0 | 0 | 0 | 0 | 0 | 0 | 0 | 0 | 0 | 0 | 0 | 0 | 0 | 0
F6_Commercial_WA - Miscellaneous_New_Food Preparation_Natural Gas_Broiler_A_Achievable Technical Potential | F6 | Commercial | WA - Miscellaneous | New | Food Preparation | Natural Gas | Broiler | A | Incremental Winter Peak Savings (MW) | Achievable Technical Potential | 0 | 0 | 0 | 0 | 0 | 0 | 0 | 0 | 0 | 0 | 0 | 0 | 0 | 0 | 0 | 0 | 0 | 0 | 0 | 0 | 0 | 0 | 0 | 0 | 0 | 0 | 0
F7_Commercial_WA - Miscellaneous_New_Food Preparation_Natural Gas_Broiler_A_Achievable Technical Potential | F7 | Commercial | WA - Miscellaneous | New | Food Preparation | Natural Gas | Broiler | A | Cumulative Energy Savings (MWh or mTherms) | Achievable Technical Potential | 0 | 0 | 0 | 0 | 0 | 0 | 0 | 0 | 0 | 0 | 0 | 0 | 0 | 0 | 0 | 0 | 0 | 0 | 0 | 0 | 0 | 0 | 0 | 0 | 0 | 0 | 0
F8_Commercial_WA - Miscellaneous_New_Food Preparation_Natural Gas_Broiler_A_Achievable Technical Potential | F8 | Commercial | WA - Miscellaneous | New | Food Preparation | Natural Gas | Broiler | A | Cumulative Summer Peak Savings (MW) | Achievable Technical Potential | 0 | 0 | 0 | 0 | 0 | 0 | 0 | 0 | 0 | 0 | 0 | 0 | 0 | 0 | 0 | 0 | 0 | 0 | 0 | 0 | 0 | 0 | 0 | 0 | 0 | 0 | 0
F9_Commercial_WA - Miscellaneous_New_Food Preparation_Natural Gas_Broiler_A_Achievable Technical Potential | F9 | Commercial | WA - Miscellaneous | New | Food Preparation | Natural Gas | Broiler | A | Cumulative Winter Peak Savings (MW) | Achievable Technical Potential | 0 | 0 | 0 | 0 | 0 | 0 | 0 | 0 | 0 | 0 | 0 | 0 | 0 | 0 | 0 | 0 | 0 | 0 | 0 | 0 | 0 | 0 | 0 | 0 | 0 | 0 | 0
F10_Commercial_WA - Miscellaneous_New_Food Preparation_Natural Gas_Broiler_A_Achievable Technical Potential | F10 | Commercial | WA - Miscellaneous | New | Food Preparation | Natural Gas | Broiler | A | Purchases (Incremental) | Achievable Technical Potential | 0 | 0 | 0 | 0 | 0 | 0 | 0 | 0 | 0 | 0 | 0 | 0 | 0 | 0 | 0 | 0 | 0 | 0 | 0 | 0 | 0 | 0 | 0 | 0 | 0 | 0 | 0
F11_Commercial_WA - Miscellaneous_New_Food Preparation_Natural Gas_Broiler_A_Achievable Technical Potential | F11 | Commercial | WA - Miscellaneous | New | Food Preparation | Natural Gas | Broiler | A | Purchases (Cumulative) | Achievable Technical Potential | 0 | 0 | 0 | 0 | 0 | 0 | 0 | 0 | 0 | 0 | 0 | 0 | 0 | 0 | 0 | 0 | 0 | 0 | 0 | 0 | 0 | 0 | 0 | 0 | 0 | 0 | 0
F1_Commercial_WA - Miscellaneous_New_Food Preparation_Natural Gas_Griddle_A_Achievable Technical Potential | F1 | Commercial | WA - Miscellaneous | New | Food Preparation | Natural Gas | Griddle | A | Integrated Unit Energy Savings (kWh or therms) | Achievable Technical Potential | 0 | 0 | 0 | 0 | 0 | 0 | 0 | 0 | 0 | 0 | 0 | 0 | 0 | 0 | 0 | 0 | 0 | 0 | 0 | 0 | 0 | 0 | 0 | 0 | 0 | 0 | 0
F2_Commercial_WA - Miscellaneous_New_Food Preparation_Natural Gas_Griddle_A_Achievable Technical Potential | F2 | Commercial | WA - Miscellaneous | New | Food Preparation | Natural Gas | Griddle | A | Integrated Unit Summer Peak Savings (kW) | Achievable Technical Potential | 0 | 0 | 0 | 0 | 0 | 0 | 0 | 0 | 0 | 0 | 0 | 0 | 0 | 0 | 0 | 0 | 0 | 0 | 0 | 0 | 0 | 0 | 0 | 0 | 0 | 0 | 0
F3_Commercial_WA - Miscellaneous_New_Food Preparation_Natural Gas_Griddle_A_Achievable Technical Potential | F3 | Commercial | WA - Miscellaneous | New | Food Preparation | Natural Gas | Griddle | A | Integrated Unit Winter Peak Savings (kW) | Achievable Technical Potential | 0 | 0 | 0 | 0 | 0 | 0 | 0 | 0 | 0 | 0 | 0 | 0 | 0 | 0 | 0 | 0 | 0 | 0 | 0 | 0 | 0 | 0 | 0 | 0 | 0 | 0 | 0
F4_Commercial_WA - Miscellaneous_New_Food Preparation_Natural Gas_Griddle_A_Achievable Technical Potential | F4 | Commercial | WA - Miscellaneous | New | Food Preparation | Natural Gas | Griddle | A | Incremental Energy Savings (MWh or mTherms) | Achievable Technical Potential | 0 | 0 | 0 | 0 | 0 | 0 | 0 | 0 | 0 | 0 | 0 | 0 | 0 | 0 | 0 | 0 | 0 | 0 | 0 | 0 | 0 | 0 | 0 | 0 | 0 | 0 | 0
F5_Commercial_WA - Miscellaneous_New_Food Preparation_Natural Gas_Griddle_A_Achievable Technical Potential | F5 | Commercial | WA - Miscellaneous | New | Food Preparation | Natural Gas | Griddle | A | Incremental Summer Peak Savings (MW) | Achievable Technical Potential | 0 | 0 | 0 | 0 | 0 | 0 | 0 | 0 | 0 | 0 | 0 | 0 | 0 | 0 | 0 | 0 | 0 | 0 | 0 | 0 | 0 | 0 | 0 | 0 | 0 | 0 | 0
F6_Commercial_WA - Miscellaneous_New_Food Preparation_Natural Gas_Griddle_A_Achievable Technical Potential | F6 | Commercial | WA - Miscellaneous | New | Food Preparation | Natural Gas | Griddle | A | Incremental Winter Peak Savings (MW) | Achievable Technical Potential | 0 | 0 | 0 | 0 | 0 | 0 | 0 | 0 | 0 | 0 | 0 | 0 | 0 | 0 | 0 | 0 | 0 | 0 | 0 | 0 | 0 | 0 | 0 | 0 | 0 | 0 | 0
F7_Commercial_WA - Miscellaneous_New_Food Preparation_Natural Gas_Griddle_A_Achievable Technical Potential | F7 | Commercial | WA - Miscellaneous | New | Food Preparation | Natural Gas | Griddle | A | Cumulative Energy Savings (MWh or mTherms) | Achievable Technical Potential | 0 | 0 | 0 | 0 | 0 | 0 | 0 | 0 | 0 | 0 | 0 | 0 | 0 | 0 | 0 | 0 | 0 | 0 | 0 | 0 | 0 | 0 | 0 | 0 | 0 | 0 | 0
F8_Commercial_WA - Miscellaneous_New_Food Preparation_Natural Gas_Griddle_A_Achievable Technical Potential | F8 | Commercial | WA - Miscellaneous | New | Food Preparation | Natural Gas | Griddle | A | Cumulative Summer Peak Savings (MW) | Achievable Technical Potential | 0 | 0 | 0 | 0 | 0 | 0 | 0 | 0 | 0 | 0 | 0 | 0 | 0 | 0 | 0 | 0 | 0 | 0 | 0 | 0 | 0 | 0 | 0 | 0 | 0 | 0 | 0
F9_Commercial_WA - Miscellaneous_New_Food Preparation_Natural Gas_Griddle_A_Achievable Technical Potential | F9 | Commercial | WA - Miscellaneous | New | Food Preparation | Natural Gas | Griddle | A | Cumulative Winter Peak Savings (MW) | Achievable Technical Potential | 0 | 0 | 0 | 0 | 0 | 0 | 0 | 0 | 0 | 0 | 0 | 0 | 0 | 0 | 0 | 0 | 0 | 0 | 0 | 0 | 0 | 0 | 0 | 0 | 0 | 0 | 0
F10_Commercial_WA - Miscellaneous_New_Food Preparation_Natural Gas_Griddle_A_Achievable Technical Potential | F10 | Commercial | WA - Miscellaneous | New | Food Preparation | Natural Gas | Griddle | A | Purchases (Incremental) | Achievable Technical Potential | 0 | 0 | 0 | 0 | 0 | 0 | 0 | 0 | 0 | 0 | 0 | 0 | 0 | 0 | 0 | 0 | 0 | 0 | 0 | 0 | 0 | 0 | 0 | 0 | 0 | 0 | 0
F11_Commercial_WA - Miscellaneous_New_Food Preparation_Natural Gas_Griddle_A_Achievable Technical Potential | F11 | Commercial | WA - Miscellaneous | New | Food Preparation | Natural Gas | Griddle | A | Purchases (Cumulative) | Achievable Technical Potential | 0 | 0 | 0 | 0 | 0 | 0 | 0 | 0 | 0 | 0 | 0 | 0 | 0 | 0 | 0 | 0 | 0 | 0 | 0 | 0 | 0 | 0 | 0 | 0 | 0 | 0 | 0
F1_Commercial_WA - Miscellaneous_New_Food Preparation_Natural Gas_Range_A_Achievable Technical Potential | F1 | Commercial | WA - Miscellaneous | New | Food Preparation | Natural Gas | Range | A | Integrated Unit Energy Savings (kWh or therms) | Achievable Technical Potential | 0 | 0 | 0 | 0 | 0 | 0 | 0 | 0 | 0 | 0 | 0 | 0 | 0 | 0 | 0 | 0 | 0 | 0 | 0 | 0 | 0 | 0 | 0 | 0 | 0 | 0 | 0
F2_Commercial_WA - Miscellaneous_New_Food Preparation_Natural Gas_Range_A_Achievable Technical Potential | F2 | Commercial | WA - Miscellaneous | New | Food Preparation | Natural Gas | Range | A | Integrated Unit Summer Peak Savings (kW) | Achievable Technical Potential | 0 | 0 | 0 | 0 | 0 | 0 | 0 | 0 | 0 | 0 | 0 | 0 | 0 | 0 | 0 | 0 | 0 | 0 | 0 | 0 | 0 | 0 | 0 | 0 | 0 | 0 | 0
F3_Commercial_WA - Miscellaneous_New_Food Preparation_Natural Gas_Range_A_Achievable Technical Potential | F3 | Commercial | WA - Miscellaneous | New | Food Preparation | Natural Gas | Range | A | Integrated Unit Winter Peak Savings (kW) | Achievable Technical Potential | 0 | 0 | 0 | 0 | 0 | 0 | 0 | 0 | 0 | 0 | 0 | 0 | 0 | 0 | 0 | 0 | 0 | 0 | 0 | 0 | 0 | 0 | 0 | 0 | 0 | 0 | 0
F4_Commercial_WA - Miscellaneous_New_Food Preparation_Natural Gas_Range_A_Achievable Technical Potential | F4 | Commercial | WA - Miscellaneous | New | Food Preparation | Natural Gas | Range | A | Incremental Energy Savings (MWh or mTherms) | Achievable Technical Potential | 0 | 0 | 0 | 0 | 0 | 0 | 0 | 0 | 0 | 0 | 0 | 0 | 0 | 0 | 0 | 0 | 0 | 0 | 0 | 0 | 0 | 0 | 0 | 0 | 0 | 0 | 0
F5_Commercial_WA - Miscellaneous_New_Food Preparation_Natural Gas_Range_A_Achievable Technical Potential | F5 | Commercial | WA - Miscellaneous | New | Food Preparation | Natural Gas | Range | A | Incremental Summer Peak Savings (MW) | Achievable Technical Potential | 0 | 0 | 0 | 0 | 0 | 0 | 0 | 0 | 0 | 0 | 0 | 0 | 0 | 0 | 0 | 0 | 0 | 0 | 0 | 0 | 0 | 0 | 0 | 0 | 0 | 0 | 0
F6_Commercial_WA - Miscellaneous_New_Food Preparation_Natural Gas_Range_A_Achievable Technical Potential | F6 | Commercial | WA - Miscellaneous | New | Food Preparation | Natural Gas | Range | A | Incremental Winter Peak Savings (MW) | Achievable Technical Potential | 0 | 0 | 0 | 0 | 0 | 0 | 0 | 0 | 0 | 0 | 0 | 0 | 0 | 0 | 0 | 0 | 0 | 0 | 0 | 0 | 0 | 0 | 0 | 0 | 0 | 0 | 0
F7_Commercial_WA - Miscellaneous_New_Food Preparation_Natural Gas_Range_A_Achievable Technical Potential | F7 | Commercial | WA - Miscellaneous | New | Food Preparation | Natural Gas | Range | A | Cumulative Energy Savings (MWh or mTherms) | Achievable Technical Potential | 0 | 0 | 0 | 0 | 0 | 0 | 0 | 0 | 0 | 0 | 0 | 0 | 0 | 0 | 0 | 0 | 0 | 0 | 0 | 0 | 0 | 0 | 0 | 0 | 0 | 0 | 0
F8_Commercial_WA - Miscellaneous_New_Food Preparation_Natural Gas_Range_A_Achievable Technical Potential | F8 | Commercial | WA - Miscellaneous | New | Food Preparation | Natural Gas | Range | A | Cumulative Summer Peak Savings (MW) | Achievable Technical Potential | 0 | 0 | 0 | 0 | 0 | 0 | 0 | 0 | 0 | 0 | 0 | 0 | 0 | 0 | 0 | 0 | 0 | 0 | 0 | 0 | 0 | 0 | 0 | 0 | 0 | 0 | 0
F9_Commercial_WA - Miscellaneous_New_Food Preparation_Natural Gas_Range_A_Achievable Technical Potential | F9 | Commercial | WA - Miscellaneous | New | Food Preparation | Natural Gas | Range | A | Cumulative Winter Peak Savings (MW) | Achievable Technical Potential | 0 | 0 | 0 | 0 | 0 | 0 | 0 | 0 | 0 | 0 | 0 | 0 | 0 | 0 | 0 | 0 | 0 | 0 | 0 | 0 | 0 | 0 | 0 | 0 | 0 | 0 | 0
F10_Commercial_WA - Miscellaneous_New_Food Preparation_Natural Gas_Range_A_Achievable Technical Potential | F10 | Commercial | WA - Miscellaneous | New | Food Preparation | Natural Gas | Range | A | Purchases (Incremental) | Achievable Technical Potential | 0 | 0 | 0 | 0 | 0 | 0 | 0 | 0 | 0 | 0 | 0 | 0 | 0 | 0 | 0 | 0 | 0 | 0 | 0 | 0 | 0 | 0 | 0 | 0 | 0 | 0 | 0
F11_Commercial_WA - Miscellaneous_New_Food Preparation_Natural Gas_Range_A_Achievable Technical Potential | F11 | Commercial | WA - Miscellaneous | New | Food Preparation | Natural Gas | Range | A | Purchases (Cumulative) | Achievable Technical Potential | 0 | 0 | 0 | 0 | 0 | 0 | 0 | 0 | 0 | 0 | 0 | 0 | 0 | 0 | 0 | 0 | 0 | 0 | 0 | 0 | 0 | 0 | 0 | 0 | 0 | 0 | 0
F1_Commercial_WA - Miscellaneous_New_Food Preparation_Natural Gas_Steamer_A_Achievable Technical Potential | F1 | Commercial | WA - Miscellaneous | New | Food Preparation | Natural Gas | Steamer | A | Integrated Unit Energy Savings (kWh or therms) | Achievable Technical Potential | 0 | 0 | 0 | 0 | 0 | 0 | 0 | 0 | 0 | 0 | 0 | 0 | 0 | 0 | 0 | 0 | 0 | 0 | 0 | 0 | 0 | 0 | 0 | 0 | 0 | 0 | 0
F2_Commercial_WA - Miscellaneous_New_Food Preparation_Natural Gas_Steamer_A_Achievable Technical Potential | F2 | Commercial | WA - Miscellaneous | New | Food Preparation | Natural Gas | Steamer | A | Integrated Unit Summer Peak Savings (kW) | Achievable Technical Potential | 0 | 0 | 0 | 0 | 0 | 0 | 0 | 0 | 0 | 0 | 0 | 0 | 0 | 0 | 0 | 0 | 0 | 0 | 0 | 0 | 0 | 0 | 0 | 0 | 0 | 0 | 0
F3_Commercial_WA - Miscellaneous_New_Food Preparation_Natural Gas_Steamer_A_Achievable Technical Potential | F3 | Commercial | WA - Miscellaneous | New | Food Preparation | Natural Gas | Steamer | A | Integrated Unit Winter Peak Savings (kW) | Achievable Technical Potential | 0 | 0 | 0 | 0 | 0 | 0 | 0 | 0 | 0 | 0 | 0 | 0 | 0 | 0 | 0 | 0 | 0 | 0 | 0 | 0 | 0 | 0 | 0 | 0 | 0 | 0 | 0
F4_Commercial_WA - Miscellaneous_New_Food Preparation_Natural Gas_Steamer_A_Achievable Technical Potential | F4 | Commercial | WA - Miscellaneous | New | Food Preparation | Natural Gas | Steamer | A | Incremental Energy Savings (MWh or mTherms) | Achievable Technical Potential | 0 | 0 | 0 | 0 | 0 | 0 | 0 | 0 | 0 | 0 | 0 | 0 | 0 | 0 | 0 | 0 | 0 | 0 | 0 | 0 | 0 | 0 | 0 | 0 | 0 | 0 | 0
F5_Commercial_WA - Miscellaneous_New_Food Preparation_Natural Gas_Steamer_A_Achievable Technical Potential | F5 | Commercial | WA - Miscellaneous | New | Food Preparation | Natural Gas | Steamer | A | Incremental Summer Peak Savings (MW) | Achievable Technical Potential | 0 | 0 | 0 | 0 | 0 | 0 | 0 | 0 | 0 | 0 | 0 | 0 | 0 | 0 | 0 | 0 | 0 | 0 | 0 | 0 | 0 | 0 | 0 | 0 | 0 | 0 | 0
F6_Commercial_WA - Miscellaneous_New_Food Preparation_Natural Gas_Steamer_A_Achievable Technical Potential | F6 | Commercial | WA - Miscellaneous | New | Food Preparation | Natural Gas | Steamer | A | Incremental Winter Peak Savings (MW) | Achievable Technical Potential | 0 | 0 | 0 | 0 | 0 | 0 | 0 | 0 | 0 | 0 | 0 | 0 | 0 | 0 | 0 | 0 | 0 | 0 | 0 | 0 | 0 | 0 | 0 | 0 | 0 | 0 | 0
F7_Commercial_WA - Miscellaneous_New_Food Preparation_Natural Gas_Steamer_A_Achievable Technical Potential | F7 | Commercial | WA - Miscellaneous | New | Food Preparation | Natural Gas | Steamer | A | Cumulative Energy Savings (MWh or mTherms) | Achievable Technical Potential | 0 | 0 | 0 | 0 | 0 | 0 | 0 | 0 | 0 | 0 | 0 | 0 | 0 | 0 | 0 | 0 | 0 | 0 | 0 | 0 | 0 | 0 | 0 | 0 | 0 | 0 | 0
F8_Commercial_WA - Miscellaneous_New_Food Preparation_Natural Gas_Steamer_A_Achievable Technical Potential | F8 | Commercial | WA - Miscellaneous | New | Food Preparation | Natural Gas | Steamer | A | Cumulative Summer Peak Savings (MW) | Achievable Technical Potential | 0 | 0 | 0 | 0 | 0 | 0 | 0 | 0 | 0 | 0 | 0 | 0 | 0 | 0 | 0 | 0 | 0 | 0 | 0 | 0 | 0 | 0 | 0 | 0 | 0 | 0 | 0
F9_Commercial_WA - Miscellaneous_New_Food Preparation_Natural Gas_Steamer_A_Achievable Technical Potential | F9 | Commercial | WA - Miscellaneous | New | Food Preparation | Natural Gas | Steamer | A | Cumulative Winter Peak Savings (MW) | Achievable Technical Potential | 0 | 0 | 0 | 0 | 0 | 0 | 0 | 0 | 0 | 0 | 0 | 0 | 0 | 0 | 0 | 0 | 0 | 0 | 0 | 0 | 0 | 0 | 0 | 0 | 0 | 0 | 0
F10_Commercial_WA - Miscellaneous_New_Food Preparation_Natural Gas_Steamer_A_Achievable Technical Potential | F10 | Commercial | WA - Miscellaneous | New | Food Preparation | Natural Gas | Steamer | A | Purchases (Incremental) | Achievable Technical Potential | 0 | 0 | 0 | 0 | 0 | 0 | 0 | 0 | 0 | 0 | 0 | 0 | 0 | 0 | 0 | 0 | 0 | 0 | 0 | 0 | 0 | 0 | 0 | 0 | 0 | 0 | 0
F11_Commercial_WA - Miscellaneous_New_Food Preparation_Natural Gas_Steamer_A_Achievable Technical Potential | F11 | Commercial | WA - Miscellaneous | New | Food Preparation | Natural Gas | Steamer | A | Purchases (Cumulative) | Achievable Technical Potential | 0 | 0 | 0 | 0 | 0 | 0 | 0 | 0 | 0 | 0 | 0 | 0 | 0 | 0 | 0 | 0 | 0 | 0 | 0 | 0 | 0 | 0 | 0 | 0 | 0 | 0 | 0
F1_Commercial_WA - Miscellaneous_New_Food Preparation_Natural Gas_Commercial Food Prep Other_A_Achievable Technical Potential | F1 | Commercial | WA - Miscellaneous | New | Food Preparation | Natural Gas | Commercial Food Prep Other | A | Integrated Unit Energy Savings (kWh or therms) | Achievable Technical Potential | 0 | 0 | 0 | 0 | 0 | 0 | 0 | 0 | 0 | 0 | 0 | 0 | 0 | 0 | 0 | 0 | 0 | 0 | 0 | 0 | 0 | 0 | 0 | 0 | 0 | 0 | 0
F2_Commercial_WA - Miscellaneous_New_Food Preparation_Natural Gas_Commercial Food Prep Other_A_Achievable Technical Potential | F2 | Commercial | WA - Miscellaneous | New | Food Preparation | Natural Gas | Commercial Food Prep Other | A | Integrated Unit Summer Peak Savings (kW) | Achievable Technical Potential | 0 | 0 | 0 | 0 | 0 | 0 | 0 | 0 | 0 | 0 | 0 | 0 | 0 | 0 | 0 | 0 | 0 | 0 | 0 | 0 | 0 | 0 | 0 | 0 | 0 | 0 | 0
F3_Commercial_WA - Miscellaneous_New_Food Preparation_Natural Gas_Commercial Food Prep Other_A_Achievable Technical Potential | F3 | Commercial | WA - Miscellaneous | New | Food Preparation | Natural Gas | Commercial Food Prep Other | A | Integrated Unit Winter Peak Savings (kW) | Achievable Technical Potential | 0 | 0 | 0 | 0 | 0 | 0 | 0 | 0 | 0 | 0 | 0 | 0 | 0 | 0 | 0 | 0 | 0 | 0 | 0 | 0 | 0 | 0 | 0 | 0 | 0 | 0 | 0
F4_Commercial_WA - Miscellaneous_New_Food Preparation_Natural Gas_Commercial Food Prep Other_A_Achievable Technical Potential | F4 | Commercial | WA - Miscellaneous | New | Food Preparation | Natural Gas | Commercial Food Prep Other | A | Incremental Energy Savings (MWh or mTherms) | Achievable Technical Potential | 0 | 0 | 0 | 0 | 0 | 0 | 0 | 0 | 0 | 0 | 0 | 0 | 0 | 0 | 0 | 0 | 0 | 0 | 0 | 0 | 0 | 0 | 0 | 0 | 0 | 0 | 0
F5_Commercial_WA - Miscellaneous_New_Food Preparation_Natural Gas_Commercial Food Prep Other_A_Achievable Technical Potential | F5 | Commercial | WA - Miscellaneous | New | Food Preparation | Natural Gas | Commercial Food Prep Other | A | Incremental Summer Peak Savings (MW) | Achievable Technical Potential | 0 | 0 | 0 | 0 | 0 | 0 | 0 | 0 | 0 | 0 | 0 | 0 | 0 | 0 | 0 | 0 | 0 | 0 | 0 | 0 | 0 | 0 | 0 | 0 | 0 | 0 | 0
F6_Commercial_WA - Miscellaneous_New_Food Preparation_Natural Gas_Commercial Food Prep Other_A_Achievable Technical Potential | F6 | Commercial | WA - Miscellaneous | New | Food Preparation | Natural Gas | Commercial Food Prep Other | A | Incremental Winter Peak Savings (MW) | Achievable Technical Potential | 0 | 0 | 0 | 0 | 0 | 0 | 0 | 0 | 0 | 0 | 0 | 0 | 0 | 0 | 0 | 0 | 0 | 0 | 0 | 0 | 0 | 0 | 0 | 0 | 0 | 0 | 0
F7_Commercial_WA - Miscellaneous_New_Food Preparation_Natural Gas_Commercial Food Prep Other_A_Achievable Technical Potential | F7 | Commercial | WA - Miscellaneous | New | Food Preparation | Natural Gas | Commercial Food Prep Other | A | Cumulative Energy Savings (MWh or mTherms) | Achievable Technical Potential | 0 | 0 | 0 | 0 | 0 | 0 | 0 | 0 | 0 | 0 | 0 | 0 | 0 | 0 | 0 | 0 | 0 | 0 | 0 | 0 | 0 | 0 | 0 | 0 | 0 | 0 | 0
F8_Commercial_WA - Miscellaneous_New_Food Preparation_Natural Gas_Commercial Food Prep Other_A_Achievable Technical Potential | F8 | Commercial | WA - Miscellaneous | New | Food Preparation | Natural Gas | Commercial Food Prep Other | A | Cumulative Summer Peak Savings (MW) | Achievable Technical Potential | 0 | 0 | 0 | 0 | 0 | 0 | 0 | 0 | 0 | 0 | 0 | 0 | 0 | 0 | 0 | 0 | 0 | 0 | 0 | 0 | 0 | 0 | 0 | 0 | 0 | 0 | 0
F9_Commercial_WA - Miscellaneous_New_Food Preparation_Natural Gas_Commercial Food Prep Other_A_Achievable Technical Potential | F9 | Commercial | WA - Miscellaneous | New | Food Preparation | Natural Gas | Commercial Food Prep Other | A | Cumulative Winter Peak Savings (MW) | Achievable Technical Potential | 0 | 0 | 0 | 0 | 0 | 0 | 0 | 0 | 0 | 0 | 0 | 0 | 0 | 0 | 0 | 0 | 0 | 0 | 0 | 0 | 0 | 0 | 0 | 0 | 0 | 0 | 0
F10_Commercial_WA - Miscellaneous_New_Food Preparation_Natural Gas_Commercial Food Prep Other_A_Achievable Technical Potential | F10 | Commercial | WA - Miscellaneous | New | Food Preparation | Natural Gas | Commercial Food Prep Other | A | Purchases (Incremental) | Achievable Technical Potential | 0 | 0 | 0 | 0 | 0 | 0 | 0 | 0 | 0 | 0 | 0 | 0 | 0 | 0 | 0 | 0 | 0 | 0 | 0 | 0 | 0 | 0 | 0 | 0 | 0 | 0 | 0
F11_Commercial_WA - Miscellaneous_New_Food Preparation_Natural Gas_Commercial Food Prep Other_A_Achievable Technical Potential | F11 | Commercial | WA - Miscellaneous | New | Food Preparation | Natural Gas | Commercial Food Prep Other | A | Purchases (Cumulative) | Achievable Technical Potential | 0 | 0 | 0 | 0 | 0 | 0 | 0 | 0 | 0 | 0 | 0 | 0 | 0 | 0 | 0 | 0 | 0 | 0 | 0 | 0 | 0 | 0 | 0 | 0 | 0 | 0 | 0
F1_Commercial_WA - Miscellaneous_New_Miscellaneous_Natural Gas_Pool Heater_A_Achievable Technical Potential | F1 | Commercial | WA - Miscellaneous | New | Miscellaneous | Natural Gas | Pool Heater | A | Integrated Unit Energy Savings (kWh or therms) | Achievable Technical Potential | 0 | 0 | 0 | 0 | 0 | 0 | 0 | 0 | 0 | 0 | 0 | 0 | 0 | 0 | 0 | 0 | 0 | 0 | 0 | 0 | 0 | 0 | 0 | 0 | 0 | 0 | 0
F2_Commercial_WA - Miscellaneous_New_Miscellaneous_Natural Gas_Pool Heater_A_Achievable Technical Potential | F2 | Commercial | WA - Miscellaneous | New | Miscellaneous | Natural Gas | Pool Heater | A | Integrated Unit Summer Peak Savings (kW) | Achievable Technical Potential | 0 | 0 | 0 | 0 | 0 | 0 | 0 | 0 | 0 | 0 | 0 | 0 | 0 | 0 | 0 | 0 | 0 | 0 | 0 | 0 | 0 | 0 | 0 | 0 | 0 | 0 | 0
F3_Commercial_WA - Miscellaneous_New_Miscellaneous_Natural Gas_Pool Heater_A_Achievable Technical Potential | F3 | Commercial | WA - Miscellaneous | New | Miscellaneous | Natural Gas | Pool Heater | A | Integrated Unit Winter Peak Savings (kW) | Achievable Technical Potential | 0 | 0 | 0 | 0 | 0 | 0 | 0 | 0 | 0 | 0 | 0 | 0 | 0 | 0 | 0 | 0 | 0 | 0 | 0 | 0 | 0 | 0 | 0 | 0 | 0 | 0 | 0
F4_Commercial_WA - Miscellaneous_New_Miscellaneous_Natural Gas_Pool Heater_A_Achievable Technical Potential | F4 | Commercial | WA - Miscellaneous | New | Miscellaneous | Natural Gas | Pool Heater | A | Incremental Energy Savings (MWh or mTherms) | Achievable Technical Potential | 0 | 0 | 0 | 0 | 0 | 0 | 0 | 0 | 0 | 0 | 0 | 0 | 0 | 0 | 0 | 0 | 0 | 0 | 0 | 0 | 0 | 0 | 0 | 0 | 0 | 0 | 0
F5_Commercial_WA - Miscellaneous_New_Miscellaneous_Natural Gas_Pool Heater_A_Achievable Technical Potential | F5 | Commercial | WA - Miscellaneous | New | Miscellaneous | Natural Gas | Pool Heater | A | Incremental Summer Peak Savings (MW) | Achievable Technical Potential | 0 | 0 | 0 | 0 | 0 | 0 | 0 | 0 | 0 | 0 | 0 | 0 | 0 | 0 | 0 | 0 | 0 | 0 | 0 | 0 | 0 | 0 | 0 | 0 | 0 | 0 | 0
F6_Commercial_WA - Miscellaneous_New_Miscellaneous_Natural Gas_Pool Heater_A_Achievable Technical Potential | F6 | Commercial | WA - Miscellaneous | New | Miscellaneous | Natural Gas | Pool Heater | A | Incremental Winter Peak Savings (MW) | Achievable Technical Potential | 0 | 0 | 0 | 0 | 0 | 0 | 0 | 0 | 0 | 0 | 0 | 0 | 0 | 0 | 0 | 0 | 0 | 0 | 0 | 0 | 0 | 0 | 0 | 0 | 0 | 0 | 0
F7_Commercial_WA - Miscellaneous_New_Miscellaneous_Natural Gas_Pool Heater_A_Achievable Technical Potential | F7 | Commercial | WA - Miscellaneous | New | Miscellaneous | Natural Gas | Pool Heater | A | Cumulative Energy Savings (MWh or mTherms) | Achievable Technical Potential | 0 | 0 | 0 | 0 | 0 | 0 | 0 | 0 | 0 | 0 | 0 | 0 | 0 | 0 | 0 | 0 | 0 | 0 | 0 | 0 | 0 | 0 | 0 | 0 | 0 | 0 | 0
F8_Commercial_WA - Miscellaneous_New_Miscellaneous_Natural Gas_Pool Heater_A_Achievable Technical Potential | F8 | Commercial | WA - Miscellaneous | New | Miscellaneous | Natural Gas | Pool Heater | A | Cumulative Summer Peak Savings (MW) | Achievable Technical Potential | 0 | 0 | 0 | 0 | 0 | 0 | 0 | 0 | 0 | 0 | 0 | 0 | 0 | 0 | 0 | 0 | 0 | 0 | 0 | 0 | 0 | 0 | 0 | 0 | 0 | 0 | 0
F9_Commercial_WA - Miscellaneous_New_Miscellaneous_Natural Gas_Pool Heater_A_Achievable Technical Potential | F9 | Commercial | WA - Miscellaneous | New | Miscellaneous | Natural Gas | Pool Heater | A | Cumulative Winter Peak Savings (MW) | Achievable Technical Potential | 0 | 0 | 0 | 0 | 0 | 0 | 0 | 0 | 0 | 0 | 0 | 0 | 0 | 0 | 0 | 0 | 0 | 0 | 0 | 0 | 0 | 0 | 0 | 0 | 0 | 0 | 0
F10_Commercial_WA - Miscellaneous_New_Miscellaneous_Natural Gas_Pool Heater_A_Achievable Technical Potential | F10 | Commercial | WA - Miscellaneous | New | Miscellaneous | Natural Gas | Pool Heater | A | Purchases (Incremental) | Achievable Technical Potential | 0 | 0 | 0 | 0 | 0 | 0 | 0 | 0 | 0 | 0 | 0 | 0 | 0 | 0 | 0 | 0 | 0 | 0 | 0 | 0 | 0 | 0 | 0 | 0 | 0 | 0 | 0
F11_Commercial_WA - Miscellaneous_New_Miscellaneous_Natural Gas_Pool Heater_A_Achievable Technical Potential | F11 | Commercial | WA - Miscellaneous | New | Miscellaneous | Natural Gas | Pool Heater | A | Purchases (Cumulative) | Achievable Technical Potential | 0 | 0 | 0 | 0 | 0 | 0 | 0 | 0 | 0 | 0 | 0 | 0 | 0 | 0 | 0 | 0 | 0 | 0 | 0 | 0 | 0 | 0 | 0 | 0 | 0 | 0 | 0
F1_Commercial_OR - College_Existing_Space Heating_Natural Gas_Furnace_A_Achievable Technical Potential | F1 | Commercial | OR - College | Existing | Space Heating | Natural Gas | Furnace | A | Integrated Unit Energy Savings (kWh or therms) | Achievable Technical Potential | 0 | 243.0543 | 242.1118 | 81.8666 | 81.8666 | 81.8666 | 81.8666 | 81.8666 | 81.8666 | 81.8666 | 81.8666 | 81.8666 | 81.8666 | 81.8666 | 81.8666 | 81.8666 | 81.8666 | 81.8666 | 81.8666 | 81.8666 | 81.8666 | 81.8666 | 81.8666 | 81.8666 | 81.8666 | 81.8666 | 81.8666
F2_Commercial_OR - College_Existing_Space Heating_Natural Gas_Furnace_A_Achievable Technical Potential | F2 | Commercial | OR - College | Existing | Space Heating | Natural Gas | Furnace | A | Integrated Unit Summer Peak Savings (kW) | Achievable Technical Potential | 0 | 0 | 0 | 0 | 0 | 0 | 0 | 0 | 0 | 0 | 0 | 0 | 0 | 0 | 0 | 0 | 0 | 0 | 0 | 0 | 0 | 0 | 0 | 0 | 0 | 0 | 0
F3_Commercial_OR - College_Existing_Space Heating_Natural Gas_Furnace_A_Achievable Technical Potential | F3 | Commercial | OR - College | Existing | Space Heating | Natural Gas | Furnace | A | Integrated Unit Winter Peak Savings (kW) | Achievable Technical Potential | 0 | 0 | 0 | 0 | 0 | 0 | 0 | 0 | 0 | 0 | 0 | 0 | 0 | 0 | 0 | 0 | 0 | 0 | 0 | 0 | 0 | 0 | 0 | 0 | 0 | 0 | 0
F4_Commercial_OR - College_Existing_Space Heating_Natural Gas_Furnace_A_Achievable Technical Potential | F4 | Commercial | OR - College | Existing | Space Heating | Natural Gas | Furnace | A | Incremental Energy Savings (MWh or mTherms) | Achievable Technical Potential | 0 | 0 | 0.00029124 | 0.00017215 | 0.00042398 | 0.00089339 | 0.0017005 | 0.0029984 | 0.0049677 | 0.0078005 | 0.011576 | 0.016335 | 0.02201 | 0.02841 | 0.035217 | 0.042033 | 0.048445 | 0.054104 | 0.058802 | 0.057703 | 0.055859 | 0.054119 | 0.05189 | 0.050065 | 0.048623 | 0.047448 | 0.046644
F5_Commercial_OR - College_Existing_Space Heating_Natural Gas_Furnace_A_Achievable Technical Potential | F5 | Commercial | OR - College | Existing | Space Heating | Natural Gas | Furnace | A | Incremental Summer Peak Savings (MW) | Achievable Technical Potential | 0 | 0 | 0 | 0 | 0 | 0 | 0 | 0 | 0 | 0 | 0 | 0 | 0 | 0 | 0 | 0 | 0 | 0 | 0 | 0 | 0 | 0 | 0 | 0 | 0 | 0 | 0
F6_Commercial_OR - College_Existing_Space Heating_Natural Gas_Furnace_A_Achievable Technical Potential | F6 | Commercial | OR - College | Existing | Space Heating | Natural Gas | Furnace | A | Incremental Winter Peak Savings (MW) | Achievable Technical Potential | 0 | 0 | 0 | 0 | 0 | 0 | 0 | 0 | 0 | 0 | 0 | 0 | 0 | 0 | 0 | 0 | 0 | 0 | 0 | 0 | 0 | 0 | 0 | 0 | 0 | 0 | 0
F7_Commercial_OR - College_Existing_Space Heating_Natural Gas_Furnace_A_Achievable Technical Potential | F7 | Commercial | OR - College | Existing | Space Heating | Natural Gas | Furnace | A | Cumulative Energy Savings (MWh or mTherms) | Achievable Technical Potential | 0 | 0 | 0.00029124 | 0.00027063 | 0.0006946 | 0.001588 | 0.0032884 | 0.0062869 | 0.011255 | 0.019055 | 0.030631 | 0.046966 | 0.068976 | 0.097386 | 0.1326 | 0.17464 | 0.22308 | 0.27718 | 0.33599 | 0.39369 | 0.44955 | 0.50367 | 0.55556 | 0.60562 | 0.65425 | 0.70169 | 0.74834
F8_Commercial_OR - College_Existing_Space Heating_Natural Gas_Furnace_A_Achievable Technical Potential | F8 | Commercial | OR - College | Existing | Space Heating | Natural Gas | Furnace | A | Cumulative Summer Peak Savings (MW) | Achievable Technical Potential | 0 | 0 | 0 | 0 | 0 | 0 | 0 | 0 | 0 | 0 | 0 | 0 | 0 | 0 | 0 | 0 | 0 | 0 | 0 | 0 | 0 | 0 | 0 | 0 | 0 | 0 | 0
F9_Commercial_OR - College_Existing_Space Heating_Natural Gas_Furnace_A_Achievable Technical Potential | F9 | Commercial | OR - College | Existing | Space Heating | Natural Gas | Furnace | A | Cumulative Winter Peak Savings (MW) | Achievable Technical Potential | 0 | 0 | 0 | 0 | 0 | 0 | 0 | 0 | 0 | 0 | 0 | 0 | 0 | 0 | 0 | 0 | 0 | 0 | 0 | 0 | 0 | 0 | 0 | 0 | 0 | 0 | 0
F10_Commercial_OR - College_Existing_Space Heating_Natural Gas_Furnace_A_Achievable Technical Potential | F10 | Commercial | OR - College | Existing | Space Heating | Natural Gas | Furnace | A | Purchases (Incremental) | Achievable Technical Potential | 0 | 0 | 0.0012029 | 0.0021028 | 0.0051789 | 0.010913 | 0.020771 | 0.036626 | 0.060681 | 0.095283 | 0.1414 | 0.19953 | 0.26886 | 0.34702 | 0.43017 | 0.51344 | 0.59175 | 0.66087 | 0.71826 | 0.70484 | 0.68231 | 0.66106 | 0.63384 | 0.61154 | 0.59393 | 0.57958 | 0.56975
F11_Commercial_OR - College_Existing_Space Heating_Natural Gas_Furnace_A_Achievable Technical Potential | F11 | Commercial | OR - College | Existing | Space Heating | Natural Gas | Furnace | A | Purchases (Cumulative) | Achievable Technical Potential | 0 | 0 | 0.0012029 | 0.0033057 | 0.0084846 | 0.019397 | 0.040168 | 0.076794 | 0.13747 | 0.23276 | 0.37416 | 0.57369 | 0.84254 | 1.1896 | 1.6197 | 2.1332 | 2.7249 | 3.3858 | 4.1041 | 4.8089 | 5.4912 | 6.1523 | 6.7861 | 7.3977 | 7.9916 | 8.5712 | 9.1409
F1_Commercial_OR - College_Existing_Space Heating_Natural Gas_Boiler_A_Achievable Technical Potential | F1 | Commercial | OR - College | Existing | Space Heating | Natural Gas | Boiler | A | Integrated Unit Energy Savings (kWh or therms) | Achievable Technical Potential | 0 | 375.9733 | 374.5154 | 374.5154 | 374.5154 | 374.5154 | 374.5154 | 374.5154 | 374.5154 | 374.5154 | 374.5154 | 374.5154 | 374.5154 | 374.5154 | 374.5154 | 374.5154 | 374.5154 | 374.5154 | 374.5154 | 374.5154 | 374.5154 | 374.5154 | 374.5154 | 374.5154 | 374.5154 | 374.5154 | 374.5154
F2_Commercial_OR - College_Existing_Space Heating_Natural Gas_Boiler_A_Achievable Technical Potential | F2 | Commercial | OR - College | Existing | Space Heating | Natural Gas | Boiler | A | Integrated Unit Summer Peak Savings (kW) | Achievable Technical Potential | 0 | 0 | 0 | 0 | 0 | 0 | 0 | 0 | 0 | 0 | 0 | 0 | 0 | 0 | 0 | 0 | 0 | 0 | 0 | 0 | 0 | 0 | 0 | 0 | 0 | 0 | 0
F3_Commercial_OR - College_Existing_Space Heating_Natural Gas_Boiler_A_Achievable Technical Potential | F3 | Commercial | OR - College | Existing | Space Heating | Natural Gas | Boiler | A | Integrated Unit Winter Peak Savings (kW) | Achievable Technical Potential | 0 | 0 | 0 | 0 | 0 | 0 | 0 | 0 | 0 | 0 | 0 | 0 | 0 | 0 | 0 | 0 | 0 | 0 | 0 | 0 | 0 | 0 | 0 | 0 | 0 | 0 | 0
F4_Commercial_OR - College_Existing_Space Heating_Natural Gas_Boiler_A_Achievable Technical Potential | F4 | Commercial | OR - College | Existing | Space Heating | Natural Gas | Boiler | A | Incremental Energy Savings (MWh or mTherms) | Achievable Technical Potential | 0 | 0 | 0.1645 | 0.2821 | 0.36525 | 0.43124 | 0.48986 | 0.54127 | 0.58589 | 0.6243 | 0.65715 | 0.68508 | 0.70872 | 0.72753 | 0.74255 | 0.75455 | 0.76418 | 0.77193 | 0.77818 | 0.78468 | 0.78985 | 0.79654 | 0.79086 | 0.7863 | 0.7827 | 0.77994 | 0.77788
F5_Commercial_OR - College_Existing_Space Heating_Natural Gas_Boiler_A_Achievable Technical Potential | F5 | Commercial | OR - College | Existing | Space Heating | Natural Gas | Boiler | A | Incremental Summer Peak Savings (MW) | Achievable Technical Potential | 0 | 0 | 0 | 0 | 0 | 0 | 0 | 0 | 0 | 0 | 0 | 0 | 0 | 0 | 0 | 0 | 0 | 0 | 0 | 0 | 0 | 0 | 0 | 0 | 0 | 0 | 0
F6_Commercial_OR - College_Existing_Space Heating_Natural Gas_Boiler_A_Achievable Technical Potential | F6 | Commercial | OR - College | Existing | Space Heating | Natural Gas | Boiler | A | Incremental Winter Peak Savings (MW) | Achievable Technical Potential | 0 | 0 | 0 | 0 | 0 | 0 | 0 | 0 | 0 | 0 | 0 | 0 | 0 | 0 | 0 | 0 | 0 | 0 | 0 | 0 | 0 | 0 | 0 | 0 | 0 | 0 | 0
F7_Commercial_OR - College_Existing_Space Heating_Natural Gas_Boiler_A_Achievable Technical Potential | F7 | Commercial | OR - College | Existing | Space Heating | Natural Gas | Boiler | A | Cumulative Energy Savings (MWh or mTherms) | Achievable Technical Potential | 0 | 0 | 0.1645 | 0.4466 | 0.81186 | 1.2431 | 1.733 | 2.2742 | 2.8601 | 3.4844 | 4.1416 | 4.8266 | 5.5354 | 6.2629 | 7.0054 | 7.76 | 8.5242 | 9.2961 | 10.0743 | 10.859 | 11.6488 | 12.4454 | 13.2362 | 14.0225 | 14.8052 | 15.5852 | 16.363
F8_Commercial_OR - College_Existing_Space Heating_Natural Gas_Boiler_A_Achievable Technical Potential | F8 | Commercial | OR - College | Existing | Space Heating | Natural Gas | Boiler | A | Cumulative Summer Peak Savings (MW) | Achievable Technical Potential | 0 | 0 | 0 | 0 | 0 | 0 | 0 | 0 | 0 | 0 | 0 | 0 | 0 | 0 | 0 | 0 | 0 | 0 | 0 | 0 | 0 | 0 | 0 | 0 | 0 | 0 | 0
F9_Commercial_OR - College_Existing_Space Heating_Natural Gas_Boiler_A_Achievable Technical Potential | F9 | Commercial | OR - College | Existing | Space Heating | Natural Gas | Boiler | A | Cumulative Winter Peak Savings (MW) | Achievable Technical Potential | 0 | 0 | 0 | 0 | 0 | 0 | 0 | 0 | 0 | 0 | 0 | 0 | 0 | 0 | 0 | 0 | 0 | 0 | 0 | 0 | 0 | 0 | 0 | 0 | 0 | 0 | 0
F10_Commercial_OR - College_Existing_Space Heating_Natural Gas_Boiler_A_Achievable Technical Potential | F10 | Commercial | OR - College | Existing | Space Heating | Natural Gas | Boiler | A | Purchases (Incremental) | Achievable Technical Potential | 0 | 0 | 0.43924 | 0.75324 | 0.97527 | 1.1515 | 1.308 | 1.4452 | 1.5644 | 1.667 | 1.7547 | 1.8292 | 1.8924 | 1.9426 | 1.9827 | 2.0147 | 2.0405 | 2.0611 | 2.0778 | 2.0952 | 2.109 | 2.1268 | 2.1117 | 2.0995 | 2.0899 | 2.0825 | 2.077
F11_Commercial_OR - College_Existing_Space Heating_Natural Gas_Boiler_A_Achievable Technical Potential | F11 | Commercial | OR - College | Existing | Space Heating | Natural Gas | Boiler | A | Purchases (Cumulative) | Achievable Technical Potential | 0 | 0 | 0.43924 | 1.1925 | 2.1678 | 3.3192 | 4.6272 | 6.0725 | 7.6368 | 9.3038 | 11.0585 | 12.8877 | 14.7801 | 16.7227 | 18.7054 | 20.7201 | 22.7606 | 24.8217 | 26.8995 | 28.9947 | 31.1037 | 33.2306 | 35.3422 | 37.4417 | 39.5316 | 41.6142 | 43.6912
F1_Commercial_OR - College_Existing_Space Heating_Natural Gas_Unit Heater_A_Achievable Technical Potential | F1 | Commercial | OR - College | Existing | Space Heating | Natural Gas | Unit Heater | A | Integrated Unit Energy Savings (kWh or therms) | Achievable Technical Potential | 0 | 0 | 0 | 0 | 0 | 0 | 0 | 0 | 0 | 0 | 0 | 0 | 0 | 0 | 0 | 0 | 0 | 0 | 0 | 0 | 0 | 0 | 0 | 0 | 0 | 0 | 0
F2_Commercial_OR - College_Existing_Space Heating_Natural Gas_Unit Heater_A_Achievable Technical Potential | F2 | Commercial | OR - College | Existing | Space Heating | Natural Gas | Unit Heater | A | Integrated Unit Summer Peak Savings (kW) | Achievable Technical Potential | 0 | 0 | 0 | 0 | 0 | 0 | 0 | 0 | 0 | 0 | 0 | 0 | 0 | 0 | 0 | 0 | 0 | 0 | 0 | 0 | 0 | 0 | 0 | 0 | 0 | 0 | 0
F3_Commercial_OR - College_Existing_Space Heating_Natural Gas_Unit Heater_A_Achievable Technical Potential | F3 | Commercial | OR - College | Existing | Space Heating | Natural Gas | Unit Heater | A | Integrated Unit Winter Peak Savings (kW) | Achievable Technical Potential | 0 | 0 | 0 | 0 | 0 | 0 | 0 | 0 | 0 | 0 | 0 | 0 | 0 | 0 | 0 | 0 | 0 | 0 | 0 | 0 | 0 | 0 | 0 | 0 | 0 | 0 | 0
F4_Commercial_OR - College_Existing_Space Heating_Natural Gas_Unit Heater_A_Achievable Technical Potential | F4 | Commercial | OR - College | Existing | Space Heating | Natural Gas | Unit Heater | A | Incremental Energy Savings (MWh or mTherms) | Achievable Technical Potential | 0 | 0 | 0 | 0 | 0 | 0 | 0 | 0 | 0 | 0 | 0 | 0 | 0 | 0 | 0 | 0 | 0 | 0 | 0 | 0 | 0 | 0 | 0 | 0 | 0 | 0 | 0
F5_Commercial_OR - College_Existing_Space Heating_Natural Gas_Unit Heater_A_Achievable Technical Potential | F5 | Commercial | OR - College | Existing | Space Heating | Natural Gas | Unit Heater | A | Incremental Summer Peak Savings (MW) | Achievable Technical Potential | 0 | 0 | 0 | 0 | 0 | 0 | 0 | 0 | 0 | 0 | 0 | 0 | 0 | 0 | 0 | 0 | 0 | 0 | 0 | 0 | 0 | 0 | 0 | 0 | 0 | 0 | 0
F6_Commercial_OR - College_Existing_Space Heating_Natural Gas_Unit Heater_A_Achievable Technical Potential | F6 | Commercial | OR - College | Existing | Space Heating | Natural Gas | Unit Heater | A | Incremental Winter Peak Savings (MW) | Achievable Technical Potential | 0 | 0 | 0 | 0 | 0 | 0 | 0 | 0 | 0 | 0 | 0 | 0 | 0 | 0 | 0 | 0 | 0 | 0 | 0 | 0 | 0 | 0 | 0 | 0 | 0 | 0 | 0
F7_Commercial_OR - College_Existing_Space Heating_Natural Gas_Unit Heater_A_Achievable Technical Potential | F7 | Commercial | OR - College | Existing | Space Heating | Natural Gas | Unit Heater | A | Cumulative Energy Savings (MWh or mTherms) | Achievable Technical Potential | 0 | 0 | 0 | 0 | 0 | 0 | 0 | 0 | 0 | 0 | 0 | 0 | 0 | 0 | 0 | 0 | 0 | 0 | 0 | 0 | 0 | 0 | 0 | 0 | 0 | 0 | 0
F8_Commercial_OR - College_Existing_Space Heating_Natural Gas_Unit Heater_A_Achievable Technical Potential | F8 | Commercial | OR - College | Existing | Space Heating | Natural Gas | Unit Heater | A | Cumulative Summer Peak Savings (MW) | Achievable Technical Potential | 0 | 0 | 0 | 0 | 0 | 0 | 0 | 0 | 0 | 0 | 0 | 0 | 0 | 0 | 0 | 0 | 0 | 0 | 0 | 0 | 0 | 0 | 0 | 0 | 0 | 0 | 0
F9_Commercial_OR - College_Existing_Space Heating_Natural Gas_Unit Heater_A_Achievable Technical Potential | F9 | Commercial | OR - College | Existing | Space Heating | Natural Gas | Unit Heater | A | Cumulative Winter Peak Savings (MW) | Achievable Technical Potential | 0 | 0 | 0 | 0 | 0 | 0 | 0 | 0 | 0 | 0 | 0 | 0 | 0 | 0 | 0 | 0 | 0 | 0 | 0 | 0 | 0 | 0 | 0 | 0 | 0 | 0 | 0
F10_Commercial_OR - College_Existing_Space Heating_Natural Gas_Unit Heater_A_Achievable Technical Potential | F10 | Commercial | OR - College | Existing | Space Heating | Natural Gas | Unit Heater | A | Purchases (Incremental) | Achievable Technical Potential | 0 | 0 | 0 | 0 | 0 | 0 | 0 | 0 | 0 | 0 | 0 | 0 | 0 | 0 | 0 | 0 | 0 | 0 | 0 | 0 | 0 | 0 | 0 | 0 | 0 | 0 | 0
F11_Commercial_OR - College_Existing_Space Heating_Natural Gas_Unit Heater_A_Achievable Technical Potential | F11 | Commercial | OR - College | Existing | Space Heating | Natural Gas | Unit Heater | A | Purchases (Cumulative) | Achievable Technical Potential | 0 | 0 | 0 | 0 | 0 | 0 | 0 | 0 | 0 | 0 | 0 | 0 | 0 | 0 | 0 | 0 | 0 | 0 | 0 | 0 | 0 | 0 | 0 | 0 | 0 | 0 | 0
F1_Commercial_OR - College_Existing_Water Heating_Natural Gas_Water Heater_A_Achievable Technical Potential | F1 | Commercial | OR - College | Existing | Water Heating | Natural Gas | Water Heater | A | Integrated Unit Energy Savings (kWh or therms) | Achievable Technical Potential | 0 | 2.8505 | 2.8505 | 2.8505 | 2.8505 | 2.8505 | 2.8505 | 2.8505 | 2.8505 | 2.8505 | 2.8505 | 2.8505 | 2.8505 | 2.8505 | 2.8505 | 2.8505 | 2.8505 | 2.8505 | 2.8505 | 2.8505 | 2.8505 | 2.8505 | 2.8505 | 2.8505 | 2.8505 | 2.8505 | 2.8505
F2_Commercial_OR - College_Existing_Water Heating_Natural Gas_Water Heater_A_Achievable Technical Potential | F2 | Commercial | OR - College | Existing | Water Heating | Natural Gas | Water Heater | A | Integrated Unit Summer Peak Savings (kW) | Achievable Technical Potential | 0 | 0 | 0 | 0 | 0 | 0 | 0 | 0 | 0 | 0 | 0 | 0 | 0 | 0 | 0 | 0 | 0 | 0 | 0 | 0 | 0 | 0 | 0 | 0 | 0 | 0 | 0
F3_Commercial_OR - College_Existing_Water Heating_Natural Gas_Water Heater_A_Achievable Technical Potential | F3 | Commercial | OR - College | Existing | Water Heating | Natural Gas | Water Heater | A | Integrated Unit Winter Peak Savings (kW) | Achievable Technical Potential | 0 | 0 | 0 | 0 | 0 | 0 | 0 | 0 | 0 | 0 | 0 | 0 | 0 | 0 | 0 | 0 | 0 | 0 | 0 | 0 | 0 | 0 | 0 | 0 | 0 | 0 | 0
F4_Commercial_OR - College_Existing_Water Heating_Natural Gas_Water Heater_A_Achievable Technical Potential | F4 | Commercial | OR - College | Existing | Water Heating | Natural Gas | Water Heater | A | Incremental Energy Savings (MWh or mTherms) | Achievable Technical Potential | 0 | 0 | 0.14176 | 0.26978 | 0.38817 | 0.49996 | 0.60736 | 0.70007 | 0.77059 | 0.82468 | 0.93223 | 1.0092 | 0.91975 | 0.82494 | 0.72553 | 0.97313 | 0.78079 | 0.6181 | 0.47978 | 0.38708 | 0.258 | 0.1688 | 0.10875 | 0.069347 | 0.13649 | 0 | 0
F5_Commercial_OR - College_Existing_Water Heating_Natural Gas_Water Heater_A_Achievable Technical Potential | F5 | Commercial | OR - College | Existing | Water Heating | Natural Gas | Water Heater | A | Incremental Summer Peak Savings (MW) | Achievable Technical Potential | 0 | 0 | 0 | 0 | 0 | 0 | 0 | 0 | 0 | 0 | 0 | 0 | 0 | 0 | 0 | 0 | 0 | 0 | 0 | 0 | 0 | 0 | 0 | 0 | 0 | 0 | 0
F6_Commercial_OR - College_Existing_Water Heating_Natural Gas_Water Heater_A_Achievable Technical Potential | F6 | Commercial | OR - College | Existing | Water Heating | Natural Gas | Water Heater | A | Incremental Winter Peak Savings (MW) | Achievable Technical Potential | 0 | 0 | 0 | 0 | 0 | 0 | 0 | 0 | 0 | 0 | 0 | 0 | 0 | 0 | 0 | 0 | 0 | 0 | 0 | 0 | 0 | 0 | 0 | 0 | 0 | 0 | 0
F7_Commercial_OR - College_Existing_Water Heating_Natural Gas_Water Heater_A_Achievable Technical Potential | F7 | Commercial | OR - College | Existing | Water Heating | Natural Gas | Water Heater | A | Cumulative Energy Savings (MWh or mTherms) | Achievable Technical Potential | 0 | 0 | 0.14176 | 0.41154 | 0.7997 | 1.2997 | 1.907 | 2.6071 | 3.3777 | 4.2024 | 5.1346 | 6.1438 | 7.0636 | 7.8885 | 8.614 | 9.5872 | 10.368 | 10.9861 | 11.4658 | 11.8529 | 12.1109 | 12.2797 | 12.3885 | 12.4578 | 12.5943 | 12.5943 | 12.5943
F8_Commercial_OR - College_Existing_Water Heating_Natural Gas_Water Heater_A_Achievable Technical Potential | F8 | Commercial | OR - College | Existing | Water Heating | Natural Gas | Water Heater | A | Cumulative Summer Peak Savings (MW) | Achievable Technical Potential | 0 | 0 | 0 | 0 | 0 | 0 | 0 | 0 | 0 | 0 | 0 | 0 | 0 | 0 | 0 | 0 | 0 | 0 | 0 | 0 | 0 | 0 | 0 | 0 | 0 | 0 | 0
F9_Commercial_OR - College_Existing_Water Heating_Natural Gas_Water Heater_A_Achievable Technical Potential | F9 | Commercial | OR - College | Existing | Water Heating | Natural Gas | Water Heater | A | Cumulative Winter Peak Savings (MW) | Achievable Technical Potential | 0 | 0 | 0 | 0 | 0 | 0 | 0 | 0 | 0 | 0 | 0 | 0 | 0 | 0 | 0 | 0 | 0 | 0 | 0 | 0 | 0 | 0 | 0 | 0 | 0 | 0 | 0
F10_Commercial_OR - College_Existing_Water Heating_Natural Gas_Water Heater_A_Achievable Technical Potential | F10 | Commercial | OR - College | Existing | Water Heating | Natural Gas | Water Heater | A | Purchases (Incremental) | Achievable Technical Potential | 0 | 0 | 49.7326 | 94.6427 | 136.177 | 175.3964 | 213.0727 | 245.5986 | 270.3393 | 289.3126 | 327.0454 | 354.0581 | 322.6684 | 289.4038 | 254.5299 | 341.3933 | 273.9169 | 216.8406 | 168.3159 | 135.7938 | 90.5132 | 59.2185 | 38.1524 | 24.3284 | 47.8822 | 0 | 0
F11_Commercial_OR - College_Existing_Water Heating_Natural Gas_Water Heater_A_Achievable Technical Potential | F11 | Commercial | OR - College | Existing | Water Heating | Natural Gas | Water Heater | A | Purchases (Cumulative) | Achievable Technical Potential | 0 | 0 | 49.7326 | 144.3753 | 280.5523 | 455.9487 | 669.0214 | 914.62 | 1184.9592 | 1474.2719 | 1801.3172 | 2155.3753 | 2478.0438 | 2767.4476 | 3021.9775 | 3363.3708 | 3637.2877 | 3854.1284 | 4022.4443 | 4158.238 | 4248.7512 | 4307.9697 | 4346.1221 | 4370.4505 | 4418.3327 | 4418.3327 | 4418.3327
F1_Commercial_OR - College_Existing_Food Preparation_Natural Gas_Oven_A_Achievable Technical Potential | F1 | Commercial | OR - College | Existing | Food Preparation | Natural Gas | Oven | A | Integrated Unit Energy Savings (kWh or therms) | Achievable Technical Potential | 0 | 106.6752 | 106.6752 | 106.6752 | 106.6752 | 106.6752 | 106.6752 | 106.6752 | 106.6752 | 106.6752 | 106.6752 | 106.6752 | 106.6752 | 106.6752 | 106.6752 | 106.6752 | 106.6752 | 106.6752 | 106.6752 | 106.6752 | 106.6752 | 106.6752 | 106.6752 | 106.6752 | 106.6752 | 106.6752 | 106.6752
F2_Commercial_OR - College_Existing_Food Preparation_Natural Gas_Oven_A_Achievable Technical Potential | F2 | Commercial | OR - College | Existing | Food Preparation | Natural Gas | Oven | A | Integrated Unit Summer Peak Savings (kW) | Achievable Technical Potential | 0 | 0 | 0 | 0 | 0 | 0 | 0 | 0 | 0 | 0 | 0 | 0 | 0 | 0 | 0 | 0 | 0 | 0 | 0 | 0 | 0 | 0 | 0 | 0 | 0 | 0 | 0
F3_Commercial_OR - College_Existing_Food Preparation_Natural Gas_Oven_A_Achievable Technical Potential | F3 | Commercial | OR - College | Existing | Food Preparation | Natural Gas | Oven | A | Integrated Unit Winter Peak Savings (kW) | Achievable Technical Potential | 0 | 0 | 0 | 0 | 0 | 0 | 0 | 0 | 0 | 0 | 0 | 0 | 0 | 0 | 0 | 0 | 0 | 0 | 0 | 0 | 0 | 0 | 0 | 0 | 0 | 0 | 0
F4_Commercial_OR - College_Existing_Food Preparation_Natural Gas_Oven_A_Achievable Technical Potential | F4 | Commercial | OR - College | Existing | Food Preparation | Natural Gas | Oven | A | Incremental Energy Savings (MWh or mTherms) | Achievable Technical Potential | 0 | 0 | 5.6242e-05 | 0.00026452 | 0.00061978 | 0.0010679 | 0.001579 | 0.0021312 | 0.0027091 | 0.0033017 | 0.0039014 | 0.004503 | 0.0041166 | 0.0038725 | 0.0037557 | 0.0037014 | 0.0036755 | 0.0039559 | 0.004202 | 0.0045208 | 0.004893 | 0.005192 | 0.0049766 | 0.0043159 | 0.0044016 | 0.0042512 | 0.0039286
F5_Commercial_OR - College_Existing_Food Preparation_Natural Gas_Oven_A_Achievable Technical Potential | F5 | Commercial | OR - College | Existing | Food Preparation | Natural Gas | Oven | A | Incremental Summer Peak Savings (MW) | Achievable Technical Potential | 0 | 0 | 0 | 0 | 0 | 0 | 0 | 0 | 0 | 0 | 0 | 0 | 0 | 0 | 0 | 0 | 0 | 0 | 0 | 0 | 0 | 0 | 0 | 0 | 0 | 0 | 0
F6_Commercial_OR - College_Existing_Food Preparation_Natural Gas_Oven_A_Achievable Technical Potential | F6 | Commercial | OR - College | Existing | Food Preparation | Natural Gas | Oven | A | Incremental Winter Peak Savings (MW) | Achievable Technical Potential | 0 | 0 | 0 | 0 | 0 | 0 | 0 | 0 | 0 | 0 | 0 | 0 | 0 | 0 | 0 | 0 | 0 | 0 | 0 | 0 | 0 | 0 | 0 | 0 | 0 | 0 | 0
F7_Commercial_OR - College_Existing_Food Preparation_Natural Gas_Oven_A_Achievable Technical Potential | F7 | Commercial | OR - College | Existing | Food Preparation | Natural Gas | Oven | A | Cumulative Energy Savings (MWh or mTherms) | Achievable Technical Potential | 0 | 0 | 5.6242e-05 | 0.00032077 | 0.00094054 | 0.0020085 | 0.0035875 | 0.0057187 | 0.0084278 | 0.01173 | 0.015631 | 0.020134 | 0.024251 | 0.028123 | 0.031879 | 0.03558 | 0.039256 | 0.043212 | 0.047414 | 0.051934 | 0.056827 | 0.062019 | 0.066996 | 0.071312 | 0.075713 | 0.079965 | 0.083893
F8_Commercial_OR - College_Existing_Food Preparation_Natural Gas_Oven_A_Achievable Technical Potential | F8 | Commercial | OR - College | Existing | Food Preparation | Natural Gas | Oven | A | Cumulative Summer Peak Savings (MW) | Achievable Technical Potential | 0 | 0 | 0 | 0 | 0 | 0 | 0 | 0 | 0 | 0 | 0 | 0 | 0 | 0 | 0 | 0 | 0 | 0 | 0 | 0 | 0 | 0 | 0 | 0 | 0 | 0 | 0
F9_Commercial_OR - College_Existing_Food Preparation_Natural Gas_Oven_A_Achievable Technical Potential | F9 | Commercial | OR - College | Existing | Food Preparation | Natural Gas | Oven | A | Cumulative Winter Peak Savings (MW) | Achievable Technical Potential | 0 | 0 | 0 | 0 | 0 | 0 | 0 | 0 | 0 | 0 | 0 | 0 | 0 | 0 | 0 | 0 | 0 | 0 | 0 | 0 | 0 | 0 | 0 | 0 | 0 | 0 | 0
F10_Commercial_OR - College_Existing_Food Preparation_Natural Gas_Oven_A_Achievable Technical Potential | F10 | Commercial | OR - College | Existing | Food Preparation | Natural Gas | Oven | A | Purchases (Incremental) | Achievable Technical Potential | 0 | 0 | 0.00052723 | 0.0024797 | 0.0058099 | 0.010011 | 0.014802 | 0.019979 | 0.025396 | 0.030951 | 0.036573 | 0.042212 | 0.03859 | 0.036302 | 0.035207 | 0.034698 | 0.034455 | 0.037083 | 0.039391 | 0.042379 | 0.045868 | 0.048671 | 0.046652 | 0.040458 | 0.041262 | 0.039851 | 0.036827
F11_Commercial_OR - College_Existing_Food Preparation_Natural Gas_Oven_A_Achievable Technical Potential | F11 | Commercial | OR - College | Existing | Food Preparation | Natural Gas | Oven | A | Purchases (Cumulative) | Achievable Technical Potential | 0 | 0 | 0.00052723 | 0.0030069 | 0.0088169 | 0.018828 | 0.03363 | 0.053608 | 0.079005 | 0.10996 | 0.14653 | 0.18874 | 0.22733 | 0.26363 | 0.29884 | 0.33354 | 0.36799 | 0.40508 | 0.44447 | 0.48685 | 0.53271 | 0.58139 | 0.62804 | 0.6685 | 0.70976 | 0.74961 | 0.78644
F1_Commercial_OR - College_Existing_Food Preparation_Natural Gas_Conveyor Oven_A_Achievable Technical Potential | F1 | Commercial | OR - College | Existing | Food Preparation | Natural Gas | Conveyor Oven | A | Integrated Unit Energy Savings (kWh or therms) | Achievable Technical Potential | 0 | 0 | 0 | 0 | 0 | 692.0657 | 692.0657 | 692.0657 | 692.0657 | 692.0657 | 692.0657 | 692.0657 | 692.0657 | 692.0657 | 692.0657 | 692.0657 | 692.0657 | 692.0657 | 692.0657 | 692.0657 | 692.0657 | 692.0657 | 692.0657 | 692.0657 | 692.0657 | 692.0657 | 692.0657
F2_Commercial_OR - College_Existing_Food Preparation_Natural Gas_Conveyor Oven_A_Achievable Technical Potential | F2 | Commercial | OR - College | Existing | Food Preparation | Natural Gas | Conveyor Oven | A | Integrated Unit Summer Peak Savings (kW) | Achievable Technical Potential | 0 | 0 | 0 | 0 | 0 | 0 | 0 | 0 | 0 | 0 | 0 | 0 | 0 | 0 | 0 | 0 | 0 | 0 | 0 | 0 | 0 | 0 | 0 | 0 | 0 | 0 | 0
F3_Commercial_OR - College_Existing_Food Preparation_Natural Gas_Conveyor Oven_A_Achievable Technical Potential | F3 | Commercial | OR - College | Existing | Food Preparation | Natural Gas | Conveyor Oven | A | Integrated Unit Winter Peak Savings (kW) | Achievable Technical Potential | 0 | 0 | 0 | 0 | 0 | 0 | 0 | 0 | 0 | 0 | 0 | 0 | 0 | 0 | 0 | 0 | 0 | 0 | 0 | 0 | 0 | 0 | 0 | 0 | 0 | 0 | 0
F4_Commercial_OR - College_Existing_Food Preparation_Natural Gas_Conveyor Oven_A_Achievable Technical Potential | F4 | Commercial | OR - College | Existing | Food Preparation | Natural Gas | Conveyor Oven | A | Incremental Energy Savings (MWh or mTherms) | Achievable Technical Potential | 0 | 0 | 0 | 0 | 0 | 0.00012451 | 0.00044861 | 0.0010266 | 0.0018975 | 0.0030887 | 0.0043161 | 0.0055535 | 0.0067833 | 0.0079949 | 0.009182 | 0.010342 | 0.011473 | 0.009812 | 0.0083565 | 0.0070907 | 0.0059969 | 0.0051962 | 0.0044221 | 0.0039179 | 0.0036065 | 0.0034168 | 0.0033272
F5_Commercial_OR - College_Existing_Food Preparation_Natural Gas_Conveyor Oven_A_Achievable Technical Potential | F5 | Commercial | OR - College | Existing | Food Preparation | Natural Gas | Conveyor Oven | A | Incremental Summer Peak Savings (MW) | Achievable Technical Potential | 0 | 0 | 0 | 0 | 0 | 0 | 0 | 0 | 0 | 0 | 0 | 0 | 0 | 0 | 0 | 0 | 0 | 0 | 0 | 0 | 0 | 0 | 0 | 0 | 0 | 0 | 0
F6_Commercial_OR - College_Existing_Food Preparation_Natural Gas_Conveyor Oven_A_Achievable Technical Potential | F6 | Commercial | OR - College | Existing | Food Preparation | Natural Gas | Conveyor Oven | A | Incremental Winter Peak Savings (MW) | Achievable Technical Potential | 0 | 0 | 0 | 0 | 0 | 0 | 0 | 0 | 0 | 0 | 0 | 0 | 0 | 0 | 0 | 0 | 0 | 0 | 0 | 0 | 0 | 0 | 0 | 0 | 0 | 0 | 0
F7_Commercial_OR - College_Existing_Food Preparation_Natural Gas_Conveyor Oven_A_Achievable Technical Potential | F7 | Commercial | OR - College | Existing | Food Preparation | Natural Gas | Conveyor Oven | A | Cumulative Energy Savings (MWh or mTherms) | Achievable Technical Potential | 0 | 0 | 0 | 0 | 0 | 0.00012451 | 0.00057312 | 0.0015997 | 0.0034972 | 0.0065859 | 0.010902 | 0.016455 | 0.023239 | 0.031234 | 0.040416 | 0.050757 | 0.06223 | 0.072042 | 0.080399 | 0.08749 | 0.093487 | 0.098683 | 0.1031 | 0.10702 | 0.11063 | 0.11405 | 0.11737
F8_Commercial_OR - College_Existing_Food Preparation_Natural Gas_Conveyor Oven_A_Achievable Technical Potential | F8 | Commercial | OR - College | Existing | Food Preparation | Natural Gas | Conveyor Oven | A | Cumulative Summer Peak Savings (MW) | Achievable Technical Potential | 0 | 0 | 0 | 0 | 0 | 0 | 0 | 0 | 0 | 0 | 0 | 0 | 0 | 0 | 0 | 0 | 0 | 0 | 0 | 0 | 0 | 0 | 0 | 0 | 0 | 0 | 0
F9_Commercial_OR - College_Existing_Food Preparation_Natural Gas_Conveyor Oven_A_Achievable Technical Potential | F9 | Commercial | OR - College | Existing | Food Preparation | Natural Gas | Conveyor Oven | A | Cumulative Winter Peak Savings (MW) | Achievable Technical Potential | 0 | 0 | 0 | 0 | 0 | 0 | 0 | 0 | 0 | 0 | 0 | 0 | 0 | 0 | 0 | 0 | 0 | 0 | 0 | 0 | 0 | 0 | 0 | 0 | 0 | 0 | 0
F10_Commercial_OR - College_Existing_Food Preparation_Natural Gas_Conveyor Oven_A_Achievable Technical Potential | F10 | Commercial | OR - College | Existing | Food Preparation | Natural Gas | Conveyor Oven | A | Purchases (Incremental) | Achievable Technical Potential | 0 | 0 | 0 | 0 | 0 | 0.00017991 | 0.00064821 | 0.0014834 | 0.0027418 | 0.004463 | 0.0062366 | 0.0080245 | 0.0098015 | 0.011552 | 0.013268 | 0.014943 | 0.016578 | 0.014178 | 0.012075 | 0.010246 | 0.0086652 | 0.0075082 | 0.0063897 | 0.0056611 | 0.0052113 | 0.0049372 | 0.0048077
F11_Commercial_OR - College_Existing_Food Preparation_Natural Gas_Conveyor Oven_A_Achievable Technical Potential | F11 | Commercial | OR - College | Existing | Food Preparation | Natural Gas | Conveyor Oven | A | Purchases (Cumulative) | Achievable Technical Potential | 0 | 0 | 0 | 0 | 0 | 0.00017991 | 0.00082813 | 0.0023116 | 0.0050533 | 0.0095163 | 0.015753 | 0.023777 | 0.033579 | 0.045131 | 0.058399 | 0.073342 | 0.08992 | 0.1041 | 0.11617 | 0.12642 | 0.13508 | 0.14259 | 0.14898 | 0.15464 | 0.15985 | 0.16479 | 0.1696
F1_Commercial_OR - College_Existing_Food Preparation_Natural Gas_Double Rack Oven_A_Achievable Technical Potential | F1 | Commercial | OR - College | Existing | Food Preparation | Natural Gas | Double Rack Oven | A | Integrated Unit Energy Savings (kWh or therms) | Achievable Technical Potential | 0 | 1621.62 | 1621.62 | 1621.62 | 1621.62 | 1621.62 | 1621.62 | 1621.62 | 1621.62 | 1621.62 | 1621.62 | 1621.62 | 1621.62 | 1621.62 | 1621.62 | 1621.62 | 1621.62 | 1621.62 | 1621.62 | 1621.62 | 1621.62 | 1621.62 | 1621.62 | 1621.62 | 1621.62 | 1621.62 | 1621.62
F2_Commercial_OR - College_Existing_Food Preparation_Natural Gas_Double Rack Oven_A_Achievable Technical Potential | F2 | Commercial | OR - College | Existing | Food Preparation | Natural Gas | Double Rack Oven | A | Integrated Unit Summer Peak Savings (kW) | Achievable Technical Potential | 0 | 0 | 0 | 0 | 0 | 0 | 0 | 0 | 0 | 0 | 0 | 0 | 0 | 0 | 0 | 0 | 0 | 0 | 0 | 0 | 0 | 0 | 0 | 0 | 0 | 0 | 0
F3_Commercial_OR - College_Existing_Food Preparation_Natural Gas_Double Rack Oven_A_Achievable Technical Potential | F3 | Commercial | OR - College | Existing | Food Preparation | Natural Gas | Double Rack Oven | A | Integrated Unit Winter Peak Savings (kW) | Achievable Technical Potential | 0 | 0 | 0 | 0 | 0 | 0 | 0 | 0 | 0 | 0 | 0 | 0 | 0 | 0 | 0 | 0 | 0 | 0 | 0 | 0 | 0 | 0 | 0 | 0 | 0 | 0 | 0
F4_Commercial_OR - College_Existing_Food Preparation_Natural Gas_Double Rack Oven_A_Achievable Technical Potential | F4 | Commercial | OR - College | Existing | Food Preparation | Natural Gas | Double Rack Oven | A | Incremental Energy Savings (MWh or mTherms) | Achievable Technical Potential | 0 | 0 | 0.00039185 | 0.0014939 | 0.002941 | 0.0046751 | 0.0066466 | 0.0088136 | 0.011141 | 0.013597 | 0.014247 | 0.015004 | 0.015913 | 0.017003 | 0.017898 | 0.018285 | 0.018529 | 0.018682 | 0.018783 | 0.021542 | 0.021916 | 0.021862 | 0.021545 | 0.020932 | 0.020049 | 0.018922 | 0.017576
F5_Commercial_OR - College_Existing_Food Preparation_Natural Gas_Double Rack Oven_A_Achievable Technical Potential | F5 | Commercial | OR - College | Existing | Food Preparation | Natural Gas | Double Rack Oven | A | Incremental Summer Peak Savings (MW) | Achievable Technical Potential | 0 | 0 | 0 | 0 | 0 | 0 | 0 | 0 | 0 | 0 | 0 | 0 | 0 | 0 | 0 | 0 | 0 | 0 | 0 | 0 | 0 | 0 | 0 | 0 | 0 | 0 | 0
F6_Commercial_OR - College_Existing_Food Preparation_Natural Gas_Double Rack Oven_A_Achievable Technical Potential | F6 | Commercial | OR - College | Existing | Food Preparation | Natural Gas | Double Rack Oven | A | Incremental Winter Peak Savings (MW) | Achievable Technical Potential | 0 | 0 | 0 | 0 | 0 | 0 | 0 | 0 | 0 | 0 | 0 | 0 | 0 | 0 | 0 | 0 | 0 | 0 | 0 | 0 | 0 | 0 | 0 | 0 | 0 | 0 | 0
F7_Commercial_OR - College_Existing_Food Preparation_Natural Gas_Double Rack Oven_A_Achievable Technical Potential | F7 | Commercial | OR - College | Existing | Food Preparation | Natural Gas | Double Rack Oven | A | Cumulative Energy Savings (MWh or mTherms) | Achievable Technical Potential | 0 | 0 | 0.00039185 | 0.0018858 | 0.0048268 | 0.0095018 | 0.016148 | 0.024962 | 0.036103 | 0.0497 | 0.063947 | 0.07895 | 0.094863 | 0.11187 | 0.12976 | 0.14805 | 0.16658 | 0.18526 | 0.20404 | 0.22558 | 0.2475 | 0.26936 | 0.29091 | 0.31184 | 0.33189 | 0.35081 | 0.36839
F8_Commercial_OR - College_Existing_Food Preparation_Natural Gas_Double Rack Oven_A_Achievable Technical Potential | F8 | Commercial | OR - College | Existing | Food Preparation | Natural Gas | Double Rack Oven | A | Cumulative Summer Peak Savings (MW) | Achievable Technical Potential | 0 | 0 | 0 | 0 | 0 | 0 | 0 | 0 | 0 | 0 | 0 | 0 | 0 | 0 | 0 | 0 | 0 | 0 | 0 | 0 | 0 | 0 | 0 | 0 | 0 | 0 | 0
F9_Commercial_OR - College_Existing_Food Preparation_Natural Gas_Double Rack Oven_A_Achievable Technical Potential | F9 | Commercial | OR - College | Existing | Food Preparation | Natural Gas | Double Rack Oven | A | Cumulative Winter Peak Savings (MW) | Achievable Technical Potential | 0 | 0 | 0 | 0 | 0 | 0 | 0 | 0 | 0 | 0 | 0 | 0 | 0 | 0 | 0 | 0 | 0 | 0 | 0 | 0 | 0 | 0 | 0 | 0 | 0 | 0 | 0
F10_Commercial_OR - College_Existing_Food Preparation_Natural Gas_Double Rack Oven_A_Achievable Technical Potential | F10 | Commercial | OR - College | Existing | Food Preparation | Natural Gas | Double Rack Oven | A | Purchases (Incremental) | Achievable Technical Potential | 0 | 0 | 0.00024164 | 0.00092124 | 0.0018136 | 0.002883 | 0.0040987 | 0.0054351 | 0.00687 | 0.0083849 | 0.0087855 | 0.0092523 | 0.009813 | 0.010485 | 0.011037 | 0.011276 | 0.011426 | 0.011521 | 0.011583 | 0.013284 | 0.013515 | 0.013482 | 0.013286 | 0.012908 | 0.012364 | 0.011669 | 0.010839
F11_Commercial_OR - College_Existing_Food Preparation_Natural Gas_Double Rack Oven_A_Achievable Technical Potential | F11 | Commercial | OR - College | Existing | Food Preparation | Natural Gas | Double Rack Oven | A | Purchases (Cumulative) | Achievable Technical Potential | 0 | 0 | 0.00024164 | 0.0011629 | 0.0029765 | 0.0058595 | 0.0099582 | 0.015393 | 0.022263 | 0.030648 | 0.039434 | 0.048686 | 0.058499 | 0.068984 | 0.080021 | 0.091297 | 0.10272 | 0.11424 | 0.12583 | 0.13911 | 0.15263 | 0.16611 | 0.17939 | 0.1923 | 0.20467 | 0.21633 | 0.22717
F1_Commercial_OR - College_Existing_Food Preparation_Natural Gas_Fryer_A_Achievable Technical Potential | F1 | Commercial | OR - College | Existing | Food Preparation | Natural Gas | Fryer | A | Integrated Unit Energy Savings (kWh or therms) | Achievable Technical Potential | 0 | 395.2691 | 395.2691 | 395.2691 | 395.2691 | 395.2691 | 395.2691 | 395.2691 | 395.2691 | 395.2691 | 395.2691 | 395.2691 | 395.2691 | 395.2691 | 395.2691 | 395.2691 | 395.2691 | 395.2691 | 395.2691 | 395.2691 | 395.2691 | 395.2691 | 395.2691 | 395.2691 | 395.2691 | 395.2691 | 395.2691
F2_Commercial_OR - College_Existing_Food Preparation_Natural Gas_Fryer_A_Achievable Technical Potential | F2 | Commercial | OR - College | Existing | Food Preparation | Natural Gas | Fryer | A | Integrated Unit Summer Peak Savings (kW) | Achievable Technical Potential | 0 | 0 | 0 | 0 | 0 | 0 | 0 | 0 | 0 | 0 | 0 | 0 | 0 | 0 | 0 | 0 | 0 | 0 | 0 | 0 | 0 | 0 | 0 | 0 | 0 | 0 | 0
F3_Commercial_OR - College_Existing_Food Preparation_Natural Gas_Fryer_A_Achievable Technical Potential | F3 | Commercial | OR - College | Existing | Food Preparation | Natural Gas | Fryer | A | Integrated Unit Winter Peak Savings (kW) | Achievable Technical Potential | 0 | 0 | 0 | 0 | 0 | 0 | 0 | 0 | 0 | 0 | 0 | 0 | 0 | 0 | 0 | 0 | 0 | 0 | 0 | 0 | 0 | 0 | 0 | 0 | 0 | 0 | 0
F4_Commercial_OR - College_Existing_Food Preparation_Natural Gas_Fryer_A_Achievable Technical Potential | F4 | Commercial | OR - College | Existing | Food Preparation | Natural Gas | Fryer | A | Incremental Energy Savings (MWh or mTherms) | Achievable Technical Potential | 0 | 0 | 0.0043212 | 0.0090024 | 0.014237 | 0.019912 | 0.026077 | 0.03308 | 0.040568 | 0.053275 | 0.064665 | 0.069459 | 0.071108 | 0.06945 | 0.093182 | 0.079214 | 0.064733 | 0.052892 | 0.037681 | 0.024808 | 0.014715 | 0.0076036 | 0.011099 | 0 | 0 | 0 | 0.0023898
F5_Commercial_OR - College_Existing_Food Preparation_Natural Gas_Fryer_A_Achievable Technical Potential | F5 | Commercial | OR - College | Existing | Food Preparation | Natural Gas | Fryer | A | Incremental Summer Peak Savings (MW) | Achievable Technical Potential | 0 | 0 | 0 | 0 | 0 | 0 | 0 | 0 | 0 | 0 | 0 | 0 | 0 | 0 | 0 | 0 | 0 | 0 | 0 | 0 | 0 | 0 | 0 | 0 | 0 | 0 | 0
F6_Commercial_OR - College_Existing_Food Preparation_Natural Gas_Fryer_A_Achievable Technical Potential | F6 | Commercial | OR - College | Existing | Food Preparation | Natural Gas | Fryer | A | Incremental Winter Peak Savings (MW) | Achievable Technical Potential | 0 | 0 | 0 | 0 | 0 | 0 | 0 | 0 | 0 | 0 | 0 | 0 | 0 | 0 | 0 | 0 | 0 | 0 | 0 | 0 | 0 | 0 | 0 | 0 | 0 | 0 | 0
F7_Commercial_OR - College_Existing_Food Preparation_Natural Gas_Fryer_A_Achievable Technical Potential | F7 | Commercial | OR - College | Existing | Food Preparation | Natural Gas | Fryer | A | Cumulative Energy Savings (MWh or mTherms) | Achievable Technical Potential | 0 | 0 | 0.0043212 | 0.013324 | 0.027561 | 0.047473 | 0.073551 | 0.10663 | 0.1472 | 0.20047 | 0.26514 | 0.3346 | 0.40571 | 0.47516 | 0.56834 | 0.64755 | 0.71228 | 0.76518 | 0.80286 | 0.82767 | 0.84238 | 0.84999 | 0.86108 | 0.86108 | 0.86108 | 0.86108 | 0.86347
F8_Commercial_OR - College_Existing_Food Preparation_Natural Gas_Fryer_A_Achievable Technical Potential | F8 | Commercial | OR - College | Existing | Food Preparation | Natural Gas | Fryer | A | Cumulative Summer Peak Savings (MW) | Achievable Technical Potential | 0 | 0 | 0 | 0 | 0 | 0 | 0 | 0 | 0 | 0 | 0 | 0 | 0 | 0 | 0 | 0 | 0 | 0 | 0 | 0 | 0 | 0 | 0 | 0 | 0 | 0 | 0
F9_Commercial_OR - College_Existing_Food Preparation_Natural Gas_Fryer_A_Achievable Technical Potential | F9 | Commercial | OR - College | Existing | Food Preparation | Natural Gas | Fryer | A | Cumulative Winter Peak Savings (MW) | Achievable Technical Potential | 0 | 0 | 0 | 0 | 0 | 0 | 0 | 0 | 0 | 0 | 0 | 0 | 0 | 0 | 0 | 0 | 0 | 0 | 0 | 0 | 0 | 0 | 0 | 0 | 0 | 0 | 0
F10_Commercial_OR - College_Existing_Food Preparation_Natural Gas_Fryer_A_Achievable Technical Potential | F10 | Commercial | OR - College | Existing | Food Preparation | Natural Gas | Fryer | A | Purchases (Incremental) | Achievable Technical Potential | 0 | 0 | 0.010932 | 0.022775 | 0.03602 | 0.050377 | 0.065974 | 0.083689 | 0.10263 | 0.13478 | 0.1636 | 0.17573 | 0.1799 | 0.1757 | 0.23574 | 0.2004 | 0.16377 | 0.13381 | 0.095329 | 0.062763 | 0.037229 | 0.019237 | 0.028081 | 0 | 0 | 0 | 0.006046
F11_Commercial_OR - College_Existing_Food Preparation_Natural Gas_Fryer_A_Achievable Technical Potential | F11 | Commercial | OR - College | Existing | Food Preparation | Natural Gas | Fryer | A | Purchases (Cumulative) | Achievable Technical Potential | 0 | 0 | 0.010932 | 0.033708 | 0.069727 | 0.1201 | 0.18608 | 0.26977 | 0.3724 | 0.50718 | 0.67078 | 0.84651 | 1.0264 | 1.2021 | 1.4378 | 1.6383 | 1.802 | 1.9358 | 2.0312 | 2.0939 | 2.1312 | 2.1504 | 2.1785 | 2.1785 | 2.1785 | 2.1785 | 2.1845
F1_Commercial_OR - College_Existing_Food Preparation_Natural Gas_Broiler_A_Achievable Technical Potential | F1 | Commercial | OR - College | Existing | Food Preparation | Natural Gas | Broiler | A | Integrated Unit Energy Savings (kWh or therms) | Achievable Technical Potential | 0 | 240.24 | 240.24 | 240.24 | 240.24 | 240.24 | 240.24 | 240.24 | 240.24 | 240.24 | 240.24 | 240.24 | 240.24 | 240.24 | 240.24 | 240.24 | 240.24 | 240.24 | 240.24 | 240.24 | 240.24 | 240.24 | 240.24 | 240.24 | 240.24 | 240.24 | 240.24
F2_Commercial_OR - College_Existing_Food Preparation_Natural Gas_Broiler_A_Achievable Technical Potential | F2 | Commercial | OR - College | Existing | Food Preparation | Natural Gas | Broiler | A | Integrated Unit Summer Peak Savings (kW) | Achievable Technical Potential | 0 | 0 | 0 | 0 | 0 | 0 | 0 | 0 | 0 | 0 | 0 | 0 | 0 | 0 | 0 | 0 | 0 | 0 | 0 | 0 | 0 | 0 | 0 | 0 | 0 | 0 | 0
F3_Commercial_OR - College_Existing_Food Preparation_Natural Gas_Broiler_A_Achievable Technical Potential | F3 | Commercial | OR - College | Existing | Food Preparation | Natural Gas | Broiler | A | Integrated Unit Winter Peak Savings (kW) | Achievable Technical Potential | 0 | 0 | 0 | 0 | 0 | 0 | 0 | 0 | 0 | 0 | 0 | 0 | 0 | 0 | 0 | 0 | 0 | 0 | 0 | 0 | 0 | 0 | 0 | 0 | 0 | 0 | 0
F4_Commercial_OR - College_Existing_Food Preparation_Natural Gas_Broiler_A_Achievable Technical Potential | F4 | Commercial | OR - College | Existing | Food Preparation | Natural Gas | Broiler | A | Incremental Energy Savings (MWh or mTherms) | Achievable Technical Potential | 0 | 0 | 0.0020006 | 0.0067691 | 0.012305 | 0.018479 | 0.02518 | 0.032317 | 0.039809 | 0.04759 | 0.051352 | 0.055353 | 0.059693 | 0.064434 | 0.067613 | 0.068474 | 0.069017 | 0.069357 | 0.069581 | 0.088198 | 0.088277 | 0.087419 | 0.083176 | 0.078408 | 0.073162 | 0.067481 | 0.061407
F5_Commercial_OR - College_Existing_Food Preparation_Natural Gas_Broiler_A_Achievable Technical Potential | F5 | Commercial | OR - College | Existing | Food Preparation | Natural Gas | Broiler | A | Incremental Summer Peak Savings (MW) | Achievable Technical Potential | 0 | 0 | 0 | 0 | 0 | 0 | 0 | 0 | 0 | 0 | 0 | 0 | 0 | 0 | 0 | 0 | 0 | 0 | 0 | 0 | 0 | 0 | 0 | 0 | 0 | 0 | 0
F6_Commercial_OR - College_Existing_Food Preparation_Natural Gas_Broiler_A_Achievable Technical Potential | F6 | Commercial | OR - College | Existing | Food Preparation | Natural Gas | Broiler | A | Incremental Winter Peak Savings (MW) | Achievable Technical Potential | 0 | 0 | 0 | 0 | 0 | 0 | 0 | 0 | 0 | 0 | 0 | 0 | 0 | 0 | 0 | 0 | 0 | 0 | 0 | 0 | 0 | 0 | 0 | 0 | 0 | 0 | 0
F7_Commercial_OR - College_Existing_Food Preparation_Natural Gas_Broiler_A_Achievable Technical Potential | F7 | Commercial | OR - College | Existing | Food Preparation | Natural Gas | Broiler | A | Cumulative Energy Savings (MWh or mTherms) | Achievable Technical Potential | 0 | 0 | 0.0020006 | 0.0087696 | 0.021074 | 0.039553 | 0.064734 | 0.097051 | 0.13686 | 0.18445 | 0.2358 | 0.29115 | 0.35085 | 0.41528 | 0.48289 | 0.55137 | 0.62039 | 0.68974 | 0.75932 | 0.84752 | 0.9358 | 1.0232 | 1.1064 | 1.1848 | 1.258 | 1.3254 | 1.3869
F8_Commercial_OR - College_Existing_Food Preparation_Natural Gas_Broiler_A_Achievable Technical Potential | F8 | Commercial | OR - College | Existing | Food Preparation | Natural Gas | Broiler | A | Cumulative Summer Peak Savings (MW) | Achievable Technical Potential | 0 | 0 | 0 | 0 | 0 | 0 | 0 | 0 | 0 | 0 | 0 | 0 | 0 | 0 | 0 | 0 | 0 | 0 | 0 | 0 | 0 | 0 | 0 | 0 | 0 | 0 | 0
F9_Commercial_OR - College_Existing_Food Preparation_Natural Gas_Broiler_A_Achievable Technical Potential | F9 | Commercial | OR - College | Existing | Food Preparation | Natural Gas | Broiler | A | Cumulative Winter Peak Savings (MW) | Achievable Technical Potential | 0 | 0 | 0 | 0 | 0 | 0 | 0 | 0 | 0 | 0 | 0 | 0 | 0 | 0 | 0 | 0 | 0 | 0 | 0 | 0 | 0 | 0 | 0 | 0 | 0 | 0 | 0
F10_Commercial_OR - College_Existing_Food Preparation_Natural Gas_Broiler_A_Achievable Technical Potential | F10 | Commercial | OR - College | Existing | Food Preparation | Natural Gas | Broiler | A | Purchases (Incremental) | Achievable Technical Potential | 0 | 0 | 0.0083274 | 0.028176 | 0.051219 | 0.076917 | 0.10481 | 0.13452 | 0.16571 | 0.19809 | 0.21375 | 0.23041 | 0.24847 | 0.26821 | 0.28144 | 0.28502 | 0.28729 | 0.2887 | 0.28963 | 0.36712 | 0.36745 | 0.36388 | 0.34622 | 0.32637 | 0.30454 | 0.28089 | 0.25561
F11_Commercial_OR - College_Existing_Food Preparation_Natural Gas_Broiler_A_Achievable Technical Potential | F11 | Commercial | OR - College | Existing | Food Preparation | Natural Gas | Broiler | A | Purchases (Cumulative) | Achievable Technical Potential | 0 | 0 | 0.0083274 | 0.036504 | 0.087722 | 0.16464 | 0.26945 | 0.40397 | 0.56968 | 0.76777 | 0.98152 | 1.2119 | 1.4604 | 1.7286 | 2.0101 | 2.2951 | 2.5824 | 2.8711 | 3.1607 | 3.5278 | 3.8953 | 4.2592 | 4.6054 | 4.9317 | 5.2363 | 5.5172 | 5.7728
F1_Commercial_OR - College_Existing_Food Preparation_Natural Gas_Griddle_A_Achievable Technical Potential | F1 | Commercial | OR - College | Existing | Food Preparation | Natural Gas | Griddle | A | Integrated Unit Energy Savings (kWh or therms) | Achievable Technical Potential | 0 | 167.9465 | 167.9465 | 167.9465 | 167.9465 | 167.9465 | 167.9465 | 167.9465 | 167.9465 | 167.9465 | 167.9465 | 167.9465 | 167.9465 | 167.9465 | 167.9465 | 167.9465 | 167.9465 | 167.9465 | 167.9465 | 167.9465 | 167.9465 | 167.9465 | 167.9465 | 167.9465 | 167.9465 | 167.9465 | 167.9465
F2_Commercial_OR - College_Existing_Food Preparation_Natural Gas_Griddle_A_Achievable Technical Potential | F2 | Commercial | OR - College | Existing | Food Preparation | Natural Gas | Griddle | A | Integrated Unit Summer Peak Savings (kW) | Achievable Technical Potential | 0 | 0 | 0 | 0 | 0 | 0 | 0 | 0 | 0 | 0 | 0 | 0 | 0 | 0 | 0 | 0 | 0 | 0 | 0 | 0 | 0 | 0 | 0 | 0 | 0 | 0 | 0
F3_Commercial_OR - College_Existing_Food Preparation_Natural Gas_Griddle_A_Achievable Technical Potential | F3 | Commercial | OR - College | Existing | Food Preparation | Natural Gas | Griddle | A | Integrated Unit Winter Peak Savings (kW) | Achievable Technical Potential | 0 | 0 | 0 | 0 | 0 | 0 | 0 | 0 | 0 | 0 | 0 | 0 | 0 | 0 | 0 | 0 | 0 | 0 | 0 | 0 | 0 | 0 | 0 | 0 | 0 | 0 | 0
F4_Commercial_OR - College_Existing_Food Preparation_Natural Gas_Griddle_A_Achievable Technical Potential | F4 | Commercial | OR - College | Existing | Food Preparation | Natural Gas | Griddle | A | Incremental Energy Savings (MWh or mTherms) | Achievable Technical Potential | 0 | 0 | 0.00063168 | 0.0021373 | 0.0038852 | 0.0058345 | 0.0079506 | 0.010204 | 0.01257 | 0.015026 | 0.016214 | 0.017478 | 0.018848 | 0.020345 | 0.021348 | 0.02162 | 0.021792 | 0.021899 | 0.02197 | 0.027848 | 0.027873 | 0.027602 | 0.026262 | 0.024757 | 0.023101 | 0.021307 | 0.019389
F5_Commercial_OR - College_Existing_Food Preparation_Natural Gas_Griddle_A_Achievable Technical Potential | F5 | Commercial | OR - College | Existing | Food Preparation | Natural Gas | Griddle | A | Incremental Summer Peak Savings (MW) | Achievable Technical Potential | 0 | 0 | 0 | 0 | 0 | 0 | 0 | 0 | 0 | 0 | 0 | 0 | 0 | 0 | 0 | 0 | 0 | 0 | 0 | 0 | 0 | 0 | 0 | 0 | 0 | 0 | 0
F6_Commercial_OR - College_Existing_Food Preparation_Natural Gas_Griddle_A_Achievable Technical Potential | F6 | Commercial | OR - College | Existing | Food Preparation | Natural Gas | Griddle | A | Incremental Winter Peak Savings (MW) | Achievable Technical Potential | 0 | 0 | 0 | 0 | 0 | 0 | 0 | 0 | 0 | 0 | 0 | 0 | 0 | 0 | 0 | 0 | 0 | 0 | 0 | 0 | 0 | 0 | 0 | 0 | 0 | 0 | 0
F7_Commercial_OR - College_Existing_Food Preparation_Natural Gas_Griddle_A_Achievable Technical Potential | F7 | Commercial | OR - College | Existing | Food Preparation | Natural Gas | Griddle | A | Cumulative Energy Savings (MWh or mTherms) | Achievable Technical Potential | 0 | 0 | 0.00063168 | 0.002769 | 0.0066542 | 0.012489 | 0.020439 | 0.030643 | 0.043213 | 0.058239 | 0.074453 | 0.091931 | 0.11078 | 0.13112 | 0.15247 | 0.17409 | 0.19588 | 0.21778 | 0.23975 | 0.2676 | 0.29547 | 0.32308 | 0.34934 | 0.3741 | 0.3972 | 0.4185 | 0.43789
F8_Commercial_OR - College_Existing_Food Preparation_Natural Gas_Griddle_A_Achievable Technical Potential | F8 | Commercial | OR - College | Existing | Food Preparation | Natural Gas | Griddle | A | Cumulative Summer Peak Savings (MW) | Achievable Technical Potential | 0 | 0 | 0 | 0 | 0 | 0 | 0 | 0 | 0 | 0 | 0 | 0 | 0 | 0 | 0 | 0 | 0 | 0 | 0 | 0 | 0 | 0 | 0 | 0 | 0 | 0 | 0
F9_Commercial_OR - College_Existing_Food Preparation_Natural Gas_Griddle_A_Achievable Technical Potential | F9 | Commercial | OR - College | Existing | Food Preparation | Natural Gas | Griddle | A | Cumulative Winter Peak Savings (MW) | Achievable Technical Potential | 0 | 0 | 0 | 0 | 0 | 0 | 0 | 0 | 0 | 0 | 0 | 0 | 0 | 0 | 0 | 0 | 0 | 0 | 0 | 0 | 0 | 0 | 0 | 0 | 0 | 0 | 0
F10_Commercial_OR - College_Existing_Food Preparation_Natural Gas_Griddle_A_Achievable Technical Potential | F10 | Commercial | OR - College | Existing | Food Preparation | Natural Gas | Griddle | A | Purchases (Incremental) | Achievable Technical Potential | 0 | 0 | 0.0037612 | 0.012726 | 0.023134 | 0.034741 | 0.04734 | 0.060757 | 0.074843 | 0.08947 | 0.096544 | 0.10407 | 0.11223 | 0.12114 | 0.12711 | 0.12873 | 0.12976 | 0.13039 | 0.13082 | 0.16582 | 0.16596 | 0.16435 | 0.15637 | 0.14741 | 0.13755 | 0.12687 | 0.11545
F11_Commercial_OR - College_Existing_Food Preparation_Natural Gas_Griddle_A_Achievable Technical Potential | F11 | Commercial | OR - College | Existing | Food Preparation | Natural Gas | Griddle | A | Purchases (Cumulative) | Achievable Technical Potential | 0 | 0 | 0.0037612 | 0.016487 | 0.039621 | 0.074361 | 0.1217 | 0.18246 | 0.2573 | 0.34677 | 0.44332 | 0.54738 | 0.65961 | 0.78075 | 0.90786 | 1.0366 | 1.1664 | 1.2967 | 1.4276 | 1.5934 | 1.7593 | 1.9237 | 2.0801 | 2.2275 | 2.365 | 2.4919 | 2.6073
F1_Commercial_OR - College_Existing_Food Preparation_Natural Gas_Range_A_Achievable Technical Potential | F1 | Commercial | OR - College | Existing | Food Preparation | Natural Gas | Range | A | Integrated Unit Energy Savings (kWh or therms) | Achievable Technical Potential | 0 | 171.4286 | 171.4286 | 171.4286 | 171.4286 | 171.4286 | 171.4286 | 171.4286 | 171.4286 | 171.4286 | 171.4286 | 171.4286 | 171.4286 | 171.4286 | 171.4286 | 171.4286 | 171.4286 | 171.4286 | 171.4286 | 171.4286 | 171.4286 | 171.4286 | 171.4286 | 171.4286 | 171.4286 | 171.4286 | 171.4286
F2_Commercial_OR - College_Existing_Food Preparation_Natural Gas_Range_A_Achievable Technical Potential | F2 | Commercial | OR - College | Existing | Food Preparation | Natural Gas | Range | A | Integrated Unit Summer Peak Savings (kW) | Achievable Technical Potential | 0 | 0 | 0 | 0 | 0 | 0 | 0 | 0 | 0 | 0 | 0 | 0 | 0 | 0 | 0 | 0 | 0 | 0 | 0 | 0 | 0 | 0 | 0 | 0 | 0 | 0 | 0
F3_Commercial_OR - College_Existing_Food Preparation_Natural Gas_Range_A_Achievable Technical Potential | F3 | Commercial | OR - College | Existing | Food Preparation | Natural Gas | Range | A | Integrated Unit Winter Peak Savings (kW) | Achievable Technical Potential | 0 | 0 | 0 | 0 | 0 | 0 | 0 | 0 | 0 | 0 | 0 | 0 | 0 | 0 | 0 | 0 | 0 | 0 | 0 | 0 | 0 | 0 | 0 | 0 | 0 | 0 | 0
F4_Commercial_OR - College_Existing_Food Preparation_Natural Gas_Range_A_Achievable Technical Potential | F4 | Commercial | OR - College | Existing | Food Preparation | Natural Gas | Range | A | Incremental Energy Savings (MWh or mTherms) | Achievable Technical Potential | 0 | 0 | 0.0011854 | 0.0042866 | 0.0080627 | 0.012307 | 0.016868 | 0.021637 | 0.026535 | 0.031507 | 0.031749 | 0.033009 | 0.034051 | 0.034038 | 0.03408 | 0.040864 | 0.04238 | 0.043527 | 0.044391 | 0.043077 | 0.045309 | 0.046007 | 0.041732 | 0.037005 | 0.031099 | 0.020025 | 0.015098
F5_Commercial_OR - College_Existing_Food Preparation_Natural Gas_Range_A_Achievable Technical Potential | F5 | Commercial | OR - College | Existing | Food Preparation | Natural Gas | Range | A | Incremental Summer Peak Savings (MW) | Achievable Technical Potential | 0 | 0 | 0 | 0 | 0 | 0 | 0 | 0 | 0 | 0 | 0 | 0 | 0 | 0 | 0 | 0 | 0 | 0 | 0 | 0 | 0 | 0 | 0 | 0 | 0 | 0 | 0
F6_Commercial_OR - College_Existing_Food Preparation_Natural Gas_Range_A_Achievable Technical Potential | F6 | Commercial | OR - College | Existing | Food Preparation | Natural Gas | Range | A | Incremental Winter Peak Savings (MW) | Achievable Technical Potential | 0 | 0 | 0 | 0 | 0 | 0 | 0 | 0 | 0 | 0 | 0 | 0 | 0 | 0 | 0 | 0 | 0 | 0 | 0 | 0 | 0 | 0 | 0 | 0 | 0 | 0 | 0
F7_Commercial_OR - College_Existing_Food Preparation_Natural Gas_Range_A_Achievable Technical Potential | F7 | Commercial | OR - College | Existing | Food Preparation | Natural Gas | Range | A | Cumulative Energy Savings (MWh or mTherms) | Achievable Technical Potential | 0 | 0 | 0.0011854 | 0.005472 | 0.013535 | 0.025842 | 0.04271 | 0.064347 | 0.090882 | 0.12239 | 0.15414 | 0.18715 | 0.2212 | 0.25523 | 0.28931 | 0.33018 | 0.37256 | 0.41609 | 0.46048 | 0.50355 | 0.54886 | 0.59487 | 0.6366 | 0.67361 | 0.70471 | 0.72473 | 0.73983
F8_Commercial_OR - College_Existing_Food Preparation_Natural Gas_Range_A_Achievable Technical Potential | F8 | Commercial | OR - College | Existing | Food Preparation | Natural Gas | Range | A | Cumulative Summer Peak Savings (MW) | Achievable Technical Potential | 0 | 0 | 0 | 0 | 0 | 0 | 0 | 0 | 0 | 0 | 0 | 0 | 0 | 0 | 0 | 0 | 0 | 0 | 0 | 0 | 0 | 0 | 0 | 0 | 0 | 0 | 0
F9_Commercial_OR - College_Existing_Food Preparation_Natural Gas_Range_A_Achievable Technical Potential | F9 | Commercial | OR - College | Existing | Food Preparation | Natural Gas | Range | A | Cumulative Winter Peak Savings (MW) | Achievable Technical Potential | 0 | 0 | 0 | 0 | 0 | 0 | 0 | 0 | 0 | 0 | 0 | 0 | 0 | 0 | 0 | 0 | 0 | 0 | 0 | 0 | 0 | 0 | 0 | 0 | 0 | 0 | 0
F10_Commercial_OR - College_Existing_Food Preparation_Natural Gas_Range_A_Achievable Technical Potential | F10 | Commercial | OR - College | Existing | Food Preparation | Natural Gas | Range | A | Purchases (Incremental) | Achievable Technical Potential | 0 | 0 | 0.0069147 | 0.025005 | 0.047033 | 0.071791 | 0.098398 | 0.12622 | 0.15479 | 0.18379 | 0.1852 | 0.19255 | 0.19863 | 0.19855 | 0.1988 | 0.23838 | 0.24722 | 0.25391 | 0.25895 | 0.25128 | 0.2643 | 0.26838 | 0.24344 | 0.21586 | 0.18141 | 0.11681 | 0.088069
F11_Commercial_OR - College_Existing_Food Preparation_Natural Gas_Range_A_Achievable Technical Potential | F11 | Commercial | OR - College | Existing | Food Preparation | Natural Gas | Range | A | Purchases (Cumulative) | Achievable Technical Potential | 0 | 0 | 0.0069147 | 0.03192 | 0.078952 | 0.15074 | 0.24914 | 0.37536 | 0.53014 | 0.71393 | 0.89914 | 1.0917 | 1.2903 | 1.4889 | 1.6877 | 1.926 | 2.1733 | 2.4272 | 2.6861 | 2.9374 | 3.2017 | 3.4701 | 3.7135 | 3.9294 | 4.1108 | 4.2276 | 4.3157
F1_Commercial_OR - College_Existing_Food Preparation_Natural Gas_Steamer_A_Achievable Technical Potential | F1 | Commercial | OR - College | Existing | Food Preparation | Natural Gas | Steamer | A | Integrated Unit Energy Savings (kWh or therms) | Achievable Technical Potential | 0 | 1215.1419 | 1215.1419 | 1215.1419 | 1215.1419 | 1215.1419 | 1215.1419 | 1215.1419 | 1215.1419 | 1215.1419 | 1215.1419 | 1215.1419 | 1215.1419 | 1215.1419 | 1215.1419 | 1215.1419 | 1215.1419 | 1215.1419 | 1215.1419 | 1215.1419 | 1215.1419 | 1215.1419 | 1215.1419 | 1215.1419 | 1215.1419 | 1215.1419 | 1215.1419
F2_Commercial_OR - College_Existing_Food Preparation_Natural Gas_Steamer_A_Achievable Technical Potential | F2 | Commercial | OR - College | Existing | Food Preparation | Natural Gas | Steamer | A | Integrated Unit Summer Peak Savings (kW) | Achievable Technical Potential | 0 | 0 | 0 | 0 | 0 | 0 | 0 | 0 | 0 | 0 | 0 | 0 | 0 | 0 | 0 | 0 | 0 | 0 | 0 | 0 | 0 | 0 | 0 | 0 | 0 | 0 | 0
F3_Commercial_OR - College_Existing_Food Preparation_Natural Gas_Steamer_A_Achievable Technical Potential | F3 | Commercial | OR - College | Existing | Food Preparation | Natural Gas | Steamer | A | Integrated Unit Winter Peak Savings (kW) | Achievable Technical Potential | 0 | 0 | 0 | 0 | 0 | 0 | 0 | 0 | 0 | 0 | 0 | 0 | 0 | 0 | 0 | 0 | 0 | 0 | 0 | 0 | 0 | 0 | 0 | 0 | 0 | 0 | 0
F4_Commercial_OR - College_Existing_Food Preparation_Natural Gas_Steamer_A_Achievable Technical Potential | F4 | Commercial | OR - College | Existing | Food Preparation | Natural Gas | Steamer | A | Incremental Energy Savings (MWh or mTherms) | Achievable Technical Potential | 0 | 0 | 0.0045983 | 0.01365 | 0.02231 | 0.030699 | 0.038904 | 0.046989 | 0.05711 | 0.066865 | 0.071617 | 0.071527 | 0.071478 | 0.10081 | 0.095781 | 0.092214 | 0.087594 | 0.084028 | 0.081321 | 0.079286 | 0.088798 | 0.06515 | 0.063119 | 0.057959 | 0.05082 | 0.055564 | 0.036301
F5_Commercial_OR - College_Existing_Food Preparation_Natural Gas_Steamer_A_Achievable Technical Potential | F5 | Commercial | OR - College | Existing | Food Preparation | Natural Gas | Steamer | A | Incremental Summer Peak Savings (MW) | Achievable Technical Potential | 0 | 0 | 0 | 0 | 0 | 0 | 0 | 0 | 0 | 0 | 0 | 0 | 0 | 0 | 0 | 0 | 0 | 0 | 0 | 0 | 0 | 0 | 0 | 0 | 0 | 0 | 0
F6_Commercial_OR - College_Existing_Food Preparation_Natural Gas_Steamer_A_Achievable Technical Potential | F6 | Commercial | OR - College | Existing | Food Preparation | Natural Gas | Steamer | A | Incremental Winter Peak Savings (MW) | Achievable Technical Potential | 0 | 0 | 0 | 0 | 0 | 0 | 0 | 0 | 0 | 0 | 0 | 0 | 0 | 0 | 0 | 0 | 0 | 0 | 0 | 0 | 0 | 0 | 0 | 0 | 0 | 0 | 0
F7_Commercial_OR - College_Existing_Food Preparation_Natural Gas_Steamer_A_Achievable Technical Potential | F7 | Commercial | OR - College | Existing | Food Preparation | Natural Gas | Steamer | A | Cumulative Energy Savings (MWh or mTherms) | Achievable Technical Potential | 0 | 0 | 0.0045983 | 0.018248 | 0.040558 | 0.071257 | 0.11016 | 0.15715 | 0.21426 | 0.28112 | 0.35274 | 0.42427 | 0.49575 | 0.59655 | 0.69233 | 0.78455 | 0.87214 | 0.95617 | 1.0375 | 1.1168 | 1.2056 | 1.2707 | 1.3338 | 1.3918 | 1.4426 | 1.4982 | 1.5345
F8_Commercial_OR - College_Existing_Food Preparation_Natural Gas_Steamer_A_Achievable Technical Potential | F8 | Commercial | OR - College | Existing | Food Preparation | Natural Gas | Steamer | A | Cumulative Summer Peak Savings (MW) | Achievable Technical Potential | 0 | 0 | 0 | 0 | 0 | 0 | 0 | 0 | 0 | 0 | 0 | 0 | 0 | 0 | 0 | 0 | 0 | 0 | 0 | 0 | 0 | 0 | 0 | 0 | 0 | 0 | 0
F9_Commercial_OR - College_Existing_Food Preparation_Natural Gas_Steamer_A_Achievable Technical Potential | F9 | Commercial | OR - College | Existing | Food Preparation | Natural Gas | Steamer | A | Cumulative Winter Peak Savings (MW) | Achievable Technical Potential | 0 | 0 | 0 | 0 | 0 | 0 | 0 | 0 | 0 | 0 | 0 | 0 | 0 | 0 | 0 | 0 | 0 | 0 | 0 | 0 | 0 | 0 | 0 | 0 | 0 | 0 | 0
F10_Commercial_OR - College_Existing_Food Preparation_Natural Gas_Steamer_A_Achievable Technical Potential | F10 | Commercial | OR - College | Existing | Food Preparation | Natural Gas | Steamer | A | Purchases (Incremental) | Achievable Technical Potential | 0 | 0 | 0.0037842 | 0.011233 | 0.01836 | 0.025264 | 0.032016 | 0.038669 | 0.046999 | 0.055026 | 0.058937 | 0.058863 | 0.058823 | 0.082959 | 0.078823 | 0.075887 | 0.072085 | 0.069151 | 0.066923 | 0.065248 | 0.073076 | 0.053615 | 0.051944 | 0.047697 | 0.041822 | 0.045726 | 0.029874
F11_Commercial_OR - College_Existing_Food Preparation_Natural Gas_Steamer_A_Achievable Technical Potential | F11 | Commercial | OR - College | Existing | Food Preparation | Natural Gas | Steamer | A | Purchases (Cumulative) | Achievable Technical Potential | 0 | 0 | 0.0037842 | 0.015017 | 0.033377 | 0.058641 | 0.090657 | 0.12933 | 0.17632 | 0.23135 | 0.29029 | 0.34915 | 0.40797 | 0.49093 | 0.56976 | 0.64564 | 0.71773 | 0.78688 | 0.8538 | 0.91905 | 0.99213 | 1.0457 | 1.0977 | 1.1454 | 1.1872 | 1.2329 | 1.2628
F1_Commercial_OR - College_Existing_Food Preparation_Natural Gas_Commercial Food Prep Other_A_Achievable Technical Potential | F1 | Commercial | OR - College | Existing | Food Preparation | Natural Gas | Commercial Food Prep Other | A | Integrated Unit Energy Savings (kWh or therms) | Achievable Technical Potential | 0 | 366.1618 | 366.1618 | 366.1618 | 366.1618 | 366.1618 | 366.1618 | 366.1618 | 366.1618 | 366.1618 | 366.1618 | 366.1618 | 366.1618 | 366.1618 | 366.1618 | 366.1618 | 366.1618 | 366.1618 | 366.1618 | 366.1618 | 366.1618 | 366.1618 | 366.1618 | 366.1618 | 366.1618 | 366.1618 | 366.1618
F2_Commercial_OR - College_Existing_Food Preparation_Natural Gas_Commercial Food Prep Other_A_Achievable Technical Potential | F2 | Commercial | OR - College | Existing | Food Preparation | Natural Gas | Commercial Food Prep Other | A | Integrated Unit Summer Peak Savings (kW) | Achievable Technical Potential | 0 | 0 | 0 | 0 | 0 | 0 | 0 | 0 | 0 | 0 | 0 | 0 | 0 | 0 | 0 | 0 | 0 | 0 | 0 | 0 | 0 | 0 | 0 | 0 | 0 | 0 | 0
F3_Commercial_OR - College_Existing_Food Preparation_Natural Gas_Commercial Food Prep Other_A_Achievable Technical Potential | F3 | Commercial | OR - College | Existing | Food Preparation | Natural Gas | Commercial Food Prep Other | A | Integrated Unit Winter Peak Savings (kW) | Achievable Technical Potential | 0 | 0 | 0 | 0 | 0 | 0 | 0 | 0 | 0 | 0 | 0 | 0 | 0 | 0 | 0 | 0 | 0 | 0 | 0 | 0 | 0 | 0 | 0 | 0 | 0 | 0 | 0
F4_Commercial_OR - College_Existing_Food Preparation_Natural Gas_Commercial Food Prep Other_A_Achievable Technical Potential | F4 | Commercial | OR - College | Existing | Food Preparation | Natural Gas | Commercial Food Prep Other | A | Incremental Energy Savings (MWh or mTherms) | Achievable Technical Potential | 0 | 0 | 3.2097e-05 | 0.00011607 | 0.00021831 | 0.00033323 | 0.00045674 | 0.00058586 | 0.00071849 | 0.00085311 | 0.00085967 | 0.00089378 | 0.00092199 | 0.00092164 | 0.00092277 | 0.0011065 | 0.0011475 | 0.0011786 | 0.001202 | 0.0011664 | 0.0012268 | 0.0012457 | 0.00113 | 0.001002 | 0.00084206 | 0.00054221 | 0.00040879
F5_Commercial_OR - College_Existing_Food Preparation_Natural Gas_Commercial Food Prep Other_A_Achievable Technical Potential | F5 | Commercial | OR - College | Existing | Food Preparation | Natural Gas | Commercial Food Prep Other | A | Incremental Summer Peak Savings (MW) | Achievable Technical Potential | 0 | 0 | 0 | 0 | 0 | 0 | 0 | 0 | 0 | 0 | 0 | 0 | 0 | 0 | 0 | 0 | 0 | 0 | 0 | 0 | 0 | 0 | 0 | 0 | 0 | 0 | 0
F6_Commercial_OR - College_Existing_Food Preparation_Natural Gas_Commercial Food Prep Other_A_Achievable Technical Potential | F6 | Commercial | OR - College | Existing | Food Preparation | Natural Gas | Commercial Food Prep Other | A | Incremental Winter Peak Savings (MW) | Achievable Technical Potential | 0 | 0 | 0 | 0 | 0 | 0 | 0 | 0 | 0 | 0 | 0 | 0 | 0 | 0 | 0 | 0 | 0 | 0 | 0 | 0 | 0 | 0 | 0 | 0 | 0 | 0 | 0
F7_Commercial_OR - College_Existing_Food Preparation_Natural Gas_Commercial Food Prep Other_A_Achievable Technical Potential | F7 | Commercial | OR - College | Existing | Food Preparation | Natural Gas | Commercial Food Prep Other | A | Cumulative Energy Savings (MWh or mTherms) | Achievable Technical Potential | 0 | 0 | 3.2097e-05 | 0.00014816 | 0.00036648 | 0.00069971 | 0.0011565 | 0.0017423 | 0.0024608 | 0.0033139 | 0.0041736 | 0.0050674 | 0.0059893 | 0.006911 | 0.0078338 | 0.0089402 | 0.010088 | 0.011266 | 0.012468 | 0.013635 | 0.014862 | 0.016107 | 0.017237 | 0.018239 | 0.019081 | 0.019624 | 0.020032
F8_Commercial_OR - College_Existing_Food Preparation_Natural Gas_Commercial Food Prep Other_A_Achievable Technical Potential | F8 | Commercial | OR - College | Existing | Food Preparation | Natural Gas | Commercial Food Prep Other | A | Cumulative Summer Peak Savings (MW) | Achievable Technical Potential | 0 | 0 | 0 | 0 | 0 | 0 | 0 | 0 | 0 | 0 | 0 | 0 | 0 | 0 | 0 | 0 | 0 | 0 | 0 | 0 | 0 | 0 | 0 | 0 | 0 | 0 | 0
F9_Commercial_OR - College_Existing_Food Preparation_Natural Gas_Commercial Food Prep Other_A_Achievable Technical Potential | F9 | Commercial | OR - College | Existing | Food Preparation | Natural Gas | Commercial Food Prep Other | A | Cumulative Winter Peak Savings (MW) | Achievable Technical Potential | 0 | 0 | 0 | 0 | 0 | 0 | 0 | 0 | 0 | 0 | 0 | 0 | 0 | 0 | 0 | 0 | 0 | 0 | 0 | 0 | 0 | 0 | 0 | 0 | 0 | 0 | 0
F10_Commercial_OR - College_Existing_Food Preparation_Natural Gas_Commercial Food Prep Other_A_Achievable Technical Potential | F10 | Commercial | OR - College | Existing | Food Preparation | Natural Gas | Commercial Food Prep Other | A | Purchases (Incremental) | Achievable Technical Potential | 0 | 0 | 8.7657e-05 | 0.00031698 | 0.00059622 | 0.00091008 | 0.0012474 | 0.0016 | 0.0019622 | 0.0023299 | 0.0023478 | 0.0024409 | 0.002518 | 0.002517 | 0.0025201 | 0.0030218 | 0.0031339 | 0.0032187 | 0.0032827 | 0.0031855 | 0.0033505 | 0.0034022 | 0.003086 | 0.0027364 | 0.0022997 | 0.0014808 | 0.0011164
F11_Commercial_OR - College_Existing_Food Preparation_Natural Gas_Commercial Food Prep Other_A_Achievable Technical Potential | F11 | Commercial | OR - College | Existing | Food Preparation | Natural Gas | Commercial Food Prep Other | A | Purchases (Cumulative) | Achievable Technical Potential | 0 | 0 | 8.7657e-05 | 0.00040464 | 0.0010009 | 0.0019109 | 0.0031583 | 0.0047583 | 0.0067205 | 0.0090504 | 0.011398 | 0.013839 | 0.016357 | 0.018874 | 0.021394 | 0.024416 | 0.02755 | 0.030769 | 0.034051 | 0.037237 | 0.040587 | 0.04399 | 0.047076 | 0.049812 | 0.052112 | 0.053592 | 0.054709
F1_Commercial_OR - College_Existing_Miscellaneous_Natural Gas_Pool Heater_A_Achievable Technical Potential | F1 | Commercial | OR - College | Existing | Miscellaneous | Natural Gas | Pool Heater | A | Integrated Unit Energy Savings (kWh or therms) | Achievable Technical Potential | 0 | 2233.5 | 2233.5 | 2233.5 | 2233.5 | 2233.5 | 2233.5 | 2233.5 | 2233.5 | 2233.5 | 2233.5 | 2233.5 | 2233.5 | 2233.5 | 2233.5 | 2233.5 | 2233.5 | 2233.5 | 2233.5 | 2233.5 | 2233.5 | 2233.5 | 2233.5 | 2233.5 | 2233.5 | 2233.5 | 2233.5
F2_Commercial_OR - College_Existing_Miscellaneous_Natural Gas_Pool Heater_A_Achievable Technical Potential | F2 | Commercial | OR - College | Existing | Miscellaneous | Natural Gas | Pool Heater | A | Integrated Unit Summer Peak Savings (kW) | Achievable Technical Potential | 0 | 0 | 0 | 0 | 0 | 0 | 0 | 0 | 0 | 0 | 0 | 0 | 0 | 0 | 0 | 0 | 0 | 0 | 0 | 0 | 0 | 0 | 0 | 0 | 0 | 0 | 0
F3_Commercial_OR - College_Existing_Miscellaneous_Natural Gas_Pool Heater_A_Achievable Technical Potential | F3 | Commercial | OR - College | Existing | Miscellaneous | Natural Gas | Pool Heater | A | Integrated Unit Winter Peak Savings (kW) | Achievable Technical Potential | 0 | 0 | 0 | 0 | 0 | 0 | 0 | 0 | 0 | 0 | 0 | 0 | 0 | 0 | 0 | 0 | 0 | 0 | 0 | 0 | 0 | 0 | 0 | 0 | 0 | 0 | 0
F4_Commercial_OR - College_Existing_Miscellaneous_Natural Gas_Pool Heater_A_Achievable Technical Potential | F4 | Commercial | OR - College | Existing | Miscellaneous | Natural Gas | Pool Heater | A | Incremental Energy Savings (MWh or mTherms) | Achievable Technical Potential | 0 | 0 | 3.4158e-06 | 5.1088e-06 | 1.0902e-05 | 2.0133e-05 | 3.5203e-05 | 5.6711e-05 | 8.2257e-05 | 0.0001176 | 0.0001569 | 0.00026454 | 0.000309 | 0.00034894 | 0.00037979 | 0.00039717 | 0.00043339 | 0.00037664 | 0.00035644 | 0.00031835 | 0.00026208 | 0.00026611 | 0.00016059 | 7.9435e-05 | 1.6494e-05 | 0 | 0
F5_Commercial_OR - College_Existing_Miscellaneous_Natural Gas_Pool Heater_A_Achievable Technical Potential | F5 | Commercial | OR - College | Existing | Miscellaneous | Natural Gas | Pool Heater | A | Incremental Summer Peak Savings (MW) | Achievable Technical Potential | 0 | 0 | 0 | 0 | 0 | 0 | 0 | 0 | 0 | 0 | 0 | 0 | 0 | 0 | 0 | 0 | 0 | 0 | 0 | 0 | 0 | 0 | 0 | 0 | 0 | 0 | 0
F6_Commercial_OR - College_Existing_Miscellaneous_Natural Gas_Pool Heater_A_Achievable Technical Potential | F6 | Commercial | OR - College | Existing | Miscellaneous | Natural Gas | Pool Heater | A | Incremental Winter Peak Savings (MW) | Achievable Technical Potential | 0 | 0 | 0 | 0 | 0 | 0 | 0 | 0 | 0 | 0 | 0 | 0 | 0 | 0 | 0 | 0 | 0 | 0 | 0 | 0 | 0 | 0 | 0 | 0 | 0 | 0 | 0
F7_Commercial_OR - College_Existing_Miscellaneous_Natural Gas_Pool Heater_A_Achievable Technical Potential | F7 | Commercial | OR - College | Existing | Miscellaneous | Natural Gas | Pool Heater | A | Cumulative Energy Savings (MWh or mTherms) | Achievable Technical Potential | 0 | 0 | 3.4158e-06 | 8.5246e-06 | 1.9427e-05 | 3.9559e-05 | 7.4762e-05 | 0.00013147 | 0.00021373 | 0.00033133 | 0.00048823 | 0.00075277 | 0.0010618 | 0.0014107 | 0.0017905 | 0.0021877 | 0.0026211 | 0.0029977 | 0.0033541 | 0.0036725 | 0.0039346 | 0.0042007 | 0.0043613 | 0.0044407 | 0.0044572 | 0.0044572 | 0.0044572
F8_Commercial_OR - College_Existing_Miscellaneous_Natural Gas_Pool Heater_A_Achievable Technical Potential | F8 | Commercial | OR - College | Existing | Miscellaneous | Natural Gas | Pool Heater | A | Cumulative Summer Peak Savings (MW) | Achievable Technical Potential | 0 | 0 | 0 | 0 | 0 | 0 | 0 | 0 | 0 | 0 | 0 | 0 | 0 | 0 | 0 | 0 | 0 | 0 | 0 | 0 | 0 | 0 | 0 | 0 | 0 | 0 | 0
F9_Commercial_OR - College_Existing_Miscellaneous_Natural Gas_Pool Heater_A_Achievable Technical Potential | F9 | Commercial | OR - College | Existing | Miscellaneous | Natural Gas | Pool Heater | A | Cumulative Winter Peak Savings (MW) | Achievable Technical Potential | 0 | 0 | 0 | 0 | 0 | 0 | 0 | 0 | 0 | 0 | 0 | 0 | 0 | 0 | 0 | 0 | 0 | 0 | 0 | 0 | 0 | 0 | 0 | 0 | 0 | 0 | 0
F10_Commercial_OR - College_Existing_Miscellaneous_Natural Gas_Pool Heater_A_Achievable Technical Potential | F10 | Commercial | OR - College | Existing | Miscellaneous | Natural Gas | Pool Heater | A | Purchases (Incremental) | Achievable Technical Potential | 0 | 0 | 1.5293e-06 | 2.2874e-06 | 4.8811e-06 | 9.014e-06 | 1.5761e-05 | 2.5391e-05 | 3.6829e-05 | 5.2652e-05 | 7.025e-05 | 0.00011844 | 0.00013835 | 0.00015623 | 0.00017004 | 0.00017782 | 0.00019404 | 0.00016863 | 0.00015959 | 0.00014253 | 0.00011734 | 0.00011915 | 7.1903e-05 | 3.5565e-05 | 7.3847e-06 | 0 | 0
F11_Commercial_OR - College_Existing_Miscellaneous_Natural Gas_Pool Heater_A_Achievable Technical Potential | F11 | Commercial | OR - College | Existing | Miscellaneous | Natural Gas | Pool Heater | A | Purchases (Cumulative) | Achievable Technical Potential | 0 | 0 | 1.5293e-06 | 3.8167e-06 | 8.6978e-06 | 1.7712e-05 | 3.3473e-05 | 5.8864e-05 | 9.5693e-05 | 0.00014834 | 0.00021859 | 0.00033704 | 0.00047538 | 0.00063161 | 0.00080166 | 0.00097948 | 0.0011735 | 0.0013422 | 0.0015017 | 0.0016443 | 0.0017616 | 0.0018808 | 0.0019527 | 0.0019882 | 0.0019956 | 0.0019956 | 0.0019956
F1_Commercial_OR - College_New_Space Heating_Natural Gas_Furnace_A_Achievable Technical Potential | F1 | Commercial | OR - College | New | Space Heating | Natural Gas | Furnace | A | Integrated Unit Energy Savings (kWh or therms) | Achievable Technical Potential | 0 | 0 | 0 | 0 | 0 | 0 | 0 | 0 | 0 | 0 | 0 | 0 | 0 | 0 | 0 | 0 | 0 | 0 | 0 | 0 | 0 | 0 | 0 | 0 | 0 | 0 | 0
F2_Commercial_OR - College_New_Space Heating_Natural Gas_Furnace_A_Achievable Technical Potential | F2 | Commercial | OR - College | New | Space Heating | Natural Gas | Furnace | A | Integrated Unit Summer Peak Savings (kW) | Achievable Technical Potential | 0 | 0 | 0 | 0 | 0 | 0 | 0 | 0 | 0 | 0 | 0 | 0 | 0 | 0 | 0 | 0 | 0 | 0 | 0 | 0 | 0 | 0 | 0 | 0 | 0 | 0 | 0
F3_Commercial_OR - College_New_Space Heating_Natural Gas_Furnace_A_Achievable Technical Potential | F3 | Commercial | OR - College | New | Space Heating | Natural Gas | Furnace | A | Integrated Unit Winter Peak Savings (kW) | Achievable Technical Potential | 0 | 0 | 0 | 0 | 0 | 0 | 0 | 0 | 0 | 0 | 0 | 0 | 0 | 0 | 0 | 0 | 0 | 0 | 0 | 0 | 0 | 0 | 0 | 0 | 0 | 0 | 0
F4_Commercial_OR - College_New_Space Heating_Natural Gas_Furnace_A_Achievable Technical Potential | F4 | Commercial | OR - College | New | Space Heating | Natural Gas | Furnace | A | Incremental Energy Savings (MWh or mTherms) | Achievable Technical Potential | 0 | 0 | 0 | 0 | 0 | 0 | 0 | 0 | 0 | 0 | 0 | 0 | 0 | 0 | 0 | 0 | 0 | 0 | 0 | 0 | 0 | 0 | 0 | 0 | 0 | 0 | 0
F5_Commercial_OR - College_New_Space Heating_Natural Gas_Furnace_A_Achievable Technical Potential | F5 | Commercial | OR - College | New | Space Heating | Natural Gas | Furnace | A | Incremental Summer Peak Savings (MW) | Achievable Technical Potential | 0 | 0 | 0 | 0 | 0 | 0 | 0 | 0 | 0 | 0 | 0 | 0 | 0 | 0 | 0 | 0 | 0 | 0 | 0 | 0 | 0 | 0 | 0 | 0 | 0 | 0 | 0
F6_Commercial_OR - College_New_Space Heating_Natural Gas_Furnace_A_Achievable Technical Potential | F6 | Commercial | OR - College | New | Space Heating | Natural Gas | Furnace | A | Incremental Winter Peak Savings (MW) | Achievable Technical Potential | 0 | 0 | 0 | 0 | 0 | 0 | 0 | 0 | 0 | 0 | 0 | 0 | 0 | 0 | 0 | 0 | 0 | 0 | 0 | 0 | 0 | 0 | 0 | 0 | 0 | 0 | 0
F7_Commercial_OR - College_New_Space Heating_Natural Gas_Furnace_A_Achievable Technical Potential | F7 | Commercial | OR - College | New | Space Heating | Natural Gas | Furnace | A | Cumulative Energy Savings (MWh or mTherms) | Achievable Technical Potential | 0 | 0 | 0 | 0 | 0 | 0 | 0 | 0 | 0 | 0 | 0 | 0 | 0 | 0 | 0 | 0 | 0 | 0 | 0 | 0 | 0 | 0 | 0 | 0 | 0 | 0 | 0
F8_Commercial_OR - College_New_Space Heating_Natural Gas_Furnace_A_Achievable Technical Potential | F8 | Commercial | OR - College | New | Space Heating | Natural Gas | Furnace | A | Cumulative Summer Peak Savings (MW) | Achievable Technical Potential | 0 | 0 | 0 | 0 | 0 | 0 | 0 | 0 | 0 | 0 | 0 | 0 | 0 | 0 | 0 | 0 | 0 | 0 | 0 | 0 | 0 | 0 | 0 | 0 | 0 | 0 | 0
F9_Commercial_OR - College_New_Space Heating_Natural Gas_Furnace_A_Achievable Technical Potential | F9 | Commercial | OR - College | New | Space Heating | Natural Gas | Furnace | A | Cumulative Winter Peak Savings (MW) | Achievable Technical Potential | 0 | 0 | 0 | 0 | 0 | 0 | 0 | 0 | 0 | 0 | 0 | 0 | 0 | 0 | 0 | 0 | 0 | 0 | 0 | 0 | 0 | 0 | 0 | 0 | 0 | 0 | 0
F10_Commercial_OR - College_New_Space Heating_Natural Gas_Furnace_A_Achievable Technical Potential | F10 | Commercial | OR - College | New | Space Heating | Natural Gas | Furnace | A | Purchases (Incremental) | Achievable Technical Potential | 0 | 0 | 0 | 0 | 0 | 0 | 0 | 0 | 0 | 0 | 0 | 0 | 0 | 0 | 0 | 0 | 0 | 0 | 0 | 0 | 0 | 0 | 0 | 0 | 0 | 0 | 0
F11_Commercial_OR - College_New_Space Heating_Natural Gas_Furnace_A_Achievable Technical Potential | F11 | Commercial | OR - College | New | Space Heating | Natural Gas | Furnace | A | Purchases (Cumulative) | Achievable Technical Potential | 0 | 0 | 0 | 0 | 0 | 0 | 0 | 0 | 0 | 0 | 0 | 0 | 0 | 0 | 0 | 0 | 0 | 0 | 0 | 0 | 0 | 0 | 0 | 0 | 0 | 0 | 0
F1_Commercial_OR - College_New_Space Heating_Natural Gas_Boiler_A_Achievable Technical Potential | F1 | Commercial | OR - College | New | Space Heating | Natural Gas | Boiler | A | Integrated Unit Energy Savings (kWh or therms) | Achievable Technical Potential | 0 | 0 | 0 | 0 | 0 | 0 | 0 | 0 | 0 | 0 | 0 | 0 | 0 | 0 | 0 | 0 | 0 | 0 | 0 | 0 | 0 | 0 | 0 | 0 | 0 | 0 | 0
F2_Commercial_OR - College_New_Space Heating_Natural Gas_Boiler_A_Achievable Technical Potential | F2 | Commercial | OR - College | New | Space Heating | Natural Gas | Boiler | A | Integrated Unit Summer Peak Savings (kW) | Achievable Technical Potential | 0 | 0 | 0 | 0 | 0 | 0 | 0 | 0 | 0 | 0 | 0 | 0 | 0 | 0 | 0 | 0 | 0 | 0 | 0 | 0 | 0 | 0 | 0 | 0 | 0 | 0 | 0
F3_Commercial_OR - College_New_Space Heating_Natural Gas_Boiler_A_Achievable Technical Potential | F3 | Commercial | OR - College | New | Space Heating | Natural Gas | Boiler | A | Integrated Unit Winter Peak Savings (kW) | Achievable Technical Potential | 0 | 0 | 0 | 0 | 0 | 0 | 0 | 0 | 0 | 0 | 0 | 0 | 0 | 0 | 0 | 0 | 0 | 0 | 0 | 0 | 0 | 0 | 0 | 0 | 0 | 0 | 0
F4_Commercial_OR - College_New_Space Heating_Natural Gas_Boiler_A_Achievable Technical Potential | F4 | Commercial | OR - College | New | Space Heating | Natural Gas | Boiler | A | Incremental Energy Savings (MWh or mTherms) | Achievable Technical Potential | 0 | 0 | 0 | 0 | 0 | 0 | 0 | 0 | 0 | 0 | 0 | 0 | 0 | 0 | 0 | 0 | 0 | 0 | 0 | 0 | 0 | 0 | 0 | 0 | 0 | 0 | 0
F5_Commercial_OR - College_New_Space Heating_Natural Gas_Boiler_A_Achievable Technical Potential | F5 | Commercial | OR - College | New | Space Heating | Natural Gas | Boiler | A | Incremental Summer Peak Savings (MW) | Achievable Technical Potential | 0 | 0 | 0 | 0 | 0 | 0 | 0 | 0 | 0 | 0 | 0 | 0 | 0 | 0 | 0 | 0 | 0 | 0 | 0 | 0 | 0 | 0 | 0 | 0 | 0 | 0 | 0
F6_Commercial_OR - College_New_Space Heating_Natural Gas_Boiler_A_Achievable Technical Potential | F6 | Commercial | OR - College | New | Space Heating | Natural Gas | Boiler | A | Incremental Winter Peak Savings (MW) | Achievable Technical Potential | 0 | 0 | 0 | 0 | 0 | 0 | 0 | 0 | 0 | 0 | 0 | 0 | 0 | 0 | 0 | 0 | 0 | 0 | 0 | 0 | 0 | 0 | 0 | 0 | 0 | 0 | 0
F7_Commercial_OR - College_New_Space Heating_Natural Gas_Boiler_A_Achievable Technical Potential | F7 | Commercial | OR - College | New | Space Heating | Natural Gas | Boiler | A | Cumulative Energy Savings (MWh or mTherms) | Achievable Technical Potential | 0 | 0 | 0 | 0 | 0 | 0 | 0 | 0 | 0 | 0 | 0 | 0 | 0 | 0 | 0 | 0 | 0 | 0 | 0 | 0 | 0 | 0 | 0 | 0 | 0 | 0 | 0
F8_Commercial_OR - College_New_Space Heating_Natural Gas_Boiler_A_Achievable Technical Potential | F8 | Commercial | OR - College | New | Space Heating | Natural Gas | Boiler | A | Cumulative Summer Peak Savings (MW) | Achievable Technical Potential | 0 | 0 | 0 | 0 | 0 | 0 | 0 | 0 | 0 | 0 | 0 | 0 | 0 | 0 | 0 | 0 | 0 | 0 | 0 | 0 | 0 | 0 | 0 | 0 | 0 | 0 | 0
F9_Commercial_OR - College_New_Space Heating_Natural Gas_Boiler_A_Achievable Technical Potential | F9 | Commercial | OR - College | New | Space Heating | Natural Gas | Boiler | A | Cumulative Winter Peak Savings (MW) | Achievable Technical Potential | 0 | 0 | 0 | 0 | 0 | 0 | 0 | 0 | 0 | 0 | 0 | 0 | 0 | 0 | 0 | 0 | 0 | 0 | 0 | 0 | 0 | 0 | 0 | 0 | 0 | 0 | 0
F10_Commercial_OR - College_New_Space Heating_Natural Gas_Boiler_A_Achievable Technical Potential | F10 | Commercial | OR - College | New | Space Heating | Natural Gas | Boiler | A | Purchases (Incremental) | Achievable Technical Potential | 0 | 0 | 0 | 0 | 0 | 0 | 0 | 0 | 0 | 0 | 0 | 0 | 0 | 0 | 0 | 0 | 0 | 0 | 0 | 0 | 0 | 0 | 0 | 0 | 0 | 0 | 0
F11_Commercial_OR - College_New_Space Heating_Natural Gas_Boiler_A_Achievable Technical Potential | F11 | Commercial | OR - College | New | Space Heating | Natural Gas | Boiler | A | Purchases (Cumulative) | Achievable Technical Potential | 0 | 0 | 0 | 0 | 0 | 0 | 0 | 0 | 0 | 0 | 0 | 0 | 0 | 0 | 0 | 0 | 0 | 0 | 0 | 0 | 0 | 0 | 0 | 0 | 0 | 0 | 0
F1_Commercial_OR - College_New_Space Heating_Natural Gas_Unit Heater_A_Achievable Technical Potential | F1 | Commercial | OR - College | New | Space Heating | Natural Gas | Unit Heater | A | Integrated Unit Energy Savings (kWh or therms) | Achievable Technical Potential | 0 | 0 | 0 | 0 | 0 | 0 | 0 | 0 | 0 | 0 | 0 | 0 | 0 | 0 | 0 | 0 | 0 | 0 | 0 | 0 | 0 | 0 | 0 | 0 | 0 | 0 | 0
F2_Commercial_OR - College_New_Space Heating_Natural Gas_Unit Heater_A_Achievable Technical Potential | F2 | Commercial | OR - College | New | Space Heating | Natural Gas | Unit Heater | A | Integrated Unit Summer Peak Savings (kW) | Achievable Technical Potential | 0 | 0 | 0 | 0 | 0 | 0 | 0 | 0 | 0 | 0 | 0 | 0 | 0 | 0 | 0 | 0 | 0 | 0 | 0 | 0 | 0 | 0 | 0 | 0 | 0 | 0 | 0
F3_Commercial_OR - College_New_Space Heating_Natural Gas_Unit Heater_A_Achievable Technical Potential | F3 | Commercial | OR - College | New | Space Heating | Natural Gas | Unit Heater | A | Integrated Unit Winter Peak Savings (kW) | Achievable Technical Potential | 0 | 0 | 0 | 0 | 0 | 0 | 0 | 0 | 0 | 0 | 0 | 0 | 0 | 0 | 0 | 0 | 0 | 0 | 0 | 0 | 0 | 0 | 0 | 0 | 0 | 0 | 0
F4_Commercial_OR - College_New_Space Heating_Natural Gas_Unit Heater_A_Achievable Technical Potential | F4 | Commercial | OR - College | New | Space Heating | Natural Gas | Unit Heater | A | Incremental Energy Savings (MWh or mTherms) | Achievable Technical Potential | 0 | 0 | 0 | 0 | 0 | 0 | 0 | 0 | 0 | 0 | 0 | 0 | 0 | 0 | 0 | 0 | 0 | 0 | 0 | 0 | 0 | 0 | 0 | 0 | 0 | 0 | 0
F5_Commercial_OR - College_New_Space Heating_Natural Gas_Unit Heater_A_Achievable Technical Potential | F5 | Commercial | OR - College | New | Space Heating | Natural Gas | Unit Heater | A | Incremental Summer Peak Savings (MW) | Achievable Technical Potential | 0 | 0 | 0 | 0 | 0 | 0 | 0 | 0 | 0 | 0 | 0 | 0 | 0 | 0 | 0 | 0 | 0 | 0 | 0 | 0 | 0 | 0 | 0 | 0 | 0 | 0 | 0
F6_Commercial_OR - College_New_Space Heating_Natural Gas_Unit Heater_A_Achievable Technical Potential | F6 | Commercial | OR - College | New | Space Heating | Natural Gas | Unit Heater | A | Incremental Winter Peak Savings (MW) | Achievable Technical Potential | 0 | 0 | 0 | 0 | 0 | 0 | 0 | 0 | 0 | 0 | 0 | 0 | 0 | 0 | 0 | 0 | 0 | 0 | 0 | 0 | 0 | 0 | 0 | 0 | 0 | 0 | 0
F7_Commercial_OR - College_New_Space Heating_Natural Gas_Unit Heater_A_Achievable Technical Potential | F7 | Commercial | OR - College | New | Space Heating | Natural Gas | Unit Heater | A | Cumulative Energy Savings (MWh or mTherms) | Achievable Technical Potential | 0 | 0 | 0 | 0 | 0 | 0 | 0 | 0 | 0 | 0 | 0 | 0 | 0 | 0 | 0 | 0 | 0 | 0 | 0 | 0 | 0 | 0 | 0 | 0 | 0 | 0 | 0
F8_Commercial_OR - College_New_Space Heating_Natural Gas_Unit Heater_A_Achievable Technical Potential | F8 | Commercial | OR - College | New | Space Heating | Natural Gas | Unit Heater | A | Cumulative Summer Peak Savings (MW) | Achievable Technical Potential | 0 | 0 | 0 | 0 | 0 | 0 | 0 | 0 | 0 | 0 | 0 | 0 | 0 | 0 | 0 | 0 | 0 | 0 | 0 | 0 | 0 | 0 | 0 | 0 | 0 | 0 | 0
F9_Commercial_OR - College_New_Space Heating_Natural Gas_Unit Heater_A_Achievable Technical Potential | F9 | Commercial | OR - College | New | Space Heating | Natural Gas | Unit Heater | A | Cumulative Winter Peak Savings (MW) | Achievable Technical Potential | 0 | 0 | 0 | 0 | 0 | 0 | 0 | 0 | 0 | 0 | 0 | 0 | 0 | 0 | 0 | 0 | 0 | 0 | 0 | 0 | 0 | 0 | 0 | 0 | 0 | 0 | 0
F10_Commercial_OR - College_New_Space Heating_Natural Gas_Unit Heater_A_Achievable Technical Potential | F10 | Commercial | OR - College | New | Space Heating | Natural Gas | Unit Heater | A | Purchases (Incremental) | Achievable Technical Potential | 0 | 0 | 0 | 0 | 0 | 0 | 0 | 0 | 0 | 0 | 0 | 0 | 0 | 0 | 0 | 0 | 0 | 0 | 0 | 0 | 0 | 0 | 0 | 0 | 0 | 0 | 0
F11_Commercial_OR - College_New_Space Heating_Natural Gas_Unit Heater_A_Achievable Technical Potential | F11 | Commercial | OR - College | New | Space Heating | Natural Gas | Unit Heater | A | Purchases (Cumulative) | Achievable Technical Potential | 0 | 0 | 0 | 0 | 0 | 0 | 0 | 0 | 0 | 0 | 0 | 0 | 0 | 0 | 0 | 0 | 0 | 0 | 0 | 0 | 0 | 0 | 0 | 0 | 0 | 0 | 0
F1_Commercial_OR - College_New_Water Heating_Natural Gas_Water Heater_A_Achievable Technical Potential | F1 | Commercial | OR - College | New | Water Heating | Natural Gas | Water Heater | A | Integrated Unit Energy Savings (kWh or therms) | Achievable Technical Potential | 0 | 0 | 0 | 0 | 0 | 0 | 0 | 0 | 0 | 0 | 0 | 0 | 0 | 0 | 0 | 0 | 0 | 0 | 0 | 0 | 0 | 0 | 0 | 0 | 0 | 0 | 0
F2_Commercial_OR - College_New_Water Heating_Natural Gas_Water Heater_A_Achievable Technical Potential | F2 | Commercial | OR - College | New | Water Heating | Natural Gas | Water Heater | A | Integrated Unit Summer Peak Savings (kW) | Achievable Technical Potential | 0 | 0 | 0 | 0 | 0 | 0 | 0 | 0 | 0 | 0 | 0 | 0 | 0 | 0 | 0 | 0 | 0 | 0 | 0 | 0 | 0 | 0 | 0 | 0 | 0 | 0 | 0
F3_Commercial_OR - College_New_Water Heating_Natural Gas_Water Heater_A_Achievable Technical Potential | F3 | Commercial | OR - College | New | Water Heating | Natural Gas | Water Heater | A | Integrated Unit Winter Peak Savings (kW) | Achievable Technical Potential | 0 | 0 | 0 | 0 | 0 | 0 | 0 | 0 | 0 | 0 | 0 | 0 | 0 | 0 | 0 | 0 | 0 | 0 | 0 | 0 | 0 | 0 | 0 | 0 | 0 | 0 | 0
F4_Commercial_OR - College_New_Water Heating_Natural Gas_Water Heater_A_Achievable Technical Potential | F4 | Commercial | OR - College | New | Water Heating | Natural Gas | Water Heater | A | Incremental Energy Savings (MWh or mTherms) | Achievable Technical Potential | 0 | 0 | 0 | 0 | 0 | 0 | 0 | 0 | 0 | 0 | 0 | 0 | 0 | 0 | 0 | 0 | 0 | 0 | 0 | 0 | 0 | 0 | 0 | 0 | 0 | 0 | 0
F5_Commercial_OR - College_New_Water Heating_Natural Gas_Water Heater_A_Achievable Technical Potential | F5 | Commercial | OR - College | New | Water Heating | Natural Gas | Water Heater | A | Incremental Summer Peak Savings (MW) | Achievable Technical Potential | 0 | 0 | 0 | 0 | 0 | 0 | 0 | 0 | 0 | 0 | 0 | 0 | 0 | 0 | 0 | 0 | 0 | 0 | 0 | 0 | 0 | 0 | 0 | 0 | 0 | 0 | 0
F6_Commercial_OR - College_New_Water Heating_Natural Gas_Water Heater_A_Achievable Technical Potential | F6 | Commercial | OR - College | New | Water Heating | Natural Gas | Water Heater | A | Incremental Winter Peak Savings (MW) | Achievable Technical Potential | 0 | 0 | 0 | 0 | 0 | 0 | 0 | 0 | 0 | 0 | 0 | 0 | 0 | 0 | 0 | 0 | 0 | 0 | 0 | 0 | 0 | 0 | 0 | 0 | 0 | 0 | 0
F7_Commercial_OR - College_New_Water Heating_Natural Gas_Water Heater_A_Achievable Technical Potential | F7 | Commercial | OR - College | New | Water Heating | Natural Gas | Water Heater | A | Cumulative Energy Savings (MWh or mTherms) | Achievable Technical Potential | 0 | 0 | 0 | 0 | 0 | 0 | 0 | 0 | 0 | 0 | 0 | 0 | 0 | 0 | 0 | 0 | 0 | 0 | 0 | 0 | 0 | 0 | 0 | 0 | 0 | 0 | 0
F8_Commercial_OR - College_New_Water Heating_Natural Gas_Water Heater_A_Achievable Technical Potential | F8 | Commercial | OR - College | New | Water Heating | Natural Gas | Water Heater | A | Cumulative Summer Peak Savings (MW) | Achievable Technical Potential | 0 | 0 | 0 | 0 | 0 | 0 | 0 | 0 | 0 | 0 | 0 | 0 | 0 | 0 | 0 | 0 | 0 | 0 | 0 | 0 | 0 | 0 | 0 | 0 | 0 | 0 | 0
F9_Commercial_OR - College_New_Water Heating_Natural Gas_Water Heater_A_Achievable Technical Potential | F9 | Commercial | OR - College | New | Water Heating | Natural Gas | Water Heater | A | Cumulative Winter Peak Savings (MW) | Achievable Technical Potential | 0 | 0 | 0 | 0 | 0 | 0 | 0 | 0 | 0 | 0 | 0 | 0 | 0 | 0 | 0 | 0 | 0 | 0 | 0 | 0 | 0 | 0 | 0 | 0 | 0 | 0 | 0
F10_Commercial_OR - College_New_Water Heating_Natural Gas_Water Heater_A_Achievable Technical Potential | F10 | Commercial | OR - College | New | Water Heating | Natural Gas | Water Heater | A | Purchases (Incremental) | Achievable Technical Potential | 0 | 0 | 0 | 0 | 0 | 0 | 0 | 0 | 0 | 0 | 0 | 0 | 0 | 0 | 0 | 0 | 0 | 0 | 0 | 0 | 0 | 0 | 0 | 0 | 0 | 0 | 0
F11_Commercial_OR - College_New_Water Heating_Natural Gas_Water Heater_A_Achievable Technical Potential | F11 | Commercial | OR - College | New | Water Heating | Natural Gas | Water Heater | A | Purchases (Cumulative) | Achievable Technical Potential | 0 | 0 | 0 | 0 | 0 | 0 | 0 | 0 | 0 | 0 | 0 | 0 | 0 | 0 | 0 | 0 | 0 | 0 | 0 | 0 | 0 | 0 | 0 | 0 | 0 | 0 | 0
F1_Commercial_OR - College_New_Food Preparation_Natural Gas_Oven_A_Achievable Technical Potential | F1 | Commercial | OR - College | New | Food Preparation | Natural Gas | Oven | A | Integrated Unit Energy Savings (kWh or therms) | Achievable Technical Potential | 0 | 0 | 0 | 0 | 0 | 0 | 0 | 0 | 0 | 0 | 0 | 0 | 0 | 0 | 0 | 0 | 0 | 0 | 0 | 0 | 0 | 0 | 0 | 0 | 0 | 0 | 0
F2_Commercial_OR - College_New_Food Preparation_Natural Gas_Oven_A_Achievable Technical Potential | F2 | Commercial | OR - College | New | Food Preparation | Natural Gas | Oven | A | Integrated Unit Summer Peak Savings (kW) | Achievable Technical Potential | 0 | 0 | 0 | 0 | 0 | 0 | 0 | 0 | 0 | 0 | 0 | 0 | 0 | 0 | 0 | 0 | 0 | 0 | 0 | 0 | 0 | 0 | 0 | 0 | 0 | 0 | 0
F3_Commercial_OR - College_New_Food Preparation_Natural Gas_Oven_A_Achievable Technical Potential | F3 | Commercial | OR - College | New | Food Preparation | Natural Gas | Oven | A | Integrated Unit Winter Peak Savings (kW) | Achievable Technical Potential | 0 | 0 | 0 | 0 | 0 | 0 | 0 | 0 | 0 | 0 | 0 | 0 | 0 | 0 | 0 | 0 | 0 | 0 | 0 | 0 | 0 | 0 | 0 | 0 | 0 | 0 | 0
F4_Commercial_OR - College_New_Food Preparation_Natural Gas_Oven_A_Achievable Technical Potential | F4 | Commercial | OR - College | New | Food Preparation | Natural Gas | Oven | A | Incremental Energy Savings (MWh or mTherms) | Achievable Technical Potential | 0 | 0 | 0 | 0 | 0 | 0 | 0 | 0 | 0 | 0 | 0 | 0 | 0 | 0 | 0 | 0 | 0 | 0 | 0 | 0 | 0 | 0 | 0 | 0 | 0 | 0 | 0
F5_Commercial_OR - College_New_Food Preparation_Natural Gas_Oven_A_Achievable Technical Potential | F5 | Commercial | OR - College | New | Food Preparation | Natural Gas | Oven | A | Incremental Summer Peak Savings (MW) | Achievable Technical Potential | 0 | 0 | 0 | 0 | 0 | 0 | 0 | 0 | 0 | 0 | 0 | 0 | 0 | 0 | 0 | 0 | 0 | 0 | 0 | 0 | 0 | 0 | 0 | 0 | 0 | 0 | 0
F6_Commercial_OR - College_New_Food Preparation_Natural Gas_Oven_A_Achievable Technical Potential | F6 | Commercial | OR - College | New | Food Preparation | Natural Gas | Oven | A | Incremental Winter Peak Savings (MW) | Achievable Technical Potential | 0 | 0 | 0 | 0 | 0 | 0 | 0 | 0 | 0 | 0 | 0 | 0 | 0 | 0 | 0 | 0 | 0 | 0 | 0 | 0 | 0 | 0 | 0 | 0 | 0 | 0 | 0
F7_Commercial_OR - College_New_Food Preparation_Natural Gas_Oven_A_Achievable Technical Potential | F7 | Commercial | OR - College | New | Food Preparation | Natural Gas | Oven | A | Cumulative Energy Savings (MWh or mTherms) | Achievable Technical Potential | 0 | 0 | 0 | 0 | 0 | 0 | 0 | 0 | 0 | 0 | 0 | 0 | 0 | 0 | 0 | 0 | 0 | 0 | 0 | 0 | 0 | 0 | 0 | 0 | 0 | 0 | 0
F8_Commercial_OR - College_New_Food Preparation_Natural Gas_Oven_A_Achievable Technical Potential | F8 | Commercial | OR - College | New | Food Preparation | Natural Gas | Oven | A | Cumulative Summer Peak Savings (MW) | Achievable Technical Potential | 0 | 0 | 0 | 0 | 0 | 0 | 0 | 0 | 0 | 0 | 0 | 0 | 0 | 0 | 0 | 0 | 0 | 0 | 0 | 0 | 0 | 0 | 0 | 0 | 0 | 0 | 0
F9_Commercial_OR - College_New_Food Preparation_Natural Gas_Oven_A_Achievable Technical Potential | F9 | Commercial | OR - College | New | Food Preparation | Natural Gas | Oven | A | Cumulative Winter Peak Savings (MW) | Achievable Technical Potential | 0 | 0 | 0 | 0 | 0 | 0 | 0 | 0 | 0 | 0 | 0 | 0 | 0 | 0 | 0 | 0 | 0 | 0 | 0 | 0 | 0 | 0 | 0 | 0 | 0 | 0 | 0
F10_Commercial_OR - College_New_Food Preparation_Natural Gas_Oven_A_Achievable Technical Potential | F10 | Commercial | OR - College | New | Food Preparation | Natural Gas | Oven | A | Purchases (Incremental) | Achievable Technical Potential | 0 | 0 | 0 | 0 | 0 | 0 | 0 | 0 | 0 | 0 | 0 | 0 | 0 | 0 | 0 | 0 | 0 | 0 | 0 | 0 | 0 | 0 | 0 | 0 | 0 | 0 | 0
F11_Commercial_OR - College_New_Food Preparation_Natural Gas_Oven_A_Achievable Technical Potential | F11 | Commercial | OR - College | New | Food Preparation | Natural Gas | Oven | A | Purchases (Cumulative) | Achievable Technical Potential | 0 | 0 | 0 | 0 | 0 | 0 | 0 | 0 | 0 | 0 | 0 | 0 | 0 | 0 | 0 | 0 | 0 | 0 | 0 | 0 | 0 | 0 | 0 | 0 | 0 | 0 | 0
F1_Commercial_OR - College_New_Food Preparation_Natural Gas_Conveyor Oven_A_Achievable Technical Potential | F1 | Commercial | OR - College | New | Food Preparation | Natural Gas | Conveyor Oven | A | Integrated Unit Energy Savings (kWh or therms) | Achievable Technical Potential | 0 | 0 | 0 | 0 | 0 | 0 | 0 | 0 | 0 | 0 | 0 | 0 | 0 | 0 | 0 | 0 | 0 | 0 | 0 | 0 | 0 | 0 | 0 | 0 | 0 | 0 | 0
F2_Commercial_OR - College_New_Food Preparation_Natural Gas_Conveyor Oven_A_Achievable Technical Potential | F2 | Commercial | OR - College | New | Food Preparation | Natural Gas | Conveyor Oven | A | Integrated Unit Summer Peak Savings (kW) | Achievable Technical Potential | 0 | 0 | 0 | 0 | 0 | 0 | 0 | 0 | 0 | 0 | 0 | 0 | 0 | 0 | 0 | 0 | 0 | 0 | 0 | 0 | 0 | 0 | 0 | 0 | 0 | 0 | 0
F3_Commercial_OR - College_New_Food Preparation_Natural Gas_Conveyor Oven_A_Achievable Technical Potential | F3 | Commercial | OR - College | New | Food Preparation | Natural Gas | Conveyor Oven | A | Integrated Unit Winter Peak Savings (kW) | Achievable Technical Potential | 0 | 0 | 0 | 0 | 0 | 0 | 0 | 0 | 0 | 0 | 0 | 0 | 0 | 0 | 0 | 0 | 0 | 0 | 0 | 0 | 0 | 0 | 0 | 0 | 0 | 0 | 0
F4_Commercial_OR - College_New_Food Preparation_Natural Gas_Conveyor Oven_A_Achievable Technical Potential | F4 | Commercial | OR - College | New | Food Preparation | Natural Gas | Conveyor Oven | A | Incremental Energy Savings (MWh or mTherms) | Achievable Technical Potential | 0 | 0 | 0 | 0 | 0 | 0 | 0 | 0 | 0 | 0 | 0 | 0 | 0 | 0 | 0 | 0 | 0 | 0 | 0 | 0 | 0 | 0 | 0 | 0 | 0 | 0 | 0
F5_Commercial_OR - College_New_Food Preparation_Natural Gas_Conveyor Oven_A_Achievable Technical Potential | F5 | Commercial | OR - College | New | Food Preparation | Natural Gas | Conveyor Oven | A | Incremental Summer Peak Savings (MW) | Achievable Technical Potential | 0 | 0 | 0 | 0 | 0 | 0 | 0 | 0 | 0 | 0 | 0 | 0 | 0 | 0 | 0 | 0 | 0 | 0 | 0 | 0 | 0 | 0 | 0 | 0 | 0 | 0 | 0
F6_Commercial_OR - College_New_Food Preparation_Natural Gas_Conveyor Oven_A_Achievable Technical Potential | F6 | Commercial | OR - College | New | Food Preparation | Natural Gas | Conveyor Oven | A | Incremental Winter Peak Savings (MW) | Achievable Technical Potential | 0 | 0 | 0 | 0 | 0 | 0 | 0 | 0 | 0 | 0 | 0 | 0 | 0 | 0 | 0 | 0 | 0 | 0 | 0 | 0 | 0 | 0 | 0 | 0 | 0 | 0 | 0
F7_Commercial_OR - College_New_Food Preparation_Natural Gas_Conveyor Oven_A_Achievable Technical Potential | F7 | Commercial | OR - College | New | Food Preparation | Natural Gas | Conveyor Oven | A | Cumulative Energy Savings (MWh or mTherms) | Achievable Technical Potential | 0 | 0 | 0 | 0 | 0 | 0 | 0 | 0 | 0 | 0 | 0 | 0 | 0 | 0 | 0 | 0 | 0 | 0 | 0 | 0 | 0 | 0 | 0 | 0 | 0 | 0 | 0
F8_Commercial_OR - College_New_Food Preparation_Natural Gas_Conveyor Oven_A_Achievable Technical Potential | F8 | Commercial | OR - College | New | Food Preparation | Natural Gas | Conveyor Oven | A | Cumulative Summer Peak Savings (MW) | Achievable Technical Potential | 0 | 0 | 0 | 0 | 0 | 0 | 0 | 0 | 0 | 0 | 0 | 0 | 0 | 0 | 0 | 0 | 0 | 0 | 0 | 0 | 0 | 0 | 0 | 0 | 0 | 0 | 0
F9_Commercial_OR - College_New_Food Preparation_Natural Gas_Conveyor Oven_A_Achievable Technical Potential | F9 | Commercial | OR - College | New | Food Preparation | Natural Gas | Conveyor Oven | A | Cumulative Winter Peak Savings (MW) | Achievable Technical Potential | 0 | 0 | 0 | 0 | 0 | 0 | 0 | 0 | 0 | 0 | 0 | 0 | 0 | 0 | 0 | 0 | 0 | 0 | 0 | 0 | 0 | 0 | 0 | 0 | 0 | 0 | 0
F10_Commercial_OR - College_New_Food Preparation_Natural Gas_Conveyor Oven_A_Achievable Technical Potential | F10 | Commercial | OR - College | New | Food Preparation | Natural Gas | Conveyor Oven | A | Purchases (Incremental) | Achievable Technical Potential | 0 | 0 | 0 | 0 | 0 | 0 | 0 | 0 | 0 | 0 | 0 | 0 | 0 | 0 | 0 | 0 | 0 | 0 | 0 | 0 | 0 | 0 | 0 | 0 | 0 | 0 | 0
F11_Commercial_OR - College_New_Food Preparation_Natural Gas_Conveyor Oven_A_Achievable Technical Potential | F11 | Commercial | OR - College | New | Food Preparation | Natural Gas | Conveyor Oven | A | Purchases (Cumulative) | Achievable Technical Potential | 0 | 0 | 0 | 0 | 0 | 0 | 0 | 0 | 0 | 0 | 0 | 0 | 0 | 0 | 0 | 0 | 0 | 0 | 0 | 0 | 0 | 0 | 0 | 0 | 0 | 0 | 0
F1_Commercial_OR - College_New_Food Preparation_Natural Gas_Double Rack Oven_A_Achievable Technical Potential | F1 | Commercial | OR - College | New | Food Preparation | Natural Gas | Double Rack Oven | A | Integrated Unit Energy Savings (kWh or therms) | Achievable Technical Potential | 0 | 0 | 0 | 0 | 0 | 0 | 0 | 0 | 0 | 0 | 0 | 0 | 0 | 0 | 0 | 0 | 0 | 0 | 0 | 0 | 0 | 0 | 0 | 0 | 0 | 0 | 0
F2_Commercial_OR - College_New_Food Preparation_Natural Gas_Double Rack Oven_A_Achievable Technical Potential | F2 | Commercial | OR - College | New | Food Preparation | Natural Gas | Double Rack Oven | A | Integrated Unit Summer Peak Savings (kW) | Achievable Technical Potential | 0 | 0 | 0 | 0 | 0 | 0 | 0 | 0 | 0 | 0 | 0 | 0 | 0 | 0 | 0 | 0 | 0 | 0 | 0 | 0 | 0 | 0 | 0 | 0 | 0 | 0 | 0
F3_Commercial_OR - College_New_Food Preparation_Natural Gas_Double Rack Oven_A_Achievable Technical Potential | F3 | Commercial | OR - College | New | Food Preparation | Natural Gas | Double Rack Oven | A | Integrated Unit Winter Peak Savings (kW) | Achievable Technical Potential | 0 | 0 | 0 | 0 | 0 | 0 | 0 | 0 | 0 | 0 | 0 | 0 | 0 | 0 | 0 | 0 | 0 | 0 | 0 | 0 | 0 | 0 | 0 | 0 | 0 | 0 | 0
F4_Commercial_OR - College_New_Food Preparation_Natural Gas_Double Rack Oven_A_Achievable Technical Potential | F4 | Commercial | OR - College | New | Food Preparation | Natural Gas | Double Rack Oven | A | Incremental Energy Savings (MWh or mTherms) | Achievable Technical Potential | 0 | 0 | 0 | 0 | 0 | 0 | 0 | 0 | 0 | 0 | 0 | 0 | 0 | 0 | 0 | 0 | 0 | 0 | 0 | 0 | 0 | 0 | 0 | 0 | 0 | 0 | 0
F5_Commercial_OR - College_New_Food Preparation_Natural Gas_Double Rack Oven_A_Achievable Technical Potential | F5 | Commercial | OR - College | New | Food Preparation | Natural Gas | Double Rack Oven | A | Incremental Summer Peak Savings (MW) | Achievable Technical Potential | 0 | 0 | 0 | 0 | 0 | 0 | 0 | 0 | 0 | 0 | 0 | 0 | 0 | 0 | 0 | 0 | 0 | 0 | 0 | 0 | 0 | 0 | 0 | 0 | 0 | 0 | 0
F6_Commercial_OR - College_New_Food Preparation_Natural Gas_Double Rack Oven_A_Achievable Technical Potential | F6 | Commercial | OR - College | New | Food Preparation | Natural Gas | Double Rack Oven | A | Incremental Winter Peak Savings (MW) | Achievable Technical Potential | 0 | 0 | 0 | 0 | 0 | 0 | 0 | 0 | 0 | 0 | 0 | 0 | 0 | 0 | 0 | 0 | 0 | 0 | 0 | 0 | 0 | 0 | 0 | 0 | 0 | 0 | 0
F7_Commercial_OR - College_New_Food Preparation_Natural Gas_Double Rack Oven_A_Achievable Technical Potential | F7 | Commercial | OR - College | New | Food Preparation | Natural Gas | Double Rack Oven | A | Cumulative Energy Savings (MWh or mTherms) | Achievable Technical Potential | 0 | 0 | 0 | 0 | 0 | 0 | 0 | 0 | 0 | 0 | 0 | 0 | 0 | 0 | 0 | 0 | 0 | 0 | 0 | 0 | 0 | 0 | 0 | 0 | 0 | 0 | 0
F8_Commercial_OR - College_New_Food Preparation_Natural Gas_Double Rack Oven_A_Achievable Technical Potential | F8 | Commercial | OR - College | New | Food Preparation | Natural Gas | Double Rack Oven | A | Cumulative Summer Peak Savings (MW) | Achievable Technical Potential | 0 | 0 | 0 | 0 | 0 | 0 | 0 | 0 | 0 | 0 | 0 | 0 | 0 | 0 | 0 | 0 | 0 | 0 | 0 | 0 | 0 | 0 | 0 | 0 | 0 | 0 | 0
F9_Commercial_OR - College_New_Food Preparation_Natural Gas_Double Rack Oven_A_Achievable Technical Potential | F9 | Commercial | OR - College | New | Food Preparation | Natural Gas | Double Rack Oven | A | Cumulative Winter Peak Savings (MW) | Achievable Technical Potential | 0 | 0 | 0 | 0 | 0 | 0 | 0 | 0 | 0 | 0 | 0 | 0 | 0 | 0 | 0 | 0 | 0 | 0 | 0 | 0 | 0 | 0 | 0 | 0 | 0 | 0 | 0
F10_Commercial_OR - College_New_Food Preparation_Natural Gas_Double Rack Oven_A_Achievable Technical Potential | F10 | Commercial | OR - College | New | Food Preparation | Natural Gas | Double Rack Oven | A | Purchases (Incremental) | Achievable Technical Potential | 0 | 0 | 0 | 0 | 0 | 0 | 0 | 0 | 0 | 0 | 0 | 0 | 0 | 0 | 0 | 0 | 0 | 0 | 0 | 0 | 0 | 0 | 0 | 0 | 0 | 0 | 0
F11_Commercial_OR - College_New_Food Preparation_Natural Gas_Double Rack Oven_A_Achievable Technical Potential | F11 | Commercial | OR - College | New | Food Preparation | Natural Gas | Double Rack Oven | A | Purchases (Cumulative) | Achievable Technical Potential | 0 | 0 | 0 | 0 | 0 | 0 | 0 | 0 | 0 | 0 | 0 | 0 | 0 | 0 | 0 | 0 | 0 | 0 | 0 | 0 | 0 | 0 | 0 | 0 | 0 | 0 | 0
F1_Commercial_OR - College_New_Food Preparation_Natural Gas_Fryer_A_Achievable Technical Potential | F1 | Commercial | OR - College | New | Food Preparation | Natural Gas | Fryer | A | Integrated Unit Energy Savings (kWh or therms) | Achievable Technical Potential | 0 | 0 | 0 | 0 | 0 | 0 | 0 | 0 | 0 | 0 | 0 | 0 | 0 | 0 | 0 | 0 | 0 | 0 | 0 | 0 | 0 | 0 | 0 | 0 | 0 | 0 | 0
F2_Commercial_OR - College_New_Food Preparation_Natural Gas_Fryer_A_Achievable Technical Potential | F2 | Commercial | OR - College | New | Food Preparation | Natural Gas | Fryer | A | Integrated Unit Summer Peak Savings (kW) | Achievable Technical Potential | 0 | 0 | 0 | 0 | 0 | 0 | 0 | 0 | 0 | 0 | 0 | 0 | 0 | 0 | 0 | 0 | 0 | 0 | 0 | 0 | 0 | 0 | 0 | 0 | 0 | 0 | 0
F3_Commercial_OR - College_New_Food Preparation_Natural Gas_Fryer_A_Achievable Technical Potential | F3 | Commercial | OR - College | New | Food Preparation | Natural Gas | Fryer | A | Integrated Unit Winter Peak Savings (kW) | Achievable Technical Potential | 0 | 0 | 0 | 0 | 0 | 0 | 0 | 0 | 0 | 0 | 0 | 0 | 0 | 0 | 0 | 0 | 0 | 0 | 0 | 0 | 0 | 0 | 0 | 0 | 0 | 0 | 0
F4_Commercial_OR - College_New_Food Preparation_Natural Gas_Fryer_A_Achievable Technical Potential | F4 | Commercial | OR - College | New | Food Preparation | Natural Gas | Fryer | A | Incremental Energy Savings (MWh or mTherms) | Achievable Technical Potential | 0 | 0 | 0 | 0 | 0 | 0 | 0 | 0 | 0 | 0 | 0 | 0 | 0 | 0 | 0 | 0 | 0 | 0 | 0 | 0 | 0 | 0 | 0 | 0 | 0 | 0 | 0
F5_Commercial_OR - College_New_Food Preparation_Natural Gas_Fryer_A_Achievable Technical Potential | F5 | Commercial | OR - College | New | Food Preparation | Natural Gas | Fryer | A | Incremental Summer Peak Savings (MW) | Achievable Technical Potential | 0 | 0 | 0 | 0 | 0 | 0 | 0 | 0 | 0 | 0 | 0 | 0 | 0 | 0 | 0 | 0 | 0 | 0 | 0 | 0 | 0 | 0 | 0 | 0 | 0 | 0 | 0
F6_Commercial_OR - College_New_Food Preparation_Natural Gas_Fryer_A_Achievable Technical Potential | F6 | Commercial | OR - College | New | Food Preparation | Natural Gas | Fryer | A | Incremental Winter Peak Savings (MW) | Achievable Technical Potential | 0 | 0 | 0 | 0 | 0 | 0 | 0 | 0 | 0 | 0 | 0 | 0 | 0 | 0 | 0 | 0 | 0 | 0 | 0 | 0 | 0 | 0 | 0 | 0 | 0 | 0 | 0
F7_Commercial_OR - College_New_Food Preparation_Natural Gas_Fryer_A_Achievable Technical Potential | F7 | Commercial | OR - College | New | Food Preparation | Natural Gas | Fryer | A | Cumulative Energy Savings (MWh or mTherms) | Achievable Technical Potential | 0 | 0 | 0 | 0 | 0 | 0 | 0 | 0 | 0 | 0 | 0 | 0 | 0 | 0 | 0 | 0 | 0 | 0 | 0 | 0 | 0 | 0 | 0 | 0 | 0 | 0 | 0
F8_Commercial_OR - College_New_Food Preparation_Natural Gas_Fryer_A_Achievable Technical Potential | F8 | Commercial | OR - College | New | Food Preparation | Natural Gas | Fryer | A | Cumulative Summer Peak Savings (MW) | Achievable Technical Potential | 0 | 0 | 0 | 0 | 0 | 0 | 0 | 0 | 0 | 0 | 0 | 0 | 0 | 0 | 0 | 0 | 0 | 0 | 0 | 0 | 0 | 0 | 0 | 0 | 0 | 0 | 0
F9_Commercial_OR - College_New_Food Preparation_Natural Gas_Fryer_A_Achievable Technical Potential | F9 | Commercial | OR - College | New | Food Preparation | Natural Gas | Fryer | A | Cumulative Winter Peak Savings (MW) | Achievable Technical Potential | 0 | 0 | 0 | 0 | 0 | 0 | 0 | 0 | 0 | 0 | 0 | 0 | 0 | 0 | 0 | 0 | 0 | 0 | 0 | 0 | 0 | 0 | 0 | 0 | 0 | 0 | 0
F10_Commercial_OR - College_New_Food Preparation_Natural Gas_Fryer_A_Achievable Technical Potential | F10 | Commercial | OR - College | New | Food Preparation | Natural Gas | Fryer | A | Purchases (Incremental) | Achievable Technical Potential | 0 | 0 | 0 | 0 | 0 | 0 | 0 | 0 | 0 | 0 | 0 | 0 | 0 | 0 | 0 | 0 | 0 | 0 | 0 | 0 | 0 | 0 | 0 | 0 | 0 | 0 | 0
F11_Commercial_OR - College_New_Food Preparation_Natural Gas_Fryer_A_Achievable Technical Potential | F11 | Commercial | OR - College | New | Food Preparation | Natural Gas | Fryer | A | Purchases (Cumulative) | Achievable Technical Potential | 0 | 0 | 0 | 0 | 0 | 0 | 0 | 0 | 0 | 0 | 0 | 0 | 0 | 0 | 0 | 0 | 0 | 0 | 0 | 0 | 0 | 0 | 0 | 0 | 0 | 0 | 0
F1_Commercial_OR - College_New_Food Preparation_Natural Gas_Broiler_A_Achievable Technical Potential | F1 | Commercial | OR - College | New | Food Preparation | Natural Gas | Broiler | A | Integrated Unit Energy Savings (kWh or therms) | Achievable Technical Potential | 0 | 0 | 0 | 0 | 0 | 0 | 0 | 0 | 0 | 0 | 0 | 0 | 0 | 0 | 0 | 0 | 0 | 0 | 0 | 0 | 0 | 0 | 0 | 0 | 0 | 0 | 0
F2_Commercial_OR - College_New_Food Preparation_Natural Gas_Broiler_A_Achievable Technical Potential | F2 | Commercial | OR - College | New | Food Preparation | Natural Gas | Broiler | A | Integrated Unit Summer Peak Savings (kW) | Achievable Technical Potential | 0 | 0 | 0 | 0 | 0 | 0 | 0 | 0 | 0 | 0 | 0 | 0 | 0 | 0 | 0 | 0 | 0 | 0 | 0 | 0 | 0 | 0 | 0 | 0 | 0 | 0 | 0
F3_Commercial_OR - College_New_Food Preparation_Natural Gas_Broiler_A_Achievable Technical Potential | F3 | Commercial | OR - College | New | Food Preparation | Natural Gas | Broiler | A | Integrated Unit Winter Peak Savings (kW) | Achievable Technical Potential | 0 | 0 | 0 | 0 | 0 | 0 | 0 | 0 | 0 | 0 | 0 | 0 | 0 | 0 | 0 | 0 | 0 | 0 | 0 | 0 | 0 | 0 | 0 | 0 | 0 | 0 | 0
F4_Commercial_OR - College_New_Food Preparation_Natural Gas_Broiler_A_Achievable Technical Potential | F4 | Commercial | OR - College | New | Food Preparation | Natural Gas | Broiler | A | Incremental Energy Savings (MWh or mTherms) | Achievable Technical Potential | 0 | 0 | 0 | 0 | 0 | 0 | 0 | 0 | 0 | 0 | 0 | 0 | 0 | 0 | 0 | 0 | 0 | 0 | 0 | 0 | 0 | 0 | 0 | 0 | 0 | 0 | 0
F5_Commercial_OR - College_New_Food Preparation_Natural Gas_Broiler_A_Achievable Technical Potential | F5 | Commercial | OR - College | New | Food Preparation | Natural Gas | Broiler | A | Incremental Summer Peak Savings (MW) | Achievable Technical Potential | 0 | 0 | 0 | 0 | 0 | 0 | 0 | 0 | 0 | 0 | 0 | 0 | 0 | 0 | 0 | 0 | 0 | 0 | 0 | 0 | 0 | 0 | 0 | 0 | 0 | 0 | 0
F6_Commercial_OR - College_New_Food Preparation_Natural Gas_Broiler_A_Achievable Technical Potential | F6 | Commercial | OR - College | New | Food Preparation | Natural Gas | Broiler | A | Incremental Winter Peak Savings (MW) | Achievable Technical Potential | 0 | 0 | 0 | 0 | 0 | 0 | 0 | 0 | 0 | 0 | 0 | 0 | 0 | 0 | 0 | 0 | 0 | 0 | 0 | 0 | 0 | 0 | 0 | 0 | 0 | 0 | 0
F7_Commercial_OR - College_New_Food Preparation_Natural Gas_Broiler_A_Achievable Technical Potential | F7 | Commercial | OR - College | New | Food Preparation | Natural Gas | Broiler | A | Cumulative Energy Savings (MWh or mTherms) | Achievable Technical Potential | 0 | 0 | 0 | 0 | 0 | 0 | 0 | 0 | 0 | 0 | 0 | 0 | 0 | 0 | 0 | 0 | 0 | 0 | 0 | 0 | 0 | 0 | 0 | 0 | 0 | 0 | 0
F8_Commercial_OR - College_New_Food Preparation_Natural Gas_Broiler_A_Achievable Technical Potential | F8 | Commercial | OR - College | New | Food Preparation | Natural Gas | Broiler | A | Cumulative Summer Peak Savings (MW) | Achievable Technical Potential | 0 | 0 | 0 | 0 | 0 | 0 | 0 | 0 | 0 | 0 | 0 | 0 | 0 | 0 | 0 | 0 | 0 | 0 | 0 | 0 | 0 | 0 | 0 | 0 | 0 | 0 | 0
F9_Commercial_OR - College_New_Food Preparation_Natural Gas_Broiler_A_Achievable Technical Potential | F9 | Commercial | OR - College | New | Food Preparation | Natural Gas | Broiler | A | Cumulative Winter Peak Savings (MW) | Achievable Technical Potential | 0 | 0 | 0 | 0 | 0 | 0 | 0 | 0 | 0 | 0 | 0 | 0 | 0 | 0 | 0 | 0 | 0 | 0 | 0 | 0 | 0 | 0 | 0 | 0 | 0 | 0 | 0
F10_Commercial_OR - College_New_Food Preparation_Natural Gas_Broiler_A_Achievable Technical Potential | F10 | Commercial | OR - College | New | Food Preparation | Natural Gas | Broiler | A | Purchases (Incremental) | Achievable Technical Potential | 0 | 0 | 0 | 0 | 0 | 0 | 0 | 0 | 0 | 0 | 0 | 0 | 0 | 0 | 0 | 0 | 0 | 0 | 0 | 0 | 0 | 0 | 0 | 0 | 0 | 0 | 0
F11_Commercial_OR - College_New_Food Preparation_Natural Gas_Broiler_A_Achievable Technical Potential | F11 | Commercial | OR - College | New | Food Preparation | Natural Gas | Broiler | A | Purchases (Cumulative) | Achievable Technical Potential | 0 | 0 | 0 | 0 | 0 | 0 | 0 | 0 | 0 | 0 | 0 | 0 | 0 | 0 | 0 | 0 | 0 | 0 | 0 | 0 | 0 | 0 | 0 | 0 | 0 | 0 | 0
F1_Commercial_OR - College_New_Food Preparation_Natural Gas_Griddle_A_Achievable Technical Potential | F1 | Commercial | OR - College | New | Food Preparation | Natural Gas | Griddle | A | Integrated Unit Energy Savings (kWh or therms) | Achievable Technical Potential | 0 | 0 | 0 | 0 | 0 | 0 | 0 | 0 | 0 | 0 | 0 | 0 | 0 | 0 | 0 | 0 | 0 | 0 | 0 | 0 | 0 | 0 | 0 | 0 | 0 | 0 | 0
F2_Commercial_OR - College_New_Food Preparation_Natural Gas_Griddle_A_Achievable Technical Potential | F2 | Commercial | OR - College | New | Food Preparation | Natural Gas | Griddle | A | Integrated Unit Summer Peak Savings (kW) | Achievable Technical Potential | 0 | 0 | 0 | 0 | 0 | 0 | 0 | 0 | 0 | 0 | 0 | 0 | 0 | 0 | 0 | 0 | 0 | 0 | 0 | 0 | 0 | 0 | 0 | 0 | 0 | 0 | 0
F3_Commercial_OR - College_New_Food Preparation_Natural Gas_Griddle_A_Achievable Technical Potential | F3 | Commercial | OR - College | New | Food Preparation | Natural Gas | Griddle | A | Integrated Unit Winter Peak Savings (kW) | Achievable Technical Potential | 0 | 0 | 0 | 0 | 0 | 0 | 0 | 0 | 0 | 0 | 0 | 0 | 0 | 0 | 0 | 0 | 0 | 0 | 0 | 0 | 0 | 0 | 0 | 0 | 0 | 0 | 0
F4_Commercial_OR - College_New_Food Preparation_Natural Gas_Griddle_A_Achievable Technical Potential | F4 | Commercial | OR - College | New | Food Preparation | Natural Gas | Griddle | A | Incremental Energy Savings (MWh or mTherms) | Achievable Technical Potential | 0 | 0 | 0 | 0 | 0 | 0 | 0 | 0 | 0 | 0 | 0 | 0 | 0 | 0 | 0 | 0 | 0 | 0 | 0 | 0 | 0 | 0 | 0 | 0 | 0 | 0 | 0
F5_Commercial_OR - College_New_Food Preparation_Natural Gas_Griddle_A_Achievable Technical Potential | F5 | Commercial | OR - College | New | Food Preparation | Natural Gas | Griddle | A | Incremental Summer Peak Savings (MW) | Achievable Technical Potential | 0 | 0 | 0 | 0 | 0 | 0 | 0 | 0 | 0 | 0 | 0 | 0 | 0 | 0 | 0 | 0 | 0 | 0 | 0 | 0 | 0 | 0 | 0 | 0 | 0 | 0 | 0
F6_Commercial_OR - College_New_Food Preparation_Natural Gas_Griddle_A_Achievable Technical Potential | F6 | Commercial | OR - College | New | Food Preparation | Natural Gas | Griddle | A | Incremental Winter Peak Savings (MW) | Achievable Technical Potential | 0 | 0 | 0 | 0 | 0 | 0 | 0 | 0 | 0 | 0 | 0 | 0 | 0 | 0 | 0 | 0 | 0 | 0 | 0 | 0 | 0 | 0 | 0 | 0 | 0 | 0 | 0
F7_Commercial_OR - College_New_Food Preparation_Natural Gas_Griddle_A_Achievable Technical Potential | F7 | Commercial | OR - College | New | Food Preparation | Natural Gas | Griddle | A | Cumulative Energy Savings (MWh or mTherms) | Achievable Technical Potential | 0 | 0 | 0 | 0 | 0 | 0 | 0 | 0 | 0 | 0 | 0 | 0 | 0 | 0 | 0 | 0 | 0 | 0 | 0 | 0 | 0 | 0 | 0 | 0 | 0 | 0 | 0
F8_Commercial_OR - College_New_Food Preparation_Natural Gas_Griddle_A_Achievable Technical Potential | F8 | Commercial | OR - College | New | Food Preparation | Natural Gas | Griddle | A | Cumulative Summer Peak Savings (MW) | Achievable Technical Potential | 0 | 0 | 0 | 0 | 0 | 0 | 0 | 0 | 0 | 0 | 0 | 0 | 0 | 0 | 0 | 0 | 0 | 0 | 0 | 0 | 0 | 0 | 0 | 0 | 0 | 0 | 0
F9_Commercial_OR - College_New_Food Preparation_Natural Gas_Griddle_A_Achievable Technical Potential | F9 | Commercial | OR - College | New | Food Preparation | Natural Gas | Griddle | A | Cumulative Winter Peak Savings (MW) | Achievable Technical Potential | 0 | 0 | 0 | 0 | 0 | 0 | 0 | 0 | 0 | 0 | 0 | 0 | 0 | 0 | 0 | 0 | 0 | 0 | 0 | 0 | 0 | 0 | 0 | 0 | 0 | 0 | 0
F10_Commercial_OR - College_New_Food Preparation_Natural Gas_Griddle_A_Achievable Technical Potential | F10 | Commercial | OR - College | New | Food Preparation | Natural Gas | Griddle | A | Purchases (Incremental) | Achievable Technical Potential | 0 | 0 | 0 | 0 | 0 | 0 | 0 | 0 | 0 | 0 | 0 | 0 | 0 | 0 | 0 | 0 | 0 | 0 | 0 | 0 | 0 | 0 | 0 | 0 | 0 | 0 | 0
F11_Commercial_OR - College_New_Food Preparation_Natural Gas_Griddle_A_Achievable Technical Potential | F11 | Commercial | OR - College | New | Food Preparation | Natural Gas | Griddle | A | Purchases (Cumulative) | Achievable Technical Potential | 0 | 0 | 0 | 0 | 0 | 0 | 0 | 0 | 0 | 0 | 0 | 0 | 0 | 0 | 0 | 0 | 0 | 0 | 0 | 0 | 0 | 0 | 0 | 0 | 0 | 0 | 0
F1_Commercial_OR - College_New_Food Preparation_Natural Gas_Range_A_Achievable Technical Potential | F1 | Commercial | OR - College | New | Food Preparation | Natural Gas | Range | A | Integrated Unit Energy Savings (kWh or therms) | Achievable Technical Potential | 0 | 0 | 0 | 0 | 0 | 0 | 0 | 0 | 0 | 0 | 0 | 0 | 0 | 0 | 0 | 0 | 0 | 0 | 0 | 0 | 0 | 0 | 0 | 0 | 0 | 0 | 0
F2_Commercial_OR - College_New_Food Preparation_Natural Gas_Range_A_Achievable Technical Potential | F2 | Commercial | OR - College | New | Food Preparation | Natural Gas | Range | A | Integrated Unit Summer Peak Savings (kW) | Achievable Technical Potential | 0 | 0 | 0 | 0 | 0 | 0 | 0 | 0 | 0 | 0 | 0 | 0 | 0 | 0 | 0 | 0 | 0 | 0 | 0 | 0 | 0 | 0 | 0 | 0 | 0 | 0 | 0
F3_Commercial_OR - College_New_Food Preparation_Natural Gas_Range_A_Achievable Technical Potential | F3 | Commercial | OR - College | New | Food Preparation | Natural Gas | Range | A | Integrated Unit Winter Peak Savings (kW) | Achievable Technical Potential | 0 | 0 | 0 | 0 | 0 | 0 | 0 | 0 | 0 | 0 | 0 | 0 | 0 | 0 | 0 | 0 | 0 | 0 | 0 | 0 | 0 | 0 | 0 | 0 | 0 | 0 | 0
F4_Commercial_OR - College_New_Food Preparation_Natural Gas_Range_A_Achievable Technical Potential | F4 | Commercial | OR - College | New | Food Preparation | Natural Gas | Range | A | Incremental Energy Savings (MWh or mTherms) | Achievable Technical Potential | 0 | 0 | 0 | 0 | 0 | 0 | 0 | 0 | 0 | 0 | 0 | 0 | 0 | 0 | 0 | 0 | 0 | 0 | 0 | 0 | 0 | 0 | 0 | 0 | 0 | 0 | 0
F5_Commercial_OR - College_New_Food Preparation_Natural Gas_Range_A_Achievable Technical Potential | F5 | Commercial | OR - College | New | Food Preparation | Natural Gas | Range | A | Incremental Summer Peak Savings (MW) | Achievable Technical Potential | 0 | 0 | 0 | 0 | 0 | 0 | 0 | 0 | 0 | 0 | 0 | 0 | 0 | 0 | 0 | 0 | 0 | 0 | 0 | 0 | 0 | 0 | 0 | 0 | 0 | 0 | 0
F6_Commercial_OR - College_New_Food Preparation_Natural Gas_Range_A_Achievable Technical Potential | F6 | Commercial | OR - College | New | Food Preparation | Natural Gas | Range | A | Incremental Winter Peak Savings (MW) | Achievable Technical Potential | 0 | 0 | 0 | 0 | 0 | 0 | 0 | 0 | 0 | 0 | 0 | 0 | 0 | 0 | 0 | 0 | 0 | 0 | 0 | 0 | 0 | 0 | 0 | 0 | 0 | 0 | 0
F7_Commercial_OR - College_New_Food Preparation_Natural Gas_Range_A_Achievable Technical Potential | F7 | Commercial | OR - College | New | Food Preparation | Natural Gas | Range | A | Cumulative Energy Savings (MWh or mTherms) | Achievable Technical Potential | 0 | 0 | 0 | 0 | 0 | 0 | 0 | 0 | 0 | 0 | 0 | 0 | 0 | 0 | 0 | 0 | 0 | 0 | 0 | 0 | 0 | 0 | 0 | 0 | 0 | 0 | 0
F8_Commercial_OR - College_New_Food Preparation_Natural Gas_Range_A_Achievable Technical Potential | F8 | Commercial | OR - College | New | Food Preparation | Natural Gas | Range | A | Cumulative Summer Peak Savings (MW) | Achievable Technical Potential | 0 | 0 | 0 | 0 | 0 | 0 | 0 | 0 | 0 | 0 | 0 | 0 | 0 | 0 | 0 | 0 | 0 | 0 | 0 | 0 | 0 | 0 | 0 | 0 | 0 | 0 | 0
F9_Commercial_OR - College_New_Food Preparation_Natural Gas_Range_A_Achievable Technical Potential | F9 | Commercial | OR - College | New | Food Preparation | Natural Gas | Range | A | Cumulative Winter Peak Savings (MW) | Achievable Technical Potential | 0 | 0 | 0 | 0 | 0 | 0 | 0 | 0 | 0 | 0 | 0 | 0 | 0 | 0 | 0 | 0 | 0 | 0 | 0 | 0 | 0 | 0 | 0 | 0 | 0 | 0 | 0
F10_Commercial_OR - College_New_Food Preparation_Natural Gas_Range_A_Achievable Technical Potential | F10 | Commercial | OR - College | New | Food Preparation | Natural Gas | Range | A | Purchases (Incremental) | Achievable Technical Potential | 0 | 0 | 0 | 0 | 0 | 0 | 0 | 0 | 0 | 0 | 0 | 0 | 0 | 0 | 0 | 0 | 0 | 0 | 0 | 0 | 0 | 0 | 0 | 0 | 0 | 0 | 0
F11_Commercial_OR - College_New_Food Preparation_Natural Gas_Range_A_Achievable Technical Potential | F11 | Commercial | OR - College | New | Food Preparation | Natural Gas | Range | A | Purchases (Cumulative) | Achievable Technical Potential | 0 | 0 | 0 | 0 | 0 | 0 | 0 | 0 | 0 | 0 | 0 | 0 | 0 | 0 | 0 | 0 | 0 | 0 | 0 | 0 | 0 | 0 | 0 | 0 | 0 | 0 | 0
F1_Commercial_OR - College_New_Food Preparation_Natural Gas_Steamer_A_Achievable Technical Potential | F1 | Commercial | OR - College | New | Food Preparation | Natural Gas | Steamer | A | Integrated Unit Energy Savings (kWh or therms) | Achievable Technical Potential | 0 | 0 | 0 | 0 | 0 | 0 | 0 | 0 | 0 | 0 | 0 | 0 | 0 | 0 | 0 | 0 | 0 | 0 | 0 | 0 | 0 | 0 | 0 | 0 | 0 | 0 | 0
F2_Commercial_OR - College_New_Food Preparation_Natural Gas_Steamer_A_Achievable Technical Potential | F2 | Commercial | OR - College | New | Food Preparation | Natural Gas | Steamer | A | Integrated Unit Summer Peak Savings (kW) | Achievable Technical Potential | 0 | 0 | 0 | 0 | 0 | 0 | 0 | 0 | 0 | 0 | 0 | 0 | 0 | 0 | 0 | 0 | 0 | 0 | 0 | 0 | 0 | 0 | 0 | 0 | 0 | 0 | 0
F3_Commercial_OR - College_New_Food Preparation_Natural Gas_Steamer_A_Achievable Technical Potential | F3 | Commercial | OR - College | New | Food Preparation | Natural Gas | Steamer | A | Integrated Unit Winter Peak Savings (kW) | Achievable Technical Potential | 0 | 0 | 0 | 0 | 0 | 0 | 0 | 0 | 0 | 0 | 0 | 0 | 0 | 0 | 0 | 0 | 0 | 0 | 0 | 0 | 0 | 0 | 0 | 0 | 0 | 0 | 0
F4_Commercial_OR - College_New_Food Preparation_Natural Gas_Steamer_A_Achievable Technical Potential | F4 | Commercial | OR - College | New | Food Preparation | Natural Gas | Steamer | A | Incremental Energy Savings (MWh or mTherms) | Achievable Technical Potential | 0 | 0 | 0 | 0 | 0 | 0 | 0 | 0 | 0 | 0 | 0 | 0 | 0 | 0 | 0 | 0 | 0 | 0 | 0 | 0 | 0 | 0 | 0 | 0 | 0 | 0 | 0
F5_Commercial_OR - College_New_Food Preparation_Natural Gas_Steamer_A_Achievable Technical Potential | F5 | Commercial | OR - College | New | Food Preparation | Natural Gas | Steamer | A | Incremental Summer Peak Savings (MW) | Achievable Technical Potential | 0 | 0 | 0 | 0 | 0 | 0 | 0 | 0 | 0 | 0 | 0 | 0 | 0 | 0 | 0 | 0 | 0 | 0 | 0 | 0 | 0 | 0 | 0 | 0 | 0 | 0 | 0
F6_Commercial_OR - College_New_Food Preparation_Natural Gas_Steamer_A_Achievable Technical Potential | F6 | Commercial | OR - College | New | Food Preparation | Natural Gas | Steamer | A | Incremental Winter Peak Savings (MW) | Achievable Technical Potential | 0 | 0 | 0 | 0 | 0 | 0 | 0 | 0 | 0 | 0 | 0 | 0 | 0 | 0 | 0 | 0 | 0 | 0 | 0 | 0 | 0 | 0 | 0 | 0 | 0 | 0 | 0
F7_Commercial_OR - College_New_Food Preparation_Natural Gas_Steamer_A_Achievable Technical Potential | F7 | Commercial | OR - College | New | Food Preparation | Natural Gas | Steamer | A | Cumulative Energy Savings (MWh or mTherms) | Achievable Technical Potential | 0 | 0 | 0 | 0 | 0 | 0 | 0 | 0 | 0 | 0 | 0 | 0 | 0 | 0 | 0 | 0 | 0 | 0 | 0 | 0 | 0 | 0 | 0 | 0 | 0 | 0 | 0
F8_Commercial_OR - College_New_Food Preparation_Natural Gas_Steamer_A_Achievable Technical Potential | F8 | Commercial | OR - College | New | Food Preparation | Natural Gas | Steamer | A | Cumulative Summer Peak Savings (MW) | Achievable Technical Potential | 0 | 0 | 0 | 0 | 0 | 0 | 0 | 0 | 0 | 0 | 0 | 0 | 0 | 0 | 0 | 0 | 0 | 0 | 0 | 0 | 0 | 0 | 0 | 0 | 0 | 0 | 0
F9_Commercial_OR - College_New_Food Preparation_Natural Gas_Steamer_A_Achievable Technical Potential | F9 | Commercial | OR - College | New | Food Preparation | Natural Gas | Steamer | A | Cumulative Winter Peak Savings (MW) | Achievable Technical Potential | 0 | 0 | 0 | 0 | 0 | 0 | 0 | 0 | 0 | 0 | 0 | 0 | 0 | 0 | 0 | 0 | 0 | 0 | 0 | 0 | 0 | 0 | 0 | 0 | 0 | 0 | 0
F10_Commercial_OR - College_New_Food Preparation_Natural Gas_Steamer_A_Achievable Technical Potential | F10 | Commercial | OR - College | New | Food Preparation | Natural Gas | Steamer | A | Purchases (Incremental) | Achievable Technical Potential | 0 | 0 | 0 | 0 | 0 | 0 | 0 | 0 | 0 | 0 | 0 | 0 | 0 | 0 | 0 | 0 | 0 | 0 | 0 | 0 | 0 | 0 | 0 | 0 | 0 | 0 | 0
F11_Commercial_OR - College_New_Food Preparation_Natural Gas_Steamer_A_Achievable Technical Potential | F11 | Commercial | OR - College | New | Food Preparation | Natural Gas | Steamer | A | Purchases (Cumulative) | Achievable Technical Potential | 0 | 0 | 0 | 0 | 0 | 0 | 0 | 0 | 0 | 0 | 0 | 0 | 0 | 0 | 0 | 0 | 0 | 0 | 0 | 0 | 0 | 0 | 0 | 0 | 0 | 0 | 0
F1_Commercial_OR - College_New_Food Preparation_Natural Gas_Commercial Food Prep Other_A_Achievable Technical Potential | F1 | Commercial | OR - College | New | Food Preparation | Natural Gas | Commercial Food Prep Other | A | Integrated Unit Energy Savings (kWh or therms) | Achievable Technical Potential | 0 | 0 | 0 | 0 | 0 | 0 | 0 | 0 | 0 | 0 | 0 | 0 | 0 | 0 | 0 | 0 | 0 | 0 | 0 | 0 | 0 | 0 | 0 | 0 | 0 | 0 | 0
F2_Commercial_OR - College_New_Food Preparation_Natural Gas_Commercial Food Prep Other_A_Achievable Technical Potential | F2 | Commercial | OR - College | New | Food Preparation | Natural Gas | Commercial Food Prep Other | A | Integrated Unit Summer Peak Savings (kW) | Achievable Technical Potential | 0 | 0 | 0 | 0 | 0 | 0 | 0 | 0 | 0 | 0 | 0 | 0 | 0 | 0 | 0 | 0 | 0 | 0 | 0 | 0 | 0 | 0 | 0 | 0 | 0 | 0 | 0
F3_Commercial_OR - College_New_Food Preparation_Natural Gas_Commercial Food Prep Other_A_Achievable Technical Potential | F3 | Commercial | OR - College | New | Food Preparation | Natural Gas | Commercial Food Prep Other | A | Integrated Unit Winter Peak Savings (kW) | Achievable Technical Potential | 0 | 0 | 0 | 0 | 0 | 0 | 0 | 0 | 0 | 0 | 0 | 0 | 0 | 0 | 0 | 0 | 0 | 0 | 0 | 0 | 0 | 0 | 0 | 0 | 0 | 0 | 0
F4_Commercial_OR - College_New_Food Preparation_Natural Gas_Commercial Food Prep Other_A_Achievable Technical Potential | F4 | Commercial | OR - College | New | Food Preparation | Natural Gas | Commercial Food Prep Other | A | Incremental Energy Savings (MWh or mTherms) | Achievable Technical Potential | 0 | 0 | 0 | 0 | 0 | 0 | 0 | 0 | 0 | 0 | 0 | 0 | 0 | 0 | 0 | 0 | 0 | 0 | 0 | 0 | 0 | 0 | 0 | 0 | 0 | 0 | 0
F5_Commercial_OR - College_New_Food Preparation_Natural Gas_Commercial Food Prep Other_A_Achievable Technical Potential | F5 | Commercial | OR - College | New | Food Preparation | Natural Gas | Commercial Food Prep Other | A | Incremental Summer Peak Savings (MW) | Achievable Technical Potential | 0 | 0 | 0 | 0 | 0 | 0 | 0 | 0 | 0 | 0 | 0 | 0 | 0 | 0 | 0 | 0 | 0 | 0 | 0 | 0 | 0 | 0 | 0 | 0 | 0 | 0 | 0
F6_Commercial_OR - College_New_Food Preparation_Natural Gas_Commercial Food Prep Other_A_Achievable Technical Potential | F6 | Commercial | OR - College | New | Food Preparation | Natural Gas | Commercial Food Prep Other | A | Incremental Winter Peak Savings (MW) | Achievable Technical Potential | 0 | 0 | 0 | 0 | 0 | 0 | 0 | 0 | 0 | 0 | 0 | 0 | 0 | 0 | 0 | 0 | 0 | 0 | 0 | 0 | 0 | 0 | 0 | 0 | 0 | 0 | 0
F7_Commercial_OR - College_New_Food Preparation_Natural Gas_Commercial Food Prep Other_A_Achievable Technical Potential | F7 | Commercial | OR - College | New | Food Preparation | Natural Gas | Commercial Food Prep Other | A | Cumulative Energy Savings (MWh or mTherms) | Achievable Technical Potential | 0 | 0 | 0 | 0 | 0 | 0 | 0 | 0 | 0 | 0 | 0 | 0 | 0 | 0 | 0 | 0 | 0 | 0 | 0 | 0 | 0 | 0 | 0 | 0 | 0 | 0 | 0
F8_Commercial_OR - College_New_Food Preparation_Natural Gas_Commercial Food Prep Other_A_Achievable Technical Potential | F8 | Commercial | OR - College | New | Food Preparation | Natural Gas | Commercial Food Prep Other | A | Cumulative Summer Peak Savings (MW) | Achievable Technical Potential | 0 | 0 | 0 | 0 | 0 | 0 | 0 | 0 | 0 | 0 | 0 | 0 | 0 | 0 | 0 | 0 | 0 | 0 | 0 | 0 | 0 | 0 | 0 | 0 | 0 | 0 | 0
F9_Commercial_OR - College_New_Food Preparation_Natural Gas_Commercial Food Prep Other_A_Achievable Technical Potential | F9 | Commercial | OR - College | New | Food Preparation | Natural Gas | Commercial Food Prep Other | A | Cumulative Winter Peak Savings (MW) | Achievable Technical Potential | 0 | 0 | 0 | 0 | 0 | 0 | 0 | 0 | 0 | 0 | 0 | 0 | 0 | 0 | 0 | 0 | 0 | 0 | 0 | 0 | 0 | 0 | 0 | 0 | 0 | 0 | 0
F10_Commercial_OR - College_New_Food Preparation_Natural Gas_Commercial Food Prep Other_A_Achievable Technical Potential | F10 | Commercial | OR - College | New | Food Preparation | Natural Gas | Commercial Food Prep Other | A | Purchases (Incremental) | Achievable Technical Potential | 0 | 0 | 0 | 0 | 0 | 0 | 0 | 0 | 0 | 0 | 0 | 0 | 0 | 0 | 0 | 0 | 0 | 0 | 0 | 0 | 0 | 0 | 0 | 0 | 0 | 0 | 0
F11_Commercial_OR - College_New_Food Preparation_Natural Gas_Commercial Food Prep Other_A_Achievable Technical Potential | F11 | Commercial | OR - College | New | Food Preparation | Natural Gas | Commercial Food Prep Other | A | Purchases (Cumulative) | Achievable Technical Potential | 0 | 0 | 0 | 0 | 0 | 0 | 0 | 0 | 0 | 0 | 0 | 0 | 0 | 0 | 0 | 0 | 0 | 0 | 0 | 0 | 0 | 0 | 0 | 0 | 0 | 0 | 0
F1_Commercial_OR - College_New_Miscellaneous_Natural Gas_Pool Heater_A_Achievable Technical Potential | F1 | Commercial | OR - College | New | Miscellaneous | Natural Gas | Pool Heater | A | Integrated Unit Energy Savings (kWh or therms) | Achievable Technical Potential | 0 | 0 | 0 | 0 | 0 | 0 | 0 | 0 | 0 | 0 | 0 | 0 | 0 | 0 | 0 | 0 | 0 | 0 | 0 | 0 | 0 | 0 | 0 | 0 | 0 | 0 | 0
F2_Commercial_OR - College_New_Miscellaneous_Natural Gas_Pool Heater_A_Achievable Technical Potential | F2 | Commercial | OR - College | New | Miscellaneous | Natural Gas | Pool Heater | A | Integrated Unit Summer Peak Savings (kW) | Achievable Technical Potential | 0 | 0 | 0 | 0 | 0 | 0 | 0 | 0 | 0 | 0 | 0 | 0 | 0 | 0 | 0 | 0 | 0 | 0 | 0 | 0 | 0 | 0 | 0 | 0 | 0 | 0 | 0
F3_Commercial_OR - College_New_Miscellaneous_Natural Gas_Pool Heater_A_Achievable Technical Potential | F3 | Commercial | OR - College | New | Miscellaneous | Natural Gas | Pool Heater | A | Integrated Unit Winter Peak Savings (kW) | Achievable Technical Potential | 0 | 0 | 0 | 0 | 0 | 0 | 0 | 0 | 0 | 0 | 0 | 0 | 0 | 0 | 0 | 0 | 0 | 0 | 0 | 0 | 0 | 0 | 0 | 0 | 0 | 0 | 0
F4_Commercial_OR - College_New_Miscellaneous_Natural Gas_Pool Heater_A_Achievable Technical Potential | F4 | Commercial | OR - College | New | Miscellaneous | Natural Gas | Pool Heater | A | Incremental Energy Savings (MWh or mTherms) | Achievable Technical Potential | 0 | 0 | 0 | 0 | 0 | 0 | 0 | 0 | 0 | 0 | 0 | 0 | 0 | 0 | 0 | 0 | 0 | 0 | 0 | 0 | 0 | 0 | 0 | 0 | 0 | 0 | 0
F5_Commercial_OR - College_New_Miscellaneous_Natural Gas_Pool Heater_A_Achievable Technical Potential | F5 | Commercial | OR - College | New | Miscellaneous | Natural Gas | Pool Heater | A | Incremental Summer Peak Savings (MW) | Achievable Technical Potential | 0 | 0 | 0 | 0 | 0 | 0 | 0 | 0 | 0 | 0 | 0 | 0 | 0 | 0 | 0 | 0 | 0 | 0 | 0 | 0 | 0 | 0 | 0 | 0 | 0 | 0 | 0
F6_Commercial_OR - College_New_Miscellaneous_Natural Gas_Pool Heater_A_Achievable Technical Potential | F6 | Commercial | OR - College | New | Miscellaneous | Natural Gas | Pool Heater | A | Incremental Winter Peak Savings (MW) | Achievable Technical Potential | 0 | 0 | 0 | 0 | 0 | 0 | 0 | 0 | 0 | 0 | 0 | 0 | 0 | 0 | 0 | 0 | 0 | 0 | 0 | 0 | 0 | 0 | 0 | 0 | 0 | 0 | 0
F7_Commercial_OR - College_New_Miscellaneous_Natural Gas_Pool Heater_A_Achievable Technical Potential | F7 | Commercial | OR - College | New | Miscellaneous | Natural Gas | Pool Heater | A | Cumulative Energy Savings (MWh or mTherms) | Achievable Technical Potential | 0 | 0 | 0 | 0 | 0 | 0 | 0 | 0 | 0 | 0 | 0 | 0 | 0 | 0 | 0 | 0 | 0 | 0 | 0 | 0 | 0 | 0 | 0 | 0 | 0 | 0 | 0
F8_Commercial_OR - College_New_Miscellaneous_Natural Gas_Pool Heater_A_Achievable Technical Potential | F8 | Commercial | OR - College | New | Miscellaneous | Natural Gas | Pool Heater | A | Cumulative Summer Peak Savings (MW) | Achievable Technical Potential | 0 | 0 | 0 | 0 | 0 | 0 | 0 | 0 | 0 | 0 | 0 | 0 | 0 | 0 | 0 | 0 | 0 | 0 | 0 | 0 | 0 | 0 | 0 | 0 | 0 | 0 | 0
F9_Commercial_OR - College_New_Miscellaneous_Natural Gas_Pool Heater_A_Achievable Technical Potential | F9 | Commercial | OR - College | New | Miscellaneous | Natural Gas | Pool Heater | A | Cumulative Winter Peak Savings (MW) | Achievable Technical Potential | 0 | 0 | 0 | 0 | 0 | 0 | 0 | 0 | 0 | 0 | 0 | 0 | 0 | 0 | 0 | 0 | 0 | 0 | 0 | 0 | 0 | 0 | 0 | 0 | 0 | 0 | 0
F10_Commercial_OR - College_New_Miscellaneous_Natural Gas_Pool Heater_A_Achievable Technical Potential | F10 | Commercial | OR - College | New | Miscellaneous | Natural Gas | Pool Heater | A | Purchases (Incremental) | Achievable Technical Potential | 0 | 0 | 0 | 0 | 0 | 0 | 0 | 0 | 0 | 0 | 0 | 0 | 0 | 0 | 0 | 0 | 0 | 0 | 0 | 0 | 0 | 0 | 0 | 0 | 0 | 0 | 0
F11_Commercial_OR - College_New_Miscellaneous_Natural Gas_Pool Heater_A_Achievable Technical Potential | F11 | Commercial | OR - College | New | Miscellaneous | Natural Gas | Pool Heater | A | Purchases (Cumulative) | Achievable Technical Potential | 0 | 0 | 0 | 0 | 0 | 0 | 0 | 0 | 0 | 0 | 0 | 0 | 0 | 0 | 0 | 0 | 0 | 0 | 0 | 0 | 0 | 0 | 0 | 0 | 0 | 0 | 0
F1_Commercial_OR - Health_Existing_Space Heating_Natural Gas_Furnace_A_Achievable Technical Potential | F1 | Commercial | OR - Health | Existing | Space Heating | Natural Gas | Furnace | A | Integrated Unit Energy Savings (kWh or therms) | Achievable Technical Potential | 0 | 122.2515 | 121.7774 | 82.9831 | 82.9831 | 82.9831 | 82.9831 | 82.9831 | 82.9831 | 82.9831 | 82.9831 | 82.9831 | 82.9831 | 82.9831 | 82.9831 | 82.9831 | 82.9831 | 82.9831 | 82.9831 | 82.9831 | 82.9831 | 82.9831 | 82.9831 | 82.9831 | 82.9831 | 82.9831 | 82.9831
F2_Commercial_OR - Health_Existing_Space Heating_Natural Gas_Furnace_A_Achievable Technical Potential | F2 | Commercial | OR - Health | Existing | Space Heating | Natural Gas | Furnace | A | Integrated Unit Summer Peak Savings (kW) | Achievable Technical Potential | 0 | 0 | 0 | 0 | 0 | 0 | 0 | 0 | 0 | 0 | 0 | 0 | 0 | 0 | 0 | 0 | 0 | 0 | 0 | 0 | 0 | 0 | 0 | 0 | 0 | 0 | 0
F3_Commercial_OR - Health_Existing_Space Heating_Natural Gas_Furnace_A_Achievable Technical Potential | F3 | Commercial | OR - Health | Existing | Space Heating | Natural Gas | Furnace | A | Integrated Unit Winter Peak Savings (kW) | Achievable Technical Potential | 0 | 0 | 0 | 0 | 0 | 0 | 0 | 0 | 0 | 0 | 0 | 0 | 0 | 0 | 0 | 0 | 0 | 0 | 0 | 0 | 0 | 0 | 0 | 0 | 0 | 0 | 0
F4_Commercial_OR - Health_Existing_Space Heating_Natural Gas_Furnace_A_Achievable Technical Potential | F4 | Commercial | OR - Health | Existing | Space Heating | Natural Gas | Furnace | A | Incremental Energy Savings (MWh or mTherms) | Achievable Technical Potential | 0 | 0 | 0.00034636 | 0.00041258 | 0.0010161 | 0.0021411 | 0.0040754 | 0.0071862 | 0.011906 | 0.018695 | 0.027744 | 0.039149 | 0.052751 | 0.068088 | 0.084403 | 0.10074 | 0.1161 | 0.12967 | 0.14093 | 0.13829 | 0.13387 | 0.1297 | 0.12436 | 0.11999 | 0.11653 | 0.11372 | 0.11179
F5_Commercial_OR - Health_Existing_Space Heating_Natural Gas_Furnace_A_Achievable Technical Potential | F5 | Commercial | OR - Health | Existing | Space Heating | Natural Gas | Furnace | A | Incremental Summer Peak Savings (MW) | Achievable Technical Potential | 0 | 0 | 0 | 0 | 0 | 0 | 0 | 0 | 0 | 0 | 0 | 0 | 0 | 0 | 0 | 0 | 0 | 0 | 0 | 0 | 0 | 0 | 0 | 0 | 0 | 0 | 0
F6_Commercial_OR - Health_Existing_Space Heating_Natural Gas_Furnace_A_Achievable Technical Potential | F6 | Commercial | OR - Health | Existing | Space Heating | Natural Gas | Furnace | A | Incremental Winter Peak Savings (MW) | Achievable Technical Potential | 0 | 0 | 0 | 0 | 0 | 0 | 0 | 0 | 0 | 0 | 0 | 0 | 0 | 0 | 0 | 0 | 0 | 0 | 0 | 0 | 0 | 0 | 0 | 0 | 0 | 0 | 0
F7_Commercial_OR - Health_Existing_Space Heating_Natural Gas_Furnace_A_Achievable Technical Potential | F7 | Commercial | OR - Health | Existing | Space Heating | Natural Gas | Furnace | A | Cumulative Energy Savings (MWh or mTherms) | Achievable Technical Potential | 0 | 0 | 0.00034636 | 0.0006486 | 0.0016647 | 0.0038059 | 0.0078812 | 0.015067 | 0.026973 | 0.045668 | 0.073412 | 0.11256 | 0.16531 | 0.2334 | 0.3178 | 0.41854 | 0.53465 | 0.66431 | 0.80524 | 0.94353 | 1.0774 | 1.2071 | 1.3315 | 1.4515 | 1.568 | 1.6817 | 1.7935
F8_Commercial_OR - Health_Existing_Space Heating_Natural Gas_Furnace_A_Achievable Technical Potential | F8 | Commercial | OR - Health | Existing | Space Heating | Natural Gas | Furnace | A | Cumulative Summer Peak Savings (MW) | Achievable Technical Potential | 0 | 0 | 0 | 0 | 0 | 0 | 0 | 0 | 0 | 0 | 0 | 0 | 0 | 0 | 0 | 0 | 0 | 0 | 0 | 0 | 0 | 0 | 0 | 0 | 0 | 0 | 0
F9_Commercial_OR - Health_Existing_Space Heating_Natural Gas_Furnace_A_Achievable Technical Potential | F9 | Commercial | OR - Health | Existing | Space Heating | Natural Gas | Furnace | A | Cumulative Winter Peak Savings (MW) | Achievable Technical Potential | 0 | 0 | 0 | 0 | 0 | 0 | 0 | 0 | 0 | 0 | 0 | 0 | 0 | 0 | 0 | 0 | 0 | 0 | 0 | 0 | 0 | 0 | 0 | 0 | 0 | 0 | 0
F10_Commercial_OR - Health_Existing_Space Heating_Natural Gas_Furnace_A_Achievable Technical Potential | F10 | Commercial | OR - Health | Existing | Space Heating | Natural Gas | Furnace | A | Purchases (Incremental) | Achievable Technical Potential | 0 | 0 | 0.0028442 | 0.0049718 | 0.012245 | 0.025802 | 0.049111 | 0.086598 | 0.14347 | 0.22529 | 0.33433 | 0.47177 | 0.63569 | 0.8205 | 1.0171 | 1.214 | 1.3991 | 1.5626 | 1.6983 | 1.6665 | 1.6133 | 1.563 | 1.4986 | 1.4459 | 1.4043 | 1.3704 | 1.3471
F11_Commercial_OR - Health_Existing_Space Heating_Natural Gas_Furnace_A_Achievable Technical Potential | F11 | Commercial | OR - Health | Existing | Space Heating | Natural Gas | Furnace | A | Purchases (Cumulative) | Achievable Technical Potential | 0 | 0 | 0.0028442 | 0.007816 | 0.020061 | 0.045863 | 0.094974 | 0.18157 | 0.32505 | 0.55033 | 0.88466 | 1.3564 | 1.9921 | 2.8126 | 3.8297 | 5.0437 | 6.4428 | 8.0054 | 9.7037 | 11.3702 | 12.9834 | 14.5465 | 16.0451 | 17.491 | 18.8953 | 20.2657 | 21.6128
F1_Commercial_OR - Health_Existing_Space Heating_Natural Gas_Boiler_A_Achievable Technical Potential | F1 | Commercial | OR - Health | Existing | Space Heating | Natural Gas | Boiler | A | Integrated Unit Energy Savings (kWh or therms) | Achievable Technical Potential | 0 | 431.2043 | 429.5322 | 429.5322 | 1202.4246 | 1202.4246 | 1202.4246 | 1202.4246 | 1202.4246 | 1202.4246 | 1202.4246 | 1202.4246 | 1202.4246 | 1202.4246 | 1202.4246 | 1202.4246 | 1202.4246 | 1202.4246 | 1202.4246 | 1202.4246 | 1202.4246 | 1202.4246 | 1202.4246 | 1202.4246 | 1202.4246 | 1202.4246 | 1202.4246
F2_Commercial_OR - Health_Existing_Space Heating_Natural Gas_Boiler_A_Achievable Technical Potential | F2 | Commercial | OR - Health | Existing | Space Heating | Natural Gas | Boiler | A | Integrated Unit Summer Peak Savings (kW) | Achievable Technical Potential | 0 | 0 | 0 | 0 | 0 | 0 | 0 | 0 | 0 | 0 | 0 | 0 | 0 | 0 | 0 | 0 | 0 | 0 | 0 | 0 | 0 | 0 | 0 | 0 | 0 | 0 | 0
F3_Commercial_OR - Health_Existing_Space Heating_Natural Gas_Boiler_A_Achievable Technical Potential | F3 | Commercial | OR - Health | Existing | Space Heating | Natural Gas | Boiler | A | Integrated Unit Winter Peak Savings (kW) | Achievable Technical Potential | 0 | 0 | 0 | 0 | 0 | 0 | 0 | 0 | 0 | 0 | 0 | 0 | 0 | 0 | 0 | 0 | 0 | 0 | 0 | 0 | 0 | 0 | 0 | 0 | 0 | 0 | 0
F4_Commercial_OR - Health_Existing_Space Heating_Natural Gas_Boiler_A_Achievable Technical Potential | F4 | Commercial | OR - Health | Existing | Space Heating | Natural Gas | Boiler | A | Incremental Energy Savings (MWh or mTherms) | Achievable Technical Potential | 0 | 0 | 0.29476 | 0.50547 | 2.2343 | 2.638 | 2.9965 | 3.311 | 3.5839 | 3.8189 | 4.0198 | 4.1907 | 4.3353 | 4.4504 | 4.5422 | 4.6157 | 4.6746 | 4.722 | 4.7602 | 4.7999 | 4.8316 | 4.8725 | 4.8377 | 4.8099 | 4.7879 | 4.771 | 4.7584
F5_Commercial_OR - Health_Existing_Space Heating_Natural Gas_Boiler_A_Achievable Technical Potential | F5 | Commercial | OR - Health | Existing | Space Heating | Natural Gas | Boiler | A | Incremental Summer Peak Savings (MW) | Achievable Technical Potential | 0 | 0 | 0 | 0 | 0 | 0 | 0 | 0 | 0 | 0 | 0 | 0 | 0 | 0 | 0 | 0 | 0 | 0 | 0 | 0 | 0 | 0 | 0 | 0 | 0 | 0 | 0
F6_Commercial_OR - Health_Existing_Space Heating_Natural Gas_Boiler_A_Achievable Technical Potential | F6 | Commercial | OR - Health | Existing | Space Heating | Natural Gas | Boiler | A | Incremental Winter Peak Savings (MW) | Achievable Technical Potential | 0 | 0 | 0 | 0 | 0 | 0 | 0 | 0 | 0 | 0 | 0 | 0 | 0 | 0 | 0 | 0 | 0 | 0 | 0 | 0 | 0 | 0 | 0 | 0 | 0 | 0 | 0
F7_Commercial_OR - Health_Existing_Space Heating_Natural Gas_Boiler_A_Achievable Technical Potential | F7 | Commercial | OR - Health | Existing | Space Heating | Natural Gas | Boiler | A | Cumulative Energy Savings (MWh or mTherms) | Achievable Technical Potential | 0 | 0 | 0.29476 | 0.80024 | 2.8905 | 5.5284 | 8.525 | 11.8359 | 15.4199 | 19.2388 | 23.2586 | 27.4493 | 31.7846 | 36.235 | 40.7772 | 45.3929 | 50.0674 | 54.7894 | 59.5496 | 64.3495 | 69.1812 | 74.0536 | 78.8914 | 83.7012 | 88.4891 | 93.2601 | 98.0184
F8_Commercial_OR - Health_Existing_Space Heating_Natural Gas_Boiler_A_Achievable Technical Potential | F8 | Commercial | OR - Health | Existing | Space Heating | Natural Gas | Boiler | A | Cumulative Summer Peak Savings (MW) | Achievable Technical Potential | 0 | 0 | 0 | 0 | 0 | 0 | 0 | 0 | 0 | 0 | 0 | 0 | 0 | 0 | 0 | 0 | 0 | 0 | 0 | 0 | 0 | 0 | 0 | 0 | 0 | 0 | 0
F9_Commercial_OR - Health_Existing_Space Heating_Natural Gas_Boiler_A_Achievable Technical Potential | F9 | Commercial | OR - Health | Existing | Space Heating | Natural Gas | Boiler | A | Cumulative Winter Peak Savings (MW) | Achievable Technical Potential | 0 | 0 | 0 | 0 | 0 | 0 | 0 | 0 | 0 | 0 | 0 | 0 | 0 | 0 | 0 | 0 | 0 | 0 | 0 | 0 | 0 | 0 | 0 | 0 | 0 | 0 | 0
F10_Commercial_OR - Health_Existing_Space Heating_Natural Gas_Boiler_A_Achievable Technical Potential | F10 | Commercial | OR - Health | Existing | Space Heating | Natural Gas | Boiler | A | Purchases (Incremental) | Achievable Technical Potential | 0 | 0 | 0.68624 | 1.1768 | 1.8581 | 2.1939 | 2.4921 | 2.7536 | 2.9806 | 3.176 | 3.3431 | 3.4852 | 3.6055 | 3.7012 | 3.7776 | 3.8386 | 3.8876 | 3.927 | 3.9588 | 3.9919 | 4.0182 | 4.0522 | 4.0233 | 4.0001 | 3.9819 | 3.9678 | 3.9573
F11_Commercial_OR - Health_Existing_Space Heating_Natural Gas_Boiler_A_Achievable Technical Potential | F11 | Commercial | OR - Health | Existing | Space Heating | Natural Gas | Boiler | A | Purchases (Cumulative) | Achievable Technical Potential | 0 | 0 | 0.68624 | 1.863 | 3.7212 | 5.9151 | 8.4071 | 11.1607 | 14.1413 | 17.3173 | 20.6604 | 24.1456 | 27.7511 | 31.4522 | 35.2298 | 39.0684 | 42.9561 | 46.8831 | 50.8419 | 54.8338 | 58.852 | 62.9042 | 66.9276 | 70.9277 | 74.9095 | 78.8773 | 82.8347
F1_Commercial_OR - Health_Existing_Space Heating_Natural Gas_Unit Heater_A_Achievable Technical Potential | F1 | Commercial | OR - Health | Existing | Space Heating | Natural Gas | Unit Heater | A | Integrated Unit Energy Savings (kWh or therms) | Achievable Technical Potential | 0 | 0 | 0 | 0 | 0 | 0 | 0 | 0 | 0 | 0 | 0 | 0 | 0 | 0 | 0 | 0 | 0 | 0 | 0 | 0 | 0 | 0 | 0 | 0 | 0 | 0 | 0
F2_Commercial_OR - Health_Existing_Space Heating_Natural Gas_Unit Heater_A_Achievable Technical Potential | F2 | Commercial | OR - Health | Existing | Space Heating | Natural Gas | Unit Heater | A | Integrated Unit Summer Peak Savings (kW) | Achievable Technical Potential | 0 | 0 | 0 | 0 | 0 | 0 | 0 | 0 | 0 | 0 | 0 | 0 | 0 | 0 | 0 | 0 | 0 | 0 | 0 | 0 | 0 | 0 | 0 | 0 | 0 | 0 | 0
F3_Commercial_OR - Health_Existing_Space Heating_Natural Gas_Unit Heater_A_Achievable Technical Potential | F3 | Commercial | OR - Health | Existing | Space Heating | Natural Gas | Unit Heater | A | Integrated Unit Winter Peak Savings (kW) | Achievable Technical Potential | 0 | 0 | 0 | 0 | 0 | 0 | 0 | 0 | 0 | 0 | 0 | 0 | 0 | 0 | 0 | 0 | 0 | 0 | 0 | 0 | 0 | 0 | 0 | 0 | 0 | 0 | 0
F4_Commercial_OR - Health_Existing_Space Heating_Natural Gas_Unit Heater_A_Achievable Technical Potential | F4 | Commercial | OR - Health | Existing | Space Heating | Natural Gas | Unit Heater | A | Incremental Energy Savings (MWh or mTherms) | Achievable Technical Potential | 0 | 0 | 0 | 0 | 0 | 0 | 0 | 0 | 0 | 0 | 0 | 0 | 0 | 0 | 0 | 0 | 0 | 0 | 0 | 0 | 0 | 0 | 0 | 0 | 0 | 0 | 0
F5_Commercial_OR - Health_Existing_Space Heating_Natural Gas_Unit Heater_A_Achievable Technical Potential | F5 | Commercial | OR - Health | Existing | Space Heating | Natural Gas | Unit Heater | A | Incremental Summer Peak Savings (MW) | Achievable Technical Potential | 0 | 0 | 0 | 0 | 0 | 0 | 0 | 0 | 0 | 0 | 0 | 0 | 0 | 0 | 0 | 0 | 0 | 0 | 0 | 0 | 0 | 0 | 0 | 0 | 0 | 0 | 0
F6_Commercial_OR - Health_Existing_Space Heating_Natural Gas_Unit Heater_A_Achievable Technical Potential | F6 | Commercial | OR - Health | Existing | Space Heating | Natural Gas | Unit Heater | A | Incremental Winter Peak Savings (MW) | Achievable Technical Potential | 0 | 0 | 0 | 0 | 0 | 0 | 0 | 0 | 0 | 0 | 0 | 0 | 0 | 0 | 0 | 0 | 0 | 0 | 0 | 0 | 0 | 0 | 0 | 0 | 0 | 0 | 0
F7_Commercial_OR - Health_Existing_Space Heating_Natural Gas_Unit Heater_A_Achievable Technical Potential | F7 | Commercial | OR - Health | Existing | Space Heating | Natural Gas | Unit Heater | A | Cumulative Energy Savings (MWh or mTherms) | Achievable Technical Potential | 0 | 0 | 0 | 0 | 0 | 0 | 0 | 0 | 0 | 0 | 0 | 0 | 0 | 0 | 0 | 0 | 0 | 0 | 0 | 0 | 0 | 0 | 0 | 0 | 0 | 0 | 0
F8_Commercial_OR - Health_Existing_Space Heating_Natural Gas_Unit Heater_A_Achievable Technical Potential | F8 | Commercial | OR - Health | Existing | Space Heating | Natural Gas | Unit Heater | A | Cumulative Summer Peak Savings (MW) | Achievable Technical Potential | 0 | 0 | 0 | 0 | 0 | 0 | 0 | 0 | 0 | 0 | 0 | 0 | 0 | 0 | 0 | 0 | 0 | 0 | 0 | 0 | 0 | 0 | 0 | 0 | 0 | 0 | 0
F9_Commercial_OR - Health_Existing_Space Heating_Natural Gas_Unit Heater_A_Achievable Technical Potential | F9 | Commercial | OR - Health | Existing | Space Heating | Natural Gas | Unit Heater | A | Cumulative Winter Peak Savings (MW) | Achievable Technical Potential | 0 | 0 | 0 | 0 | 0 | 0 | 0 | 0 | 0 | 0 | 0 | 0 | 0 | 0 | 0 | 0 | 0 | 0 | 0 | 0 | 0 | 0 | 0 | 0 | 0 | 0 | 0
F10_Commercial_OR - Health_Existing_Space Heating_Natural Gas_Unit Heater_A_Achievable Technical Potential | F10 | Commercial | OR - Health | Existing | Space Heating | Natural Gas | Unit Heater | A | Purchases (Incremental) | Achievable Technical Potential | 0 | 0 | 0 | 0 | 0 | 0 | 0 | 0 | 0 | 0 | 0 | 0 | 0 | 0 | 0 | 0 | 0 | 0 | 0 | 0 | 0 | 0 | 0 | 0 | 0 | 0 | 0
F11_Commercial_OR - Health_Existing_Space Heating_Natural Gas_Unit Heater_A_Achievable Technical Potential | F11 | Commercial | OR - Health | Existing | Space Heating | Natural Gas | Unit Heater | A | Purchases (Cumulative) | Achievable Technical Potential | 0 | 0 | 0 | 0 | 0 | 0 | 0 | 0 | 0 | 0 | 0 | 0 | 0 | 0 | 0 | 0 | 0 | 0 | 0 | 0 | 0 | 0 | 0 | 0 | 0 | 0 | 0
F1_Commercial_OR - Health_Existing_Water Heating_Natural Gas_Water Heater_A_Achievable Technical Potential | F1 | Commercial | OR - Health | Existing | Water Heating | Natural Gas | Water Heater | A | Integrated Unit Energy Savings (kWh or therms) | Achievable Technical Potential | 0 | 2.8505 | 2.8505 | 2.8505 | 2.8505 | 2.8505 | 2.8505 | 2.8505 | 2.8505 | 2.8505 | 2.8505 | 2.8505 | 2.8505 | 2.8505 | 2.8505 | 2.8505 | 2.8505 | 2.8505 | 2.8505 | 2.8505 | 2.8505 | 2.8505 | 2.8505 | 2.8505 | 2.8505 | 2.8505 | 2.8505
F2_Commercial_OR - Health_Existing_Water Heating_Natural Gas_Water Heater_A_Achievable Technical Potential | F2 | Commercial | OR - Health | Existing | Water Heating | Natural Gas | Water Heater | A | Integrated Unit Summer Peak Savings (kW) | Achievable Technical Potential | 0 | 0 | 0 | 0 | 0 | 0 | 0 | 0 | 0 | 0 | 0 | 0 | 0 | 0 | 0 | 0 | 0 | 0 | 0 | 0 | 0 | 0 | 0 | 0 | 0 | 0 | 0
F3_Commercial_OR - Health_Existing_Water Heating_Natural Gas_Water Heater_A_Achievable Technical Potential | F3 | Commercial | OR - Health | Existing | Water Heating | Natural Gas | Water Heater | A | Integrated Unit Winter Peak Savings (kW) | Achievable Technical Potential | 0 | 0 | 0 | 0 | 0 | 0 | 0 | 0 | 0 | 0 | 0 | 0 | 0 | 0 | 0 | 0 | 0 | 0 | 0 | 0 | 0 | 0 | 0 | 0 | 0 | 0 | 0
F4_Commercial_OR - Health_Existing_Water Heating_Natural Gas_Water Heater_A_Achievable Technical Potential | F4 | Commercial | OR - Health | Existing | Water Heating | Natural Gas | Water Heater | A | Incremental Energy Savings (MWh or mTherms) | Achievable Technical Potential | 0 | 0 | 0.46826 | 0.89111 | 1.2822 | 1.6514 | 2.0062 | 2.3124 | 2.5454 | 2.724 | 3.0793 | 3.3336 | 3.0381 | 2.7249 | 2.3965 | 3.2144 | 2.5791 | 2.0417 | 1.5848 | 1.2786 | 0.85222 | 0.55757 | 0.35922 | 0.22906 | 0.45083 | 0 | 0
F5_Commercial_OR - Health_Existing_Water Heating_Natural Gas_Water Heater_A_Achievable Technical Potential | F5 | Commercial | OR - Health | Existing | Water Heating | Natural Gas | Water Heater | A | Incremental Summer Peak Savings (MW) | Achievable Technical Potential | 0 | 0 | 0 | 0 | 0 | 0 | 0 | 0 | 0 | 0 | 0 | 0 | 0 | 0 | 0 | 0 | 0 | 0 | 0 | 0 | 0 | 0 | 0 | 0 | 0 | 0 | 0
F6_Commercial_OR - Health_Existing_Water Heating_Natural Gas_Water Heater_A_Achievable Technical Potential | F6 | Commercial | OR - Health | Existing | Water Heating | Natural Gas | Water Heater | A | Incremental Winter Peak Savings (MW) | Achievable Technical Potential | 0 | 0 | 0 | 0 | 0 | 0 | 0 | 0 | 0 | 0 | 0 | 0 | 0 | 0 | 0 | 0 | 0 | 0 | 0 | 0 | 0 | 0 | 0 | 0 | 0 | 0 | 0
F7_Commercial_OR - Health_Existing_Water Heating_Natural Gas_Water Heater_A_Achievable Technical Potential | F7 | Commercial | OR - Health | Existing | Water Heating | Natural Gas | Water Heater | A | Cumulative Energy Savings (MWh or mTherms) | Achievable Technical Potential | 0 | 0 | 0.46826 | 1.3594 | 2.6415 | 4.293 | 6.2992 | 8.6116 | 11.157 | 13.881 | 16.9603 | 20.2939 | 23.332 | 26.0568 | 28.4534 | 31.6677 | 34.2468 | 36.2884 | 37.8732 | 39.1518 | 40.004 | 40.5616 | 40.9208 | 41.1499 | 41.6007 | 41.6007 | 41.6007
F8_Commercial_OR - Health_Existing_Water Heating_Natural Gas_Water Heater_A_Achievable Technical Potential | F8 | Commercial | OR - Health | Existing | Water Heating | Natural Gas | Water Heater | A | Cumulative Summer Peak Savings (MW) | Achievable Technical Potential | 0 | 0 | 0 | 0 | 0 | 0 | 0 | 0 | 0 | 0 | 0 | 0 | 0 | 0 | 0 | 0 | 0 | 0 | 0 | 0 | 0 | 0 | 0 | 0 | 0 | 0 | 0
F9_Commercial_OR - Health_Existing_Water Heating_Natural Gas_Water Heater_A_Achievable Technical Potential | F9 | Commercial | OR - Health | Existing | Water Heating | Natural Gas | Water Heater | A | Cumulative Winter Peak Savings (MW) | Achievable Technical Potential | 0 | 0 | 0 | 0 | 0 | 0 | 0 | 0 | 0 | 0 | 0 | 0 | 0 | 0 | 0 | 0 | 0 | 0 | 0 | 0 | 0 | 0 | 0 | 0 | 0 | 0 | 0
F10_Commercial_OR - Health_Existing_Water Heating_Natural Gas_Water Heater_A_Achievable Technical Potential | F10 | Commercial | OR - Health | Existing | Water Heating | Natural Gas | Water Heater | A | Purchases (Incremental) | Achievable Technical Potential | 0 | 0 | 164.2737 | 312.6178 | 449.8112 | 579.3584 | 703.8082 | 811.2456 | 892.9676 | 955.6392 | 1080.2756 | 1169.5025 | 1065.818 | 955.9404 | 840.7471 | 1127.6688 | 904.785 | 716.2543 | 555.9705 | 448.5454 | 298.9774 | 195.6068 | 126.0226 | 80.36 | 158.1614 | 0 | 0
F11_Commercial_OR - Health_Existing_Water Heating_Natural Gas_Water Heater_A_Achievable Technical Potential | F11 | Commercial | OR - Health | Existing | Water Heating | Natural Gas | Water Heater | A | Purchases (Cumulative) | Achievable Technical Potential | 0 | 0 | 164.2737 | 476.8915 | 926.7027 | 1506.0611 | 2209.8693 | 3021.1149 | 3914.0825 | 4869.7217 | 5949.9973 | 7119.4997 | 8185.3177 | 9141.2582 | 9982.0053 | 11109.6741 | 12014.4591 | 12730.7134 | 13286.6839 | 13735.2293 | 14034.2067 | 14229.8136 | 14355.8361 | 14436.1961 | 14594.3575 | 14594.3575 | 14594.3575
F1_Commercial_OR - Health_Existing_Food Preparation_Natural Gas_Oven_A_Achievable Technical Potential | F1 | Commercial | OR - Health | Existing | Food Preparation | Natural Gas | Oven | A | Integrated Unit Energy Savings (kWh or therms) | Achievable Technical Potential | 0 | 106.6752 | 106.6752 | 106.6752 | 106.6752 | 106.6752 | 106.6752 | 106.6752 | 106.6752 | 106.6752 | 106.6752 | 106.6752 | 106.6752 | 106.6752 | 106.6752 | 106.6752 | 106.6752 | 106.6752 | 106.6752 | 106.6752 | 106.6752 | 106.6752 | 106.6752 | 106.6752 | 106.6752 | 106.6752 | 106.6752
F2_Commercial_OR - Health_Existing_Food Preparation_Natural Gas_Oven_A_Achievable Technical Potential | F2 | Commercial | OR - Health | Existing | Food Preparation | Natural Gas | Oven | A | Integrated Unit Summer Peak Savings (kW) | Achievable Technical Potential | 0 | 0 | 0 | 0 | 0 | 0 | 0 | 0 | 0 | 0 | 0 | 0 | 0 | 0 | 0 | 0 | 0 | 0 | 0 | 0 | 0 | 0 | 0 | 0 | 0 | 0 | 0
F3_Commercial_OR - Health_Existing_Food Preparation_Natural Gas_Oven_A_Achievable Technical Potential | F3 | Commercial | OR - Health | Existing | Food Preparation | Natural Gas | Oven | A | Integrated Unit Winter Peak Savings (kW) | Achievable Technical Potential | 0 | 0 | 0 | 0 | 0 | 0 | 0 | 0 | 0 | 0 | 0 | 0 | 0 | 0 | 0 | 0 | 0 | 0 | 0 | 0 | 0 | 0 | 0 | 0 | 0 | 0 | 0
F4_Commercial_OR - Health_Existing_Food Preparation_Natural Gas_Oven_A_Achievable Technical Potential | F4 | Commercial | OR - Health | Existing | Food Preparation | Natural Gas | Oven | A | Incremental Energy Savings (MWh or mTherms) | Achievable Technical Potential | 0 | 0 | 0.00030368 | 0.0014283 | 0.0033464 | 0.0057662 | 0.0085256 | 0.011507 | 0.014628 | 0.017828 | 0.021065 | 0.024314 | 0.022227 | 0.02091 | 0.020279 | 0.019986 | 0.019846 | 0.021359 | 0.022689 | 0.02441 | 0.026419 | 0.028034 | 0.026871 | 0.023303 | 0.023766 | 0.022954 | 0.021212
F5_Commercial_OR - Health_Existing_Food Preparation_Natural Gas_Oven_A_Achievable Technical Potential | F5 | Commercial | OR - Health | Existing | Food Preparation | Natural Gas | Oven | A | Incremental Summer Peak Savings (MW) | Achievable Technical Potential | 0 | 0 | 0 | 0 | 0 | 0 | 0 | 0 | 0 | 0 | 0 | 0 | 0 | 0 | 0 | 0 | 0 | 0 | 0 | 0 | 0 | 0 | 0 | 0 | 0 | 0 | 0
F6_Commercial_OR - Health_Existing_Food Preparation_Natural Gas_Oven_A_Achievable Technical Potential | F6 | Commercial | OR - Health | Existing | Food Preparation | Natural Gas | Oven | A | Incremental Winter Peak Savings (MW) | Achievable Technical Potential | 0 | 0 | 0 | 0 | 0 | 0 | 0 | 0 | 0 | 0 | 0 | 0 | 0 | 0 | 0 | 0 | 0 | 0 | 0 | 0 | 0 | 0 | 0 | 0 | 0 | 0 | 0
F7_Commercial_OR - Health_Existing_Food Preparation_Natural Gas_Oven_A_Achievable Technical Potential | F7 | Commercial | OR - Health | Existing | Food Preparation | Natural Gas | Oven | A | Cumulative Energy Savings (MWh or mTherms) | Achievable Technical Potential | 0 | 0 | 0.00030368 | 0.001732 | 0.0050784 | 0.010845 | 0.01937 | 0.030878 | 0.045506 | 0.063333 | 0.084398 | 0.10871 | 0.13094 | 0.15185 | 0.17213 | 0.19211 | 0.21196 | 0.23332 | 0.25601 | 0.28042 | 0.30684 | 0.33487 | 0.36174 | 0.38504 | 0.40881 | 0.43176 | 0.45298
F8_Commercial_OR - Health_Existing_Food Preparation_Natural Gas_Oven_A_Achievable Technical Potential | F8 | Commercial | OR - Health | Existing | Food Preparation | Natural Gas | Oven | A | Cumulative Summer Peak Savings (MW) | Achievable Technical Potential | 0 | 0 | 0 | 0 | 0 | 0 | 0 | 0 | 0 | 0 | 0 | 0 | 0 | 0 | 0 | 0 | 0 | 0 | 0 | 0 | 0 | 0 | 0 | 0 | 0 | 0 | 0
F9_Commercial_OR - Health_Existing_Food Preparation_Natural Gas_Oven_A_Achievable Technical Potential | F9 | Commercial | OR - Health | Existing | Food Preparation | Natural Gas | Oven | A | Cumulative Winter Peak Savings (MW) | Achievable Technical Potential | 0 | 0 | 0 | 0 | 0 | 0 | 0 | 0 | 0 | 0 | 0 | 0 | 0 | 0 | 0 | 0 | 0 | 0 | 0 | 0 | 0 | 0 | 0 | 0 | 0 | 0 | 0
F10_Commercial_OR - Health_Existing_Food Preparation_Natural Gas_Oven_A_Achievable Technical Potential | F10 | Commercial | OR - Health | Existing | Food Preparation | Natural Gas | Oven | A | Purchases (Incremental) | Achievable Technical Potential | 0 | 0 | 0.0028467 | 0.013389 | 0.03137 | 0.054054 | 0.079921 | 0.10787 | 0.13713 | 0.16712 | 0.19747 | 0.22792 | 0.20836 | 0.19601 | 0.1901 | 0.18735 | 0.18604 | 0.20023 | 0.21269 | 0.22883 | 0.24766 | 0.2628 | 0.25189 | 0.21845 | 0.22279 | 0.21518 | 0.19885
F11_Commercial_OR - Health_Existing_Food Preparation_Natural Gas_Oven_A_Achievable Technical Potential | F11 | Commercial | OR - Health | Existing | Food Preparation | Natural Gas | Oven | A | Purchases (Cumulative) | Achievable Technical Potential | 0 | 0 | 0.0028467 | 0.016236 | 0.047606 | 0.10166 | 0.18158 | 0.28946 | 0.42658 | 0.5937 | 0.79117 | 1.0191 | 1.2275 | 1.4235 | 1.6136 | 1.8009 | 1.987 | 2.1872 | 2.3999 | 2.6287 | 2.8764 | 3.1392 | 3.391 | 3.6095 | 3.8323 | 4.0475 | 4.2463
F1_Commercial_OR - Health_Existing_Food Preparation_Natural Gas_Conveyor Oven_A_Achievable Technical Potential | F1 | Commercial | OR - Health | Existing | Food Preparation | Natural Gas | Conveyor Oven | A | Integrated Unit Energy Savings (kWh or therms) | Achievable Technical Potential | 0 | 0 | 0 | 0 | 0 | 692.0657 | 692.0657 | 692.0657 | 692.0657 | 692.0657 | 692.0657 | 692.0657 | 692.0657 | 692.0657 | 692.0657 | 692.0657 | 692.0657 | 692.0657 | 692.0657 | 692.0657 | 692.0657 | 692.0657 | 692.0657 | 692.0657 | 692.0657 | 692.0657 | 692.0657
F2_Commercial_OR - Health_Existing_Food Preparation_Natural Gas_Conveyor Oven_A_Achievable Technical Potential | F2 | Commercial | OR - Health | Existing | Food Preparation | Natural Gas | Conveyor Oven | A | Integrated Unit Summer Peak Savings (kW) | Achievable Technical Potential | 0 | 0 | 0 | 0 | 0 | 0 | 0 | 0 | 0 | 0 | 0 | 0 | 0 | 0 | 0 | 0 | 0 | 0 | 0 | 0 | 0 | 0 | 0 | 0 | 0 | 0 | 0
F3_Commercial_OR - Health_Existing_Food Preparation_Natural Gas_Conveyor Oven_A_Achievable Technical Potential | F3 | Commercial | OR - Health | Existing | Food Preparation | Natural Gas | Conveyor Oven | A | Integrated Unit Winter Peak Savings (kW) | Achievable Technical Potential | 0 | 0 | 0 | 0 | 0 | 0 | 0 | 0 | 0 | 0 | 0 | 0 | 0 | 0 | 0 | 0 | 0 | 0 | 0 | 0 | 0 | 0 | 0 | 0 | 0 | 0 | 0
F4_Commercial_OR - Health_Existing_Food Preparation_Natural Gas_Conveyor Oven_A_Achievable Technical Potential | F4 | Commercial | OR - Health | Existing | Food Preparation | Natural Gas | Conveyor Oven | A | Incremental Energy Savings (MWh or mTherms) | Achievable Technical Potential | 0 | 0 | 0 | 0 | 0 | 0.00067229 | 0.0024222 | 0.0055432 | 0.010245 | 0.016677 | 0.023305 | 0.029986 | 0.036626 | 0.043168 | 0.049578 | 0.055839 | 0.061948 | 0.05298 | 0.04512 | 0.038286 | 0.03238 | 0.028057 | 0.023877 | 0.021154 | 0.019473 | 0.018449 | 0.017965
F5_Commercial_OR - Health_Existing_Food Preparation_Natural Gas_Conveyor Oven_A_Achievable Technical Potential | F5 | Commercial | OR - Health | Existing | Food Preparation | Natural Gas | Conveyor Oven | A | Incremental Summer Peak Savings (MW) | Achievable Technical Potential | 0 | 0 | 0 | 0 | 0 | 0 | 0 | 0 | 0 | 0 | 0 | 0 | 0 | 0 | 0 | 0 | 0 | 0 | 0 | 0 | 0 | 0 | 0 | 0 | 0 | 0 | 0
F6_Commercial_OR - Health_Existing_Food Preparation_Natural Gas_Conveyor Oven_A_Achievable Technical Potential | F6 | Commercial | OR - Health | Existing | Food Preparation | Natural Gas | Conveyor Oven | A | Incremental Winter Peak Savings (MW) | Achievable Technical Potential | 0 | 0 | 0 | 0 | 0 | 0 | 0 | 0 | 0 | 0 | 0 | 0 | 0 | 0 | 0 | 0 | 0 | 0 | 0 | 0 | 0 | 0 | 0 | 0 | 0 | 0 | 0
F7_Commercial_OR - Health_Existing_Food Preparation_Natural Gas_Conveyor Oven_A_Achievable Technical Potential | F7 | Commercial | OR - Health | Existing | Food Preparation | Natural Gas | Conveyor Oven | A | Cumulative Energy Savings (MWh or mTherms) | Achievable Technical Potential | 0 | 0 | 0 | 0 | 0 | 0.00067229 | 0.0030945 | 0.0086377 | 0.018883 | 0.03556 | 0.058865 | 0.08885 | 0.12548 | 0.16864 | 0.21822 | 0.27406 | 0.33601 | 0.38899 | 0.43411 | 0.47239 | 0.50477 | 0.53283 | 0.55671 | 0.57786 | 0.59734 | 0.61578 | 0.63375
F8_Commercial_OR - Health_Existing_Food Preparation_Natural Gas_Conveyor Oven_A_Achievable Technical Potential | F8 | Commercial | OR - Health | Existing | Food Preparation | Natural Gas | Conveyor Oven | A | Cumulative Summer Peak Savings (MW) | Achievable Technical Potential | 0 | 0 | 0 | 0 | 0 | 0 | 0 | 0 | 0 | 0 | 0 | 0 | 0 | 0 | 0 | 0 | 0 | 0 | 0 | 0 | 0 | 0 | 0 | 0 | 0 | 0 | 0
F9_Commercial_OR - Health_Existing_Food Preparation_Natural Gas_Conveyor Oven_A_Achievable Technical Potential | F9 | Commercial | OR - Health | Existing | Food Preparation | Natural Gas | Conveyor Oven | A | Cumulative Winter Peak Savings (MW) | Achievable Technical Potential | 0 | 0 | 0 | 0 | 0 | 0 | 0 | 0 | 0 | 0 | 0 | 0 | 0 | 0 | 0 | 0 | 0 | 0 | 0 | 0 | 0 | 0 | 0 | 0 | 0 | 0 | 0
F10_Commercial_OR - Health_Existing_Food Preparation_Natural Gas_Conveyor Oven_A_Achievable Technical Potential | F10 | Commercial | OR - Health | Existing | Food Preparation | Natural Gas | Conveyor Oven | A | Purchases (Incremental) | Achievable Technical Potential | 0 | 0 | 0 | 0 | 0 | 0.00097143 | 0.0035 | 0.0080097 | 0.014804 | 0.024097 | 0.033674 | 0.043328 | 0.052923 | 0.062375 | 0.071637 | 0.080685 | 0.089512 | 0.076553 | 0.065197 | 0.055321 | 0.046787 | 0.04054 | 0.034501 | 0.030567 | 0.028138 | 0.026658 | 0.025959
F11_Commercial_OR - Health_Existing_Food Preparation_Natural Gas_Conveyor Oven_A_Achievable Technical Potential | F11 | Commercial | OR - Health | Existing | Food Preparation | Natural Gas | Conveyor Oven | A | Purchases (Cumulative) | Achievable Technical Potential | 0 | 0 | 0 | 0 | 0 | 0.00097143 | 0.0044714 | 0.012481 | 0.027285 | 0.051383 | 0.085057 | 0.12838 | 0.18131 | 0.24368 | 0.31532 | 0.396 | 0.48552 | 0.56207 | 0.62727 | 0.68259 | 0.72937 | 0.76991 | 0.80441 | 0.83498 | 0.86312 | 0.88978 | 0.91574
F1_Commercial_OR - Health_Existing_Food Preparation_Natural Gas_Double Rack Oven_A_Achievable Technical Potential | F1 | Commercial | OR - Health | Existing | Food Preparation | Natural Gas | Double Rack Oven | A | Integrated Unit Energy Savings (kWh or therms) | Achievable Technical Potential | 0 | 1621.62 | 1621.62 | 1621.62 | 1621.62 | 1621.62 | 1621.62 | 1621.62 | 1621.62 | 1621.62 | 1621.62 | 1621.62 | 1621.62 | 1621.62 | 1621.62 | 1621.62 | 1621.62 | 1621.62 | 1621.62 | 1621.62 | 1621.62 | 1621.62 | 1621.62 | 1621.62 | 1621.62 | 1621.62 | 1621.62
F2_Commercial_OR - Health_Existing_Food Preparation_Natural Gas_Double Rack Oven_A_Achievable Technical Potential | F2 | Commercial | OR - Health | Existing | Food Preparation | Natural Gas | Double Rack Oven | A | Integrated Unit Summer Peak Savings (kW) | Achievable Technical Potential | 0 | 0 | 0 | 0 | 0 | 0 | 0 | 0 | 0 | 0 | 0 | 0 | 0 | 0 | 0 | 0 | 0 | 0 | 0 | 0 | 0 | 0 | 0 | 0 | 0 | 0 | 0
F3_Commercial_OR - Health_Existing_Food Preparation_Natural Gas_Double Rack Oven_A_Achievable Technical Potential | F3 | Commercial | OR - Health | Existing | Food Preparation | Natural Gas | Double Rack Oven | A | Integrated Unit Winter Peak Savings (kW) | Achievable Technical Potential | 0 | 0 | 0 | 0 | 0 | 0 | 0 | 0 | 0 | 0 | 0 | 0 | 0 | 0 | 0 | 0 | 0 | 0 | 0 | 0 | 0 | 0 | 0 | 0 | 0 | 0 | 0
F4_Commercial_OR - Health_Existing_Food Preparation_Natural Gas_Double Rack Oven_A_Achievable Technical Potential | F4 | Commercial | OR - Health | Existing | Food Preparation | Natural Gas | Double Rack Oven | A | Incremental Energy Savings (MWh or mTherms) | Achievable Technical Potential | 0 | 0 | 0.0021158 | 0.0080663 | 0.01588 | 0.025243 | 0.035888 | 0.047589 | 0.060152 | 0.073417 | 0.076925 | 0.081012 | 0.085921 | 0.091806 | 0.096637 | 0.098729 | 0.10005 | 0.10087 | 0.10142 | 0.11631 | 0.11833 | 0.11804 | 0.11633 | 0.11302 | 0.10825 | 0.10217 | 0.094902
F5_Commercial_OR - Health_Existing_Food Preparation_Natural Gas_Double Rack Oven_A_Achievable Technical Potential | F5 | Commercial | OR - Health | Existing | Food Preparation | Natural Gas | Double Rack Oven | A | Incremental Summer Peak Savings (MW) | Achievable Technical Potential | 0 | 0 | 0 | 0 | 0 | 0 | 0 | 0 | 0 | 0 | 0 | 0 | 0 | 0 | 0 | 0 | 0 | 0 | 0 | 0 | 0 | 0 | 0 | 0 | 0 | 0 | 0
F6_Commercial_OR - Health_Existing_Food Preparation_Natural Gas_Double Rack Oven_A_Achievable Technical Potential | F6 | Commercial | OR - Health | Existing | Food Preparation | Natural Gas | Double Rack Oven | A | Incremental Winter Peak Savings (MW) | Achievable Technical Potential | 0 | 0 | 0 | 0 | 0 | 0 | 0 | 0 | 0 | 0 | 0 | 0 | 0 | 0 | 0 | 0 | 0 | 0 | 0 | 0 | 0 | 0 | 0 | 0 | 0 | 0 | 0
F7_Commercial_OR - Health_Existing_Food Preparation_Natural Gas_Double Rack Oven_A_Achievable Technical Potential | F7 | Commercial | OR - Health | Existing | Food Preparation | Natural Gas | Double Rack Oven | A | Cumulative Energy Savings (MWh or mTherms) | Achievable Technical Potential | 0 | 0 | 0.0021158 | 0.010182 | 0.026062 | 0.051305 | 0.087193 | 0.13478 | 0.19493 | 0.26835 | 0.34528 | 0.42629 | 0.51221 | 0.60401 | 0.70065 | 0.79938 | 0.89943 | 1.0003 | 1.1017 | 1.218 | 1.3364 | 1.4544 | 1.5707 | 1.6838 | 1.792 | 1.8942 | 1.9891
F8_Commercial_OR - Health_Existing_Food Preparation_Natural Gas_Double Rack Oven_A_Achievable Technical Potential | F8 | Commercial | OR - Health | Existing | Food Preparation | Natural Gas | Double Rack Oven | A | Cumulative Summer Peak Savings (MW) | Achievable Technical Potential | 0 | 0 | 0 | 0 | 0 | 0 | 0 | 0 | 0 | 0 | 0 | 0 | 0 | 0 | 0 | 0 | 0 | 0 | 0 | 0 | 0 | 0 | 0 | 0 | 0 | 0 | 0
F9_Commercial_OR - Health_Existing_Food Preparation_Natural Gas_Double Rack Oven_A_Achievable Technical Potential | F9 | Commercial | OR - Health | Existing | Food Preparation | Natural Gas | Double Rack Oven | A | Cumulative Winter Peak Savings (MW) | Achievable Technical Potential | 0 | 0 | 0 | 0 | 0 | 0 | 0 | 0 | 0 | 0 | 0 | 0 | 0 | 0 | 0 | 0 | 0 | 0 | 0 | 0 | 0 | 0 | 0 | 0 | 0 | 0 | 0
F10_Commercial_OR - Health_Existing_Food Preparation_Natural Gas_Double Rack Oven_A_Achievable Technical Potential | F10 | Commercial | OR - Health | Existing | Food Preparation | Natural Gas | Double Rack Oven | A | Purchases (Incremental) | Achievable Technical Potential | 0 | 0 | 0.0013047 | 0.0049742 | 0.0097926 | 0.015566 | 0.022131 | 0.029346 | 0.037094 | 0.045274 | 0.047437 | 0.049957 | 0.052985 | 0.056614 | 0.059593 | 0.060883 | 0.061696 | 0.062205 | 0.062541 | 0.071726 | 0.072971 | 0.072794 | 0.071739 | 0.069697 | 0.066757 | 0.063005 | 0.058523
F11_Commercial_OR - Health_Existing_Food Preparation_Natural Gas_Double Rack Oven_A_Achievable Technical Potential | F11 | Commercial | OR - Health | Existing | Food Preparation | Natural Gas | Double Rack Oven | A | Purchases (Cumulative) | Achievable Technical Potential | 0 | 0 | 0.0013047 | 0.0062789 | 0.016072 | 0.031638 | 0.053769 | 0.083115 | 0.12021 | 0.16548 | 0.21292 | 0.26288 | 0.31586 | 0.37248 | 0.43207 | 0.49295 | 0.55465 | 0.61685 | 0.67939 | 0.75112 | 0.82409 | 0.89689 | 0.96862 | 1.0383 | 1.1051 | 1.1681 | 1.2266
F1_Commercial_OR - Health_Existing_Food Preparation_Natural Gas_Fryer_A_Achievable Technical Potential | F1 | Commercial | OR - Health | Existing | Food Preparation | Natural Gas | Fryer | A | Integrated Unit Energy Savings (kWh or therms) | Achievable Technical Potential | 0 | 395.2691 | 395.2691 | 395.2691 | 395.2691 | 395.2691 | 395.2691 | 395.2691 | 395.2691 | 395.2691 | 395.2691 | 395.2691 | 395.2691 | 395.2691 | 395.2691 | 395.2691 | 395.2691 | 395.2691 | 395.2691 | 395.2691 | 395.2691 | 395.2691 | 395.2691 | 395.2691 | 395.2691 | 395.2691 | 395.2691
F2_Commercial_OR - Health_Existing_Food Preparation_Natural Gas_Fryer_A_Achievable Technical Potential | F2 | Commercial | OR - Health | Existing | Food Preparation | Natural Gas | Fryer | A | Integrated Unit Summer Peak Savings (kW) | Achievable Technical Potential | 0 | 0 | 0 | 0 | 0 | 0 | 0 | 0 | 0 | 0 | 0 | 0 | 0 | 0 | 0 | 0 | 0 | 0 | 0 | 0 | 0 | 0 | 0 | 0 | 0 | 0 | 0
F3_Commercial_OR - Health_Existing_Food Preparation_Natural Gas_Fryer_A_Achievable Technical Potential | F3 | Commercial | OR - Health | Existing | Food Preparation | Natural Gas | Fryer | A | Integrated Unit Winter Peak Savings (kW) | Achievable Technical Potential | 0 | 0 | 0 | 0 | 0 | 0 | 0 | 0 | 0 | 0 | 0 | 0 | 0 | 0 | 0 | 0 | 0 | 0 | 0 | 0 | 0 | 0 | 0 | 0 | 0 | 0 | 0
F4_Commercial_OR - Health_Existing_Food Preparation_Natural Gas_Fryer_A_Achievable Technical Potential | F4 | Commercial | OR - Health | Existing | Food Preparation | Natural Gas | Fryer | A | Incremental Energy Savings (MWh or mTherms) | Achievable Technical Potential | 0 | 0 | 0.2087 | 0.43479 | 0.68763 | 0.96171 | 1.2595 | 1.5977 | 1.9593 | 2.573 | 3.1232 | 3.3547 | 3.4343 | 3.3543 | 4.5004 | 3.8258 | 3.1265 | 2.5546 | 1.8199 | 1.1982 | 0.71072 | 0.36724 | 0.53608 | 0 | 0 | 0 | 0.11542
F5_Commercial_OR - Health_Existing_Food Preparation_Natural Gas_Fryer_A_Achievable Technical Potential | F5 | Commercial | OR - Health | Existing | Food Preparation | Natural Gas | Fryer | A | Incremental Summer Peak Savings (MW) | Achievable Technical Potential | 0 | 0 | 0 | 0 | 0 | 0 | 0 | 0 | 0 | 0 | 0 | 0 | 0 | 0 | 0 | 0 | 0 | 0 | 0 | 0 | 0 | 0 | 0 | 0 | 0 | 0 | 0
F6_Commercial_OR - Health_Existing_Food Preparation_Natural Gas_Fryer_A_Achievable Technical Potential | F6 | Commercial | OR - Health | Existing | Food Preparation | Natural Gas | Fryer | A | Incremental Winter Peak Savings (MW) | Achievable Technical Potential | 0 | 0 | 0 | 0 | 0 | 0 | 0 | 0 | 0 | 0 | 0 | 0 | 0 | 0 | 0 | 0 | 0 | 0 | 0 | 0 | 0 | 0 | 0 | 0 | 0 | 0 | 0
F7_Commercial_OR - Health_Existing_Food Preparation_Natural Gas_Fryer_A_Achievable Technical Potential | F7 | Commercial | OR - Health | Existing | Food Preparation | Natural Gas | Fryer | A | Cumulative Energy Savings (MWh or mTherms) | Achievable Technical Potential | 0 | 0 | 0.2087 | 0.6435 | 1.3311 | 2.2928 | 3.5523 | 5.15 | 7.1093 | 9.6823 | 12.8055 | 16.1602 | 19.5945 | 22.9488 | 27.4493 | 31.2751 | 34.4015 | 36.9561 | 38.776 | 39.9742 | 40.6849 | 41.0521 | 41.5882 | 41.5882 | 41.5882 | 41.5882 | 41.7036
F8_Commercial_OR - Health_Existing_Food Preparation_Natural Gas_Fryer_A_Achievable Technical Potential | F8 | Commercial | OR - Health | Existing | Food Preparation | Natural Gas | Fryer | A | Cumulative Summer Peak Savings (MW) | Achievable Technical Potential | 0 | 0 | 0 | 0 | 0 | 0 | 0 | 0 | 0 | 0 | 0 | 0 | 0 | 0 | 0 | 0 | 0 | 0 | 0 | 0 | 0 | 0 | 0 | 0 | 0 | 0 | 0
F9_Commercial_OR - Health_Existing_Food Preparation_Natural Gas_Fryer_A_Achievable Technical Potential | F9 | Commercial | OR - Health | Existing | Food Preparation | Natural Gas | Fryer | A | Cumulative Winter Peak Savings (MW) | Achievable Technical Potential | 0 | 0 | 0 | 0 | 0 | 0 | 0 | 0 | 0 | 0 | 0 | 0 | 0 | 0 | 0 | 0 | 0 | 0 | 0 | 0 | 0 | 0 | 0 | 0 | 0 | 0 | 0
F10_Commercial_OR - Health_Existing_Food Preparation_Natural Gas_Fryer_A_Achievable Technical Potential | F10 | Commercial | OR - Health | Existing | Food Preparation | Natural Gas | Fryer | A | Purchases (Incremental) | Achievable Technical Potential | 0 | 0 | 0.528 | 1.1 | 1.7397 | 2.4331 | 3.1864 | 4.042 | 4.9569 | 6.5096 | 7.9014 | 8.4872 | 8.6886 | 8.4861 | 11.3858 | 9.679 | 7.9097 | 6.4629 | 4.6041 | 3.0313 | 1.7981 | 0.92908 | 1.3562 | 0 | 0 | 0 | 0.29201
F11_Commercial_OR - Health_Existing_Food Preparation_Natural Gas_Fryer_A_Achievable Technical Potential | F11 | Commercial | OR - Health | Existing | Food Preparation | Natural Gas | Fryer | A | Purchases (Cumulative) | Achievable Technical Potential | 0 | 0 | 0.528 | 1.628 | 3.3676 | 5.8007 | 8.9871 | 13.029 | 17.9859 | 24.4955 | 32.3969 | 40.884 | 49.5727 | 58.0587 | 69.4445 | 79.1235 | 87.0332 | 93.4961 | 98.1002 | 101.1315 | 102.9295 | 103.8586 | 105.2149 | 105.2149 | 105.2149 | 105.2149 | 105.5069
F1_Commercial_OR - Health_Existing_Food Preparation_Natural Gas_Broiler_A_Achievable Technical Potential | F1 | Commercial | OR - Health | Existing | Food Preparation | Natural Gas | Broiler | A | Integrated Unit Energy Savings (kWh or therms) | Achievable Technical Potential | 0 | 240.24 | 240.24 | 240.24 | 240.24 | 240.24 | 240.24 | 240.24 | 240.24 | 240.24 | 240.24 | 240.24 | 240.24 | 240.24 | 240.24 | 240.24 | 240.24 | 240.24 | 240.24 | 240.24 | 240.24 | 240.24 | 240.24 | 240.24 | 240.24 | 240.24 | 240.24
F2_Commercial_OR - Health_Existing_Food Preparation_Natural Gas_Broiler_A_Achievable Technical Potential | F2 | Commercial | OR - Health | Existing | Food Preparation | Natural Gas | Broiler | A | Integrated Unit Summer Peak Savings (kW) | Achievable Technical Potential | 0 | 0 | 0 | 0 | 0 | 0 | 0 | 0 | 0 | 0 | 0 | 0 | 0 | 0 | 0 | 0 | 0 | 0 | 0 | 0 | 0 | 0 | 0 | 0 | 0 | 0 | 0
F3_Commercial_OR - Health_Existing_Food Preparation_Natural Gas_Broiler_A_Achievable Technical Potential | F3 | Commercial | OR - Health | Existing | Food Preparation | Natural Gas | Broiler | A | Integrated Unit Winter Peak Savings (kW) | Achievable Technical Potential | 0 | 0 | 0 | 0 | 0 | 0 | 0 | 0 | 0 | 0 | 0 | 0 | 0 | 0 | 0 | 0 | 0 | 0 | 0 | 0 | 0 | 0 | 0 | 0 | 0 | 0 | 0
F4_Commercial_OR - Health_Existing_Food Preparation_Natural Gas_Broiler_A_Achievable Technical Potential | F4 | Commercial | OR - Health | Existing | Food Preparation | Natural Gas | Broiler | A | Incremental Energy Savings (MWh or mTherms) | Achievable Technical Potential | 0 | 0 | 0.014075 | 0.047625 | 0.086572 | 0.13001 | 0.17716 | 0.22737 | 0.28008 | 0.33482 | 0.36129 | 0.38945 | 0.41998 | 0.45334 | 0.4757 | 0.48176 | 0.48558 | 0.48797 | 0.48955 | 0.62053 | 0.62108 | 0.61505 | 0.58519 | 0.55165 | 0.51474 | 0.47477 | 0.43204
F5_Commercial_OR - Health_Existing_Food Preparation_Natural Gas_Broiler_A_Achievable Technical Potential | F5 | Commercial | OR - Health | Existing | Food Preparation | Natural Gas | Broiler | A | Incremental Summer Peak Savings (MW) | Achievable Technical Potential | 0 | 0 | 0 | 0 | 0 | 0 | 0 | 0 | 0 | 0 | 0 | 0 | 0 | 0 | 0 | 0 | 0 | 0 | 0 | 0 | 0 | 0 | 0 | 0 | 0 | 0 | 0
F6_Commercial_OR - Health_Existing_Food Preparation_Natural Gas_Broiler_A_Achievable Technical Potential | F6 | Commercial | OR - Health | Existing | Food Preparation | Natural Gas | Broiler | A | Incremental Winter Peak Savings (MW) | Achievable Technical Potential | 0 | 0 | 0 | 0 | 0 | 0 | 0 | 0 | 0 | 0 | 0 | 0 | 0 | 0 | 0 | 0 | 0 | 0 | 0 | 0 | 0 | 0 | 0 | 0 | 0 | 0 | 0
F7_Commercial_OR - Health_Existing_Food Preparation_Natural Gas_Broiler_A_Achievable Technical Potential | F7 | Commercial | OR - Health | Existing | Food Preparation | Natural Gas | Broiler | A | Cumulative Energy Savings (MWh or mTherms) | Achievable Technical Potential | 0 | 0 | 0.014075 | 0.0617 | 0.14827 | 0.27828 | 0.45544 | 0.68281 | 0.96289 | 1.2977 | 1.659 | 2.0485 | 2.4684 | 2.9218 | 3.3975 | 3.8792 | 4.3648 | 4.8528 | 5.3423 | 5.9629 | 6.5839 | 7.199 | 7.7842 | 8.3358 | 8.8506 | 9.3253 | 9.7574
F8_Commercial_OR - Health_Existing_Food Preparation_Natural Gas_Broiler_A_Achievable Technical Potential | F8 | Commercial | OR - Health | Existing | Food Preparation | Natural Gas | Broiler | A | Cumulative Summer Peak Savings (MW) | Achievable Technical Potential | 0 | 0 | 0 | 0 | 0 | 0 | 0 | 0 | 0 | 0 | 0 | 0 | 0 | 0 | 0 | 0 | 0 | 0 | 0 | 0 | 0 | 0 | 0 | 0 | 0 | 0 | 0
F9_Commercial_OR - Health_Existing_Food Preparation_Natural Gas_Broiler_A_Achievable Technical Potential | F9 | Commercial | OR - Health | Existing | Food Preparation | Natural Gas | Broiler | A | Cumulative Winter Peak Savings (MW) | Achievable Technical Potential | 0 | 0 | 0 | 0 | 0 | 0 | 0 | 0 | 0 | 0 | 0 | 0 | 0 | 0 | 0 | 0 | 0 | 0 | 0 | 0 | 0 | 0 | 0 | 0 | 0 | 0 | 0
F10_Commercial_OR - Health_Existing_Food Preparation_Natural Gas_Broiler_A_Achievable Technical Potential | F10 | Commercial | OR - Health | Existing | Food Preparation | Natural Gas | Broiler | A | Purchases (Incremental) | Achievable Technical Potential | 0 | 0 | 0.058589 | 0.19824 | 0.36036 | 0.54116 | 0.73743 | 0.94643 | 1.1658 | 1.3937 | 1.5039 | 1.6211 | 1.7482 | 1.887 | 1.9801 | 2.0053 | 2.0212 | 2.0312 | 2.0377 | 2.5829 | 2.5853 | 2.5601 | 2.4359 | 2.2962 | 2.1426 | 1.9762 | 1.7984
F11_Commercial_OR - Health_Existing_Food Preparation_Natural Gas_Broiler_A_Achievable Technical Potential | F11 | Commercial | OR - Health | Existing | Food Preparation | Natural Gas | Broiler | A | Purchases (Cumulative) | Achievable Technical Potential | 0 | 0 | 0.058589 | 0.25683 | 0.61718 | 1.1583 | 1.8958 | 2.8422 | 4.008 | 5.4018 | 6.9056 | 8.5267 | 10.2749 | 12.1619 | 14.142 | 16.1473 | 18.1685 | 20.1997 | 22.2375 | 24.8204 | 27.4057 | 29.9658 | 32.4017 | 34.6979 | 36.8405 | 38.8168 | 40.6151
F1_Commercial_OR - Health_Existing_Food Preparation_Natural Gas_Griddle_A_Achievable Technical Potential | F1 | Commercial | OR - Health | Existing | Food Preparation | Natural Gas | Griddle | A | Integrated Unit Energy Savings (kWh or therms) | Achievable Technical Potential | 0 | 167.9465 | 167.9465 | 167.9465 | 167.9465 | 167.9465 | 167.9465 | 167.9465 | 167.9465 | 167.9465 | 167.9465 | 167.9465 | 167.9465 | 167.9465 | 167.9465 | 167.9465 | 167.9465 | 167.9465 | 167.9465 | 167.9465 | 167.9465 | 167.9465 | 167.9465 | 167.9465 | 167.9465 | 167.9465 | 167.9465
F2_Commercial_OR - Health_Existing_Food Preparation_Natural Gas_Griddle_A_Achievable Technical Potential | F2 | Commercial | OR - Health | Existing | Food Preparation | Natural Gas | Griddle | A | Integrated Unit Summer Peak Savings (kW) | Achievable Technical Potential | 0 | 0 | 0 | 0 | 0 | 0 | 0 | 0 | 0 | 0 | 0 | 0 | 0 | 0 | 0 | 0 | 0 | 0 | 0 | 0 | 0 | 0 | 0 | 0 | 0 | 0 | 0
F3_Commercial_OR - Health_Existing_Food Preparation_Natural Gas_Griddle_A_Achievable Technical Potential | F3 | Commercial | OR - Health | Existing | Food Preparation | Natural Gas | Griddle | A | Integrated Unit Winter Peak Savings (kW) | Achievable Technical Potential | 0 | 0 | 0 | 0 | 0 | 0 | 0 | 0 | 0 | 0 | 0 | 0 | 0 | 0 | 0 | 0 | 0 | 0 | 0 | 0 | 0 | 0 | 0 | 0 | 0 | 0 | 0
F4_Commercial_OR - Health_Existing_Food Preparation_Natural Gas_Griddle_A_Achievable Technical Potential | F4 | Commercial | OR - Health | Existing | Food Preparation | Natural Gas | Griddle | A | Incremental Energy Savings (MWh or mTherms) | Achievable Technical Potential | 0 | 0 | 0.003148 | 0.010651 | 0.019362 | 0.029077 | 0.039623 | 0.050852 | 0.062641 | 0.074884 | 0.080805 | 0.087101 | 0.093929 | 0.10139 | 0.10639 | 0.10775 | 0.1086 | 0.10914 | 0.10949 | 0.13878 | 0.13891 | 0.13756 | 0.13088 | 0.12338 | 0.11512 | 0.10618 | 0.096627
F5_Commercial_OR - Health_Existing_Food Preparation_Natural Gas_Griddle_A_Achievable Technical Potential | F5 | Commercial | OR - Health | Existing | Food Preparation | Natural Gas | Griddle | A | Incremental Summer Peak Savings (MW) | Achievable Technical Potential | 0 | 0 | 0 | 0 | 0 | 0 | 0 | 0 | 0 | 0 | 0 | 0 | 0 | 0 | 0 | 0 | 0 | 0 | 0 | 0 | 0 | 0 | 0 | 0 | 0 | 0 | 0
F6_Commercial_OR - Health_Existing_Food Preparation_Natural Gas_Griddle_A_Achievable Technical Potential | F6 | Commercial | OR - Health | Existing | Food Preparation | Natural Gas | Griddle | A | Incremental Winter Peak Savings (MW) | Achievable Technical Potential | 0 | 0 | 0 | 0 | 0 | 0 | 0 | 0 | 0 | 0 | 0 | 0 | 0 | 0 | 0 | 0 | 0 | 0 | 0 | 0 | 0 | 0 | 0 | 0 | 0 | 0 | 0
F7_Commercial_OR - Health_Existing_Food Preparation_Natural Gas_Griddle_A_Achievable Technical Potential | F7 | Commercial | OR - Health | Existing | Food Preparation | Natural Gas | Griddle | A | Cumulative Energy Savings (MWh or mTherms) | Achievable Technical Potential | 0 | 0 | 0.003148 | 0.013799 | 0.033162 | 0.062238 | 0.10186 | 0.15271 | 0.21535 | 0.29024 | 0.37104 | 0.45814 | 0.55207 | 0.65346 | 0.75986 | 0.8676 | 0.9762 | 1.0853 | 1.1948 | 1.3336 | 1.4725 | 1.6101 | 1.741 | 1.8643 | 1.9795 | 2.0856 | 2.1823
F8_Commercial_OR - Health_Existing_Food Preparation_Natural Gas_Griddle_A_Achievable Technical Potential | F8 | Commercial | OR - Health | Existing | Food Preparation | Natural Gas | Griddle | A | Cumulative Summer Peak Savings (MW) | Achievable Technical Potential | 0 | 0 | 0 | 0 | 0 | 0 | 0 | 0 | 0 | 0 | 0 | 0 | 0 | 0 | 0 | 0 | 0 | 0 | 0 | 0 | 0 | 0 | 0 | 0 | 0 | 0 | 0
F9_Commercial_OR - Health_Existing_Food Preparation_Natural Gas_Griddle_A_Achievable Technical Potential | F9 | Commercial | OR - Health | Existing | Food Preparation | Natural Gas | Griddle | A | Cumulative Winter Peak Savings (MW) | Achievable Technical Potential | 0 | 0 | 0 | 0 | 0 | 0 | 0 | 0 | 0 | 0 | 0 | 0 | 0 | 0 | 0 | 0 | 0 | 0 | 0 | 0 | 0 | 0 | 0 | 0 | 0 | 0 | 0
F10_Commercial_OR - Health_Existing_Food Preparation_Natural Gas_Griddle_A_Achievable Technical Potential | F10 | Commercial | OR - Health | Existing | Food Preparation | Natural Gas | Griddle | A | Purchases (Incremental) | Achievable Technical Potential | 0 | 0 | 0.018744 | 0.063421 | 0.11529 | 0.17313 | 0.23592 | 0.30279 | 0.37298 | 0.44588 | 0.48113 | 0.51862 | 0.55928 | 0.60371 | 0.63348 | 0.64156 | 0.64665 | 0.64983 | 0.65193 | 0.82635 | 0.82709 | 0.81906 | 0.7793 | 0.73463 | 0.68548 | 0.63225 | 0.57535
F11_Commercial_OR - Health_Existing_Food Preparation_Natural Gas_Griddle_A_Achievable Technical Potential | F11 | Commercial | OR - Health | Existing | Food Preparation | Natural Gas | Griddle | A | Purchases (Cumulative) | Achievable Technical Potential | 0 | 0 | 0.018744 | 0.082166 | 0.19745 | 0.37058 | 0.60651 | 0.9093 | 1.2823 | 1.7282 | 2.2093 | 2.7279 | 3.2872 | 3.8909 | 4.5244 | 5.1659 | 5.8126 | 6.4624 | 7.1143 | 7.9407 | 8.7678 | 9.5869 | 10.3661 | 11.1008 | 11.7863 | 12.4185 | 12.9938
F1_Commercial_OR - Health_Existing_Food Preparation_Natural Gas_Range_A_Achievable Technical Potential | F1 | Commercial | OR - Health | Existing | Food Preparation | Natural Gas | Range | A | Integrated Unit Energy Savings (kWh or therms) | Achievable Technical Potential | 0 | 171.4286 | 171.4286 | 171.4286 | 171.4286 | 171.4286 | 171.4286 | 171.4286 | 171.4286 | 171.4286 | 171.4286 | 171.4286 | 171.4286 | 171.4286 | 171.4286 | 171.4286 | 171.4286 | 171.4286 | 171.4286 | 171.4286 | 171.4286 | 171.4286 | 171.4286 | 171.4286 | 171.4286 | 171.4286 | 171.4286
F2_Commercial_OR - Health_Existing_Food Preparation_Natural Gas_Range_A_Achievable Technical Potential | F2 | Commercial | OR - Health | Existing | Food Preparation | Natural Gas | Range | A | Integrated Unit Summer Peak Savings (kW) | Achievable Technical Potential | 0 | 0 | 0 | 0 | 0 | 0 | 0 | 0 | 0 | 0 | 0 | 0 | 0 | 0 | 0 | 0 | 0 | 0 | 0 | 0 | 0 | 0 | 0 | 0 | 0 | 0 | 0
F3_Commercial_OR - Health_Existing_Food Preparation_Natural Gas_Range_A_Achievable Technical Potential | F3 | Commercial | OR - Health | Existing | Food Preparation | Natural Gas | Range | A | Integrated Unit Winter Peak Savings (kW) | Achievable Technical Potential | 0 | 0 | 0 | 0 | 0 | 0 | 0 | 0 | 0 | 0 | 0 | 0 | 0 | 0 | 0 | 0 | 0 | 0 | 0 | 0 | 0 | 0 | 0 | 0 | 0 | 0 | 0
F4_Commercial_OR - Health_Existing_Food Preparation_Natural Gas_Range_A_Achievable Technical Potential | F4 | Commercial | OR - Health | Existing | Food Preparation | Natural Gas | Range | A | Incremental Energy Savings (MWh or mTherms) | Achievable Technical Potential | 0 | 0 | 0.020203 | 0.07306 | 0.13742 | 0.20976 | 0.2875 | 0.36878 | 0.45226 | 0.537 | 0.54113 | 0.56259 | 0.58035 | 0.58013 | 0.58085 | 0.69649 | 0.72232 | 0.74187 | 0.7566 | 0.73419 | 0.77224 | 0.78414 | 0.71127 | 0.6307 | 0.53004 | 0.3413 | 0.25732
F5_Commercial_OR - Health_Existing_Food Preparation_Natural Gas_Range_A_Achievable Technical Potential | F5 | Commercial | OR - Health | Existing | Food Preparation | Natural Gas | Range | A | Incremental Summer Peak Savings (MW) | Achievable Technical Potential | 0 | 0 | 0 | 0 | 0 | 0 | 0 | 0 | 0 | 0 | 0 | 0 | 0 | 0 | 0 | 0 | 0 | 0 | 0 | 0 | 0 | 0 | 0 | 0 | 0 | 0 | 0
F6_Commercial_OR - Health_Existing_Food Preparation_Natural Gas_Range_A_Achievable Technical Potential | F6 | Commercial | OR - Health | Existing | Food Preparation | Natural Gas | Range | A | Incremental Winter Peak Savings (MW) | Achievable Technical Potential | 0 | 0 | 0 | 0 | 0 | 0 | 0 | 0 | 0 | 0 | 0 | 0 | 0 | 0 | 0 | 0 | 0 | 0 | 0 | 0 | 0 | 0 | 0 | 0 | 0 | 0 | 0
F7_Commercial_OR - Health_Existing_Food Preparation_Natural Gas_Range_A_Achievable Technical Potential | F7 | Commercial | OR - Health | Existing | Food Preparation | Natural Gas | Range | A | Cumulative Energy Savings (MWh or mTherms) | Achievable Technical Potential | 0 | 0 | 0.020203 | 0.093263 | 0.23068 | 0.44044 | 0.72794 | 1.0967 | 1.549 | 2.086 | 2.6271 | 3.1897 | 3.77 | 4.3502 | 4.931 | 5.6275 | 6.3498 | 7.0917 | 7.8483 | 8.5825 | 9.3547 | 10.1389 | 10.8501 | 11.4808 | 12.0109 | 12.3522 | 12.6095
F8_Commercial_OR - Health_Existing_Food Preparation_Natural Gas_Range_A_Achievable Technical Potential | F8 | Commercial | OR - Health | Existing | Food Preparation | Natural Gas | Range | A | Cumulative Summer Peak Savings (MW) | Achievable Technical Potential | 0 | 0 | 0 | 0 | 0 | 0 | 0 | 0 | 0 | 0 | 0 | 0 | 0 | 0 | 0 | 0 | 0 | 0 | 0 | 0 | 0 | 0 | 0 | 0 | 0 | 0 | 0
F9_Commercial_OR - Health_Existing_Food Preparation_Natural Gas_Range_A_Achievable Technical Potential | F9 | Commercial | OR - Health | Existing | Food Preparation | Natural Gas | Range | A | Cumulative Winter Peak Savings (MW) | Achievable Technical Potential | 0 | 0 | 0 | 0 | 0 | 0 | 0 | 0 | 0 | 0 | 0 | 0 | 0 | 0 | 0 | 0 | 0 | 0 | 0 | 0 | 0 | 0 | 0 | 0 | 0 | 0 | 0
F10_Commercial_OR - Health_Existing_Food Preparation_Natural Gas_Range_A_Achievable Technical Potential | F10 | Commercial | OR - Health | Existing | Food Preparation | Natural Gas | Range | A | Purchases (Incremental) | Achievable Technical Potential | 0 | 0 | 0.11785 | 0.42618 | 0.80161 | 1.2236 | 1.6771 | 2.1512 | 2.6382 | 3.1325 | 3.1566 | 3.2818 | 3.3854 | 3.3841 | 3.3883 | 4.0628 | 4.2135 | 4.3276 | 4.4135 | 4.2828 | 4.5047 | 4.5742 | 4.1491 | 3.6791 | 3.0919 | 1.9909 | 1.501
F11_Commercial_OR - Health_Existing_Food Preparation_Natural Gas_Range_A_Achievable Technical Potential | F11 | Commercial | OR - Health | Existing | Food Preparation | Natural Gas | Range | A | Purchases (Cumulative) | Achievable Technical Potential | 0 | 0 | 0.11785 | 0.54403 | 1.3456 | 2.5692 | 4.2463 | 6.3975 | 9.0357 | 12.1681 | 15.3247 | 18.6065 | 21.9919 | 25.376 | 28.7643 | 32.8271 | 37.0407 | 41.3682 | 45.7817 | 50.0645 | 54.5692 | 59.1434 | 63.2924 | 66.9715 | 70.0634 | 72.0543 | 73.5554
F1_Commercial_OR - Health_Existing_Food Preparation_Natural Gas_Steamer_A_Achievable Technical Potential | F1 | Commercial | OR - Health | Existing | Food Preparation | Natural Gas | Steamer | A | Integrated Unit Energy Savings (kWh or therms) | Achievable Technical Potential | 0 | 1215.1419 | 1215.1419 | 1215.1419 | 1215.1419 | 1215.1419 | 1215.1419 | 1215.1419 | 1215.1419 | 1215.1419 | 1215.1419 | 1215.1419 | 1215.1419 | 1215.1419 | 1215.1419 | 1215.1419 | 1215.1419 | 1215.1419 | 1215.1419 | 1215.1419 | 1215.1419 | 1215.1419 | 1215.1419 | 1215.1419 | 1215.1419 | 1215.1419 | 1215.1419
F2_Commercial_OR - Health_Existing_Food Preparation_Natural Gas_Steamer_A_Achievable Technical Potential | F2 | Commercial | OR - Health | Existing | Food Preparation | Natural Gas | Steamer | A | Integrated Unit Summer Peak Savings (kW) | Achievable Technical Potential | 0 | 0 | 0 | 0 | 0 | 0 | 0 | 0 | 0 | 0 | 0 | 0 | 0 | 0 | 0 | 0 | 0 | 0 | 0 | 0 | 0 | 0 | 0 | 0 | 0 | 0 | 0
F3_Commercial_OR - Health_Existing_Food Preparation_Natural Gas_Steamer_A_Achievable Technical Potential | F3 | Commercial | OR - Health | Existing | Food Preparation | Natural Gas | Steamer | A | Integrated Unit Winter Peak Savings (kW) | Achievable Technical Potential | 0 | 0 | 0 | 0 | 0 | 0 | 0 | 0 | 0 | 0 | 0 | 0 | 0 | 0 | 0 | 0 | 0 | 0 | 0 | 0 | 0 | 0 | 0 | 0 | 0 | 0 | 0
F4_Commercial_OR - Health_Existing_Food Preparation_Natural Gas_Steamer_A_Achievable Technical Potential | F4 | Commercial | OR - Health | Existing | Food Preparation | Natural Gas | Steamer | A | Incremental Energy Savings (MWh or mTherms) | Achievable Technical Potential | 0 | 0 | 0.023953 | 0.071103 | 0.11622 | 0.15991 | 0.20266 | 0.24477 | 0.29749 | 0.34831 | 0.37306 | 0.37259 | 0.37234 | 0.52512 | 0.49893 | 0.48035 | 0.45629 | 0.43771 | 0.42361 | 0.41301 | 0.46256 | 0.33937 | 0.3288 | 0.30192 | 0.26473 | 0.28944 | 0.1891
F5_Commercial_OR - Health_Existing_Food Preparation_Natural Gas_Steamer_A_Achievable Technical Potential | F5 | Commercial | OR - Health | Existing | Food Preparation | Natural Gas | Steamer | A | Incremental Summer Peak Savings (MW) | Achievable Technical Potential | 0 | 0 | 0 | 0 | 0 | 0 | 0 | 0 | 0 | 0 | 0 | 0 | 0 | 0 | 0 | 0 | 0 | 0 | 0 | 0 | 0 | 0 | 0 | 0 | 0 | 0 | 0
F6_Commercial_OR - Health_Existing_Food Preparation_Natural Gas_Steamer_A_Achievable Technical Potential | F6 | Commercial | OR - Health | Existing | Food Preparation | Natural Gas | Steamer | A | Incremental Winter Peak Savings (MW) | Achievable Technical Potential | 0 | 0 | 0 | 0 | 0 | 0 | 0 | 0 | 0 | 0 | 0 | 0 | 0 | 0 | 0 | 0 | 0 | 0 | 0 | 0 | 0 | 0 | 0 | 0 | 0 | 0 | 0
F7_Commercial_OR - Health_Existing_Food Preparation_Natural Gas_Steamer_A_Achievable Technical Potential | F7 | Commercial | OR - Health | Existing | Food Preparation | Natural Gas | Steamer | A | Cumulative Energy Savings (MWh or mTherms) | Achievable Technical Potential | 0 | 0 | 0.023953 | 0.095056 | 0.21127 | 0.37119 | 0.57384 | 0.81861 | 1.1161 | 1.4644 | 1.8375 | 2.2101 | 2.5824 | 3.1075 | 3.6065 | 4.0868 | 4.5431 | 4.9808 | 5.4044 | 5.8174 | 6.28 | 6.6194 | 6.9482 | 7.2501 | 7.5148 | 7.8042 | 7.9933
F8_Commercial_OR - Health_Existing_Food Preparation_Natural Gas_Steamer_A_Achievable Technical Potential | F8 | Commercial | OR - Health | Existing | Food Preparation | Natural Gas | Steamer | A | Cumulative Summer Peak Savings (MW) | Achievable Technical Potential | 0 | 0 | 0 | 0 | 0 | 0 | 0 | 0 | 0 | 0 | 0 | 0 | 0 | 0 | 0 | 0 | 0 | 0 | 0 | 0 | 0 | 0 | 0 | 0 | 0 | 0 | 0
F9_Commercial_OR - Health_Existing_Food Preparation_Natural Gas_Steamer_A_Achievable Technical Potential | F9 | Commercial | OR - Health | Existing | Food Preparation | Natural Gas | Steamer | A | Cumulative Winter Peak Savings (MW) | Achievable Technical Potential | 0 | 0 | 0 | 0 | 0 | 0 | 0 | 0 | 0 | 0 | 0 | 0 | 0 | 0 | 0 | 0 | 0 | 0 | 0 | 0 | 0 | 0 | 0 | 0 | 0 | 0 | 0
F10_Commercial_OR - Health_Existing_Food Preparation_Natural Gas_Steamer_A_Achievable Technical Potential | F10 | Commercial | OR - Health | Existing | Food Preparation | Natural Gas | Steamer | A | Purchases (Incremental) | Achievable Technical Potential | 0 | 0 | 0.019712 | 0.058514 | 0.095639 | 0.1316 | 0.16677 | 0.20143 | 0.24482 | 0.28664 | 0.30701 | 0.30662 | 0.30642 | 0.43215 | 0.4106 | 0.39531 | 0.3755 | 0.36021 | 0.34861 | 0.33989 | 0.38066 | 0.27929 | 0.27058 | 0.24846 | 0.21786 | 0.23819 | 0.15562
F11_Commercial_OR - Health_Existing_Food Preparation_Natural Gas_Steamer_A_Achievable Technical Potential | F11 | Commercial | OR - Health | Existing | Food Preparation | Natural Gas | Steamer | A | Purchases (Cumulative) | Achievable Technical Potential | 0 | 0 | 0.019712 | 0.078227 | 0.17387 | 0.30547 | 0.47224 | 0.67367 | 0.9185 | 1.2051 | 1.5121 | 1.8188 | 2.1252 | 2.5573 | 2.9679 | 3.3632 | 3.7387 | 4.0989 | 4.4476 | 4.7874 | 5.1681 | 5.4474 | 5.718 | 5.9664 | 6.1843 | 6.4225 | 6.5781
F1_Commercial_OR - Health_Existing_Food Preparation_Natural Gas_Commercial Food Prep Other_A_Achievable Technical Potential | F1 | Commercial | OR - Health | Existing | Food Preparation | Natural Gas | Commercial Food Prep Other | A | Integrated Unit Energy Savings (kWh or therms) | Achievable Technical Potential | 0 | 0 | 0 | 0 | 0 | 0 | 0 | 0 | 0 | 0 | 0 | 0 | 0 | 0 | 0 | 0 | 0 | 0 | 0 | 0 | 0 | 0 | 0 | 0 | 0 | 0 | 0
F2_Commercial_OR - Health_Existing_Food Preparation_Natural Gas_Commercial Food Prep Other_A_Achievable Technical Potential | F2 | Commercial | OR - Health | Existing | Food Preparation | Natural Gas | Commercial Food Prep Other | A | Integrated Unit Summer Peak Savings (kW) | Achievable Technical Potential | 0 | 0 | 0 | 0 | 0 | 0 | 0 | 0 | 0 | 0 | 0 | 0 | 0 | 0 | 0 | 0 | 0 | 0 | 0 | 0 | 0 | 0 | 0 | 0 | 0 | 0 | 0
F3_Commercial_OR - Health_Existing_Food Preparation_Natural Gas_Commercial Food Prep Other_A_Achievable Technical Potential | F3 | Commercial | OR - Health | Existing | Food Preparation | Natural Gas | Commercial Food Prep Other | A | Integrated Unit Winter Peak Savings (kW) | Achievable Technical Potential | 0 | 0 | 0 | 0 | 0 | 0 | 0 | 0 | 0 | 0 | 0 | 0 | 0 | 0 | 0 | 0 | 0 | 0 | 0 | 0 | 0 | 0 | 0 | 0 | 0 | 0 | 0
F4_Commercial_OR - Health_Existing_Food Preparation_Natural Gas_Commercial Food Prep Other_A_Achievable Technical Potential | F4 | Commercial | OR - Health | Existing | Food Preparation | Natural Gas | Commercial Food Prep Other | A | Incremental Energy Savings (MWh or mTherms) | Achievable Technical Potential | 0 | 0 | 0 | 0 | 0 | 0 | 0 | 0 | 0 | 0 | 0 | 0 | 0 | 0 | 0 | 0 | 0 | 0 | 0 | 0 | 0 | 0 | 0 | 0 | 0 | 0 | 0
F5_Commercial_OR - Health_Existing_Food Preparation_Natural Gas_Commercial Food Prep Other_A_Achievable Technical Potential | F5 | Commercial | OR - Health | Existing | Food Preparation | Natural Gas | Commercial Food Prep Other | A | Incremental Summer Peak Savings (MW) | Achievable Technical Potential | 0 | 0 | 0 | 0 | 0 | 0 | 0 | 0 | 0 | 0 | 0 | 0 | 0 | 0 | 0 | 0 | 0 | 0 | 0 | 0 | 0 | 0 | 0 | 0 | 0 | 0 | 0
F6_Commercial_OR - Health_Existing_Food Preparation_Natural Gas_Commercial Food Prep Other_A_Achievable Technical Potential | F6 | Commercial | OR - Health | Existing | Food Preparation | Natural Gas | Commercial Food Prep Other | A | Incremental Winter Peak Savings (MW) | Achievable Technical Potential | 0 | 0 | 0 | 0 | 0 | 0 | 0 | 0 | 0 | 0 | 0 | 0 | 0 | 0 | 0 | 0 | 0 | 0 | 0 | 0 | 0 | 0 | 0 | 0 | 0 | 0 | 0
F7_Commercial_OR - Health_Existing_Food Preparation_Natural Gas_Commercial Food Prep Other_A_Achievable Technical Potential | F7 | Commercial | OR - Health | Existing | Food Preparation | Natural Gas | Commercial Food Prep Other | A | Cumulative Energy Savings (MWh or mTherms) | Achievable Technical Potential | 0 | 0 | 0 | 0 | 0 | 0 | 0 | 0 | 0 | 0 | 0 | 0 | 0 | 0 | 0 | 0 | 0 | 0 | 0 | 0 | 0 | 0 | 0 | 0 | 0 | 0 | 0
F8_Commercial_OR - Health_Existing_Food Preparation_Natural Gas_Commercial Food Prep Other_A_Achievable Technical Potential | F8 | Commercial | OR - Health | Existing | Food Preparation | Natural Gas | Commercial Food Prep Other | A | Cumulative Summer Peak Savings (MW) | Achievable Technical Potential | 0 | 0 | 0 | 0 | 0 | 0 | 0 | 0 | 0 | 0 | 0 | 0 | 0 | 0 | 0 | 0 | 0 | 0 | 0 | 0 | 0 | 0 | 0 | 0 | 0 | 0 | 0
F9_Commercial_OR - Health_Existing_Food Preparation_Natural Gas_Commercial Food Prep Other_A_Achievable Technical Potential | F9 | Commercial | OR - Health | Existing | Food Preparation | Natural Gas | Commercial Food Prep Other | A | Cumulative Winter Peak Savings (MW) | Achievable Technical Potential | 0 | 0 | 0 | 0 | 0 | 0 | 0 | 0 | 0 | 0 | 0 | 0 | 0 | 0 | 0 | 0 | 0 | 0 | 0 | 0 | 0 | 0 | 0 | 0 | 0 | 0 | 0
F10_Commercial_OR - Health_Existing_Food Preparation_Natural Gas_Commercial Food Prep Other_A_Achievable Technical Potential | F10 | Commercial | OR - Health | Existing | Food Preparation | Natural Gas | Commercial Food Prep Other | A | Purchases (Incremental) | Achievable Technical Potential | 0 | 0 | 0 | 0 | 0 | 0 | 0 | 0 | 0 | 0 | 0 | 0 | 0 | 0 | 0 | 0 | 0 | 0 | 0 | 0 | 0 | 0 | 0 | 0 | 0 | 0 | 0
F11_Commercial_OR - Health_Existing_Food Preparation_Natural Gas_Commercial Food Prep Other_A_Achievable Technical Potential | F11 | Commercial | OR - Health | Existing | Food Preparation | Natural Gas | Commercial Food Prep Other | A | Purchases (Cumulative) | Achievable Technical Potential | 0 | 0 | 0 | 0 | 0 | 0 | 0 | 0 | 0 | 0 | 0 | 0 | 0 | 0 | 0 | 0 | 0 | 0 | 0 | 0 | 0 | 0 | 0 | 0 | 0 | 0 | 0
F1_Commercial_OR - Health_Existing_Miscellaneous_Natural Gas_Pool Heater_A_Achievable Technical Potential | F1 | Commercial | OR - Health | Existing | Miscellaneous | Natural Gas | Pool Heater | A | Integrated Unit Energy Savings (kWh or therms) | Achievable Technical Potential | 0 | 0 | 0 | 0 | 0 | 0 | 0 | 0 | 0 | 0 | 0 | 0 | 0 | 0 | 0 | 0 | 0 | 0 | 0 | 0 | 0 | 0 | 0 | 0 | 0 | 0 | 0
F2_Commercial_OR - Health_Existing_Miscellaneous_Natural Gas_Pool Heater_A_Achievable Technical Potential | F2 | Commercial | OR - Health | Existing | Miscellaneous | Natural Gas | Pool Heater | A | Integrated Unit Summer Peak Savings (kW) | Achievable Technical Potential | 0 | 0 | 0 | 0 | 0 | 0 | 0 | 0 | 0 | 0 | 0 | 0 | 0 | 0 | 0 | 0 | 0 | 0 | 0 | 0 | 0 | 0 | 0 | 0 | 0 | 0 | 0
F3_Commercial_OR - Health_Existing_Miscellaneous_Natural Gas_Pool Heater_A_Achievable Technical Potential | F3 | Commercial | OR - Health | Existing | Miscellaneous | Natural Gas | Pool Heater | A | Integrated Unit Winter Peak Savings (kW) | Achievable Technical Potential | 0 | 0 | 0 | 0 | 0 | 0 | 0 | 0 | 0 | 0 | 0 | 0 | 0 | 0 | 0 | 0 | 0 | 0 | 0 | 0 | 0 | 0 | 0 | 0 | 0 | 0 | 0
F4_Commercial_OR - Health_Existing_Miscellaneous_Natural Gas_Pool Heater_A_Achievable Technical Potential | F4 | Commercial | OR - Health | Existing | Miscellaneous | Natural Gas | Pool Heater | A | Incremental Energy Savings (MWh or mTherms) | Achievable Technical Potential | 0 | 0 | 0 | 0 | 0 | 0 | 0 | 0 | 0 | 0 | 0 | 0 | 0 | 0 | 0 | 0 | 0 | 0 | 0 | 0 | 0 | 0 | 0 | 0 | 0 | 0 | 0
F5_Commercial_OR - Health_Existing_Miscellaneous_Natural Gas_Pool Heater_A_Achievable Technical Potential | F5 | Commercial | OR - Health | Existing | Miscellaneous | Natural Gas | Pool Heater | A | Incremental Summer Peak Savings (MW) | Achievable Technical Potential | 0 | 0 | 0 | 0 | 0 | 0 | 0 | 0 | 0 | 0 | 0 | 0 | 0 | 0 | 0 | 0 | 0 | 0 | 0 | 0 | 0 | 0 | 0 | 0 | 0 | 0 | 0
F6_Commercial_OR - Health_Existing_Miscellaneous_Natural Gas_Pool Heater_A_Achievable Technical Potential | F6 | Commercial | OR - Health | Existing | Miscellaneous | Natural Gas | Pool Heater | A | Incremental Winter Peak Savings (MW) | Achievable Technical Potential | 0 | 0 | 0 | 0 | 0 | 0 | 0 | 0 | 0 | 0 | 0 | 0 | 0 | 0 | 0 | 0 | 0 | 0 | 0 | 0 | 0 | 0 | 0 | 0 | 0 | 0 | 0
F7_Commercial_OR - Health_Existing_Miscellaneous_Natural Gas_Pool Heater_A_Achievable Technical Potential | F7 | Commercial | OR - Health | Existing | Miscellaneous | Natural Gas | Pool Heater | A | Cumulative Energy Savings (MWh or mTherms) | Achievable Technical Potential | 0 | 0 | 0 | 0 | 0 | 0 | 0 | 0 | 0 | 0 | 0 | 0 | 0 | 0 | 0 | 0 | 0 | 0 | 0 | 0 | 0 | 0 | 0 | 0 | 0 | 0 | 0
F8_Commercial_OR - Health_Existing_Miscellaneous_Natural Gas_Pool Heater_A_Achievable Technical Potential | F8 | Commercial | OR - Health | Existing | Miscellaneous | Natural Gas | Pool Heater | A | Cumulative Summer Peak Savings (MW) | Achievable Technical Potential | 0 | 0 | 0 | 0 | 0 | 0 | 0 | 0 | 0 | 0 | 0 | 0 | 0 | 0 | 0 | 0 | 0 | 0 | 0 | 0 | 0 | 0 | 0 | 0 | 0 | 0 | 0
F9_Commercial_OR - Health_Existing_Miscellaneous_Natural Gas_Pool Heater_A_Achievable Technical Potential | F9 | Commercial | OR - Health | Existing | Miscellaneous | Natural Gas | Pool Heater | A | Cumulative Winter Peak Savings (MW) | Achievable Technical Potential | 0 | 0 | 0 | 0 | 0 | 0 | 0 | 0 | 0 | 0 | 0 | 0 | 0 | 0 | 0 | 0 | 0 | 0 | 0 | 0 | 0 | 0 | 0 | 0 | 0 | 0 | 0
F10_Commercial_OR - Health_Existing_Miscellaneous_Natural Gas_Pool Heater_A_Achievable Technical Potential | F10 | Commercial | OR - Health | Existing | Miscellaneous | Natural Gas | Pool Heater | A | Purchases (Incremental) | Achievable Technical Potential | 0 | 0 | 0 | 0 | 0 | 0 | 0 | 0 | 0 | 0 | 0 | 0 | 0 | 0 | 0 | 0 | 0 | 0 | 0 | 0 | 0 | 0 | 0 | 0 | 0 | 0 | 0
F11_Commercial_OR - Health_Existing_Miscellaneous_Natural Gas_Pool Heater_A_Achievable Technical Potential | F11 | Commercial | OR - Health | Existing | Miscellaneous | Natural Gas | Pool Heater | A | Purchases (Cumulative) | Achievable Technical Potential | 0 | 0 | 0 | 0 | 0 | 0 | 0 | 0 | 0 | 0 | 0 | 0 | 0 | 0 | 0 | 0 | 0 | 0 | 0 | 0 | 0 | 0 | 0 | 0 | 0 | 0 | 0
F1_Commercial_OR - Health_New_Space Heating_Natural Gas_Furnace_A_Achievable Technical Potential | F1 | Commercial | OR - Health | New | Space Heating | Natural Gas | Furnace | A | Integrated Unit Energy Savings (kWh or therms) | Achievable Technical Potential | 0 | 0 | 0 | 0 | 0 | 0 | 0 | 0 | 0 | 0 | 0 | 0 | 0 | 0 | 0 | 0 | 0 | 0 | 0 | 0 | 0 | 0 | 0 | 0 | 0 | 0 | 0
F2_Commercial_OR - Health_New_Space Heating_Natural Gas_Furnace_A_Achievable Technical Potential | F2 | Commercial | OR - Health | New | Space Heating | Natural Gas | Furnace | A | Integrated Unit Summer Peak Savings (kW) | Achievable Technical Potential | 0 | 0 | 0 | 0 | 0 | 0 | 0 | 0 | 0 | 0 | 0 | 0 | 0 | 0 | 0 | 0 | 0 | 0 | 0 | 0 | 0 | 0 | 0 | 0 | 0 | 0 | 0
F3_Commercial_OR - Health_New_Space Heating_Natural Gas_Furnace_A_Achievable Technical Potential | F3 | Commercial | OR - Health | New | Space Heating | Natural Gas | Furnace | A | Integrated Unit Winter Peak Savings (kW) | Achievable Technical Potential | 0 | 0 | 0 | 0 | 0 | 0 | 0 | 0 | 0 | 0 | 0 | 0 | 0 | 0 | 0 | 0 | 0 | 0 | 0 | 0 | 0 | 0 | 0 | 0 | 0 | 0 | 0
F4_Commercial_OR - Health_New_Space Heating_Natural Gas_Furnace_A_Achievable Technical Potential | F4 | Commercial | OR - Health | New | Space Heating | Natural Gas | Furnace | A | Incremental Energy Savings (MWh or mTherms) | Achievable Technical Potential | 0 | 0 | 0 | 0 | 0 | 0 | 0 | 0 | 0 | 0 | 0 | 0 | 0 | 0 | 0 | 0 | 0 | 0 | 0 | 0 | 0 | 0 | 0 | 0 | 0 | 0 | 0
F5_Commercial_OR - Health_New_Space Heating_Natural Gas_Furnace_A_Achievable Technical Potential | F5 | Commercial | OR - Health | New | Space Heating | Natural Gas | Furnace | A | Incremental Summer Peak Savings (MW) | Achievable Technical Potential | 0 | 0 | 0 | 0 | 0 | 0 | 0 | 0 | 0 | 0 | 0 | 0 | 0 | 0 | 0 | 0 | 0 | 0 | 0 | 0 | 0 | 0 | 0 | 0 | 0 | 0 | 0
F6_Commercial_OR - Health_New_Space Heating_Natural Gas_Furnace_A_Achievable Technical Potential | F6 | Commercial | OR - Health | New | Space Heating | Natural Gas | Furnace | A | Incremental Winter Peak Savings (MW) | Achievable Technical Potential | 0 | 0 | 0 | 0 | 0 | 0 | 0 | 0 | 0 | 0 | 0 | 0 | 0 | 0 | 0 | 0 | 0 | 0 | 0 | 0 | 0 | 0 | 0 | 0 | 0 | 0 | 0
F7_Commercial_OR - Health_New_Space Heating_Natural Gas_Furnace_A_Achievable Technical Potential | F7 | Commercial | OR - Health | New | Space Heating | Natural Gas | Furnace | A | Cumulative Energy Savings (MWh or mTherms) | Achievable Technical Potential | 0 | 0 | 0 | 0 | 0 | 0 | 0 | 0 | 0 | 0 | 0 | 0 | 0 | 0 | 0 | 0 | 0 | 0 | 0 | 0 | 0 | 0 | 0 | 0 | 0 | 0 | 0
F8_Commercial_OR - Health_New_Space Heating_Natural Gas_Furnace_A_Achievable Technical Potential | F8 | Commercial | OR - Health | New | Space Heating | Natural Gas | Furnace | A | Cumulative Summer Peak Savings (MW) | Achievable Technical Potential | 0 | 0 | 0 | 0 | 0 | 0 | 0 | 0 | 0 | 0 | 0 | 0 | 0 | 0 | 0 | 0 | 0 | 0 | 0 | 0 | 0 | 0 | 0 | 0 | 0 | 0 | 0
F9_Commercial_OR - Health_New_Space Heating_Natural Gas_Furnace_A_Achievable Technical Potential | F9 | Commercial | OR - Health | New | Space Heating | Natural Gas | Furnace | A | Cumulative Winter Peak Savings (MW) | Achievable Technical Potential | 0 | 0 | 0 | 0 | 0 | 0 | 0 | 0 | 0 | 0 | 0 | 0 | 0 | 0 | 0 | 0 | 0 | 0 | 0 | 0 | 0 | 0 | 0 | 0 | 0 | 0 | 0
F10_Commercial_OR - Health_New_Space Heating_Natural Gas_Furnace_A_Achievable Technical Potential | F10 | Commercial | OR - Health | New | Space Heating | Natural Gas | Furnace | A | Purchases (Incremental) | Achievable Technical Potential | 0 | 0 | 0 | 0 | 0 | 0 | 0 | 0 | 0 | 0 | 0 | 0 | 0 | 0 | 0 | 0 | 0 | 0 | 0 | 0 | 0 | 0 | 0 | 0 | 0 | 0 | 0
F11_Commercial_OR - Health_New_Space Heating_Natural Gas_Furnace_A_Achievable Technical Potential | F11 | Commercial | OR - Health | New | Space Heating | Natural Gas | Furnace | A | Purchases (Cumulative) | Achievable Technical Potential | 0 | 0 | 0 | 0 | 0 | 0 | 0 | 0 | 0 | 0 | 0 | 0 | 0 | 0 | 0 | 0 | 0 | 0 | 0 | 0 | 0 | 0 | 0 | 0 | 0 | 0 | 0
F1_Commercial_OR - Health_New_Space Heating_Natural Gas_Boiler_A_Achievable Technical Potential | F1 | Commercial | OR - Health | New | Space Heating | Natural Gas | Boiler | A | Integrated Unit Energy Savings (kWh or therms) | Achievable Technical Potential | 0 | 0 | 0 | 0 | 0 | 0 | 0 | 0 | 0 | 0 | 0 | 0 | 0 | 0 | 0 | 0 | 0 | 0 | 0 | 0 | 0 | 0 | 0 | 0 | 0 | 0 | 0
F2_Commercial_OR - Health_New_Space Heating_Natural Gas_Boiler_A_Achievable Technical Potential | F2 | Commercial | OR - Health | New | Space Heating | Natural Gas | Boiler | A | Integrated Unit Summer Peak Savings (kW) | Achievable Technical Potential | 0 | 0 | 0 | 0 | 0 | 0 | 0 | 0 | 0 | 0 | 0 | 0 | 0 | 0 | 0 | 0 | 0 | 0 | 0 | 0 | 0 | 0 | 0 | 0 | 0 | 0 | 0
F3_Commercial_OR - Health_New_Space Heating_Natural Gas_Boiler_A_Achievable Technical Potential | F3 | Commercial | OR - Health | New | Space Heating | Natural Gas | Boiler | A | Integrated Unit Winter Peak Savings (kW) | Achievable Technical Potential | 0 | 0 | 0 | 0 | 0 | 0 | 0 | 0 | 0 | 0 | 0 | 0 | 0 | 0 | 0 | 0 | 0 | 0 | 0 | 0 | 0 | 0 | 0 | 0 | 0 | 0 | 0
F4_Commercial_OR - Health_New_Space Heating_Natural Gas_Boiler_A_Achievable Technical Potential | F4 | Commercial | OR - Health | New | Space Heating | Natural Gas | Boiler | A | Incremental Energy Savings (MWh or mTherms) | Achievable Technical Potential | 0 | 0 | 0 | 0 | 0 | 0 | 0 | 0 | 0 | 0 | 0 | 0 | 0 | 0 | 0 | 0 | 0 | 0 | 0 | 0 | 0 | 0 | 0 | 0 | 0 | 0 | 0
F5_Commercial_OR - Health_New_Space Heating_Natural Gas_Boiler_A_Achievable Technical Potential | F5 | Commercial | OR - Health | New | Space Heating | Natural Gas | Boiler | A | Incremental Summer Peak Savings (MW) | Achievable Technical Potential | 0 | 0 | 0 | 0 | 0 | 0 | 0 | 0 | 0 | 0 | 0 | 0 | 0 | 0 | 0 | 0 | 0 | 0 | 0 | 0 | 0 | 0 | 0 | 0 | 0 | 0 | 0
F6_Commercial_OR - Health_New_Space Heating_Natural Gas_Boiler_A_Achievable Technical Potential | F6 | Commercial | OR - Health | New | Space Heating | Natural Gas | Boiler | A | Incremental Winter Peak Savings (MW) | Achievable Technical Potential | 0 | 0 | 0 | 0 | 0 | 0 | 0 | 0 | 0 | 0 | 0 | 0 | 0 | 0 | 0 | 0 | 0 | 0 | 0 | 0 | 0 | 0 | 0 | 0 | 0 | 0 | 0
F7_Commercial_OR - Health_New_Space Heating_Natural Gas_Boiler_A_Achievable Technical Potential | F7 | Commercial | OR - Health | New | Space Heating | Natural Gas | Boiler | A | Cumulative Energy Savings (MWh or mTherms) | Achievable Technical Potential | 0 | 0 | 0 | 0 | 0 | 0 | 0 | 0 | 0 | 0 | 0 | 0 | 0 | 0 | 0 | 0 | 0 | 0 | 0 | 0 | 0 | 0 | 0 | 0 | 0 | 0 | 0
F8_Commercial_OR - Health_New_Space Heating_Natural Gas_Boiler_A_Achievable Technical Potential | F8 | Commercial | OR - Health | New | Space Heating | Natural Gas | Boiler | A | Cumulative Summer Peak Savings (MW) | Achievable Technical Potential | 0 | 0 | 0 | 0 | 0 | 0 | 0 | 0 | 0 | 0 | 0 | 0 | 0 | 0 | 0 | 0 | 0 | 0 | 0 | 0 | 0 | 0 | 0 | 0 | 0 | 0 | 0
F9_Commercial_OR - Health_New_Space Heating_Natural Gas_Boiler_A_Achievable Technical Potential | F9 | Commercial | OR - Health | New | Space Heating | Natural Gas | Boiler | A | Cumulative Winter Peak Savings (MW) | Achievable Technical Potential | 0 | 0 | 0 | 0 | 0 | 0 | 0 | 0 | 0 | 0 | 0 | 0 | 0 | 0 | 0 | 0 | 0 | 0 | 0 | 0 | 0 | 0 | 0 | 0 | 0 | 0 | 0
F10_Commercial_OR - Health_New_Space Heating_Natural Gas_Boiler_A_Achievable Technical Potential | F10 | Commercial | OR - Health | New | Space Heating | Natural Gas | Boiler | A | Purchases (Incremental) | Achievable Technical Potential | 0 | 0 | 0 | 0 | 0 | 0 | 0 | 0 | 0 | 0 | 0 | 0 | 0 | 0 | 0 | 0 | 0 | 0 | 0 | 0 | 0 | 0 | 0 | 0 | 0 | 0 | 0
F11_Commercial_OR - Health_New_Space Heating_Natural Gas_Boiler_A_Achievable Technical Potential | F11 | Commercial | OR - Health | New | Space Heating | Natural Gas | Boiler | A | Purchases (Cumulative) | Achievable Technical Potential | 0 | 0 | 0 | 0 | 0 | 0 | 0 | 0 | 0 | 0 | 0 | 0 | 0 | 0 | 0 | 0 | 0 | 0 | 0 | 0 | 0 | 0 | 0 | 0 | 0 | 0 | 0
F1_Commercial_OR - Health_New_Space Heating_Natural Gas_Unit Heater_A_Achievable Technical Potential | F1 | Commercial | OR - Health | New | Space Heating | Natural Gas | Unit Heater | A | Integrated Unit Energy Savings (kWh or therms) | Achievable Technical Potential | 0 | 0 | 0 | 0 | 0 | 0 | 0 | 0 | 0 | 0 | 0 | 0 | 0 | 0 | 0 | 0 | 0 | 0 | 0 | 0 | 0 | 0 | 0 | 0 | 0 | 0 | 0
F2_Commercial_OR - Health_New_Space Heating_Natural Gas_Unit Heater_A_Achievable Technical Potential | F2 | Commercial | OR - Health | New | Space Heating | Natural Gas | Unit Heater | A | Integrated Unit Summer Peak Savings (kW) | Achievable Technical Potential | 0 | 0 | 0 | 0 | 0 | 0 | 0 | 0 | 0 | 0 | 0 | 0 | 0 | 0 | 0 | 0 | 0 | 0 | 0 | 0 | 0 | 0 | 0 | 0 | 0 | 0 | 0
F3_Commercial_OR - Health_New_Space Heating_Natural Gas_Unit Heater_A_Achievable Technical Potential | F3 | Commercial | OR - Health | New | Space Heating | Natural Gas | Unit Heater | A | Integrated Unit Winter Peak Savings (kW) | Achievable Technical Potential | 0 | 0 | 0 | 0 | 0 | 0 | 0 | 0 | 0 | 0 | 0 | 0 | 0 | 0 | 0 | 0 | 0 | 0 | 0 | 0 | 0 | 0 | 0 | 0 | 0 | 0 | 0
F4_Commercial_OR - Health_New_Space Heating_Natural Gas_Unit Heater_A_Achievable Technical Potential | F4 | Commercial | OR - Health | New | Space Heating | Natural Gas | Unit Heater | A | Incremental Energy Savings (MWh or mTherms) | Achievable Technical Potential | 0 | 0 | 0 | 0 | 0 | 0 | 0 | 0 | 0 | 0 | 0 | 0 | 0 | 0 | 0 | 0 | 0 | 0 | 0 | 0 | 0 | 0 | 0 | 0 | 0 | 0 | 0
F5_Commercial_OR - Health_New_Space Heating_Natural Gas_Unit Heater_A_Achievable Technical Potential | F5 | Commercial | OR - Health | New | Space Heating | Natural Gas | Unit Heater | A | Incremental Summer Peak Savings (MW) | Achievable Technical Potential | 0 | 0 | 0 | 0 | 0 | 0 | 0 | 0 | 0 | 0 | 0 | 0 | 0 | 0 | 0 | 0 | 0 | 0 | 0 | 0 | 0 | 0 | 0 | 0 | 0 | 0 | 0
F6_Commercial_OR - Health_New_Space Heating_Natural Gas_Unit Heater_A_Achievable Technical Potential | F6 | Commercial | OR - Health | New | Space Heating | Natural Gas | Unit Heater | A | Incremental Winter Peak Savings (MW) | Achievable Technical Potential | 0 | 0 | 0 | 0 | 0 | 0 | 0 | 0 | 0 | 0 | 0 | 0 | 0 | 0 | 0 | 0 | 0 | 0 | 0 | 0 | 0 | 0 | 0 | 0 | 0 | 0 | 0
F7_Commercial_OR - Health_New_Space Heating_Natural Gas_Unit Heater_A_Achievable Technical Potential | F7 | Commercial | OR - Health | New | Space Heating | Natural Gas | Unit Heater | A | Cumulative Energy Savings (MWh or mTherms) | Achievable Technical Potential | 0 | 0 | 0 | 0 | 0 | 0 | 0 | 0 | 0 | 0 | 0 | 0 | 0 | 0 | 0 | 0 | 0 | 0 | 0 | 0 | 0 | 0 | 0 | 0 | 0 | 0 | 0
F8_Commercial_OR - Health_New_Space Heating_Natural Gas_Unit Heater_A_Achievable Technical Potential | F8 | Commercial | OR - Health | New | Space Heating | Natural Gas | Unit Heater | A | Cumulative Summer Peak Savings (MW) | Achievable Technical Potential | 0 | 0 | 0 | 0 | 0 | 0 | 0 | 0 | 0 | 0 | 0 | 0 | 0 | 0 | 0 | 0 | 0 | 0 | 0 | 0 | 0 | 0 | 0 | 0 | 0 | 0 | 0
F9_Commercial_OR - Health_New_Space Heating_Natural Gas_Unit Heater_A_Achievable Technical Potential | F9 | Commercial | OR - Health | New | Space Heating | Natural Gas | Unit Heater | A | Cumulative Winter Peak Savings (MW) | Achievable Technical Potential | 0 | 0 | 0 | 0 | 0 | 0 | 0 | 0 | 0 | 0 | 0 | 0 | 0 | 0 | 0 | 0 | 0 | 0 | 0 | 0 | 0 | 0 | 0 | 0 | 0 | 0 | 0
F10_Commercial_OR - Health_New_Space Heating_Natural Gas_Unit Heater_A_Achievable Technical Potential | F10 | Commercial | OR - Health | New | Space Heating | Natural Gas | Unit Heater | A | Purchases (Incremental) | Achievable Technical Potential | 0 | 0 | 0 | 0 | 0 | 0 | 0 | 0 | 0 | 0 | 0 | 0 | 0 | 0 | 0 | 0 | 0 | 0 | 0 | 0 | 0 | 0 | 0 | 0 | 0 | 0 | 0
F11_Commercial_OR - Health_New_Space Heating_Natural Gas_Unit Heater_A_Achievable Technical Potential | F11 | Commercial | OR - Health | New | Space Heating | Natural Gas | Unit Heater | A | Purchases (Cumulative) | Achievable Technical Potential | 0 | 0 | 0 | 0 | 0 | 0 | 0 | 0 | 0 | 0 | 0 | 0 | 0 | 0 | 0 | 0 | 0 | 0 | 0 | 0 | 0 | 0 | 0 | 0 | 0 | 0 | 0
F1_Commercial_OR - Health_New_Water Heating_Natural Gas_Water Heater_A_Achievable Technical Potential | F1 | Commercial | OR - Health | New | Water Heating | Natural Gas | Water Heater | A | Integrated Unit Energy Savings (kWh or therms) | Achievable Technical Potential | 0 | 0 | 0 | 0 | 0 | 0 | 0 | 0 | 0 | 0 | 0 | 0 | 0 | 0 | 0 | 0 | 0 | 0 | 0 | 0 | 0 | 0 | 0 | 0 | 0 | 0 | 0
F2_Commercial_OR - Health_New_Water Heating_Natural Gas_Water Heater_A_Achievable Technical Potential | F2 | Commercial | OR - Health | New | Water Heating | Natural Gas | Water Heater | A | Integrated Unit Summer Peak Savings (kW) | Achievable Technical Potential | 0 | 0 | 0 | 0 | 0 | 0 | 0 | 0 | 0 | 0 | 0 | 0 | 0 | 0 | 0 | 0 | 0 | 0 | 0 | 0 | 0 | 0 | 0 | 0 | 0 | 0 | 0
F3_Commercial_OR - Health_New_Water Heating_Natural Gas_Water Heater_A_Achievable Technical Potential | F3 | Commercial | OR - Health | New | Water Heating | Natural Gas | Water Heater | A | Integrated Unit Winter Peak Savings (kW) | Achievable Technical Potential | 0 | 0 | 0 | 0 | 0 | 0 | 0 | 0 | 0 | 0 | 0 | 0 | 0 | 0 | 0 | 0 | 0 | 0 | 0 | 0 | 0 | 0 | 0 | 0 | 0 | 0 | 0
F4_Commercial_OR - Health_New_Water Heating_Natural Gas_Water Heater_A_Achievable Technical Potential | F4 | Commercial | OR - Health | New | Water Heating | Natural Gas | Water Heater | A | Incremental Energy Savings (MWh or mTherms) | Achievable Technical Potential | 0 | 0 | 0 | 0 | 0 | 0 | 0 | 0 | 0 | 0 | 0 | 0 | 0 | 0 | 0 | 0 | 0 | 0 | 0 | 0 | 0 | 0 | 0 | 0 | 0 | 0 | 0
F5_Commercial_OR - Health_New_Water Heating_Natural Gas_Water Heater_A_Achievable Technical Potential | F5 | Commercial | OR - Health | New | Water Heating | Natural Gas | Water Heater | A | Incremental Summer Peak Savings (MW) | Achievable Technical Potential | 0 | 0 | 0 | 0 | 0 | 0 | 0 | 0 | 0 | 0 | 0 | 0 | 0 | 0 | 0 | 0 | 0 | 0 | 0 | 0 | 0 | 0 | 0 | 0 | 0 | 0 | 0
F6_Commercial_OR - Health_New_Water Heating_Natural Gas_Water Heater_A_Achievable Technical Potential | F6 | Commercial | OR - Health | New | Water Heating | Natural Gas | Water Heater | A | Incremental Winter Peak Savings (MW) | Achievable Technical Potential | 0 | 0 | 0 | 0 | 0 | 0 | 0 | 0 | 0 | 0 | 0 | 0 | 0 | 0 | 0 | 0 | 0 | 0 | 0 | 0 | 0 | 0 | 0 | 0 | 0 | 0 | 0
F7_Commercial_OR - Health_New_Water Heating_Natural Gas_Water Heater_A_Achievable Technical Potential | F7 | Commercial | OR - Health | New | Water Heating | Natural Gas | Water Heater | A | Cumulative Energy Savings (MWh or mTherms) | Achievable Technical Potential | 0 | 0 | 0 | 0 | 0 | 0 | 0 | 0 | 0 | 0 | 0 | 0 | 0 | 0 | 0 | 0 | 0 | 0 | 0 | 0 | 0 | 0 | 0 | 0 | 0 | 0 | 0
F8_Commercial_OR - Health_New_Water Heating_Natural Gas_Water Heater_A_Achievable Technical Potential | F8 | Commercial | OR - Health | New | Water Heating | Natural Gas | Water Heater | A | Cumulative Summer Peak Savings (MW) | Achievable Technical Potential | 0 | 0 | 0 | 0 | 0 | 0 | 0 | 0 | 0 | 0 | 0 | 0 | 0 | 0 | 0 | 0 | 0 | 0 | 0 | 0 | 0 | 0 | 0 | 0 | 0 | 0 | 0
F9_Commercial_OR - Health_New_Water Heating_Natural Gas_Water Heater_A_Achievable Technical Potential | F9 | Commercial | OR - Health | New | Water Heating | Natural Gas | Water Heater | A | Cumulative Winter Peak Savings (MW) | Achievable Technical Potential | 0 | 0 | 0 | 0 | 0 | 0 | 0 | 0 | 0 | 0 | 0 | 0 | 0 | 0 | 0 | 0 | 0 | 0 | 0 | 0 | 0 | 0 | 0 | 0 | 0 | 0 | 0
F10_Commercial_OR - Health_New_Water Heating_Natural Gas_Water Heater_A_Achievable Technical Potential | F10 | Commercial | OR - Health | New | Water Heating | Natural Gas | Water Heater | A | Purchases (Incremental) | Achievable Technical Potential | 0 | 0 | 0 | 0 | 0 | 0 | 0 | 0 | 0 | 0 | 0 | 0 | 0 | 0 | 0 | 0 | 0 | 0 | 0 | 0 | 0 | 0 | 0 | 0 | 0 | 0 | 0
F11_Commercial_OR - Health_New_Water Heating_Natural Gas_Water Heater_A_Achievable Technical Potential | F11 | Commercial | OR - Health | New | Water Heating | Natural Gas | Water Heater | A | Purchases (Cumulative) | Achievable Technical Potential | 0 | 0 | 0 | 0 | 0 | 0 | 0 | 0 | 0 | 0 | 0 | 0 | 0 | 0 | 0 | 0 | 0 | 0 | 0 | 0 | 0 | 0 | 0 | 0 | 0 | 0 | 0
F1_Commercial_OR - Health_New_Food Preparation_Natural Gas_Oven_A_Achievable Technical Potential | F1 | Commercial | OR - Health | New | Food Preparation | Natural Gas | Oven | A | Integrated Unit Energy Savings (kWh or therms) | Achievable Technical Potential | 0 | 0 | 0 | 0 | 0 | 0 | 0 | 0 | 0 | 0 | 0 | 0 | 0 | 0 | 0 | 0 | 0 | 0 | 0 | 0 | 0 | 0 | 0 | 0 | 0 | 0 | 0
F2_Commercial_OR - Health_New_Food Preparation_Natural Gas_Oven_A_Achievable Technical Potential | F2 | Commercial | OR - Health | New | Food Preparation | Natural Gas | Oven | A | Integrated Unit Summer Peak Savings (kW) | Achievable Technical Potential | 0 | 0 | 0 | 0 | 0 | 0 | 0 | 0 | 0 | 0 | 0 | 0 | 0 | 0 | 0 | 0 | 0 | 0 | 0 | 0 | 0 | 0 | 0 | 0 | 0 | 0 | 0
F3_Commercial_OR - Health_New_Food Preparation_Natural Gas_Oven_A_Achievable Technical Potential | F3 | Commercial | OR - Health | New | Food Preparation | Natural Gas | Oven | A | Integrated Unit Winter Peak Savings (kW) | Achievable Technical Potential | 0 | 0 | 0 | 0 | 0 | 0 | 0 | 0 | 0 | 0 | 0 | 0 | 0 | 0 | 0 | 0 | 0 | 0 | 0 | 0 | 0 | 0 | 0 | 0 | 0 | 0 | 0
F4_Commercial_OR - Health_New_Food Preparation_Natural Gas_Oven_A_Achievable Technical Potential | F4 | Commercial | OR - Health | New | Food Preparation | Natural Gas | Oven | A | Incremental Energy Savings (MWh or mTherms) | Achievable Technical Potential | 0 | 0 | 0 | 0 | 0 | 0 | 0 | 0 | 0 | 0 | 0 | 0 | 0 | 0 | 0 | 0 | 0 | 0 | 0 | 0 | 0 | 0 | 0 | 0 | 0 | 0 | 0
F5_Commercial_OR - Health_New_Food Preparation_Natural Gas_Oven_A_Achievable Technical Potential | F5 | Commercial | OR - Health | New | Food Preparation | Natural Gas | Oven | A | Incremental Summer Peak Savings (MW) | Achievable Technical Potential | 0 | 0 | 0 | 0 | 0 | 0 | 0 | 0 | 0 | 0 | 0 | 0 | 0 | 0 | 0 | 0 | 0 | 0 | 0 | 0 | 0 | 0 | 0 | 0 | 0 | 0 | 0
F6_Commercial_OR - Health_New_Food Preparation_Natural Gas_Oven_A_Achievable Technical Potential | F6 | Commercial | OR - Health | New | Food Preparation | Natural Gas | Oven | A | Incremental Winter Peak Savings (MW) | Achievable Technical Potential | 0 | 0 | 0 | 0 | 0 | 0 | 0 | 0 | 0 | 0 | 0 | 0 | 0 | 0 | 0 | 0 | 0 | 0 | 0 | 0 | 0 | 0 | 0 | 0 | 0 | 0 | 0
F7_Commercial_OR - Health_New_Food Preparation_Natural Gas_Oven_A_Achievable Technical Potential | F7 | Commercial | OR - Health | New | Food Preparation | Natural Gas | Oven | A | Cumulative Energy Savings (MWh or mTherms) | Achievable Technical Potential | 0 | 0 | 0 | 0 | 0 | 0 | 0 | 0 | 0 | 0 | 0 | 0 | 0 | 0 | 0 | 0 | 0 | 0 | 0 | 0 | 0 | 0 | 0 | 0 | 0 | 0 | 0
F8_Commercial_OR - Health_New_Food Preparation_Natural Gas_Oven_A_Achievable Technical Potential | F8 | Commercial | OR - Health | New | Food Preparation | Natural Gas | Oven | A | Cumulative Summer Peak Savings (MW) | Achievable Technical Potential | 0 | 0 | 0 | 0 | 0 | 0 | 0 | 0 | 0 | 0 | 0 | 0 | 0 | 0 | 0 | 0 | 0 | 0 | 0 | 0 | 0 | 0 | 0 | 0 | 0 | 0 | 0
F9_Commercial_OR - Health_New_Food Preparation_Natural Gas_Oven_A_Achievable Technical Potential | F9 | Commercial | OR - Health | New | Food Preparation | Natural Gas | Oven | A | Cumulative Winter Peak Savings (MW) | Achievable Technical Potential | 0 | 0 | 0 | 0 | 0 | 0 | 0 | 0 | 0 | 0 | 0 | 0 | 0 | 0 | 0 | 0 | 0 | 0 | 0 | 0 | 0 | 0 | 0 | 0 | 0 | 0 | 0
F10_Commercial_OR - Health_New_Food Preparation_Natural Gas_Oven_A_Achievable Technical Potential | F10 | Commercial | OR - Health | New | Food Preparation | Natural Gas | Oven | A | Purchases (Incremental) | Achievable Technical Potential | 0 | 0 | 0 | 0 | 0 | 0 | 0 | 0 | 0 | 0 | 0 | 0 | 0 | 0 | 0 | 0 | 0 | 0 | 0 | 0 | 0 | 0 | 0 | 0 | 0 | 0 | 0
F11_Commercial_OR - Health_New_Food Preparation_Natural Gas_Oven_A_Achievable Technical Potential | F11 | Commercial | OR - Health | New | Food Preparation | Natural Gas | Oven | A | Purchases (Cumulative) | Achievable Technical Potential | 0 | 0 | 0 | 0 | 0 | 0 | 0 | 0 | 0 | 0 | 0 | 0 | 0 | 0 | 0 | 0 | 0 | 0 | 0 | 0 | 0 | 0 | 0 | 0 | 0 | 0 | 0
F1_Commercial_OR - Health_New_Food Preparation_Natural Gas_Conveyor Oven_A_Achievable Technical Potential | F1 | Commercial | OR - Health | New | Food Preparation | Natural Gas | Conveyor Oven | A | Integrated Unit Energy Savings (kWh or therms) | Achievable Technical Potential | 0 | 0 | 0 | 0 | 0 | 0 | 0 | 0 | 0 | 0 | 0 | 0 | 0 | 0 | 0 | 0 | 0 | 0 | 0 | 0 | 0 | 0 | 0 | 0 | 0 | 0 | 0
F2_Commercial_OR - Health_New_Food Preparation_Natural Gas_Conveyor Oven_A_Achievable Technical Potential | F2 | Commercial | OR - Health | New | Food Preparation | Natural Gas | Conveyor Oven | A | Integrated Unit Summer Peak Savings (kW) | Achievable Technical Potential | 0 | 0 | 0 | 0 | 0 | 0 | 0 | 0 | 0 | 0 | 0 | 0 | 0 | 0 | 0 | 0 | 0 | 0 | 0 | 0 | 0 | 0 | 0 | 0 | 0 | 0 | 0
F3_Commercial_OR - Health_New_Food Preparation_Natural Gas_Conveyor Oven_A_Achievable Technical Potential | F3 | Commercial | OR - Health | New | Food Preparation | Natural Gas | Conveyor Oven | A | Integrated Unit Winter Peak Savings (kW) | Achievable Technical Potential | 0 | 0 | 0 | 0 | 0 | 0 | 0 | 0 | 0 | 0 | 0 | 0 | 0 | 0 | 0 | 0 | 0 | 0 | 0 | 0 | 0 | 0 | 0 | 0 | 0 | 0 | 0
F4_Commercial_OR - Health_New_Food Preparation_Natural Gas_Conveyor Oven_A_Achievable Technical Potential | F4 | Commercial | OR - Health | New | Food Preparation | Natural Gas | Conveyor Oven | A | Incremental Energy Savings (MWh or mTherms) | Achievable Technical Potential | 0 | 0 | 0 | 0 | 0 | 0 | 0 | 0 | 0 | 0 | 0 | 0 | 0 | 0 | 0 | 0 | 0 | 0 | 0 | 0 | 0 | 0 | 0 | 0 | 0 | 0 | 0
F5_Commercial_OR - Health_New_Food Preparation_Natural Gas_Conveyor Oven_A_Achievable Technical Potential | F5 | Commercial | OR - Health | New | Food Preparation | Natural Gas | Conveyor Oven | A | Incremental Summer Peak Savings (MW) | Achievable Technical Potential | 0 | 0 | 0 | 0 | 0 | 0 | 0 | 0 | 0 | 0 | 0 | 0 | 0 | 0 | 0 | 0 | 0 | 0 | 0 | 0 | 0 | 0 | 0 | 0 | 0 | 0 | 0
F6_Commercial_OR - Health_New_Food Preparation_Natural Gas_Conveyor Oven_A_Achievable Technical Potential | F6 | Commercial | OR - Health | New | Food Preparation | Natural Gas | Conveyor Oven | A | Incremental Winter Peak Savings (MW) | Achievable Technical Potential | 0 | 0 | 0 | 0 | 0 | 0 | 0 | 0 | 0 | 0 | 0 | 0 | 0 | 0 | 0 | 0 | 0 | 0 | 0 | 0 | 0 | 0 | 0 | 0 | 0 | 0 | 0
F7_Commercial_OR - Health_New_Food Preparation_Natural Gas_Conveyor Oven_A_Achievable Technical Potential | F7 | Commercial | OR - Health | New | Food Preparation | Natural Gas | Conveyor Oven | A | Cumulative Energy Savings (MWh or mTherms) | Achievable Technical Potential | 0 | 0 | 0 | 0 | 0 | 0 | 0 | 0 | 0 | 0 | 0 | 0 | 0 | 0 | 0 | 0 | 0 | 0 | 0 | 0 | 0 | 0 | 0 | 0 | 0 | 0 | 0
F8_Commercial_OR - Health_New_Food Preparation_Natural Gas_Conveyor Oven_A_Achievable Technical Potential | F8 | Commercial | OR - Health | New | Food Preparation | Natural Gas | Conveyor Oven | A | Cumulative Summer Peak Savings (MW) | Achievable Technical Potential | 0 | 0 | 0 | 0 | 0 | 0 | 0 | 0 | 0 | 0 | 0 | 0 | 0 | 0 | 0 | 0 | 0 | 0 | 0 | 0 | 0 | 0 | 0 | 0 | 0 | 0 | 0
F9_Commercial_OR - Health_New_Food Preparation_Natural Gas_Conveyor Oven_A_Achievable Technical Potential | F9 | Commercial | OR - Health | New | Food Preparation | Natural Gas | Conveyor Oven | A | Cumulative Winter Peak Savings (MW) | Achievable Technical Potential | 0 | 0 | 0 | 0 | 0 | 0 | 0 | 0 | 0 | 0 | 0 | 0 | 0 | 0 | 0 | 0 | 0 | 0 | 0 | 0 | 0 | 0 | 0 | 0 | 0 | 0 | 0
F10_Commercial_OR - Health_New_Food Preparation_Natural Gas_Conveyor Oven_A_Achievable Technical Potential | F10 | Commercial | OR - Health | New | Food Preparation | Natural Gas | Conveyor Oven | A | Purchases (Incremental) | Achievable Technical Potential | 0 | 0 | 0 | 0 | 0 | 0 | 0 | 0 | 0 | 0 | 0 | 0 | 0 | 0 | 0 | 0 | 0 | 0 | 0 | 0 | 0 | 0 | 0 | 0 | 0 | 0 | 0
F11_Commercial_OR - Health_New_Food Preparation_Natural Gas_Conveyor Oven_A_Achievable Technical Potential | F11 | Commercial | OR - Health | New | Food Preparation | Natural Gas | Conveyor Oven | A | Purchases (Cumulative) | Achievable Technical Potential | 0 | 0 | 0 | 0 | 0 | 0 | 0 | 0 | 0 | 0 | 0 | 0 | 0 | 0 | 0 | 0 | 0 | 0 | 0 | 0 | 0 | 0 | 0 | 0 | 0 | 0 | 0
F1_Commercial_OR - Health_New_Food Preparation_Natural Gas_Double Rack Oven_A_Achievable Technical Potential | F1 | Commercial | OR - Health | New | Food Preparation | Natural Gas | Double Rack Oven | A | Integrated Unit Energy Savings (kWh or therms) | Achievable Technical Potential | 0 | 0 | 0 | 0 | 0 | 0 | 0 | 0 | 0 | 0 | 0 | 0 | 0 | 0 | 0 | 0 | 0 | 0 | 0 | 0 | 0 | 0 | 0 | 0 | 0 | 0 | 0
F2_Commercial_OR - Health_New_Food Preparation_Natural Gas_Double Rack Oven_A_Achievable Technical Potential | F2 | Commercial | OR - Health | New | Food Preparation | Natural Gas | Double Rack Oven | A | Integrated Unit Summer Peak Savings (kW) | Achievable Technical Potential | 0 | 0 | 0 | 0 | 0 | 0 | 0 | 0 | 0 | 0 | 0 | 0 | 0 | 0 | 0 | 0 | 0 | 0 | 0 | 0 | 0 | 0 | 0 | 0 | 0 | 0 | 0
F3_Commercial_OR - Health_New_Food Preparation_Natural Gas_Double Rack Oven_A_Achievable Technical Potential | F3 | Commercial | OR - Health | New | Food Preparation | Natural Gas | Double Rack Oven | A | Integrated Unit Winter Peak Savings (kW) | Achievable Technical Potential | 0 | 0 | 0 | 0 | 0 | 0 | 0 | 0 | 0 | 0 | 0 | 0 | 0 | 0 | 0 | 0 | 0 | 0 | 0 | 0 | 0 | 0 | 0 | 0 | 0 | 0 | 0
F4_Commercial_OR - Health_New_Food Preparation_Natural Gas_Double Rack Oven_A_Achievable Technical Potential | F4 | Commercial | OR - Health | New | Food Preparation | Natural Gas | Double Rack Oven | A | Incremental Energy Savings (MWh or mTherms) | Achievable Technical Potential | 0 | 0 | 0 | 0 | 0 | 0 | 0 | 0 | 0 | 0 | 0 | 0 | 0 | 0 | 0 | 0 | 0 | 0 | 0 | 0 | 0 | 0 | 0 | 0 | 0 | 0 | 0
F5_Commercial_OR - Health_New_Food Preparation_Natural Gas_Double Rack Oven_A_Achievable Technical Potential | F5 | Commercial | OR - Health | New | Food Preparation | Natural Gas | Double Rack Oven | A | Incremental Summer Peak Savings (MW) | Achievable Technical Potential | 0 | 0 | 0 | 0 | 0 | 0 | 0 | 0 | 0 | 0 | 0 | 0 | 0 | 0 | 0 | 0 | 0 | 0 | 0 | 0 | 0 | 0 | 0 | 0 | 0 | 0 | 0
F6_Commercial_OR - Health_New_Food Preparation_Natural Gas_Double Rack Oven_A_Achievable Technical Potential | F6 | Commercial | OR - Health | New | Food Preparation | Natural Gas | Double Rack Oven | A | Incremental Winter Peak Savings (MW) | Achievable Technical Potential | 0 | 0 | 0 | 0 | 0 | 0 | 0 | 0 | 0 | 0 | 0 | 0 | 0 | 0 | 0 | 0 | 0 | 0 | 0 | 0 | 0 | 0 | 0 | 0 | 0 | 0 | 0
F7_Commercial_OR - Health_New_Food Preparation_Natural Gas_Double Rack Oven_A_Achievable Technical Potential | F7 | Commercial | OR - Health | New | Food Preparation | Natural Gas | Double Rack Oven | A | Cumulative Energy Savings (MWh or mTherms) | Achievable Technical Potential | 0 | 0 | 0 | 0 | 0 | 0 | 0 | 0 | 0 | 0 | 0 | 0 | 0 | 0 | 0 | 0 | 0 | 0 | 0 | 0 | 0 | 0 | 0 | 0 | 0 | 0 | 0
F8_Commercial_OR - Health_New_Food Preparation_Natural Gas_Double Rack Oven_A_Achievable Technical Potential | F8 | Commercial | OR - Health | New | Food Preparation | Natural Gas | Double Rack Oven | A | Cumulative Summer Peak Savings (MW) | Achievable Technical Potential | 0 | 0 | 0 | 0 | 0 | 0 | 0 | 0 | 0 | 0 | 0 | 0 | 0 | 0 | 0 | 0 | 0 | 0 | 0 | 0 | 0 | 0 | 0 | 0 | 0 | 0 | 0
F9_Commercial_OR - Health_New_Food Preparation_Natural Gas_Double Rack Oven_A_Achievable Technical Potential | F9 | Commercial | OR - Health | New | Food Preparation | Natural Gas | Double Rack Oven | A | Cumulative Winter Peak Savings (MW) | Achievable Technical Potential | 0 | 0 | 0 | 0 | 0 | 0 | 0 | 0 | 0 | 0 | 0 | 0 | 0 | 0 | 0 | 0 | 0 | 0 | 0 | 0 | 0 | 0 | 0 | 0 | 0 | 0 | 0
F10_Commercial_OR - Health_New_Food Preparation_Natural Gas_Double Rack Oven_A_Achievable Technical Potential | F10 | Commercial | OR - Health | New | Food Preparation | Natural Gas | Double Rack Oven | A | Purchases (Incremental) | Achievable Technical Potential | 0 | 0 | 0 | 0 | 0 | 0 | 0 | 0 | 0 | 0 | 0 | 0 | 0 | 0 | 0 | 0 | 0 | 0 | 0 | 0 | 0 | 0 | 0 | 0 | 0 | 0 | 0
F11_Commercial_OR - Health_New_Food Preparation_Natural Gas_Double Rack Oven_A_Achievable Technical Potential | F11 | Commercial | OR - Health | New | Food Preparation | Natural Gas | Double Rack Oven | A | Purchases (Cumulative) | Achievable Technical Potential | 0 | 0 | 0 | 0 | 0 | 0 | 0 | 0 | 0 | 0 | 0 | 0 | 0 | 0 | 0 | 0 | 0 | 0 | 0 | 0 | 0 | 0 | 0 | 0 | 0 | 0 | 0
F1_Commercial_OR - Health_New_Food Preparation_Natural Gas_Fryer_A_Achievable Technical Potential | F1 | Commercial | OR - Health | New | Food Preparation | Natural Gas | Fryer | A | Integrated Unit Energy Savings (kWh or therms) | Achievable Technical Potential | 0 | 0 | 0 | 0 | 0 | 0 | 0 | 0 | 0 | 0 | 0 | 0 | 0 | 0 | 0 | 0 | 0 | 0 | 0 | 0 | 0 | 0 | 0 | 0 | 0 | 0 | 0
F2_Commercial_OR - Health_New_Food Preparation_Natural Gas_Fryer_A_Achievable Technical Potential | F2 | Commercial | OR - Health | New | Food Preparation | Natural Gas | Fryer | A | Integrated Unit Summer Peak Savings (kW) | Achievable Technical Potential | 0 | 0 | 0 | 0 | 0 | 0 | 0 | 0 | 0 | 0 | 0 | 0 | 0 | 0 | 0 | 0 | 0 | 0 | 0 | 0 | 0 | 0 | 0 | 0 | 0 | 0 | 0
F3_Commercial_OR - Health_New_Food Preparation_Natural Gas_Fryer_A_Achievable Technical Potential | F3 | Commercial | OR - Health | New | Food Preparation | Natural Gas | Fryer | A | Integrated Unit Winter Peak Savings (kW) | Achievable Technical Potential | 0 | 0 | 0 | 0 | 0 | 0 | 0 | 0 | 0 | 0 | 0 | 0 | 0 | 0 | 0 | 0 | 0 | 0 | 0 | 0 | 0 | 0 | 0 | 0 | 0 | 0 | 0
F4_Commercial_OR - Health_New_Food Preparation_Natural Gas_Fryer_A_Achievable Technical Potential | F4 | Commercial | OR - Health | New | Food Preparation | Natural Gas | Fryer | A | Incremental Energy Savings (MWh or mTherms) | Achievable Technical Potential | 0 | 0 | 0 | 0 | 0 | 0 | 0 | 0 | 0 | 0 | 0 | 0 | 0 | 0 | 0 | 0 | 0 | 0 | 0 | 0 | 0 | 0 | 0 | 0 | 0 | 0 | 0
F5_Commercial_OR - Health_New_Food Preparation_Natural Gas_Fryer_A_Achievable Technical Potential | F5 | Commercial | OR - Health | New | Food Preparation | Natural Gas | Fryer | A | Incremental Summer Peak Savings (MW) | Achievable Technical Potential | 0 | 0 | 0 | 0 | 0 | 0 | 0 | 0 | 0 | 0 | 0 | 0 | 0 | 0 | 0 | 0 | 0 | 0 | 0 | 0 | 0 | 0 | 0 | 0 | 0 | 0 | 0
F6_Commercial_OR - Health_New_Food Preparation_Natural Gas_Fryer_A_Achievable Technical Potential | F6 | Commercial | OR - Health | New | Food Preparation | Natural Gas | Fryer | A | Incremental Winter Peak Savings (MW) | Achievable Technical Potential | 0 | 0 | 0 | 0 | 0 | 0 | 0 | 0 | 0 | 0 | 0 | 0 | 0 | 0 | 0 | 0 | 0 | 0 | 0 | 0 | 0 | 0 | 0 | 0 | 0 | 0 | 0
F7_Commercial_OR - Health_New_Food Preparation_Natural Gas_Fryer_A_Achievable Technical Potential | F7 | Commercial | OR - Health | New | Food Preparation | Natural Gas | Fryer | A | Cumulative Energy Savings (MWh or mTherms) | Achievable Technical Potential | 0 | 0 | 0 | 0 | 0 | 0 | 0 | 0 | 0 | 0 | 0 | 0 | 0 | 0 | 0 | 0 | 0 | 0 | 0 | 0 | 0 | 0 | 0 | 0 | 0 | 0 | 0
F8_Commercial_OR - Health_New_Food Preparation_Natural Gas_Fryer_A_Achievable Technical Potential | F8 | Commercial | OR - Health | New | Food Preparation | Natural Gas | Fryer | A | Cumulative Summer Peak Savings (MW) | Achievable Technical Potential | 0 | 0 | 0 | 0 | 0 | 0 | 0 | 0 | 0 | 0 | 0 | 0 | 0 | 0 | 0 | 0 | 0 | 0 | 0 | 0 | 0 | 0 | 0 | 0 | 0 | 0 | 0
F9_Commercial_OR - Health_New_Food Preparation_Natural Gas_Fryer_A_Achievable Technical Potential | F9 | Commercial | OR - Health | New | Food Preparation | Natural Gas | Fryer | A | Cumulative Winter Peak Savings (MW) | Achievable Technical Potential | 0 | 0 | 0 | 0 | 0 | 0 | 0 | 0 | 0 | 0 | 0 | 0 | 0 | 0 | 0 | 0 | 0 | 0 | 0 | 0 | 0 | 0 | 0 | 0 | 0 | 0 | 0
F10_Commercial_OR - Health_New_Food Preparation_Natural Gas_Fryer_A_Achievable Technical Potential | F10 | Commercial | OR - Health | New | Food Preparation | Natural Gas | Fryer | A | Purchases (Incremental) | Achievable Technical Potential | 0 | 0 | 0 | 0 | 0 | 0 | 0 | 0 | 0 | 0 | 0 | 0 | 0 | 0 | 0 | 0 | 0 | 0 | 0 | 0 | 0 | 0 | 0 | 0 | 0 | 0 | 0
F11_Commercial_OR - Health_New_Food Preparation_Natural Gas_Fryer_A_Achievable Technical Potential | F11 | Commercial | OR - Health | New | Food Preparation | Natural Gas | Fryer | A | Purchases (Cumulative) | Achievable Technical Potential | 0 | 0 | 0 | 0 | 0 | 0 | 0 | 0 | 0 | 0 | 0 | 0 | 0 | 0 | 0 | 0 | 0 | 0 | 0 | 0 | 0 | 0 | 0 | 0 | 0 | 0 | 0
F1_Commercial_OR - Health_New_Food Preparation_Natural Gas_Broiler_A_Achievable Technical Potential | F1 | Commercial | OR - Health | New | Food Preparation | Natural Gas | Broiler | A | Integrated Unit Energy Savings (kWh or therms) | Achievable Technical Potential | 0 | 0 | 0 | 0 | 0 | 0 | 0 | 0 | 0 | 0 | 0 | 0 | 0 | 0 | 0 | 0 | 0 | 0 | 0 | 0 | 0 | 0 | 0 | 0 | 0 | 0 | 0
F2_Commercial_OR - Health_New_Food Preparation_Natural Gas_Broiler_A_Achievable Technical Potential | F2 | Commercial | OR - Health | New | Food Preparation | Natural Gas | Broiler | A | Integrated Unit Summer Peak Savings (kW) | Achievable Technical Potential | 0 | 0 | 0 | 0 | 0 | 0 | 0 | 0 | 0 | 0 | 0 | 0 | 0 | 0 | 0 | 0 | 0 | 0 | 0 | 0 | 0 | 0 | 0 | 0 | 0 | 0 | 0
F3_Commercial_OR - Health_New_Food Preparation_Natural Gas_Broiler_A_Achievable Technical Potential | F3 | Commercial | OR - Health | New | Food Preparation | Natural Gas | Broiler | A | Integrated Unit Winter Peak Savings (kW) | Achievable Technical Potential | 0 | 0 | 0 | 0 | 0 | 0 | 0 | 0 | 0 | 0 | 0 | 0 | 0 | 0 | 0 | 0 | 0 | 0 | 0 | 0 | 0 | 0 | 0 | 0 | 0 | 0 | 0
F4_Commercial_OR - Health_New_Food Preparation_Natural Gas_Broiler_A_Achievable Technical Potential | F4 | Commercial | OR - Health | New | Food Preparation | Natural Gas | Broiler | A | Incremental Energy Savings (MWh or mTherms) | Achievable Technical Potential | 0 | 0 | 0 | 0 | 0 | 0 | 0 | 0 | 0 | 0 | 0 | 0 | 0 | 0 | 0 | 0 | 0 | 0 | 0 | 0 | 0 | 0 | 0 | 0 | 0 | 0 | 0
F5_Commercial_OR - Health_New_Food Preparation_Natural Gas_Broiler_A_Achievable Technical Potential | F5 | Commercial | OR - Health | New | Food Preparation | Natural Gas | Broiler | A | Incremental Summer Peak Savings (MW) | Achievable Technical Potential | 0 | 0 | 0 | 0 | 0 | 0 | 0 | 0 | 0 | 0 | 0 | 0 | 0 | 0 | 0 | 0 | 0 | 0 | 0 | 0 | 0 | 0 | 0 | 0 | 0 | 0 | 0
F6_Commercial_OR - Health_New_Food Preparation_Natural Gas_Broiler_A_Achievable Technical Potential | F6 | Commercial | OR - Health | New | Food Preparation | Natural Gas | Broiler | A | Incremental Winter Peak Savings (MW) | Achievable Technical Potential | 0 | 0 | 0 | 0 | 0 | 0 | 0 | 0 | 0 | 0 | 0 | 0 | 0 | 0 | 0 | 0 | 0 | 0 | 0 | 0 | 0 | 0 | 0 | 0 | 0 | 0 | 0
F7_Commercial_OR - Health_New_Food Preparation_Natural Gas_Broiler_A_Achievable Technical Potential | F7 | Commercial | OR - Health | New | Food Preparation | Natural Gas | Broiler | A | Cumulative Energy Savings (MWh or mTherms) | Achievable Technical Potential | 0 | 0 | 0 | 0 | 0 | 0 | 0 | 0 | 0 | 0 | 0 | 0 | 0 | 0 | 0 | 0 | 0 | 0 | 0 | 0 | 0 | 0 | 0 | 0 | 0 | 0 | 0
F8_Commercial_OR - Health_New_Food Preparation_Natural Gas_Broiler_A_Achievable Technical Potential | F8 | Commercial | OR - Health | New | Food Preparation | Natural Gas | Broiler | A | Cumulative Summer Peak Savings (MW) | Achievable Technical Potential | 0 | 0 | 0 | 0 | 0 | 0 | 0 | 0 | 0 | 0 | 0 | 0 | 0 | 0 | 0 | 0 | 0 | 0 | 0 | 0 | 0 | 0 | 0 | 0 | 0 | 0 | 0
F9_Commercial_OR - Health_New_Food Preparation_Natural Gas_Broiler_A_Achievable Technical Potential | F9 | Commercial | OR - Health | New | Food Preparation | Natural Gas | Broiler | A | Cumulative Winter Peak Savings (MW) | Achievable Technical Potential | 0 | 0 | 0 | 0 | 0 | 0 | 0 | 0 | 0 | 0 | 0 | 0 | 0 | 0 | 0 | 0 | 0 | 0 | 0 | 0 | 0 | 0 | 0 | 0 | 0 | 0 | 0
F10_Commercial_OR - Health_New_Food Preparation_Natural Gas_Broiler_A_Achievable Technical Potential | F10 | Commercial | OR - Health | New | Food Preparation | Natural Gas | Broiler | A | Purchases (Incremental) | Achievable Technical Potential | 0 | 0 | 0 | 0 | 0 | 0 | 0 | 0 | 0 | 0 | 0 | 0 | 0 | 0 | 0 | 0 | 0 | 0 | 0 | 0 | 0 | 0 | 0 | 0 | 0 | 0 | 0
F11_Commercial_OR - Health_New_Food Preparation_Natural Gas_Broiler_A_Achievable Technical Potential | F11 | Commercial | OR - Health | New | Food Preparation | Natural Gas | Broiler | A | Purchases (Cumulative) | Achievable Technical Potential | 0 | 0 | 0 | 0 | 0 | 0 | 0 | 0 | 0 | 0 | 0 | 0 | 0 | 0 | 0 | 0 | 0 | 0 | 0 | 0 | 0 | 0 | 0 | 0 | 0 | 0 | 0
F1_Commercial_OR - Health_New_Food Preparation_Natural Gas_Griddle_A_Achievable Technical Potential | F1 | Commercial | OR - Health | New | Food Preparation | Natural Gas | Griddle | A | Integrated Unit Energy Savings (kWh or therms) | Achievable Technical Potential | 0 | 0 | 0 | 0 | 0 | 0 | 0 | 0 | 0 | 0 | 0 | 0 | 0 | 0 | 0 | 0 | 0 | 0 | 0 | 0 | 0 | 0 | 0 | 0 | 0 | 0 | 0
F2_Commercial_OR - Health_New_Food Preparation_Natural Gas_Griddle_A_Achievable Technical Potential | F2 | Commercial | OR - Health | New | Food Preparation | Natural Gas | Griddle | A | Integrated Unit Summer Peak Savings (kW) | Achievable Technical Potential | 0 | 0 | 0 | 0 | 0 | 0 | 0 | 0 | 0 | 0 | 0 | 0 | 0 | 0 | 0 | 0 | 0 | 0 | 0 | 0 | 0 | 0 | 0 | 0 | 0 | 0 | 0
F3_Commercial_OR - Health_New_Food Preparation_Natural Gas_Griddle_A_Achievable Technical Potential | F3 | Commercial | OR - Health | New | Food Preparation | Natural Gas | Griddle | A | Integrated Unit Winter Peak Savings (kW) | Achievable Technical Potential | 0 | 0 | 0 | 0 | 0 | 0 | 0 | 0 | 0 | 0 | 0 | 0 | 0 | 0 | 0 | 0 | 0 | 0 | 0 | 0 | 0 | 0 | 0 | 0 | 0 | 0 | 0
F4_Commercial_OR - Health_New_Food Preparation_Natural Gas_Griddle_A_Achievable Technical Potential | F4 | Commercial | OR - Health | New | Food Preparation | Natural Gas | Griddle | A | Incremental Energy Savings (MWh or mTherms) | Achievable Technical Potential | 0 | 0 | 0 | 0 | 0 | 0 | 0 | 0 | 0 | 0 | 0 | 0 | 0 | 0 | 0 | 0 | 0 | 0 | 0 | 0 | 0 | 0 | 0 | 0 | 0 | 0 | 0
F5_Commercial_OR - Health_New_Food Preparation_Natural Gas_Griddle_A_Achievable Technical Potential | F5 | Commercial | OR - Health | New | Food Preparation | Natural Gas | Griddle | A | Incremental Summer Peak Savings (MW) | Achievable Technical Potential | 0 | 0 | 0 | 0 | 0 | 0 | 0 | 0 | 0 | 0 | 0 | 0 | 0 | 0 | 0 | 0 | 0 | 0 | 0 | 0 | 0 | 0 | 0 | 0 | 0 | 0 | 0
F6_Commercial_OR - Health_New_Food Preparation_Natural Gas_Griddle_A_Achievable Technical Potential | F6 | Commercial | OR - Health | New | Food Preparation | Natural Gas | Griddle | A | Incremental Winter Peak Savings (MW) | Achievable Technical Potential | 0 | 0 | 0 | 0 | 0 | 0 | 0 | 0 | 0 | 0 | 0 | 0 | 0 | 0 | 0 | 0 | 0 | 0 | 0 | 0 | 0 | 0 | 0 | 0 | 0 | 0 | 0
F7_Commercial_OR - Health_New_Food Preparation_Natural Gas_Griddle_A_Achievable Technical Potential | F7 | Commercial | OR - Health | New | Food Preparation | Natural Gas | Griddle | A | Cumulative Energy Savings (MWh or mTherms) | Achievable Technical Potential | 0 | 0 | 0 | 0 | 0 | 0 | 0 | 0 | 0 | 0 | 0 | 0 | 0 | 0 | 0 | 0 | 0 | 0 | 0 | 0 | 0 | 0 | 0 | 0 | 0 | 0 | 0
F8_Commercial_OR - Health_New_Food Preparation_Natural Gas_Griddle_A_Achievable Technical Potential | F8 | Commercial | OR - Health | New | Food Preparation | Natural Gas | Griddle | A | Cumulative Summer Peak Savings (MW) | Achievable Technical Potential | 0 | 0 | 0 | 0 | 0 | 0 | 0 | 0 | 0 | 0 | 0 | 0 | 0 | 0 | 0 | 0 | 0 | 0 | 0 | 0 | 0 | 0 | 0 | 0 | 0 | 0 | 0
F9_Commercial_OR - Health_New_Food Preparation_Natural Gas_Griddle_A_Achievable Technical Potential | F9 | Commercial | OR - Health | New | Food Preparation | Natural Gas | Griddle | A | Cumulative Winter Peak Savings (MW) | Achievable Technical Potential | 0 | 0 | 0 | 0 | 0 | 0 | 0 | 0 | 0 | 0 | 0 | 0 | 0 | 0 | 0 | 0 | 0 | 0 | 0 | 0 | 0 | 0 | 0 | 0 | 0 | 0 | 0
F10_Commercial_OR - Health_New_Food Preparation_Natural Gas_Griddle_A_Achievable Technical Potential | F10 | Commercial | OR - Health | New | Food Preparation | Natural Gas | Griddle | A | Purchases (Incremental) | Achievable Technical Potential | 0 | 0 | 0 | 0 | 0 | 0 | 0 | 0 | 0 | 0 | 0 | 0 | 0 | 0 | 0 | 0 | 0 | 0 | 0 | 0 | 0 | 0 | 0 | 0 | 0 | 0 | 0
F11_Commercial_OR - Health_New_Food Preparation_Natural Gas_Griddle_A_Achievable Technical Potential | F11 | Commercial | OR - Health | New | Food Preparation | Natural Gas | Griddle | A | Purchases (Cumulative) | Achievable Technical Potential | 0 | 0 | 0 | 0 | 0 | 0 | 0 | 0 | 0 | 0 | 0 | 0 | 0 | 0 | 0 | 0 | 0 | 0 | 0 | 0 | 0 | 0 | 0 | 0 | 0 | 0 | 0
F1_Commercial_OR - Health_New_Food Preparation_Natural Gas_Range_A_Achievable Technical Potential | F1 | Commercial | OR - Health | New | Food Preparation | Natural Gas | Range | A | Integrated Unit Energy Savings (kWh or therms) | Achievable Technical Potential | 0 | 0 | 0 | 0 | 0 | 0 | 0 | 0 | 0 | 0 | 0 | 0 | 0 | 0 | 0 | 0 | 0 | 0 | 0 | 0 | 0 | 0 | 0 | 0 | 0 | 0 | 0
F2_Commercial_OR - Health_New_Food Preparation_Natural Gas_Range_A_Achievable Technical Potential | F2 | Commercial | OR - Health | New | Food Preparation | Natural Gas | Range | A | Integrated Unit Summer Peak Savings (kW) | Achievable Technical Potential | 0 | 0 | 0 | 0 | 0 | 0 | 0 | 0 | 0 | 0 | 0 | 0 | 0 | 0 | 0 | 0 | 0 | 0 | 0 | 0 | 0 | 0 | 0 | 0 | 0 | 0 | 0
F3_Commercial_OR - Health_New_Food Preparation_Natural Gas_Range_A_Achievable Technical Potential | F3 | Commercial | OR - Health | New | Food Preparation | Natural Gas | Range | A | Integrated Unit Winter Peak Savings (kW) | Achievable Technical Potential | 0 | 0 | 0 | 0 | 0 | 0 | 0 | 0 | 0 | 0 | 0 | 0 | 0 | 0 | 0 | 0 | 0 | 0 | 0 | 0 | 0 | 0 | 0 | 0 | 0 | 0 | 0
F4_Commercial_OR - Health_New_Food Preparation_Natural Gas_Range_A_Achievable Technical Potential | F4 | Commercial | OR - Health | New | Food Preparation | Natural Gas | Range | A | Incremental Energy Savings (MWh or mTherms) | Achievable Technical Potential | 0 | 0 | 0 | 0 | 0 | 0 | 0 | 0 | 0 | 0 | 0 | 0 | 0 | 0 | 0 | 0 | 0 | 0 | 0 | 0 | 0 | 0 | 0 | 0 | 0 | 0 | 0
F5_Commercial_OR - Health_New_Food Preparation_Natural Gas_Range_A_Achievable Technical Potential | F5 | Commercial | OR - Health | New | Food Preparation | Natural Gas | Range | A | Incremental Summer Peak Savings (MW) | Achievable Technical Potential | 0 | 0 | 0 | 0 | 0 | 0 | 0 | 0 | 0 | 0 | 0 | 0 | 0 | 0 | 0 | 0 | 0 | 0 | 0 | 0 | 0 | 0 | 0 | 0 | 0 | 0 | 0
F6_Commercial_OR - Health_New_Food Preparation_Natural Gas_Range_A_Achievable Technical Potential | F6 | Commercial | OR - Health | New | Food Preparation | Natural Gas | Range | A | Incremental Winter Peak Savings (MW) | Achievable Technical Potential | 0 | 0 | 0 | 0 | 0 | 0 | 0 | 0 | 0 | 0 | 0 | 0 | 0 | 0 | 0 | 0 | 0 | 0 | 0 | 0 | 0 | 0 | 0 | 0 | 0 | 0 | 0
F7_Commercial_OR - Health_New_Food Preparation_Natural Gas_Range_A_Achievable Technical Potential | F7 | Commercial | OR - Health | New | Food Preparation | Natural Gas | Range | A | Cumulative Energy Savings (MWh or mTherms) | Achievable Technical Potential | 0 | 0 | 0 | 0 | 0 | 0 | 0 | 0 | 0 | 0 | 0 | 0 | 0 | 0 | 0 | 0 | 0 | 0 | 0 | 0 | 0 | 0 | 0 | 0 | 0 | 0 | 0
F8_Commercial_OR - Health_New_Food Preparation_Natural Gas_Range_A_Achievable Technical Potential | F8 | Commercial | OR - Health | New | Food Preparation | Natural Gas | Range | A | Cumulative Summer Peak Savings (MW) | Achievable Technical Potential | 0 | 0 | 0 | 0 | 0 | 0 | 0 | 0 | 0 | 0 | 0 | 0 | 0 | 0 | 0 | 0 | 0 | 0 | 0 | 0 | 0 | 0 | 0 | 0 | 0 | 0 | 0
F9_Commercial_OR - Health_New_Food Preparation_Natural Gas_Range_A_Achievable Technical Potential | F9 | Commercial | OR - Health | New | Food Preparation | Natural Gas | Range | A | Cumulative Winter Peak Savings (MW) | Achievable Technical Potential | 0 | 0 | 0 | 0 | 0 | 0 | 0 | 0 | 0 | 0 | 0 | 0 | 0 | 0 | 0 | 0 | 0 | 0 | 0 | 0 | 0 | 0 | 0 | 0 | 0 | 0 | 0
F10_Commercial_OR - Health_New_Food Preparation_Natural Gas_Range_A_Achievable Technical Potential | F10 | Commercial | OR - Health | New | Food Preparation | Natural Gas | Range | A | Purchases (Incremental) | Achievable Technical Potential | 0 | 0 | 0 | 0 | 0 | 0 | 0 | 0 | 0 | 0 | 0 | 0 | 0 | 0 | 0 | 0 | 0 | 0 | 0 | 0 | 0 | 0 | 0 | 0 | 0 | 0 | 0
F11_Commercial_OR - Health_New_Food Preparation_Natural Gas_Range_A_Achievable Technical Potential | F11 | Commercial | OR - Health | New | Food Preparation | Natural Gas | Range | A | Purchases (Cumulative) | Achievable Technical Potential | 0 | 0 | 0 | 0 | 0 | 0 | 0 | 0 | 0 | 0 | 0 | 0 | 0 | 0 | 0 | 0 | 0 | 0 | 0 | 0 | 0 | 0 | 0 | 0 | 0 | 0 | 0
F1_Commercial_OR - Health_New_Food Preparation_Natural Gas_Steamer_A_Achievable Technical Potential | F1 | Commercial | OR - Health | New | Food Preparation | Natural Gas | Steamer | A | Integrated Unit Energy Savings (kWh or therms) | Achievable Technical Potential | 0 | 0 | 0 | 0 | 0 | 0 | 0 | 0 | 0 | 0 | 0 | 0 | 0 | 0 | 0 | 0 | 0 | 0 | 0 | 0 | 0 | 0 | 0 | 0 | 0 | 0 | 0
F2_Commercial_OR - Health_New_Food Preparation_Natural Gas_Steamer_A_Achievable Technical Potential | F2 | Commercial | OR - Health | New | Food Preparation | Natural Gas | Steamer | A | Integrated Unit Summer Peak Savings (kW) | Achievable Technical Potential | 0 | 0 | 0 | 0 | 0 | 0 | 0 | 0 | 0 | 0 | 0 | 0 | 0 | 0 | 0 | 0 | 0 | 0 | 0 | 0 | 0 | 0 | 0 | 0 | 0 | 0 | 0
F3_Commercial_OR - Health_New_Food Preparation_Natural Gas_Steamer_A_Achievable Technical Potential | F3 | Commercial | OR - Health | New | Food Preparation | Natural Gas | Steamer | A | Integrated Unit Winter Peak Savings (kW) | Achievable Technical Potential | 0 | 0 | 0 | 0 | 0 | 0 | 0 | 0 | 0 | 0 | 0 | 0 | 0 | 0 | 0 | 0 | 0 | 0 | 0 | 0 | 0 | 0 | 0 | 0 | 0 | 0 | 0
F4_Commercial_OR - Health_New_Food Preparation_Natural Gas_Steamer_A_Achievable Technical Potential | F4 | Commercial | OR - Health | New | Food Preparation | Natural Gas | Steamer | A | Incremental Energy Savings (MWh or mTherms) | Achievable Technical Potential | 0 | 0 | 0 | 0 | 0 | 0 | 0 | 0 | 0 | 0 | 0 | 0 | 0 | 0 | 0 | 0 | 0 | 0 | 0 | 0 | 0 | 0 | 0 | 0 | 0 | 0 | 0
F5_Commercial_OR - Health_New_Food Preparation_Natural Gas_Steamer_A_Achievable Technical Potential | F5 | Commercial | OR - Health | New | Food Preparation | Natural Gas | Steamer | A | Incremental Summer Peak Savings (MW) | Achievable Technical Potential | 0 | 0 | 0 | 0 | 0 | 0 | 0 | 0 | 0 | 0 | 0 | 0 | 0 | 0 | 0 | 0 | 0 | 0 | 0 | 0 | 0 | 0 | 0 | 0 | 0 | 0 | 0
F6_Commercial_OR - Health_New_Food Preparation_Natural Gas_Steamer_A_Achievable Technical Potential | F6 | Commercial | OR - Health | New | Food Preparation | Natural Gas | Steamer | A | Incremental Winter Peak Savings (MW) | Achievable Technical Potential | 0 | 0 | 0 | 0 | 0 | 0 | 0 | 0 | 0 | 0 | 0 | 0 | 0 | 0 | 0 | 0 | 0 | 0 | 0 | 0 | 0 | 0 | 0 | 0 | 0 | 0 | 0
F7_Commercial_OR - Health_New_Food Preparation_Natural Gas_Steamer_A_Achievable Technical Potential | F7 | Commercial | OR - Health | New | Food Preparation | Natural Gas | Steamer | A | Cumulative Energy Savings (MWh or mTherms) | Achievable Technical Potential | 0 | 0 | 0 | 0 | 0 | 0 | 0 | 0 | 0 | 0 | 0 | 0 | 0 | 0 | 0 | 0 | 0 | 0 | 0 | 0 | 0 | 0 | 0 | 0 | 0 | 0 | 0
F8_Commercial_OR - Health_New_Food Preparation_Natural Gas_Steamer_A_Achievable Technical Potential | F8 | Commercial | OR - Health | New | Food Preparation | Natural Gas | Steamer | A | Cumulative Summer Peak Savings (MW) | Achievable Technical Potential | 0 | 0 | 0 | 0 | 0 | 0 | 0 | 0 | 0 | 0 | 0 | 0 | 0 | 0 | 0 | 0 | 0 | 0 | 0 | 0 | 0 | 0 | 0 | 0 | 0 | 0 | 0
F9_Commercial_OR - Health_New_Food Preparation_Natural Gas_Steamer_A_Achievable Technical Potential | F9 | Commercial | OR - Health | New | Food Preparation | Natural Gas | Steamer | A | Cumulative Winter Peak Savings (MW) | Achievable Technical Potential | 0 | 0 | 0 | 0 | 0 | 0 | 0 | 0 | 0 | 0 | 0 | 0 | 0 | 0 | 0 | 0 | 0 | 0 | 0 | 0 | 0 | 0 | 0 | 0 | 0 | 0 | 0
F10_Commercial_OR - Health_New_Food Preparation_Natural Gas_Steamer_A_Achievable Technical Potential | F10 | Commercial | OR - Health | New | Food Preparation | Natural Gas | Steamer | A | Purchases (Incremental) | Achievable Technical Potential | 0 | 0 | 0 | 0 | 0 | 0 | 0 | 0 | 0 | 0 | 0 | 0 | 0 | 0 | 0 | 0 | 0 | 0 | 0 | 0 | 0 | 0 | 0 | 0 | 0 | 0 | 0
F11_Commercial_OR - Health_New_Food Preparation_Natural Gas_Steamer_A_Achievable Technical Potential | F11 | Commercial | OR - Health | New | Food Preparation | Natural Gas | Steamer | A | Purchases (Cumulative) | Achievable Technical Potential | 0 | 0 | 0 | 0 | 0 | 0 | 0 | 0 | 0 | 0 | 0 | 0 | 0 | 0 | 0 | 0 | 0 | 0 | 0 | 0 | 0 | 0 | 0 | 0 | 0 | 0 | 0
F1_Commercial_OR - Health_New_Food Preparation_Natural Gas_Commercial Food Prep Other_A_Achievable Technical Potential | F1 | Commercial | OR - Health | New | Food Preparation | Natural Gas | Commercial Food Prep Other | A | Integrated Unit Energy Savings (kWh or therms) | Achievable Technical Potential | 0 | 0 | 0 | 0 | 0 | 0 | 0 | 0 | 0 | 0 | 0 | 0 | 0 | 0 | 0 | 0 | 0 | 0 | 0 | 0 | 0 | 0 | 0 | 0 | 0 | 0 | 0
F2_Commercial_OR - Health_New_Food Preparation_Natural Gas_Commercial Food Prep Other_A_Achievable Technical Potential | F2 | Commercial | OR - Health | New | Food Preparation | Natural Gas | Commercial Food Prep Other | A | Integrated Unit Summer Peak Savings (kW) | Achievable Technical Potential | 0 | 0 | 0 | 0 | 0 | 0 | 0 | 0 | 0 | 0 | 0 | 0 | 0 | 0 | 0 | 0 | 0 | 0 | 0 | 0 | 0 | 0 | 0 | 0 | 0 | 0 | 0
F3_Commercial_OR - Health_New_Food Preparation_Natural Gas_Commercial Food Prep Other_A_Achievable Technical Potential | F3 | Commercial | OR - Health | New | Food Preparation | Natural Gas | Commercial Food Prep Other | A | Integrated Unit Winter Peak Savings (kW) | Achievable Technical Potential | 0 | 0 | 0 | 0 | 0 | 0 | 0 | 0 | 0 | 0 | 0 | 0 | 0 | 0 | 0 | 0 | 0 | 0 | 0 | 0 | 0 | 0 | 0 | 0 | 0 | 0 | 0
F4_Commercial_OR - Health_New_Food Preparation_Natural Gas_Commercial Food Prep Other_A_Achievable Technical Potential | F4 | Commercial | OR - Health | New | Food Preparation | Natural Gas | Commercial Food Prep Other | A | Incremental Energy Savings (MWh or mTherms) | Achievable Technical Potential | 0 | 0 | 0 | 0 | 0 | 0 | 0 | 0 | 0 | 0 | 0 | 0 | 0 | 0 | 0 | 0 | 0 | 0 | 0 | 0 | 0 | 0 | 0 | 0 | 0 | 0 | 0
F5_Commercial_OR - Health_New_Food Preparation_Natural Gas_Commercial Food Prep Other_A_Achievable Technical Potential | F5 | Commercial | OR - Health | New | Food Preparation | Natural Gas | Commercial Food Prep Other | A | Incremental Summer Peak Savings (MW) | Achievable Technical Potential | 0 | 0 | 0 | 0 | 0 | 0 | 0 | 0 | 0 | 0 | 0 | 0 | 0 | 0 | 0 | 0 | 0 | 0 | 0 | 0 | 0 | 0 | 0 | 0 | 0 | 0 | 0
F6_Commercial_OR - Health_New_Food Preparation_Natural Gas_Commercial Food Prep Other_A_Achievable Technical Potential | F6 | Commercial | OR - Health | New | Food Preparation | Natural Gas | Commercial Food Prep Other | A | Incremental Winter Peak Savings (MW) | Achievable Technical Potential | 0 | 0 | 0 | 0 | 0 | 0 | 0 | 0 | 0 | 0 | 0 | 0 | 0 | 0 | 0 | 0 | 0 | 0 | 0 | 0 | 0 | 0 | 0 | 0 | 0 | 0 | 0
F7_Commercial_OR - Health_New_Food Preparation_Natural Gas_Commercial Food Prep Other_A_Achievable Technical Potential | F7 | Commercial | OR - Health | New | Food Preparation | Natural Gas | Commercial Food Prep Other | A | Cumulative Energy Savings (MWh or mTherms) | Achievable Technical Potential | 0 | 0 | 0 | 0 | 0 | 0 | 0 | 0 | 0 | 0 | 0 | 0 | 0 | 0 | 0 | 0 | 0 | 0 | 0 | 0 | 0 | 0 | 0 | 0 | 0 | 0 | 0
F8_Commercial_OR - Health_New_Food Preparation_Natural Gas_Commercial Food Prep Other_A_Achievable Technical Potential | F8 | Commercial | OR - Health | New | Food Preparation | Natural Gas | Commercial Food Prep Other | A | Cumulative Summer Peak Savings (MW) | Achievable Technical Potential | 0 | 0 | 0 | 0 | 0 | 0 | 0 | 0 | 0 | 0 | 0 | 0 | 0 | 0 | 0 | 0 | 0 | 0 | 0 | 0 | 0 | 0 | 0 | 0 | 0 | 0 | 0
F9_Commercial_OR - Health_New_Food Preparation_Natural Gas_Commercial Food Prep Other_A_Achievable Technical Potential | F9 | Commercial | OR - Health | New | Food Preparation | Natural Gas | Commercial Food Prep Other | A | Cumulative Winter Peak Savings (MW) | Achievable Technical Potential | 0 | 0 | 0 | 0 | 0 | 0 | 0 | 0 | 0 | 0 | 0 | 0 | 0 | 0 | 0 | 0 | 0 | 0 | 0 | 0 | 0 | 0 | 0 | 0 | 0 | 0 | 0
F10_Commercial_OR - Health_New_Food Preparation_Natural Gas_Commercial Food Prep Other_A_Achievable Technical Potential | F10 | Commercial | OR - Health | New | Food Preparation | Natural Gas | Commercial Food Prep Other | A | Purchases (Incremental) | Achievable Technical Potential | 0 | 0 | 0 | 0 | 0 | 0 | 0 | 0 | 0 | 0 | 0 | 0 | 0 | 0 | 0 | 0 | 0 | 0 | 0 | 0 | 0 | 0 | 0 | 0 | 0 | 0 | 0
F11_Commercial_OR - Health_New_Food Preparation_Natural Gas_Commercial Food Prep Other_A_Achievable Technical Potential | F11 | Commercial | OR - Health | New | Food Preparation | Natural Gas | Commercial Food Prep Other | A | Purchases (Cumulative) | Achievable Technical Potential | 0 | 0 | 0 | 0 | 0 | 0 | 0 | 0 | 0 | 0 | 0 | 0 | 0 | 0 | 0 | 0 | 0 | 0 | 0 | 0 | 0 | 0 | 0 | 0 | 0 | 0 | 0
F1_Commercial_OR - Health_New_Miscellaneous_Natural Gas_Pool Heater_A_Achievable Technical Potential | F1 | Commercial | OR - Health | New | Miscellaneous | Natural Gas | Pool Heater | A | Integrated Unit Energy Savings (kWh or therms) | Achievable Technical Potential | 0 | 0 | 0 | 0 | 0 | 0 | 0 | 0 | 0 | 0 | 0 | 0 | 0 | 0 | 0 | 0 | 0 | 0 | 0 | 0 | 0 | 0 | 0 | 0 | 0 | 0 | 0
F2_Commercial_OR - Health_New_Miscellaneous_Natural Gas_Pool Heater_A_Achievable Technical Potential | F2 | Commercial | OR - Health | New | Miscellaneous | Natural Gas | Pool Heater | A | Integrated Unit Summer Peak Savings (kW) | Achievable Technical Potential | 0 | 0 | 0 | 0 | 0 | 0 | 0 | 0 | 0 | 0 | 0 | 0 | 0 | 0 | 0 | 0 | 0 | 0 | 0 | 0 | 0 | 0 | 0 | 0 | 0 | 0 | 0
F3_Commercial_OR - Health_New_Miscellaneous_Natural Gas_Pool Heater_A_Achievable Technical Potential | F3 | Commercial | OR - Health | New | Miscellaneous | Natural Gas | Pool Heater | A | Integrated Unit Winter Peak Savings (kW) | Achievable Technical Potential | 0 | 0 | 0 | 0 | 0 | 0 | 0 | 0 | 0 | 0 | 0 | 0 | 0 | 0 | 0 | 0 | 0 | 0 | 0 | 0 | 0 | 0 | 0 | 0 | 0 | 0 | 0
F4_Commercial_OR - Health_New_Miscellaneous_Natural Gas_Pool Heater_A_Achievable Technical Potential | F4 | Commercial | OR - Health | New | Miscellaneous | Natural Gas | Pool Heater | A | Incremental Energy Savings (MWh or mTherms) | Achievable Technical Potential | 0 | 0 | 0 | 0 | 0 | 0 | 0 | 0 | 0 | 0 | 0 | 0 | 0 | 0 | 0 | 0 | 0 | 0 | 0 | 0 | 0 | 0 | 0 | 0 | 0 | 0 | 0
F5_Commercial_OR - Health_New_Miscellaneous_Natural Gas_Pool Heater_A_Achievable Technical Potential | F5 | Commercial | OR - Health | New | Miscellaneous | Natural Gas | Pool Heater | A | Incremental Summer Peak Savings (MW) | Achievable Technical Potential | 0 | 0 | 0 | 0 | 0 | 0 | 0 | 0 | 0 | 0 | 0 | 0 | 0 | 0 | 0 | 0 | 0 | 0 | 0 | 0 | 0 | 0 | 0 | 0 | 0 | 0 | 0
F6_Commercial_OR - Health_New_Miscellaneous_Natural Gas_Pool Heater_A_Achievable Technical Potential | F6 | Commercial | OR - Health | New | Miscellaneous | Natural Gas | Pool Heater | A | Incremental Winter Peak Savings (MW) | Achievable Technical Potential | 0 | 0 | 0 | 0 | 0 | 0 | 0 | 0 | 0 | 0 | 0 | 0 | 0 | 0 | 0 | 0 | 0 | 0 | 0 | 0 | 0 | 0 | 0 | 0 | 0 | 0 | 0
F7_Commercial_OR - Health_New_Miscellaneous_Natural Gas_Pool Heater_A_Achievable Technical Potential | F7 | Commercial | OR - Health | New | Miscellaneous | Natural Gas | Pool Heater | A | Cumulative Energy Savings (MWh or mTherms) | Achievable Technical Potential | 0 | 0 | 0 | 0 | 0 | 0 | 0 | 0 | 0 | 0 | 0 | 0 | 0 | 0 | 0 | 0 | 0 | 0 | 0 | 0 | 0 | 0 | 0 | 0 | 0 | 0 | 0
F8_Commercial_OR - Health_New_Miscellaneous_Natural Gas_Pool Heater_A_Achievable Technical Potential | F8 | Commercial | OR - Health | New | Miscellaneous | Natural Gas | Pool Heater | A | Cumulative Summer Peak Savings (MW) | Achievable Technical Potential | 0 | 0 | 0 | 0 | 0 | 0 | 0 | 0 | 0 | 0 | 0 | 0 | 0 | 0 | 0 | 0 | 0 | 0 | 0 | 0 | 0 | 0 | 0 | 0 | 0 | 0 | 0
F9_Commercial_OR - Health_New_Miscellaneous_Natural Gas_Pool Heater_A_Achievable Technical Potential | F9 | Commercial | OR - Health | New | Miscellaneous | Natural Gas | Pool Heater | A | Cumulative Winter Peak Savings (MW) | Achievable Technical Potential | 0 | 0 | 0 | 0 | 0 | 0 | 0 | 0 | 0 | 0 | 0 | 0 | 0 | 0 | 0 | 0 | 0 | 0 | 0 | 0 | 0 | 0 | 0 | 0 | 0 | 0 | 0
F10_Commercial_OR - Health_New_Miscellaneous_Natural Gas_Pool Heater_A_Achievable Technical Potential | F10 | Commercial | OR - Health | New | Miscellaneous | Natural Gas | Pool Heater | A | Purchases (Incremental) | Achievable Technical Potential | 0 | 0 | 0 | 0 | 0 | 0 | 0 | 0 | 0 | 0 | 0 | 0 | 0 | 0 | 0 | 0 | 0 | 0 | 0 | 0 | 0 | 0 | 0 | 0 | 0 | 0 | 0
F11_Commercial_OR - Health_New_Miscellaneous_Natural Gas_Pool Heater_A_Achievable Technical Potential | F11 | Commercial | OR - Health | New | Miscellaneous | Natural Gas | Pool Heater | A | Purchases (Cumulative) | Achievable Technical Potential | 0 | 0 | 0 | 0 | 0 | 0 | 0 | 0 | 0 | 0 | 0 | 0 | 0 | 0 | 0 | 0 | 0 | 0 | 0 | 0 | 0 | 0 | 0 | 0 | 0 | 0 | 0
F1_Commercial_OR - Miscellaneous_Existing_Space Heating_Natural Gas_Furnace_A_Achievable Technical Potential | F1 | Commercial | OR - Miscellaneous | Existing | Space Heating | Natural Gas | Furnace | A | Integrated Unit Energy Savings (kWh or therms) | Achievable Technical Potential | 0 | 638.6601 | 636.1836 | 212.0612 | 212.0612 | 212.0612 | 212.0612 | 212.0612 | 212.0612 | 212.0612 | 212.0612 | 212.0612 | 212.0612 | 212.0612 | 212.0612 | 212.0612 | 212.0612 | 212.0612 | 212.0612 | 212.0612 | 212.0612 | 212.0612 | 212.0612 | 212.0612 | 212.0612 | 212.0612 | 212.0612
F2_Commercial_OR - Miscellaneous_Existing_Space Heating_Natural Gas_Furnace_A_Achievable Technical Potential | F2 | Commercial | OR - Miscellaneous | Existing | Space Heating | Natural Gas | Furnace | A | Integrated Unit Summer Peak Savings (kW) | Achievable Technical Potential | 0 | 0 | 0 | 0 | 0 | 0 | 0 | 0 | 0 | 0 | 0 | 0 | 0 | 0 | 0 | 0 | 0 | 0 | 0 | 0 | 0 | 0 | 0 | 0 | 0 | 0 | 0
F3_Commercial_OR - Miscellaneous_Existing_Space Heating_Natural Gas_Furnace_A_Achievable Technical Potential | F3 | Commercial | OR - Miscellaneous | Existing | Space Heating | Natural Gas | Furnace | A | Integrated Unit Winter Peak Savings (kW) | Achievable Technical Potential | 0 | 0 | 0 | 0 | 0 | 0 | 0 | 0 | 0 | 0 | 0 | 0 | 0 | 0 | 0 | 0 | 0 | 0 | 0 | 0 | 0 | 0 | 0 | 0 | 0 | 0 | 0
F4_Commercial_OR - Miscellaneous_Existing_Space Heating_Natural Gas_Furnace_A_Achievable Technical Potential | F4 | Commercial | OR - Miscellaneous | Existing | Space Heating | Natural Gas | Furnace | A | Incremental Energy Savings (MWh or mTherms) | Achievable Technical Potential | 0 | 0 | 0.00073425 | 0.00042784 | 0.0010537 | 0.0022203 | 0.0042261 | 0.0074519 | 0.012346 | 0.019386 | 0.02877 | 0.040597 | 0.054702 | 0.070606 | 0.087524 | 0.10446 | 0.1204 | 0.13446 | 0.14614 | 0.14341 | 0.13882 | 0.1345 | 0.12896 | 0.12443 | 0.12084 | 0.11792 | 0.11592
F5_Commercial_OR - Miscellaneous_Existing_Space Heating_Natural Gas_Furnace_A_Achievable Technical Potential | F5 | Commercial | OR - Miscellaneous | Existing | Space Heating | Natural Gas | Furnace | A | Incremental Summer Peak Savings (MW) | Achievable Technical Potential | 0 | 0 | 0 | 0 | 0 | 0 | 0 | 0 | 0 | 0 | 0 | 0 | 0 | 0 | 0 | 0 | 0 | 0 | 0 | 0 | 0 | 0 | 0 | 0 | 0 | 0 | 0
F6_Commercial_OR - Miscellaneous_Existing_Space Heating_Natural Gas_Furnace_A_Achievable Technical Potential | F6 | Commercial | OR - Miscellaneous | Existing | Space Heating | Natural Gas | Furnace | A | Incremental Winter Peak Savings (MW) | Achievable Technical Potential | 0 | 0 | 0 | 0 | 0 | 0 | 0 | 0 | 0 | 0 | 0 | 0 | 0 | 0 | 0 | 0 | 0 | 0 | 0 | 0 | 0 | 0 | 0 | 0 | 0 | 0 | 0
F7_Commercial_OR - Miscellaneous_Existing_Space Heating_Natural Gas_Furnace_A_Achievable Technical Potential | F7 | Commercial | OR - Miscellaneous | Existing | Space Heating | Natural Gas | Furnace | A | Cumulative Energy Savings (MWh or mTherms) | Achievable Technical Potential | 0 | 0 | 0.00073425 | 0.00067259 | 0.0017263 | 0.0039466 | 0.0081727 | 0.015625 | 0.027971 | 0.047357 | 0.076127 | 0.11672 | 0.17143 | 0.24203 | 0.32956 | 0.43402 | 0.55442 | 0.68888 | 0.83502 | 0.97843 | 1.1173 | 1.2518 | 1.3807 | 1.5051 | 1.626 | 1.7439 | 1.8598
F8_Commercial_OR - Miscellaneous_Existing_Space Heating_Natural Gas_Furnace_A_Achievable Technical Potential | F8 | Commercial | OR - Miscellaneous | Existing | Space Heating | Natural Gas | Furnace | A | Cumulative Summer Peak Savings (MW) | Achievable Technical Potential | 0 | 0 | 0 | 0 | 0 | 0 | 0 | 0 | 0 | 0 | 0 | 0 | 0 | 0 | 0 | 0 | 0 | 0 | 0 | 0 | 0 | 0 | 0 | 0 | 0 | 0 | 0
F9_Commercial_OR - Miscellaneous_Existing_Space Heating_Natural Gas_Furnace_A_Achievable Technical Potential | F9 | Commercial | OR - Miscellaneous | Existing | Space Heating | Natural Gas | Furnace | A | Cumulative Winter Peak Savings (MW) | Achievable Technical Potential | 0 | 0 | 0 | 0 | 0 | 0 | 0 | 0 | 0 | 0 | 0 | 0 | 0 | 0 | 0 | 0 | 0 | 0 | 0 | 0 | 0 | 0 | 0 | 0 | 0 | 0 | 0
F10_Commercial_OR - Miscellaneous_Existing_Space Heating_Natural Gas_Furnace_A_Achievable Technical Potential | F10 | Commercial | OR - Miscellaneous | Existing | Space Heating | Natural Gas | Furnace | A | Purchases (Incremental) | Achievable Technical Potential | 0 | 0 | 0.0011541 | 0.0020175 | 0.0049689 | 0.01047 | 0.019929 | 0.03514 | 0.05822 | 0.091419 | 0.13567 | 0.19144 | 0.25795 | 0.33295 | 0.41273 | 0.49262 | 0.56775 | 0.63407 | 0.68913 | 0.67626 | 0.65464 | 0.63425 | 0.60813 | 0.58674 | 0.56985 | 0.55607 | 0.54665
F11_Commercial_OR - Miscellaneous_Existing_Space Heating_Natural Gas_Furnace_A_Achievable Technical Potential | F11 | Commercial | OR - Miscellaneous | Existing | Space Heating | Natural Gas | Furnace | A | Purchases (Cumulative) | Achievable Technical Potential | 0 | 0 | 0.0011541 | 0.0031717 | 0.0081405 | 0.018611 | 0.038539 | 0.07368 | 0.1319 | 0.22332 | 0.35899 | 0.55042 | 0.80838 | 1.1413 | 1.5541 | 2.0467 | 2.6144 | 3.2485 | 3.9376 | 4.6139 | 5.2685 | 5.9028 | 6.5109 | 7.0977 | 7.6675 | 8.2236 | 8.7702
F1_Commercial_OR - Miscellaneous_Existing_Space Heating_Natural Gas_Boiler_A_Achievable Technical Potential | F1 | Commercial | OR - Miscellaneous | Existing | Space Heating | Natural Gas | Boiler | A | Integrated Unit Energy Savings (kWh or therms) | Achievable Technical Potential | 0 | 1962.3855 | 1954.7759 | 1954.7759 | 1954.7759 | 1954.7759 | 1954.7759 | 1954.7759 | 1954.7759 | 1954.7759 | 1954.7759 | 1954.7759 | 1954.7759 | 1954.7759 | 1954.7759 | 1954.7759 | 1954.7759 | 1954.7759 | 1954.7759 | 1954.7759 | 1954.7759 | 1954.7759 | 1954.7759 | 1954.7759 | 1954.7759 | 1954.7759 | 1954.7759
F2_Commercial_OR - Miscellaneous_Existing_Space Heating_Natural Gas_Boiler_A_Achievable Technical Potential | F2 | Commercial | OR - Miscellaneous | Existing | Space Heating | Natural Gas | Boiler | A | Integrated Unit Summer Peak Savings (kW) | Achievable Technical Potential | 0 | 0 | 0 | 0 | 0 | 0 | 0 | 0 | 0 | 0 | 0 | 0 | 0 | 0 | 0 | 0 | 0 | 0 | 0 | 0 | 0 | 0 | 0 | 0 | 0 | 0 | 0
F3_Commercial_OR - Miscellaneous_Existing_Space Heating_Natural Gas_Boiler_A_Achievable Technical Potential | F3 | Commercial | OR - Miscellaneous | Existing | Space Heating | Natural Gas | Boiler | A | Integrated Unit Winter Peak Savings (kW) | Achievable Technical Potential | 0 | 0 | 0 | 0 | 0 | 0 | 0 | 0 | 0 | 0 | 0 | 0 | 0 | 0 | 0 | 0 | 0 | 0 | 0 | 0 | 0 | 0 | 0 | 0 | 0 | 0 | 0
F4_Commercial_OR - Miscellaneous_Existing_Space Heating_Natural Gas_Boiler_A_Achievable Technical Potential | F4 | Commercial | OR - Miscellaneous | Existing | Space Heating | Natural Gas | Boiler | A | Incremental Energy Savings (MWh or mTherms) | Achievable Technical Potential | 0 | 0 | 0.055612 | 0.095366 | 0.12348 | 0.14579 | 0.1656 | 0.18298 | 0.19806 | 0.21105 | 0.22215 | 0.2316 | 0.23959 | 0.24595 | 0.25102 | 0.25508 | 0.25834 | 0.26096 | 0.26307 | 0.26527 | 0.26702 | 0.26927 | 0.26735 | 0.26581 | 0.2646 | 0.26366 | 0.26297
F5_Commercial_OR - Miscellaneous_Existing_Space Heating_Natural Gas_Boiler_A_Achievable Technical Potential | F5 | Commercial | OR - Miscellaneous | Existing | Space Heating | Natural Gas | Boiler | A | Incremental Summer Peak Savings (MW) | Achievable Technical Potential | 0 | 0 | 0 | 0 | 0 | 0 | 0 | 0 | 0 | 0 | 0 | 0 | 0 | 0 | 0 | 0 | 0 | 0 | 0 | 0 | 0 | 0 | 0 | 0 | 0 | 0 | 0
F6_Commercial_OR - Miscellaneous_Existing_Space Heating_Natural Gas_Boiler_A_Achievable Technical Potential | F6 | Commercial | OR - Miscellaneous | Existing | Space Heating | Natural Gas | Boiler | A | Incremental Winter Peak Savings (MW) | Achievable Technical Potential | 0 | 0 | 0 | 0 | 0 | 0 | 0 | 0 | 0 | 0 | 0 | 0 | 0 | 0 | 0 | 0 | 0 | 0 | 0 | 0 | 0 | 0 | 0 | 0 | 0 | 0 | 0
F7_Commercial_OR - Miscellaneous_Existing_Space Heating_Natural Gas_Boiler_A_Achievable Technical Potential | F7 | Commercial | OR - Miscellaneous | Existing | Space Heating | Natural Gas | Boiler | A | Cumulative Energy Savings (MWh or mTherms) | Achievable Technical Potential | 0 | 0 | 0.055612 | 0.15098 | 0.27445 | 0.42024 | 0.58584 | 0.76882 | 0.96688 | 1.1779 | 1.4001 | 1.6317 | 1.8713 | 2.1172 | 2.3682 | 2.6233 | 2.8817 | 3.1426 | 3.4057 | 3.671 | 3.938 | 4.2072 | 4.4746 | 4.7404 | 5.005 | 5.2687 | 5.5316
F8_Commercial_OR - Miscellaneous_Existing_Space Heating_Natural Gas_Boiler_A_Achievable Technical Potential | F8 | Commercial | OR - Miscellaneous | Existing | Space Heating | Natural Gas | Boiler | A | Cumulative Summer Peak Savings (MW) | Achievable Technical Potential | 0 | 0 | 0 | 0 | 0 | 0 | 0 | 0 | 0 | 0 | 0 | 0 | 0 | 0 | 0 | 0 | 0 | 0 | 0 | 0 | 0 | 0 | 0 | 0 | 0 | 0 | 0
F9_Commercial_OR - Miscellaneous_Existing_Space Heating_Natural Gas_Boiler_A_Achievable Technical Potential | F9 | Commercial | OR - Miscellaneous | Existing | Space Heating | Natural Gas | Boiler | A | Cumulative Winter Peak Savings (MW) | Achievable Technical Potential | 0 | 0 | 0 | 0 | 0 | 0 | 0 | 0 | 0 | 0 | 0 | 0 | 0 | 0 | 0 | 0 | 0 | 0 | 0 | 0 | 0 | 0 | 0 | 0 | 0 | 0 | 0
F10_Commercial_OR - Miscellaneous_Existing_Space Heating_Natural Gas_Boiler_A_Achievable Technical Potential | F10 | Commercial | OR - Miscellaneous | Existing | Space Heating | Natural Gas | Boiler | A | Purchases (Incremental) | Achievable Technical Potential | 0 | 0 | 0.028449 | 0.048786 | 0.063166 | 0.074579 | 0.084716 | 0.093606 | 0.10132 | 0.10797 | 0.11365 | 0.11848 | 0.12256 | 0.12582 | 0.12842 | 0.13049 | 0.13216 | 0.1335 | 0.13458 | 0.1357 | 0.1366 | 0.13775 | 0.13677 | 0.13598 | 0.13536 | 0.13488 | 0.13453
F11_Commercial_OR - Miscellaneous_Existing_Space Heating_Natural Gas_Boiler_A_Achievable Technical Potential | F11 | Commercial | OR - Miscellaneous | Existing | Space Heating | Natural Gas | Boiler | A | Purchases (Cumulative) | Achievable Technical Potential | 0 | 0 | 0.028449 | 0.077235 | 0.1404 | 0.21498 | 0.2997 | 0.3933 | 0.49463 | 0.60259 | 0.71624 | 0.83472 | 0.95728 | 1.0831 | 1.2115 | 1.342 | 1.4742 | 1.6077 | 1.7422 | 1.8779 | 2.0145 | 2.1523 | 2.2891 | 2.425 | 2.5604 | 2.6953 | 2.8298
F1_Commercial_OR - Miscellaneous_Existing_Space Heating_Natural Gas_Unit Heater_A_Achievable Technical Potential | F1 | Commercial | OR - Miscellaneous | Existing | Space Heating | Natural Gas | Unit Heater | A | Integrated Unit Energy Savings (kWh or therms) | Achievable Technical Potential | 0 | 30983.2092 | 30863.0652 | 30863.0652 | 30863.0652 | 30863.0652 | 30863.0652 | 30863.0652 | 30863.0652 | 30863.0652 | 30863.0652 | 30863.0652 | 30863.0652 | 30863.0652 | 30863.0652 | 30863.0652 | 30863.0652 | 30863.0652 | 30863.0652 | 30863.0652 | 30863.0652 | 30863.0652 | 30863.0652 | 30863.0652 | 30863.0652 | 30863.0652 | 30863.0652
F2_Commercial_OR - Miscellaneous_Existing_Space Heating_Natural Gas_Unit Heater_A_Achievable Technical Potential | F2 | Commercial | OR - Miscellaneous | Existing | Space Heating | Natural Gas | Unit Heater | A | Integrated Unit Summer Peak Savings (kW) | Achievable Technical Potential | 0 | 0 | 0 | 0 | 0 | 0 | 0 | 0 | 0 | 0 | 0 | 0 | 0 | 0 | 0 | 0 | 0 | 0 | 0 | 0 | 0 | 0 | 0 | 0 | 0 | 0 | 0
F3_Commercial_OR - Miscellaneous_Existing_Space Heating_Natural Gas_Unit Heater_A_Achievable Technical Potential | F3 | Commercial | OR - Miscellaneous | Existing | Space Heating | Natural Gas | Unit Heater | A | Integrated Unit Winter Peak Savings (kW) | Achievable Technical Potential | 0 | 0 | 0 | 0 | 0 | 0 | 0 | 0 | 0 | 0 | 0 | 0 | 0 | 0 | 0 | 0 | 0 | 0 | 0 | 0 | 0 | 0 | 0 | 0 | 0 | 0 | 0
F4_Commercial_OR - Miscellaneous_Existing_Space Heating_Natural Gas_Unit Heater_A_Achievable Technical Potential | F4 | Commercial | OR - Miscellaneous | Existing | Space Heating | Natural Gas | Unit Heater | A | Incremental Energy Savings (MWh or mTherms) | Achievable Technical Potential | 0 | 0 | 3.7539e-06 | 1.6227e-05 | 4.3956e-05 | 9.3965e-05 | 0.00017425 | 0.00029621 | 0.00046687 | 0.00068767 | 0.00093001 | 0.0011747 | 0.0014029 | 0.0016017 | 0.0017664 | 0.0018978 | 0.0019954 | 0.0018129 | 0.0016432 | 0.0014801 | 0.0013164 | 0.0011442 | 0.00095174 | 0.0007316 | 0.00048182 | 0.00023042 | 0
F5_Commercial_OR - Miscellaneous_Existing_Space Heating_Natural Gas_Unit Heater_A_Achievable Technical Potential | F5 | Commercial | OR - Miscellaneous | Existing | Space Heating | Natural Gas | Unit Heater | A | Incremental Summer Peak Savings (MW) | Achievable Technical Potential | 0 | 0 | 0 | 0 | 0 | 0 | 0 | 0 | 0 | 0 | 0 | 0 | 0 | 0 | 0 | 0 | 0 | 0 | 0 | 0 | 0 | 0 | 0 | 0 | 0 | 0 | 0
F6_Commercial_OR - Miscellaneous_Existing_Space Heating_Natural Gas_Unit Heater_A_Achievable Technical Potential | F6 | Commercial | OR - Miscellaneous | Existing | Space Heating | Natural Gas | Unit Heater | A | Incremental Winter Peak Savings (MW) | Achievable Technical Potential | 0 | 0 | 0 | 0 | 0 | 0 | 0 | 0 | 0 | 0 | 0 | 0 | 0 | 0 | 0 | 0 | 0 | 0 | 0 | 0 | 0 | 0 | 0 | 0 | 0 | 0 | 0
F7_Commercial_OR - Miscellaneous_Existing_Space Heating_Natural Gas_Unit Heater_A_Achievable Technical Potential | F7 | Commercial | OR - Miscellaneous | Existing | Space Heating | Natural Gas | Unit Heater | A | Cumulative Energy Savings (MWh or mTherms) | Achievable Technical Potential | 0 | 0 | 3.7539e-06 | 1.9981e-05 | 6.3937e-05 | 0.0001579 | 0.00033216 | 0.00062836 | 0.0010952 | 0.0017829 | 0.0027129 | 0.0038876 | 0.0052905 | 0.0068922 | 0.0086585 | 0.010556 | 0.012552 | 0.014365 | 0.016008 | 0.017488 | 0.018804 | 0.019949 | 0.0209 | 0.021632 | 0.022114 | 0.022344 | 0.022344
F8_Commercial_OR - Miscellaneous_Existing_Space Heating_Natural Gas_Unit Heater_A_Achievable Technical Potential | F8 | Commercial | OR - Miscellaneous | Existing | Space Heating | Natural Gas | Unit Heater | A | Cumulative Summer Peak Savings (MW) | Achievable Technical Potential | 0 | 0 | 0 | 0 | 0 | 0 | 0 | 0 | 0 | 0 | 0 | 0 | 0 | 0 | 0 | 0 | 0 | 0 | 0 | 0 | 0 | 0 | 0 | 0 | 0 | 0 | 0
F9_Commercial_OR - Miscellaneous_Existing_Space Heating_Natural Gas_Unit Heater_A_Achievable Technical Potential | F9 | Commercial | OR - Miscellaneous | Existing | Space Heating | Natural Gas | Unit Heater | A | Cumulative Winter Peak Savings (MW) | Achievable Technical Potential | 0 | 0 | 0 | 0 | 0 | 0 | 0 | 0 | 0 | 0 | 0 | 0 | 0 | 0 | 0 | 0 | 0 | 0 | 0 | 0 | 0 | 0 | 0 | 0 | 0 | 0 | 0
F10_Commercial_OR - Miscellaneous_Existing_Space Heating_Natural Gas_Unit Heater_A_Achievable Technical Potential | F10 | Commercial | OR - Miscellaneous | Existing | Space Heating | Natural Gas | Unit Heater | A | Purchases (Incremental) | Achievable Technical Potential | 0 | 0 | 1.2163e-07 | 5.2578e-07 | 1.4242e-06 | 3.0446e-06 | 5.646e-06 | 9.5975e-06 | 1.5127e-05 | 2.2281e-05 | 3.0133e-05 | 3.8061e-05 | 4.5457e-05 | 5.1896e-05 | 5.7232e-05 | 6.1491e-05 | 6.4652e-05 | 5.8741e-05 | 5.3243e-05 | 4.7956e-05 | 4.2653e-05 | 3.7073e-05 | 3.0838e-05 | 2.3705e-05 | 1.5612e-05 | 7.466e-06 | 0
F11_Commercial_OR - Miscellaneous_Existing_Space Heating_Natural Gas_Unit Heater_A_Achievable Technical Potential | F11 | Commercial | OR - Miscellaneous | Existing | Space Heating | Natural Gas | Unit Heater | A | Purchases (Cumulative) | Achievable Technical Potential | 0 | 0 | 1.2163e-07 | 6.4741e-07 | 2.0716e-06 | 5.1162e-06 | 1.0762e-05 | 2.036e-05 | 3.5487e-05 | 5.7768e-05 | 8.7901e-05 | 0.00012596 | 0.00017142 | 0.00022331 | 0.00028055 | 0.00034204 | 0.00040669 | 0.00046543 | 0.00051867 | 0.00056663 | 0.00060928 | 0.00064636 | 0.00067719 | 0.0007009 | 0.00071651 | 0.00072398 | 0.00072398
F1_Commercial_OR - Miscellaneous_Existing_Water Heating_Natural Gas_Water Heater_A_Achievable Technical Potential | F1 | Commercial | OR - Miscellaneous | Existing | Water Heating | Natural Gas | Water Heater | A | Integrated Unit Energy Savings (kWh or therms) | Achievable Technical Potential | 0 | 2.8505 | 2.8505 | 2.8505 | 2.8505 | 2.8505 | 2.8505 | 2.8505 | 2.8505 | 2.8505 | 2.8505 | 2.8505 | 2.8505 | 2.8505 | 2.8505 | 2.8505 | 2.8505 | 2.8505 | 2.8505 | 2.8505 | 2.8505 | 2.8505 | 2.8505 | 2.8505 | 2.8505 | 2.8505 | 2.8505
F2_Commercial_OR - Miscellaneous_Existing_Water Heating_Natural Gas_Water Heater_A_Achievable Technical Potential | F2 | Commercial | OR - Miscellaneous | Existing | Water Heating | Natural Gas | Water Heater | A | Integrated Unit Summer Peak Savings (kW) | Achievable Technical Potential | 0 | 0 | 0 | 0 | 0 | 0 | 0 | 0 | 0 | 0 | 0 | 0 | 0 | 0 | 0 | 0 | 0 | 0 | 0 | 0 | 0 | 0 | 0 | 0 | 0 | 0 | 0
F3_Commercial_OR - Miscellaneous_Existing_Water Heating_Natural Gas_Water Heater_A_Achievable Technical Potential | F3 | Commercial | OR - Miscellaneous | Existing | Water Heating | Natural Gas | Water Heater | A | Integrated Unit Winter Peak Savings (kW) | Achievable Technical Potential | 0 | 0 | 0 | 0 | 0 | 0 | 0 | 0 | 0 | 0 | 0 | 0 | 0 | 0 | 0 | 0 | 0 | 0 | 0 | 0 | 0 | 0 | 0 | 0 | 0 | 0 | 0
F4_Commercial_OR - Miscellaneous_Existing_Water Heating_Natural Gas_Water Heater_A_Achievable Technical Potential | F4 | Commercial | OR - Miscellaneous | Existing | Water Heating | Natural Gas | Water Heater | A | Incremental Energy Savings (MWh or mTherms) | Achievable Technical Potential | 0 | 0 | 0.023 | 0.04377 | 0.062978 | 0.081116 | 0.09854 | 0.11358 | 0.12502 | 0.1338 | 0.15125 | 0.16374 | 0.14922 | 0.13384 | 0.11771 | 0.15788 | 0.12668 | 0.10028 | 0.077841 | 0.062801 | 0.04186 | 0.027387 | 0.017644 | 0.011251 | 0.022144 | 0 | 0
F5_Commercial_OR - Miscellaneous_Existing_Water Heating_Natural Gas_Water Heater_A_Achievable Technical Potential | F5 | Commercial | OR - Miscellaneous | Existing | Water Heating | Natural Gas | Water Heater | A | Incremental Summer Peak Savings (MW) | Achievable Technical Potential | 0 | 0 | 0 | 0 | 0 | 0 | 0 | 0 | 0 | 0 | 0 | 0 | 0 | 0 | 0 | 0 | 0 | 0 | 0 | 0 | 0 | 0 | 0 | 0 | 0 | 0 | 0
F6_Commercial_OR - Miscellaneous_Existing_Water Heating_Natural Gas_Water Heater_A_Achievable Technical Potential | F6 | Commercial | OR - Miscellaneous | Existing | Water Heating | Natural Gas | Water Heater | A | Incremental Winter Peak Savings (MW) | Achievable Technical Potential | 0 | 0 | 0 | 0 | 0 | 0 | 0 | 0 | 0 | 0 | 0 | 0 | 0 | 0 | 0 | 0 | 0 | 0 | 0 | 0 | 0 | 0 | 0 | 0 | 0 | 0 | 0
F7_Commercial_OR - Miscellaneous_Existing_Water Heating_Natural Gas_Water Heater_A_Achievable Technical Potential | F7 | Commercial | OR - Miscellaneous | Existing | Water Heating | Natural Gas | Water Heater | A | Cumulative Energy Savings (MWh or mTherms) | Achievable Technical Potential | 0 | 0 | 0.023 | 0.066769 | 0.12975 | 0.21086 | 0.3094 | 0.42299 | 0.54801 | 0.68181 | 0.83306 | 0.9968 | 1.146 | 1.2799 | 1.3976 | 1.5555 | 1.6821 | 1.7824 | 1.8603 | 1.9231 | 1.9649 | 1.9923 | 2.01 | 2.0212 | 2.0434 | 2.0434 | 2.0434
F8_Commercial_OR - Miscellaneous_Existing_Water Heating_Natural Gas_Water Heater_A_Achievable Technical Potential | F8 | Commercial | OR - Miscellaneous | Existing | Water Heating | Natural Gas | Water Heater | A | Cumulative Summer Peak Savings (MW) | Achievable Technical Potential | 0 | 0 | 0 | 0 | 0 | 0 | 0 | 0 | 0 | 0 | 0 | 0 | 0 | 0 | 0 | 0 | 0 | 0 | 0 | 0 | 0 | 0 | 0 | 0 | 0 | 0 | 0
F9_Commercial_OR - Miscellaneous_Existing_Water Heating_Natural Gas_Water Heater_A_Achievable Technical Potential | F9 | Commercial | OR - Miscellaneous | Existing | Water Heating | Natural Gas | Water Heater | A | Cumulative Winter Peak Savings (MW) | Achievable Technical Potential | 0 | 0 | 0 | 0 | 0 | 0 | 0 | 0 | 0 | 0 | 0 | 0 | 0 | 0 | 0 | 0 | 0 | 0 | 0 | 0 | 0 | 0 | 0 | 0 | 0 | 0 | 0
F10_Commercial_OR - Miscellaneous_Existing_Water Heating_Natural Gas_Water Heater_A_Achievable Technical Potential | F10 | Commercial | OR - Miscellaneous | Existing | Water Heating | Natural Gas | Water Heater | A | Purchases (Incremental) | Achievable Technical Potential | 0 | 0 | 8.0688 | 15.3552 | 22.0939 | 28.457 | 34.5698 | 39.8469 | 43.861 | 46.9393 | 53.0612 | 57.4439 | 52.3511 | 46.9541 | 41.296 | 55.3891 | 44.4414 | 35.1811 | 27.3083 | 22.0317 | 14.6852 | 9.6079 | 6.19 | 3.9471 | 7.7686 | 0 | 0
F11_Commercial_OR - Miscellaneous_Existing_Water Heating_Natural Gas_Water Heater_A_Achievable Technical Potential | F11 | Commercial | OR - Miscellaneous | Existing | Water Heating | Natural Gas | Water Heater | A | Purchases (Cumulative) | Achievable Technical Potential | 0 | 0 | 8.0688 | 23.4241 | 45.518 | 73.975 | 108.5448 | 148.3918 | 192.2527 | 239.192 | 292.2532 | 349.6971 | 402.0482 | 449.0022 | 490.2982 | 545.6873 | 590.1287 | 625.3099 | 652.6181 | 674.6499 | 689.3351 | 698.943 | 705.133 | 709.0801 | 716.8487 | 716.8487 | 716.8487
F1_Commercial_OR - Miscellaneous_Existing_Food Preparation_Natural Gas_Oven_A_Achievable Technical Potential | F1 | Commercial | OR - Miscellaneous | Existing | Food Preparation | Natural Gas | Oven | A | Integrated Unit Energy Savings (kWh or therms) | Achievable Technical Potential | 0 | 106.6752 | 106.6752 | 106.6752 | 106.6752 | 106.6752 | 106.6752 | 106.6752 | 106.6752 | 106.6752 | 106.6752 | 106.6752 | 106.6752 | 106.6752 | 106.6752 | 106.6752 | 106.6752 | 106.6752 | 106.6752 | 106.6752 | 106.6752 | 106.6752 | 106.6752 | 106.6752 | 106.6752 | 106.6752 | 106.6752
F2_Commercial_OR - Miscellaneous_Existing_Food Preparation_Natural Gas_Oven_A_Achievable Technical Potential | F2 | Commercial | OR - Miscellaneous | Existing | Food Preparation | Natural Gas | Oven | A | Integrated Unit Summer Peak Savings (kW) | Achievable Technical Potential | 0 | 0 | 0 | 0 | 0 | 0 | 0 | 0 | 0 | 0 | 0 | 0 | 0 | 0 | 0 | 0 | 0 | 0 | 0 | 0 | 0 | 0 | 0 | 0 | 0 | 0 | 0
F3_Commercial_OR - Miscellaneous_Existing_Food Preparation_Natural Gas_Oven_A_Achievable Technical Potential | F3 | Commercial | OR - Miscellaneous | Existing | Food Preparation | Natural Gas | Oven | A | Integrated Unit Winter Peak Savings (kW) | Achievable Technical Potential | 0 | 0 | 0 | 0 | 0 | 0 | 0 | 0 | 0 | 0 | 0 | 0 | 0 | 0 | 0 | 0 | 0 | 0 | 0 | 0 | 0 | 0 | 0 | 0 | 0 | 0 | 0
F4_Commercial_OR - Miscellaneous_Existing_Food Preparation_Natural Gas_Oven_A_Achievable Technical Potential | F4 | Commercial | OR - Miscellaneous | Existing | Food Preparation | Natural Gas | Oven | A | Incremental Energy Savings (MWh or mTherms) | Achievable Technical Potential | 0 | 0 | 2.7851e-05 | 0.00013099 | 0.00030691 | 0.00052883 | 0.0007819 | 0.0010554 | 0.0013415 | 0.001635 | 0.0019319 | 0.0022298 | 0.0020385 | 0.0019176 | 0.0018598 | 0.0018329 | 0.0018201 | 0.0019589 | 0.0020808 | 0.0022387 | 0.002423 | 0.002571 | 0.0024644 | 0.0021372 | 0.0021796 | 0.0021051 | 0.0019454
F5_Commercial_OR - Miscellaneous_Existing_Food Preparation_Natural Gas_Oven_A_Achievable Technical Potential | F5 | Commercial | OR - Miscellaneous | Existing | Food Preparation | Natural Gas | Oven | A | Incremental Summer Peak Savings (MW) | Achievable Technical Potential | 0 | 0 | 0 | 0 | 0 | 0 | 0 | 0 | 0 | 0 | 0 | 0 | 0 | 0 | 0 | 0 | 0 | 0 | 0 | 0 | 0 | 0 | 0 | 0 | 0 | 0 | 0
F6_Commercial_OR - Miscellaneous_Existing_Food Preparation_Natural Gas_Oven_A_Achievable Technical Potential | F6 | Commercial | OR - Miscellaneous | Existing | Food Preparation | Natural Gas | Oven | A | Incremental Winter Peak Savings (MW) | Achievable Technical Potential | 0 | 0 | 0 | 0 | 0 | 0 | 0 | 0 | 0 | 0 | 0 | 0 | 0 | 0 | 0 | 0 | 0 | 0 | 0 | 0 | 0 | 0 | 0 | 0 | 0 | 0 | 0
F7_Commercial_OR - Miscellaneous_Existing_Food Preparation_Natural Gas_Oven_A_Achievable Technical Potential | F7 | Commercial | OR - Miscellaneous | Existing | Food Preparation | Natural Gas | Oven | A | Cumulative Energy Savings (MWh or mTherms) | Achievable Technical Potential | 0 | 0 | 2.7851e-05 | 0.00015884 | 0.00046575 | 0.00099458 | 0.0017765 | 0.0028318 | 0.0041734 | 0.0058084 | 0.0077403 | 0.0099701 | 0.012009 | 0.013926 | 0.015786 | 0.017619 | 0.019439 | 0.021398 | 0.023479 | 0.025717 | 0.02814 | 0.030711 | 0.033176 | 0.035313 | 0.037493 | 0.039598 | 0.041543
F8_Commercial_OR - Miscellaneous_Existing_Food Preparation_Natural Gas_Oven_A_Achievable Technical Potential | F8 | Commercial | OR - Miscellaneous | Existing | Food Preparation | Natural Gas | Oven | A | Cumulative Summer Peak Savings (MW) | Achievable Technical Potential | 0 | 0 | 0 | 0 | 0 | 0 | 0 | 0 | 0 | 0 | 0 | 0 | 0 | 0 | 0 | 0 | 0 | 0 | 0 | 0 | 0 | 0 | 0 | 0 | 0 | 0 | 0
F9_Commercial_OR - Miscellaneous_Existing_Food Preparation_Natural Gas_Oven_A_Achievable Technical Potential | F9 | Commercial | OR - Miscellaneous | Existing | Food Preparation | Natural Gas | Oven | A | Cumulative Winter Peak Savings (MW) | Achievable Technical Potential | 0 | 0 | 0 | 0 | 0 | 0 | 0 | 0 | 0 | 0 | 0 | 0 | 0 | 0 | 0 | 0 | 0 | 0 | 0 | 0 | 0 | 0 | 0 | 0 | 0 | 0 | 0
F10_Commercial_OR - Miscellaneous_Existing_Food Preparation_Natural Gas_Oven_A_Achievable Technical Potential | F10 | Commercial | OR - Miscellaneous | Existing | Food Preparation | Natural Gas | Oven | A | Purchases (Incremental) | Achievable Technical Potential | 0 | 0 | 0.00026108 | 0.0012279 | 0.002877 | 0.0049574 | 0.0073297 | 0.0098933 | 0.012576 | 0.015327 | 0.01811 | 0.020903 | 0.019109 | 0.017976 | 0.017434 | 0.017182 | 0.017062 | 0.018363 | 0.019506 | 0.020986 | 0.022713 | 0.024101 | 0.023102 | 0.020034 | 0.020432 | 0.019734 | 0.018237
F11_Commercial_OR - Miscellaneous_Existing_Food Preparation_Natural Gas_Oven_A_Achievable Technical Potential | F11 | Commercial | OR - Miscellaneous | Existing | Food Preparation | Natural Gas | Oven | A | Purchases (Cumulative) | Achievable Technical Potential | 0 | 0 | 0.00026108 | 0.001489 | 0.004366 | 0.0093234 | 0.016653 | 0.026546 | 0.039122 | 0.054449 | 0.07256 | 0.093463 | 0.11257 | 0.13055 | 0.14798 | 0.16516 | 0.18223 | 0.20059 | 0.2201 | 0.24108 | 0.2638 | 0.2879 | 0.311 | 0.33103 | 0.35147 | 0.3712 | 0.38944
F1_Commercial_OR - Miscellaneous_Existing_Food Preparation_Natural Gas_Conveyor Oven_A_Achievable Technical Potential | F1 | Commercial | OR - Miscellaneous | Existing | Food Preparation | Natural Gas | Conveyor Oven | A | Integrated Unit Energy Savings (kWh or therms) | Achievable Technical Potential | 0 | 0 | 0 | 0 | 0 | 692.0657 | 692.0657 | 692.0657 | 692.0657 | 692.0657 | 692.0657 | 692.0657 | 692.0657 | 692.0657 | 692.0657 | 692.0657 | 692.0657 | 692.0657 | 692.0657 | 692.0657 | 692.0657 | 692.0657 | 692.0657 | 692.0657 | 692.0657 | 692.0657 | 692.0657
F2_Commercial_OR - Miscellaneous_Existing_Food Preparation_Natural Gas_Conveyor Oven_A_Achievable Technical Potential | F2 | Commercial | OR - Miscellaneous | Existing | Food Preparation | Natural Gas | Conveyor Oven | A | Integrated Unit Summer Peak Savings (kW) | Achievable Technical Potential | 0 | 0 | 0 | 0 | 0 | 0 | 0 | 0 | 0 | 0 | 0 | 0 | 0 | 0 | 0 | 0 | 0 | 0 | 0 | 0 | 0 | 0 | 0 | 0 | 0 | 0 | 0
F3_Commercial_OR - Miscellaneous_Existing_Food Preparation_Natural Gas_Conveyor Oven_A_Achievable Technical Potential | F3 | Commercial | OR - Miscellaneous | Existing | Food Preparation | Natural Gas | Conveyor Oven | A | Integrated Unit Winter Peak Savings (kW) | Achievable Technical Potential | 0 | 0 | 0 | 0 | 0 | 0 | 0 | 0 | 0 | 0 | 0 | 0 | 0 | 0 | 0 | 0 | 0 | 0 | 0 | 0 | 0 | 0 | 0 | 0 | 0 | 0 | 0
F4_Commercial_OR - Miscellaneous_Existing_Food Preparation_Natural Gas_Conveyor Oven_A_Achievable Technical Potential | F4 | Commercial | OR - Miscellaneous | Existing | Food Preparation | Natural Gas | Conveyor Oven | A | Incremental Energy Savings (MWh or mTherms) | Achievable Technical Potential | 0 | 0 | 0 | 0 | 0 | 6.1657e-05 | 0.00022215 | 0.00050838 | 0.00093962 | 0.0015295 | 0.0021373 | 0.00275 | 0.003359 | 0.003959 | 0.0045468 | 0.0051211 | 0.0056814 | 0.0048588 | 0.0041381 | 0.0035112 | 0.0029696 | 0.0025731 | 0.0021898 | 0.0019401 | 0.0017859 | 0.001692 | 0.0016476
F5_Commercial_OR - Miscellaneous_Existing_Food Preparation_Natural Gas_Conveyor Oven_A_Achievable Technical Potential | F5 | Commercial | OR - Miscellaneous | Existing | Food Preparation | Natural Gas | Conveyor Oven | A | Incremental Summer Peak Savings (MW) | Achievable Technical Potential | 0 | 0 | 0 | 0 | 0 | 0 | 0 | 0 | 0 | 0 | 0 | 0 | 0 | 0 | 0 | 0 | 0 | 0 | 0 | 0 | 0 | 0 | 0 | 0 | 0 | 0 | 0
F6_Commercial_OR - Miscellaneous_Existing_Food Preparation_Natural Gas_Conveyor Oven_A_Achievable Technical Potential | F6 | Commercial | OR - Miscellaneous | Existing | Food Preparation | Natural Gas | Conveyor Oven | A | Incremental Winter Peak Savings (MW) | Achievable Technical Potential | 0 | 0 | 0 | 0 | 0 | 0 | 0 | 0 | 0 | 0 | 0 | 0 | 0 | 0 | 0 | 0 | 0 | 0 | 0 | 0 | 0 | 0 | 0 | 0 | 0 | 0 | 0
F7_Commercial_OR - Miscellaneous_Existing_Food Preparation_Natural Gas_Conveyor Oven_A_Achievable Technical Potential | F7 | Commercial | OR - Miscellaneous | Existing | Food Preparation | Natural Gas | Conveyor Oven | A | Cumulative Energy Savings (MWh or mTherms) | Achievable Technical Potential | 0 | 0 | 0 | 0 | 0 | 6.1657e-05 | 0.0002838 | 0.00079218 | 0.0017318 | 0.0032613 | 0.0053986 | 0.0081486 | 0.011508 | 0.015467 | 0.020013 | 0.025135 | 0.030816 | 0.035675 | 0.039813 | 0.043324 | 0.046294 | 0.048867 | 0.051057 | 0.052997 | 0.054783 | 0.056475 | 0.058122
F8_Commercial_OR - Miscellaneous_Existing_Food Preparation_Natural Gas_Conveyor Oven_A_Achievable Technical Potential | F8 | Commercial | OR - Miscellaneous | Existing | Food Preparation | Natural Gas | Conveyor Oven | A | Cumulative Summer Peak Savings (MW) | Achievable Technical Potential | 0 | 0 | 0 | 0 | 0 | 0 | 0 | 0 | 0 | 0 | 0 | 0 | 0 | 0 | 0 | 0 | 0 | 0 | 0 | 0 | 0 | 0 | 0 | 0 | 0 | 0 | 0
F9_Commercial_OR - Miscellaneous_Existing_Food Preparation_Natural Gas_Conveyor Oven_A_Achievable Technical Potential | F9 | Commercial | OR - Miscellaneous | Existing | Food Preparation | Natural Gas | Conveyor Oven | A | Cumulative Winter Peak Savings (MW) | Achievable Technical Potential | 0 | 0 | 0 | 0 | 0 | 0 | 0 | 0 | 0 | 0 | 0 | 0 | 0 | 0 | 0 | 0 | 0 | 0 | 0 | 0 | 0 | 0 | 0 | 0 | 0 | 0 | 0
F10_Commercial_OR - Miscellaneous_Existing_Food Preparation_Natural Gas_Conveyor Oven_A_Achievable Technical Potential | F10 | Commercial | OR - Miscellaneous | Existing | Food Preparation | Natural Gas | Conveyor Oven | A | Purchases (Incremental) | Achievable Technical Potential | 0 | 0 | 0 | 0 | 0 | 8.9091e-05 | 0.00032099 | 0.00073458 | 0.0013577 | 0.00221 | 0.0030883 | 0.0039736 | 0.0048536 | 0.0057205 | 0.0065699 | 0.0073997 | 0.0082093 | 0.0070208 | 0.0059793 | 0.0050736 | 0.0042909 | 0.003718 | 0.0031641 | 0.0028033 | 0.0025806 | 0.0024448 | 0.0023807
F11_Commercial_OR - Miscellaneous_Existing_Food Preparation_Natural Gas_Conveyor Oven_A_Achievable Technical Potential | F11 | Commercial | OR - Miscellaneous | Existing | Food Preparation | Natural Gas | Conveyor Oven | A | Purchases (Cumulative) | Achievable Technical Potential | 0 | 0 | 0 | 0 | 0 | 8.9091e-05 | 0.00041008 | 0.0011447 | 0.0025024 | 0.0047124 | 0.0078007 | 0.011774 | 0.016628 | 0.022349 | 0.028918 | 0.036318 | 0.044527 | 0.051548 | 0.057528 | 0.062601 | 0.066892 | 0.07061 | 0.073774 | 0.076578 | 0.079158 | 0.081603 | 0.083984
F1_Commercial_OR - Miscellaneous_Existing_Food Preparation_Natural Gas_Double Rack Oven_A_Achievable Technical Potential | F1 | Commercial | OR - Miscellaneous | Existing | Food Preparation | Natural Gas | Double Rack Oven | A | Integrated Unit Energy Savings (kWh or therms) | Achievable Technical Potential | 0 | 1621.62 | 1621.62 | 1621.62 | 1621.62 | 1621.62 | 1621.62 | 1621.62 | 1621.62 | 1621.62 | 1621.62 | 1621.62 | 1621.62 | 1621.62 | 1621.62 | 1621.62 | 1621.62 | 1621.62 | 1621.62 | 1621.62 | 1621.62 | 1621.62 | 1621.62 | 1621.62 | 1621.62 | 1621.62 | 1621.62
F2_Commercial_OR - Miscellaneous_Existing_Food Preparation_Natural Gas_Double Rack Oven_A_Achievable Technical Potential | F2 | Commercial | OR - Miscellaneous | Existing | Food Preparation | Natural Gas | Double Rack Oven | A | Integrated Unit Summer Peak Savings (kW) | Achievable Technical Potential | 0 | 0 | 0 | 0 | 0 | 0 | 0 | 0 | 0 | 0 | 0 | 0 | 0 | 0 | 0 | 0 | 0 | 0 | 0 | 0 | 0 | 0 | 0 | 0 | 0 | 0 | 0
F3_Commercial_OR - Miscellaneous_Existing_Food Preparation_Natural Gas_Double Rack Oven_A_Achievable Technical Potential | F3 | Commercial | OR - Miscellaneous | Existing | Food Preparation | Natural Gas | Double Rack Oven | A | Integrated Unit Winter Peak Savings (kW) | Achievable Technical Potential | 0 | 0 | 0 | 0 | 0 | 0 | 0 | 0 | 0 | 0 | 0 | 0 | 0 | 0 | 0 | 0 | 0 | 0 | 0 | 0 | 0 | 0 | 0 | 0 | 0 | 0 | 0
F4_Commercial_OR - Miscellaneous_Existing_Food Preparation_Natural Gas_Double Rack Oven_A_Achievable Technical Potential | F4 | Commercial | OR - Miscellaneous | Existing | Food Preparation | Natural Gas | Double Rack Oven | A | Incremental Energy Savings (MWh or mTherms) | Achievable Technical Potential | 0 | 0 | 0.00019404 | 0.00073977 | 0.0014564 | 0.0023151 | 0.0032913 | 0.0043644 | 0.0055167 | 0.0067332 | 0.0070549 | 0.0074297 | 0.00788 | 0.0084197 | 0.0088627 | 0.0090546 | 0.0091756 | 0.0092513 | 0.0093011 | 0.010667 | 0.010852 | 0.010826 | 0.010669 | 0.010365 | 0.0099281 | 0.0093702 | 0.0087036
F5_Commercial_OR - Miscellaneous_Existing_Food Preparation_Natural Gas_Double Rack Oven_A_Achievable Technical Potential | F5 | Commercial | OR - Miscellaneous | Existing | Food Preparation | Natural Gas | Double Rack Oven | A | Incremental Summer Peak Savings (MW) | Achievable Technical Potential | 0 | 0 | 0 | 0 | 0 | 0 | 0 | 0 | 0 | 0 | 0 | 0 | 0 | 0 | 0 | 0 | 0 | 0 | 0 | 0 | 0 | 0 | 0 | 0 | 0 | 0 | 0
F6_Commercial_OR - Miscellaneous_Existing_Food Preparation_Natural Gas_Double Rack Oven_A_Achievable Technical Potential | F6 | Commercial | OR - Miscellaneous | Existing | Food Preparation | Natural Gas | Double Rack Oven | A | Incremental Winter Peak Savings (MW) | Achievable Technical Potential | 0 | 0 | 0 | 0 | 0 | 0 | 0 | 0 | 0 | 0 | 0 | 0 | 0 | 0 | 0 | 0 | 0 | 0 | 0 | 0 | 0 | 0 | 0 | 0 | 0 | 0 | 0
F7_Commercial_OR - Miscellaneous_Existing_Food Preparation_Natural Gas_Double Rack Oven_A_Achievable Technical Potential | F7 | Commercial | OR - Miscellaneous | Existing | Food Preparation | Natural Gas | Double Rack Oven | A | Cumulative Energy Savings (MWh or mTherms) | Achievable Technical Potential | 0 | 0 | 0.00019404 | 0.00093381 | 0.0023902 | 0.0047052 | 0.0079966 | 0.012361 | 0.017878 | 0.024611 | 0.031666 | 0.039095 | 0.046975 | 0.055395 | 0.064258 | 0.073312 | 0.082488 | 0.091739 | 0.10104 | 0.11171 | 0.12256 | 0.13339 | 0.14406 | 0.15442 | 0.16435 | 0.17372 | 0.18242
F8_Commercial_OR - Miscellaneous_Existing_Food Preparation_Natural Gas_Double Rack Oven_A_Achievable Technical Potential | F8 | Commercial | OR - Miscellaneous | Existing | Food Preparation | Natural Gas | Double Rack Oven | A | Cumulative Summer Peak Savings (MW) | Achievable Technical Potential | 0 | 0 | 0 | 0 | 0 | 0 | 0 | 0 | 0 | 0 | 0 | 0 | 0 | 0 | 0 | 0 | 0 | 0 | 0 | 0 | 0 | 0 | 0 | 0 | 0 | 0 | 0
F9_Commercial_OR - Miscellaneous_Existing_Food Preparation_Natural Gas_Double Rack Oven_A_Achievable Technical Potential | F9 | Commercial | OR - Miscellaneous | Existing | Food Preparation | Natural Gas | Double Rack Oven | A | Cumulative Winter Peak Savings (MW) | Achievable Technical Potential | 0 | 0 | 0 | 0 | 0 | 0 | 0 | 0 | 0 | 0 | 0 | 0 | 0 | 0 | 0 | 0 | 0 | 0 | 0 | 0 | 0 | 0 | 0 | 0 | 0 | 0 | 0
F10_Commercial_OR - Miscellaneous_Existing_Food Preparation_Natural Gas_Double Rack Oven_A_Achievable Technical Potential | F10 | Commercial | OR - Miscellaneous | Existing | Food Preparation | Natural Gas | Double Rack Oven | A | Purchases (Incremental) | Achievable Technical Potential | 0 | 0 | 0.00011966 | 0.00045619 | 0.00089809 | 0.0014276 | 0.0020297 | 0.0026914 | 0.003402 | 0.0041521 | 0.0043505 | 0.0045817 | 0.0048593 | 0.0051921 | 0.0054654 | 0.0055837 | 0.0056583 | 0.005705 | 0.0057357 | 0.0065781 | 0.0066923 | 0.006676 | 0.0065793 | 0.006392 | 0.0061224 | 0.0057783 | 0.0053672
F11_Commercial_OR - Miscellaneous_Existing_Food Preparation_Natural Gas_Double Rack Oven_A_Achievable Technical Potential | F11 | Commercial | OR - Miscellaneous | Existing | Food Preparation | Natural Gas | Double Rack Oven | A | Purchases (Cumulative) | Achievable Technical Potential | 0 | 0 | 0.00011966 | 0.00057585 | 0.0014739 | 0.0029016 | 0.0049312 | 0.0076226 | 0.011025 | 0.015177 | 0.019527 | 0.024109 | 0.028968 | 0.03416 | 0.039626 | 0.045209 | 0.050868 | 0.056573 | 0.062308 | 0.068886 | 0.075579 | 0.082255 | 0.088834 | 0.095226 | 0.10135 | 0.10713 | 0.11249
F1_Commercial_OR - Miscellaneous_Existing_Food Preparation_Natural Gas_Fryer_A_Achievable Technical Potential | F1 | Commercial | OR - Miscellaneous | Existing | Food Preparation | Natural Gas | Fryer | A | Integrated Unit Energy Savings (kWh or therms) | Achievable Technical Potential | 0 | 395.2691 | 395.2691 | 395.2691 | 395.2691 | 395.2691 | 395.2691 | 395.2691 | 395.2691 | 395.2691 | 395.2691 | 395.2691 | 395.2691 | 395.2691 | 395.2691 | 395.2691 | 395.2691 | 395.2691 | 395.2691 | 395.2691 | 395.2691 | 395.2691 | 395.2691 | 395.2691 | 395.2691 | 395.2691 | 395.2691
F2_Commercial_OR - Miscellaneous_Existing_Food Preparation_Natural Gas_Fryer_A_Achievable Technical Potential | F2 | Commercial | OR - Miscellaneous | Existing | Food Preparation | Natural Gas | Fryer | A | Integrated Unit Summer Peak Savings (kW) | Achievable Technical Potential | 0 | 0 | 0 | 0 | 0 | 0 | 0 | 0 | 0 | 0 | 0 | 0 | 0 | 0 | 0 | 0 | 0 | 0 | 0 | 0 | 0 | 0 | 0 | 0 | 0 | 0 | 0
F3_Commercial_OR - Miscellaneous_Existing_Food Preparation_Natural Gas_Fryer_A_Achievable Technical Potential | F3 | Commercial | OR - Miscellaneous | Existing | Food Preparation | Natural Gas | Fryer | A | Integrated Unit Winter Peak Savings (kW) | Achievable Technical Potential | 0 | 0 | 0 | 0 | 0 | 0 | 0 | 0 | 0 | 0 | 0 | 0 | 0 | 0 | 0 | 0 | 0 | 0 | 0 | 0 | 0 | 0 | 0 | 0 | 0 | 0 | 0
F4_Commercial_OR - Miscellaneous_Existing_Food Preparation_Natural Gas_Fryer_A_Achievable Technical Potential | F4 | Commercial | OR - Miscellaneous | Existing | Food Preparation | Natural Gas | Fryer | A | Incremental Energy Savings (MWh or mTherms) | Achievable Technical Potential | 0 | 0 | 0.00014198 | 0.0002958 | 0.00046781 | 0.00065428 | 0.00085685 | 0.0010869 | 0.001333 | 0.0017505 | 0.0021248 | 0.0022823 | 0.0023365 | 0.002282 | 0.0030617 | 0.0026028 | 0.002127 | 0.0017379 | 0.0012381 | 0.00081514 | 0.00048352 | 0.00024984 | 0.0003647 | 0 | 0 | 0 | 7.8524e-05
F5_Commercial_OR - Miscellaneous_Existing_Food Preparation_Natural Gas_Fryer_A_Achievable Technical Potential | F5 | Commercial | OR - Miscellaneous | Existing | Food Preparation | Natural Gas | Fryer | A | Incremental Summer Peak Savings (MW) | Achievable Technical Potential | 0 | 0 | 0 | 0 | 0 | 0 | 0 | 0 | 0 | 0 | 0 | 0 | 0 | 0 | 0 | 0 | 0 | 0 | 0 | 0 | 0 | 0 | 0 | 0 | 0 | 0 | 0
F6_Commercial_OR - Miscellaneous_Existing_Food Preparation_Natural Gas_Fryer_A_Achievable Technical Potential | F6 | Commercial | OR - Miscellaneous | Existing | Food Preparation | Natural Gas | Fryer | A | Incremental Winter Peak Savings (MW) | Achievable Technical Potential | 0 | 0 | 0 | 0 | 0 | 0 | 0 | 0 | 0 | 0 | 0 | 0 | 0 | 0 | 0 | 0 | 0 | 0 | 0 | 0 | 0 | 0 | 0 | 0 | 0 | 0 | 0
F7_Commercial_OR - Miscellaneous_Existing_Food Preparation_Natural Gas_Fryer_A_Achievable Technical Potential | F7 | Commercial | OR - Miscellaneous | Existing | Food Preparation | Natural Gas | Fryer | A | Cumulative Energy Savings (MWh or mTherms) | Achievable Technical Potential | 0 | 0 | 0.00014198 | 0.00043778 | 0.0009056 | 0.0015599 | 0.0024167 | 0.0035036 | 0.0048366 | 0.0065871 | 0.0087119 | 0.010994 | 0.013331 | 0.015613 | 0.018674 | 0.021277 | 0.023404 | 0.025142 | 0.02638 | 0.027195 | 0.027679 | 0.027929 | 0.028293 | 0.028293 | 0.028293 | 0.028293 | 0.028372
F8_Commercial_OR - Miscellaneous_Existing_Food Preparation_Natural Gas_Fryer_A_Achievable Technical Potential | F8 | Commercial | OR - Miscellaneous | Existing | Food Preparation | Natural Gas | Fryer | A | Cumulative Summer Peak Savings (MW) | Achievable Technical Potential | 0 | 0 | 0 | 0 | 0 | 0 | 0 | 0 | 0 | 0 | 0 | 0 | 0 | 0 | 0 | 0 | 0 | 0 | 0 | 0 | 0 | 0 | 0 | 0 | 0 | 0 | 0
F9_Commercial_OR - Miscellaneous_Existing_Food Preparation_Natural Gas_Fryer_A_Achievable Technical Potential | F9 | Commercial | OR - Miscellaneous | Existing | Food Preparation | Natural Gas | Fryer | A | Cumulative Winter Peak Savings (MW) | Achievable Technical Potential | 0 | 0 | 0 | 0 | 0 | 0 | 0 | 0 | 0 | 0 | 0 | 0 | 0 | 0 | 0 | 0 | 0 | 0 | 0 | 0 | 0 | 0 | 0 | 0 | 0 | 0 | 0
F10_Commercial_OR - Miscellaneous_Existing_Food Preparation_Natural Gas_Fryer_A_Achievable Technical Potential | F10 | Commercial | OR - Miscellaneous | Existing | Food Preparation | Natural Gas | Fryer | A | Purchases (Incremental) | Achievable Technical Potential | 0 | 0 | 0.00035921 | 0.00074835 | 0.0011835 | 0.0016553 | 0.0021678 | 0.0027498 | 0.0033723 | 0.0044286 | 0.0053755 | 0.005774 | 0.0059111 | 0.0057732 | 0.007746 | 0.0065849 | 0.0053811 | 0.0043968 | 0.0031323 | 0.0020622 | 0.0012233 | 0.00063207 | 0.00092267 | 0 | 0 | 0 | 0.00019866
F11_Commercial_OR - Miscellaneous_Existing_Food Preparation_Natural Gas_Fryer_A_Achievable Technical Potential | F11 | Commercial | OR - Miscellaneous | Existing | Food Preparation | Natural Gas | Fryer | A | Purchases (Cumulative) | Achievable Technical Potential | 0 | 0 | 0.00035921 | 0.0011076 | 0.0022911 | 0.0039464 | 0.0061141 | 0.0088639 | 0.012236 | 0.016665 | 0.02204 | 0.027814 | 0.033725 | 0.039499 | 0.047245 | 0.053829 | 0.059211 | 0.063607 | 0.06674 | 0.068802 | 0.070025 | 0.070657 | 0.07158 | 0.07158 | 0.07158 | 0.07158 | 0.071779
F1_Commercial_OR - Miscellaneous_Existing_Food Preparation_Natural Gas_Broiler_A_Achievable Technical Potential | F1 | Commercial | OR - Miscellaneous | Existing | Food Preparation | Natural Gas | Broiler | A | Integrated Unit Energy Savings (kWh or therms) | Achievable Technical Potential | 0 | 240.24 | 240.24 | 240.24 | 240.24 | 240.24 | 240.24 | 240.24 | 240.24 | 240.24 | 240.24 | 240.24 | 240.24 | 240.24 | 240.24 | 240.24 | 240.24 | 240.24 | 240.24 | 240.24 | 240.24 | 240.24 | 240.24 | 240.24 | 240.24 | 240.24 | 240.24
F2_Commercial_OR - Miscellaneous_Existing_Food Preparation_Natural Gas_Broiler_A_Achievable Technical Potential | F2 | Commercial | OR - Miscellaneous | Existing | Food Preparation | Natural Gas | Broiler | A | Integrated Unit Summer Peak Savings (kW) | Achievable Technical Potential | 0 | 0 | 0 | 0 | 0 | 0 | 0 | 0 | 0 | 0 | 0 | 0 | 0 | 0 | 0 | 0 | 0 | 0 | 0 | 0 | 0 | 0 | 0 | 0 | 0 | 0 | 0
F3_Commercial_OR - Miscellaneous_Existing_Food Preparation_Natural Gas_Broiler_A_Achievable Technical Potential | F3 | Commercial | OR - Miscellaneous | Existing | Food Preparation | Natural Gas | Broiler | A | Integrated Unit Winter Peak Savings (kW) | Achievable Technical Potential | 0 | 0 | 0 | 0 | 0 | 0 | 0 | 0 | 0 | 0 | 0 | 0 | 0 | 0 | 0 | 0 | 0 | 0 | 0 | 0 | 0 | 0 | 0 | 0 | 0 | 0 | 0
F4_Commercial_OR - Miscellaneous_Existing_Food Preparation_Natural Gas_Broiler_A_Achievable Technical Potential | F4 | Commercial | OR - Miscellaneous | Existing | Food Preparation | Natural Gas | Broiler | A | Incremental Energy Savings (MWh or mTherms) | Achievable Technical Potential | 0 | 0 | 0.0004848 | 0.0016403 | 0.0029818 | 0.0044779 | 0.0061019 | 0.0078313 | 0.0096468 | 0.011532 | 0.012444 | 0.013414 | 0.014465 | 0.015614 | 0.016384 | 0.016593 | 0.016725 | 0.016807 | 0.016861 | 0.021373 | 0.021392 | 0.021184 | 0.020156 | 0.019 | 0.017729 | 0.016352 | 0.014881
F5_Commercial_OR - Miscellaneous_Existing_Food Preparation_Natural Gas_Broiler_A_Achievable Technical Potential | F5 | Commercial | OR - Miscellaneous | Existing | Food Preparation | Natural Gas | Broiler | A | Incremental Summer Peak Savings (MW) | Achievable Technical Potential | 0 | 0 | 0 | 0 | 0 | 0 | 0 | 0 | 0 | 0 | 0 | 0 | 0 | 0 | 0 | 0 | 0 | 0 | 0 | 0 | 0 | 0 | 0 | 0 | 0 | 0 | 0
F6_Commercial_OR - Miscellaneous_Existing_Food Preparation_Natural Gas_Broiler_A_Achievable Technical Potential | F6 | Commercial | OR - Miscellaneous | Existing | Food Preparation | Natural Gas | Broiler | A | Incremental Winter Peak Savings (MW) | Achievable Technical Potential | 0 | 0 | 0 | 0 | 0 | 0 | 0 | 0 | 0 | 0 | 0 | 0 | 0 | 0 | 0 | 0 | 0 | 0 | 0 | 0 | 0 | 0 | 0 | 0 | 0 | 0 | 0
F7_Commercial_OR - Miscellaneous_Existing_Food Preparation_Natural Gas_Broiler_A_Achievable Technical Potential | F7 | Commercial | OR - Miscellaneous | Existing | Food Preparation | Natural Gas | Broiler | A | Cumulative Energy Savings (MWh or mTherms) | Achievable Technical Potential | 0 | 0 | 0.0004848 | 0.0021251 | 0.0051069 | 0.0095848 | 0.015687 | 0.023518 | 0.033165 | 0.044697 | 0.057141 | 0.070555 | 0.08502 | 0.10063 | 0.11702 | 0.13361 | 0.15034 | 0.16714 | 0.18401 | 0.20538 | 0.22677 | 0.24795 | 0.26811 | 0.28711 | 0.30484 | 0.32119 | 0.33607
F8_Commercial_OR - Miscellaneous_Existing_Food Preparation_Natural Gas_Broiler_A_Achievable Technical Potential | F8 | Commercial | OR - Miscellaneous | Existing | Food Preparation | Natural Gas | Broiler | A | Cumulative Summer Peak Savings (MW) | Achievable Technical Potential | 0 | 0 | 0 | 0 | 0 | 0 | 0 | 0 | 0 | 0 | 0 | 0 | 0 | 0 | 0 | 0 | 0 | 0 | 0 | 0 | 0 | 0 | 0 | 0 | 0 | 0 | 0
F9_Commercial_OR - Miscellaneous_Existing_Food Preparation_Natural Gas_Broiler_A_Achievable Technical Potential | F9 | Commercial | OR - Miscellaneous | Existing | Food Preparation | Natural Gas | Broiler | A | Cumulative Winter Peak Savings (MW) | Achievable Technical Potential | 0 | 0 | 0 | 0 | 0 | 0 | 0 | 0 | 0 | 0 | 0 | 0 | 0 | 0 | 0 | 0 | 0 | 0 | 0 | 0 | 0 | 0 | 0 | 0 | 0 | 0 | 0
F10_Commercial_OR - Miscellaneous_Existing_Food Preparation_Natural Gas_Broiler_A_Achievable Technical Potential | F10 | Commercial | OR - Miscellaneous | Existing | Food Preparation | Natural Gas | Broiler | A | Purchases (Incremental) | Achievable Technical Potential | 0 | 0 | 0.002018 | 0.0068279 | 0.012412 | 0.018639 | 0.025399 | 0.032598 | 0.040155 | 0.048003 | 0.051798 | 0.055834 | 0.060212 | 0.064994 | 0.0682 | 0.069069 | 0.069617 | 0.06996 | 0.070186 | 0.088964 | 0.089044 | 0.088179 | 0.083898 | 0.079089 | 0.073798 | 0.068067 | 0.061941
F11_Commercial_OR - Miscellaneous_Existing_Food Preparation_Natural Gas_Broiler_A_Achievable Technical Potential | F11 | Commercial | OR - Miscellaneous | Existing | Food Preparation | Natural Gas | Broiler | A | Purchases (Cumulative) | Achievable Technical Potential | 0 | 0 | 0.002018 | 0.0088458 | 0.021258 | 0.039897 | 0.065296 | 0.097894 | 0.13805 | 0.18605 | 0.23785 | 0.29368 | 0.3539 | 0.41889 | 0.48709 | 0.55616 | 0.62578 | 0.69574 | 0.76592 | 0.85489 | 0.94393 | 1.0321 | 1.116 | 1.1951 | 1.2689 | 1.337 | 1.3989
F1_Commercial_OR - Miscellaneous_Existing_Food Preparation_Natural Gas_Griddle_A_Achievable Technical Potential | F1 | Commercial | OR - Miscellaneous | Existing | Food Preparation | Natural Gas | Griddle | A | Integrated Unit Energy Savings (kWh or therms) | Achievable Technical Potential | 0 | 167.9465 | 167.9465 | 167.9465 | 167.9465 | 167.9465 | 167.9465 | 167.9465 | 167.9465 | 167.9465 | 167.9465 | 167.9465 | 167.9465 | 167.9465 | 167.9465 | 167.9465 | 167.9465 | 167.9465 | 167.9465 | 167.9465 | 167.9465 | 167.9465 | 167.9465 | 167.9465 | 167.9465 | 167.9465 | 167.9465
F2_Commercial_OR - Miscellaneous_Existing_Food Preparation_Natural Gas_Griddle_A_Achievable Technical Potential | F2 | Commercial | OR - Miscellaneous | Existing | Food Preparation | Natural Gas | Griddle | A | Integrated Unit Summer Peak Savings (kW) | Achievable Technical Potential | 0 | 0 | 0 | 0 | 0 | 0 | 0 | 0 | 0 | 0 | 0 | 0 | 0 | 0 | 0 | 0 | 0 | 0 | 0 | 0 | 0 | 0 | 0 | 0 | 0 | 0 | 0
F3_Commercial_OR - Miscellaneous_Existing_Food Preparation_Natural Gas_Griddle_A_Achievable Technical Potential | F3 | Commercial | OR - Miscellaneous | Existing | Food Preparation | Natural Gas | Griddle | A | Integrated Unit Winter Peak Savings (kW) | Achievable Technical Potential | 0 | 0 | 0 | 0 | 0 | 0 | 0 | 0 | 0 | 0 | 0 | 0 | 0 | 0 | 0 | 0 | 0 | 0 | 0 | 0 | 0 | 0 | 0 | 0 | 0 | 0 | 0
F4_Commercial_OR - Miscellaneous_Existing_Food Preparation_Natural Gas_Griddle_A_Achievable Technical Potential | F4 | Commercial | OR - Miscellaneous | Existing | Food Preparation | Natural Gas | Griddle | A | Incremental Energy Savings (MWh or mTherms) | Achievable Technical Potential | 0 | 0 | 0.00012026 | 0.00040692 | 0.0007397 | 0.0011108 | 0.0015137 | 0.0019427 | 0.0023931 | 0.0028608 | 0.003087 | 0.0033276 | 0.0035884 | 0.0038735 | 0.0040645 | 0.0041163 | 0.004149 | 0.0041694 | 0.0041829 | 0.005302 | 0.0053068 | 0.0052552 | 0.0050001 | 0.0047135 | 0.0043981 | 0.0040566 | 0.0036915
F5_Commercial_OR - Miscellaneous_Existing_Food Preparation_Natural Gas_Griddle_A_Achievable Technical Potential | F5 | Commercial | OR - Miscellaneous | Existing | Food Preparation | Natural Gas | Griddle | A | Incremental Summer Peak Savings (MW) | Achievable Technical Potential | 0 | 0 | 0 | 0 | 0 | 0 | 0 | 0 | 0 | 0 | 0 | 0 | 0 | 0 | 0 | 0 | 0 | 0 | 0 | 0 | 0 | 0 | 0 | 0 | 0 | 0 | 0
F6_Commercial_OR - Miscellaneous_Existing_Food Preparation_Natural Gas_Griddle_A_Achievable Technical Potential | F6 | Commercial | OR - Miscellaneous | Existing | Food Preparation | Natural Gas | Griddle | A | Incremental Winter Peak Savings (MW) | Achievable Technical Potential | 0 | 0 | 0 | 0 | 0 | 0 | 0 | 0 | 0 | 0 | 0 | 0 | 0 | 0 | 0 | 0 | 0 | 0 | 0 | 0 | 0 | 0 | 0 | 0 | 0 | 0 | 0
F7_Commercial_OR - Miscellaneous_Existing_Food Preparation_Natural Gas_Griddle_A_Achievable Technical Potential | F7 | Commercial | OR - Miscellaneous | Existing | Food Preparation | Natural Gas | Griddle | A | Cumulative Energy Savings (MWh or mTherms) | Achievable Technical Potential | 0 | 0 | 0.00012026 | 0.00052719 | 0.0012669 | 0.0023777 | 0.0038914 | 0.0058342 | 0.0082273 | 0.011088 | 0.014175 | 0.017503 | 0.021091 | 0.024965 | 0.029029 | 0.033145 | 0.037294 | 0.041464 | 0.045647 | 0.050949 | 0.056255 | 0.061511 | 0.066511 | 0.071224 | 0.075622 | 0.079679 | 0.08337
F8_Commercial_OR - Miscellaneous_Existing_Food Preparation_Natural Gas_Griddle_A_Achievable Technical Potential | F8 | Commercial | OR - Miscellaneous | Existing | Food Preparation | Natural Gas | Griddle | A | Cumulative Summer Peak Savings (MW) | Achievable Technical Potential | 0 | 0 | 0 | 0 | 0 | 0 | 0 | 0 | 0 | 0 | 0 | 0 | 0 | 0 | 0 | 0 | 0 | 0 | 0 | 0 | 0 | 0 | 0 | 0 | 0 | 0 | 0
F9_Commercial_OR - Miscellaneous_Existing_Food Preparation_Natural Gas_Griddle_A_Achievable Technical Potential | F9 | Commercial | OR - Miscellaneous | Existing | Food Preparation | Natural Gas | Griddle | A | Cumulative Winter Peak Savings (MW) | Achievable Technical Potential | 0 | 0 | 0 | 0 | 0 | 0 | 0 | 0 | 0 | 0 | 0 | 0 | 0 | 0 | 0 | 0 | 0 | 0 | 0 | 0 | 0 | 0 | 0 | 0 | 0 | 0 | 0
F10_Commercial_OR - Miscellaneous_Existing_Food Preparation_Natural Gas_Griddle_A_Achievable Technical Potential | F10 | Commercial | OR - Miscellaneous | Existing | Food Preparation | Natural Gas | Griddle | A | Purchases (Incremental) | Achievable Technical Potential | 0 | 0 | 0.00071609 | 0.0024229 | 0.0044044 | 0.0066142 | 0.0090131 | 0.011568 | 0.014249 | 0.017034 | 0.018381 | 0.019813 | 0.021366 | 0.023064 | 0.024201 | 0.02451 | 0.024704 | 0.024826 | 0.024906 | 0.03157 | 0.031598 | 0.031291 | 0.029772 | 0.028065 | 0.026188 | 0.024154 | 0.02198
F11_Commercial_OR - Miscellaneous_Existing_Food Preparation_Natural Gas_Griddle_A_Achievable Technical Potential | F11 | Commercial | OR - Miscellaneous | Existing | Food Preparation | Natural Gas | Griddle | A | Purchases (Cumulative) | Achievable Technical Potential | 0 | 0 | 0.00071609 | 0.003139 | 0.0075434 | 0.014158 | 0.023171 | 0.034738 | 0.048988 | 0.066022 | 0.084403 | 0.10422 | 0.12558 | 0.14865 | 0.17285 | 0.19736 | 0.22206 | 0.24689 | 0.27179 | 0.30336 | 0.33496 | 0.36625 | 0.39602 | 0.42409 | 0.45028 | 0.47443 | 0.49641
F1_Commercial_OR - Miscellaneous_Existing_Food Preparation_Natural Gas_Range_A_Achievable Technical Potential | F1 | Commercial | OR - Miscellaneous | Existing | Food Preparation | Natural Gas | Range | A | Integrated Unit Energy Savings (kWh or therms) | Achievable Technical Potential | 0 | 171.4286 | 171.4286 | 171.4286 | 171.4286 | 171.4286 | 171.4286 | 171.4286 | 171.4286 | 171.4286 | 171.4286 | 171.4286 | 171.4286 | 171.4286 | 171.4286 | 171.4286 | 171.4286 | 171.4286 | 171.4286 | 171.4286 | 171.4286 | 171.4286 | 171.4286 | 171.4286 | 171.4286 | 171.4286 | 171.4286
F2_Commercial_OR - Miscellaneous_Existing_Food Preparation_Natural Gas_Range_A_Achievable Technical Potential | F2 | Commercial | OR - Miscellaneous | Existing | Food Preparation | Natural Gas | Range | A | Integrated Unit Summer Peak Savings (kW) | Achievable Technical Potential | 0 | 0 | 0 | 0 | 0 | 0 | 0 | 0 | 0 | 0 | 0 | 0 | 0 | 0 | 0 | 0 | 0 | 0 | 0 | 0 | 0 | 0 | 0 | 0 | 0 | 0 | 0
F3_Commercial_OR - Miscellaneous_Existing_Food Preparation_Natural Gas_Range_A_Achievable Technical Potential | F3 | Commercial | OR - Miscellaneous | Existing | Food Preparation | Natural Gas | Range | A | Integrated Unit Winter Peak Savings (kW) | Achievable Technical Potential | 0 | 0 | 0 | 0 | 0 | 0 | 0 | 0 | 0 | 0 | 0 | 0 | 0 | 0 | 0 | 0 | 0 | 0 | 0 | 0 | 0 | 0 | 0 | 0 | 0 | 0 | 0
F4_Commercial_OR - Miscellaneous_Existing_Food Preparation_Natural Gas_Range_A_Achievable Technical Potential | F4 | Commercial | OR - Miscellaneous | Existing | Food Preparation | Natural Gas | Range | A | Incremental Energy Savings (MWh or mTherms) | Achievable Technical Potential | 0 | 0 | 0.00020297 | 0.00073397 | 0.0013805 | 0.0021073 | 0.0028883 | 0.0037048 | 0.0045435 | 0.0053948 | 0.0054363 | 0.0056519 | 0.0058303 | 0.0058281 | 0.0058353 | 0.0069971 | 0.0072566 | 0.007453 | 0.007601 | 0.0073759 | 0.0077581 | 0.0078777 | 0.0071456 | 0.0063362 | 0.0053249 | 0.0034288 | 0.0025851
F5_Commercial_OR - Miscellaneous_Existing_Food Preparation_Natural Gas_Range_A_Achievable Technical Potential | F5 | Commercial | OR - Miscellaneous | Existing | Food Preparation | Natural Gas | Range | A | Incremental Summer Peak Savings (MW) | Achievable Technical Potential | 0 | 0 | 0 | 0 | 0 | 0 | 0 | 0 | 0 | 0 | 0 | 0 | 0 | 0 | 0 | 0 | 0 | 0 | 0 | 0 | 0 | 0 | 0 | 0 | 0 | 0 | 0
F6_Commercial_OR - Miscellaneous_Existing_Food Preparation_Natural Gas_Range_A_Achievable Technical Potential | F6 | Commercial | OR - Miscellaneous | Existing | Food Preparation | Natural Gas | Range | A | Incremental Winter Peak Savings (MW) | Achievable Technical Potential | 0 | 0 | 0 | 0 | 0 | 0 | 0 | 0 | 0 | 0 | 0 | 0 | 0 | 0 | 0 | 0 | 0 | 0 | 0 | 0 | 0 | 0 | 0 | 0 | 0 | 0 | 0
F7_Commercial_OR - Miscellaneous_Existing_Food Preparation_Natural Gas_Range_A_Achievable Technical Potential | F7 | Commercial | OR - Miscellaneous | Existing | Food Preparation | Natural Gas | Range | A | Cumulative Energy Savings (MWh or mTherms) | Achievable Technical Potential | 0 | 0 | 0.00020297 | 0.00093694 | 0.0023175 | 0.0044248 | 0.007313 | 0.011018 | 0.015561 | 0.020956 | 0.026392 | 0.032044 | 0.037875 | 0.043703 | 0.049538 | 0.056535 | 0.063792 | 0.071245 | 0.078846 | 0.086222 | 0.09398 | 0.10186 | 0.109 | 0.11534 | 0.12066 | 0.12409 | 0.12668
F8_Commercial_OR - Miscellaneous_Existing_Food Preparation_Natural Gas_Range_A_Achievable Technical Potential | F8 | Commercial | OR - Miscellaneous | Existing | Food Preparation | Natural Gas | Range | A | Cumulative Summer Peak Savings (MW) | Achievable Technical Potential | 0 | 0 | 0 | 0 | 0 | 0 | 0 | 0 | 0 | 0 | 0 | 0 | 0 | 0 | 0 | 0 | 0 | 0 | 0 | 0 | 0 | 0 | 0 | 0 | 0 | 0 | 0
F9_Commercial_OR - Miscellaneous_Existing_Food Preparation_Natural Gas_Range_A_Achievable Technical Potential | F9 | Commercial | OR - Miscellaneous | Existing | Food Preparation | Natural Gas | Range | A | Cumulative Winter Peak Savings (MW) | Achievable Technical Potential | 0 | 0 | 0 | 0 | 0 | 0 | 0 | 0 | 0 | 0 | 0 | 0 | 0 | 0 | 0 | 0 | 0 | 0 | 0 | 0 | 0 | 0 | 0 | 0 | 0 | 0 | 0
F10_Commercial_OR - Miscellaneous_Existing_Food Preparation_Natural Gas_Range_A_Achievable Technical Potential | F10 | Commercial | OR - Miscellaneous | Existing | Food Preparation | Natural Gas | Range | A | Purchases (Incremental) | Achievable Technical Potential | 0 | 0 | 0.001184 | 0.0042815 | 0.0080532 | 0.012292 | 0.016848 | 0.021611 | 0.026504 | 0.03147 | 0.031712 | 0.03297 | 0.03401 | 0.033998 | 0.034039 | 0.040816 | 0.04233 | 0.043476 | 0.044339 | 0.043026 | 0.045256 | 0.045953 | 0.041682 | 0.036961 | 0.031062 | 0.020001 | 0.01508
F11_Commercial_OR - Miscellaneous_Existing_Food Preparation_Natural Gas_Range_A_Achievable Technical Potential | F11 | Commercial | OR - Miscellaneous | Existing | Food Preparation | Natural Gas | Range | A | Purchases (Cumulative) | Achievable Technical Potential | 0 | 0 | 0.001184 | 0.0054655 | 0.013519 | 0.025811 | 0.042659 | 0.064271 | 0.090774 | 0.12224 | 0.15396 | 0.18693 | 0.22094 | 0.25493 | 0.28897 | 0.32979 | 0.37212 | 0.41559 | 0.45993 | 0.50296 | 0.54822 | 0.59417 | 0.63585 | 0.67281 | 0.70387 | 0.72387 | 0.73895
F1_Commercial_OR - Miscellaneous_Existing_Food Preparation_Natural Gas_Steamer_A_Achievable Technical Potential | F1 | Commercial | OR - Miscellaneous | Existing | Food Preparation | Natural Gas | Steamer | A | Integrated Unit Energy Savings (kWh or therms) | Achievable Technical Potential | 0 | 1215.1419 | 1215.1419 | 1215.1419 | 1215.1419 | 1215.1419 | 1215.1419 | 1215.1419 | 1215.1419 | 1215.1419 | 1215.1419 | 1215.1419 | 1215.1419 | 1215.1419 | 1215.1419 | 1215.1419 | 1215.1419 | 1215.1419 | 1215.1419 | 1215.1419 | 1215.1419 | 1215.1419 | 1215.1419 | 1215.1419 | 1215.1419 | 1215.1419 | 1215.1419
F2_Commercial_OR - Miscellaneous_Existing_Food Preparation_Natural Gas_Steamer_A_Achievable Technical Potential | F2 | Commercial | OR - Miscellaneous | Existing | Food Preparation | Natural Gas | Steamer | A | Integrated Unit Summer Peak Savings (kW) | Achievable Technical Potential | 0 | 0 | 0 | 0 | 0 | 0 | 0 | 0 | 0 | 0 | 0 | 0 | 0 | 0 | 0 | 0 | 0 | 0 | 0 | 0 | 0 | 0 | 0 | 0 | 0 | 0 | 0
F3_Commercial_OR - Miscellaneous_Existing_Food Preparation_Natural Gas_Steamer_A_Achievable Technical Potential | F3 | Commercial | OR - Miscellaneous | Existing | Food Preparation | Natural Gas | Steamer | A | Integrated Unit Winter Peak Savings (kW) | Achievable Technical Potential | 0 | 0 | 0 | 0 | 0 | 0 | 0 | 0 | 0 | 0 | 0 | 0 | 0 | 0 | 0 | 0 | 0 | 0 | 0 | 0 | 0 | 0 | 0 | 0 | 0 | 0 | 0
F4_Commercial_OR - Miscellaneous_Existing_Food Preparation_Natural Gas_Steamer_A_Achievable Technical Potential | F4 | Commercial | OR - Miscellaneous | Existing | Food Preparation | Natural Gas | Steamer | A | Incremental Energy Savings (MWh or mTherms) | Achievable Technical Potential | 0 | 0 | 7.7167e-05 | 0.00022906 | 0.00037439 | 0.00051517 | 0.00065287 | 0.00078854 | 0.00095839 | 0.0011221 | 0.0012018 | 0.0012003 | 0.0011995 | 0.0016917 | 0.0016073 | 0.0015475 | 0.00147 | 0.0014101 | 0.0013647 | 0.0013305 | 0.0014902 | 0.0010933 | 0.0010592 | 0.00097264 | 0.00085284 | 0.00093244 | 0.00060919
F5_Commercial_OR - Miscellaneous_Existing_Food Preparation_Natural Gas_Steamer_A_Achievable Technical Potential | F5 | Commercial | OR - Miscellaneous | Existing | Food Preparation | Natural Gas | Steamer | A | Incremental Summer Peak Savings (MW) | Achievable Technical Potential | 0 | 0 | 0 | 0 | 0 | 0 | 0 | 0 | 0 | 0 | 0 | 0 | 0 | 0 | 0 | 0 | 0 | 0 | 0 | 0 | 0 | 0 | 0 | 0 | 0 | 0 | 0
F6_Commercial_OR - Miscellaneous_Existing_Food Preparation_Natural Gas_Steamer_A_Achievable Technical Potential | F6 | Commercial | OR - Miscellaneous | Existing | Food Preparation | Natural Gas | Steamer | A | Incremental Winter Peak Savings (MW) | Achievable Technical Potential | 0 | 0 | 0 | 0 | 0 | 0 | 0 | 0 | 0 | 0 | 0 | 0 | 0 | 0 | 0 | 0 | 0 | 0 | 0 | 0 | 0 | 0 | 0 | 0 | 0 | 0 | 0
F7_Commercial_OR - Miscellaneous_Existing_Food Preparation_Natural Gas_Steamer_A_Achievable Technical Potential | F7 | Commercial | OR - Miscellaneous | Existing | Food Preparation | Natural Gas | Steamer | A | Cumulative Energy Savings (MWh or mTherms) | Achievable Technical Potential | 0 | 0 | 7.7167e-05 | 0.00030623 | 0.00068062 | 0.0011958 | 0.0018487 | 0.0026372 | 0.0035956 | 0.0047177 | 0.0059195 | 0.0071199 | 0.0083194 | 0.010011 | 0.011618 | 0.013166 | 0.014636 | 0.016046 | 0.017411 | 0.018741 | 0.020231 | 0.021325 | 0.022384 | 0.023357 | 0.024209 | 0.025142 | 0.025751
F8_Commercial_OR - Miscellaneous_Existing_Food Preparation_Natural Gas_Steamer_A_Achievable Technical Potential | F8 | Commercial | OR - Miscellaneous | Existing | Food Preparation | Natural Gas | Steamer | A | Cumulative Summer Peak Savings (MW) | Achievable Technical Potential | 0 | 0 | 0 | 0 | 0 | 0 | 0 | 0 | 0 | 0 | 0 | 0 | 0 | 0 | 0 | 0 | 0 | 0 | 0 | 0 | 0 | 0 | 0 | 0 | 0 | 0 | 0
F9_Commercial_OR - Miscellaneous_Existing_Food Preparation_Natural Gas_Steamer_A_Achievable Technical Potential | F9 | Commercial | OR - Miscellaneous | Existing | Food Preparation | Natural Gas | Steamer | A | Cumulative Winter Peak Savings (MW) | Achievable Technical Potential | 0 | 0 | 0 | 0 | 0 | 0 | 0 | 0 | 0 | 0 | 0 | 0 | 0 | 0 | 0 | 0 | 0 | 0 | 0 | 0 | 0 | 0 | 0 | 0 | 0 | 0 | 0
F10_Commercial_OR - Miscellaneous_Existing_Food Preparation_Natural Gas_Steamer_A_Achievable Technical Potential | F10 | Commercial | OR - Miscellaneous | Existing | Food Preparation | Natural Gas | Steamer | A | Purchases (Incremental) | Achievable Technical Potential | 0 | 0 | 6.3504e-05 | 0.00018851 | 0.00030811 | 0.00042396 | 0.00053728 | 0.00064893 | 0.00078871 | 0.00092342 | 0.00098906 | 0.00098781 | 0.00098714 | 0.0013922 | 0.0013228 | 0.0012735 | 0.0012097 | 0.0011605 | 0.0011231 | 0.001095 | 0.0012263 | 0.00089974 | 0.0008717 | 0.00080044 | 0.00070184 | 0.00076735 | 0.00050133
F11_Commercial_OR - Miscellaneous_Existing_Food Preparation_Natural Gas_Steamer_A_Achievable Technical Potential | F11 | Commercial | OR - Miscellaneous | Existing | Food Preparation | Natural Gas | Steamer | A | Purchases (Cumulative) | Achievable Technical Potential | 0 | 0 | 6.3504e-05 | 0.00025201 | 0.00056012 | 0.00098408 | 0.0015214 | 0.0021703 | 0.002959 | 0.0038824 | 0.0048715 | 0.0058593 | 0.0068464 | 0.0082386 | 0.0095614 | 0.010835 | 0.012045 | 0.013205 | 0.014328 | 0.015423 | 0.016649 | 0.017549 | 0.018421 | 0.019221 | 0.019923 | 0.02069 | 0.021192
F1_Commercial_OR - Miscellaneous_Existing_Food Preparation_Natural Gas_Commercial Food Prep Other_A_Achievable Technical Potential | F1 | Commercial | OR - Miscellaneous | Existing | Food Preparation | Natural Gas | Commercial Food Prep Other | A | Integrated Unit Energy Savings (kWh or therms) | Achievable Technical Potential | 0 | 0 | 0 | 0 | 0 | 0 | 0 | 0 | 0 | 0 | 0 | 0 | 0 | 0 | 0 | 0 | 0 | 0 | 0 | 0 | 0 | 0 | 0 | 0 | 0 | 0 | 0
F2_Commercial_OR - Miscellaneous_Existing_Food Preparation_Natural Gas_Commercial Food Prep Other_A_Achievable Technical Potential | F2 | Commercial | OR - Miscellaneous | Existing | Food Preparation | Natural Gas | Commercial Food Prep Other | A | Integrated Unit Summer Peak Savings (kW) | Achievable Technical Potential | 0 | 0 | 0 | 0 | 0 | 0 | 0 | 0 | 0 | 0 | 0 | 0 | 0 | 0 | 0 | 0 | 0 | 0 | 0 | 0 | 0 | 0 | 0 | 0 | 0 | 0 | 0
F3_Commercial_OR - Miscellaneous_Existing_Food Preparation_Natural Gas_Commercial Food Prep Other_A_Achievable Technical Potential | F3 | Commercial | OR - Miscellaneous | Existing | Food Preparation | Natural Gas | Commercial Food Prep Other | A | Integrated Unit Winter Peak Savings (kW) | Achievable Technical Potential | 0 | 0 | 0 | 0 | 0 | 0 | 0 | 0 | 0 | 0 | 0 | 0 | 0 | 0 | 0 | 0 | 0 | 0 | 0 | 0 | 0 | 0 | 0 | 0 | 0 | 0 | 0
F4_Commercial_OR - Miscellaneous_Existing_Food Preparation_Natural Gas_Commercial Food Prep Other_A_Achievable Technical Potential | F4 | Commercial | OR - Miscellaneous | Existing | Food Preparation | Natural Gas | Commercial Food Prep Other | A | Incremental Energy Savings (MWh or mTherms) | Achievable Technical Potential | 0 | 0 | 0 | 0 | 0 | 0 | 0 | 0 | 0 | 0 | 0 | 0 | 0 | 0 | 0 | 0 | 0 | 0 | 0 | 0 | 0 | 0 | 0 | 0 | 0 | 0 | 0
F5_Commercial_OR - Miscellaneous_Existing_Food Preparation_Natural Gas_Commercial Food Prep Other_A_Achievable Technical Potential | F5 | Commercial | OR - Miscellaneous | Existing | Food Preparation | Natural Gas | Commercial Food Prep Other | A | Incremental Summer Peak Savings (MW) | Achievable Technical Potential | 0 | 0 | 0 | 0 | 0 | 0 | 0 | 0 | 0 | 0 | 0 | 0 | 0 | 0 | 0 | 0 | 0 | 0 | 0 | 0 | 0 | 0 | 0 | 0 | 0 | 0 | 0
F6_Commercial_OR - Miscellaneous_Existing_Food Preparation_Natural Gas_Commercial Food Prep Other_A_Achievable Technical Potential | F6 | Commercial | OR - Miscellaneous | Existing | Food Preparation | Natural Gas | Commercial Food Prep Other | A | Incremental Winter Peak Savings (MW) | Achievable Technical Potential | 0 | 0 | 0 | 0 | 0 | 0 | 0 | 0 | 0 | 0 | 0 | 0 | 0 | 0 | 0 | 0 | 0 | 0 | 0 | 0 | 0 | 0 | 0 | 0 | 0 | 0 | 0
F7_Commercial_OR - Miscellaneous_Existing_Food Preparation_Natural Gas_Commercial Food Prep Other_A_Achievable Technical Potential | F7 | Commercial | OR - Miscellaneous | Existing | Food Preparation | Natural Gas | Commercial Food Prep Other | A | Cumulative Energy Savings (MWh or mTherms) | Achievable Technical Potential | 0 | 0 | 0 | 0 | 0 | 0 | 0 | 0 | 0 | 0 | 0 | 0 | 0 | 0 | 0 | 0 | 0 | 0 | 0 | 0 | 0 | 0 | 0 | 0 | 0 | 0 | 0
F8_Commercial_OR - Miscellaneous_Existing_Food Preparation_Natural Gas_Commercial Food Prep Other_A_Achievable Technical Potential | F8 | Commercial | OR - Miscellaneous | Existing | Food Preparation | Natural Gas | Commercial Food Prep Other | A | Cumulative Summer Peak Savings (MW) | Achievable Technical Potential | 0 | 0 | 0 | 0 | 0 | 0 | 0 | 0 | 0 | 0 | 0 | 0 | 0 | 0 | 0 | 0 | 0 | 0 | 0 | 0 | 0 | 0 | 0 | 0 | 0 | 0 | 0
F9_Commercial_OR - Miscellaneous_Existing_Food Preparation_Natural Gas_Commercial Food Prep Other_A_Achievable Technical Potential | F9 | Commercial | OR - Miscellaneous | Existing | Food Preparation | Natural Gas | Commercial Food Prep Other | A | Cumulative Winter Peak Savings (MW) | Achievable Technical Potential | 0 | 0 | 0 | 0 | 0 | 0 | 0 | 0 | 0 | 0 | 0 | 0 | 0 | 0 | 0 | 0 | 0 | 0 | 0 | 0 | 0 | 0 | 0 | 0 | 0 | 0 | 0
F10_Commercial_OR - Miscellaneous_Existing_Food Preparation_Natural Gas_Commercial Food Prep Other_A_Achievable Technical Potential | F10 | Commercial | OR - Miscellaneous | Existing | Food Preparation | Natural Gas | Commercial Food Prep Other | A | Purchases (Incremental) | Achievable Technical Potential | 0 | 0 | 0 | 0 | 0 | 0 | 0 | 0 | 0 | 0 | 0 | 0 | 0 | 0 | 0 | 0 | 0 | 0 | 0 | 0 | 0 | 0 | 0 | 0 | 0 | 0 | 0
F11_Commercial_OR - Miscellaneous_Existing_Food Preparation_Natural Gas_Commercial Food Prep Other_A_Achievable Technical Potential | F11 | Commercial | OR - Miscellaneous | Existing | Food Preparation | Natural Gas | Commercial Food Prep Other | A | Purchases (Cumulative) | Achievable Technical Potential | 0 | 0 | 0 | 0 | 0 | 0 | 0 | 0 | 0 | 0 | 0 | 0 | 0 | 0 | 0 | 0 | 0 | 0 | 0 | 0 | 0 | 0 | 0 | 0 | 0 | 0 | 0
F1_Commercial_OR - Miscellaneous_Existing_Miscellaneous_Natural Gas_Pool Heater_A_Achievable Technical Potential | F1 | Commercial | OR - Miscellaneous | Existing | Miscellaneous | Natural Gas | Pool Heater | A | Integrated Unit Energy Savings (kWh or therms) | Achievable Technical Potential | 0 | 2233.5 | 2233.5 | 2233.5 | 2233.5 | 2233.5 | 2233.5 | 2233.5 | 2233.5 | 2233.5 | 2233.5 | 2233.5 | 2233.5 | 2233.5 | 2233.5 | 2233.5 | 2233.5 | 2233.5 | 2233.5 | 2233.5 | 2233.5 | 2233.5 | 2233.5 | 2233.5 | 2233.5 | 2233.5 | 2233.5
F2_Commercial_OR - Miscellaneous_Existing_Miscellaneous_Natural Gas_Pool Heater_A_Achievable Technical Potential | F2 | Commercial | OR - Miscellaneous | Existing | Miscellaneous | Natural Gas | Pool Heater | A | Integrated Unit Summer Peak Savings (kW) | Achievable Technical Potential | 0 | 0 | 0 | 0 | 0 | 0 | 0 | 0 | 0 | 0 | 0 | 0 | 0 | 0 | 0 | 0 | 0 | 0 | 0 | 0 | 0 | 0 | 0 | 0 | 0 | 0 | 0
F3_Commercial_OR - Miscellaneous_Existing_Miscellaneous_Natural Gas_Pool Heater_A_Achievable Technical Potential | F3 | Commercial | OR - Miscellaneous | Existing | Miscellaneous | Natural Gas | Pool Heater | A | Integrated Unit Winter Peak Savings (kW) | Achievable Technical Potential | 0 | 0 | 0 | 0 | 0 | 0 | 0 | 0 | 0 | 0 | 0 | 0 | 0 | 0 | 0 | 0 | 0 | 0 | 0 | 0 | 0 | 0 | 0 | 0 | 0 | 0 | 0
F4_Commercial_OR - Miscellaneous_Existing_Miscellaneous_Natural Gas_Pool Heater_A_Achievable Technical Potential | F4 | Commercial | OR - Miscellaneous | Existing | Miscellaneous | Natural Gas | Pool Heater | A | Incremental Energy Savings (MWh or mTherms) | Achievable Technical Potential | 0 | 0 | 4.1721e-05 | 6.2401e-05 | 0.00013316 | 0.00024591 | 0.00042998 | 0.00069268 | 0.0010047 | 0.0014364 | 0.0019165 | 0.0032311 | 0.0037742 | 0.004262 | 0.0046389 | 0.0048512 | 0.0052935 | 0.0046004 | 0.0043537 | 0.0038884 | 0.0032011 | 0.0032504 | 0.0019615 | 0.00097024 | 0.00020146 | 0 | 0
F5_Commercial_OR - Miscellaneous_Existing_Miscellaneous_Natural Gas_Pool Heater_A_Achievable Technical Potential | F5 | Commercial | OR - Miscellaneous | Existing | Miscellaneous | Natural Gas | Pool Heater | A | Incremental Summer Peak Savings (MW) | Achievable Technical Potential | 0 | 0 | 0 | 0 | 0 | 0 | 0 | 0 | 0 | 0 | 0 | 0 | 0 | 0 | 0 | 0 | 0 | 0 | 0 | 0 | 0 | 0 | 0 | 0 | 0 | 0 | 0
F6_Commercial_OR - Miscellaneous_Existing_Miscellaneous_Natural Gas_Pool Heater_A_Achievable Technical Potential | F6 | Commercial | OR - Miscellaneous | Existing | Miscellaneous | Natural Gas | Pool Heater | A | Incremental Winter Peak Savings (MW) | Achievable Technical Potential | 0 | 0 | 0 | 0 | 0 | 0 | 0 | 0 | 0 | 0 | 0 | 0 | 0 | 0 | 0 | 0 | 0 | 0 | 0 | 0 | 0 | 0 | 0 | 0 | 0 | 0 | 0
F7_Commercial_OR - Miscellaneous_Existing_Miscellaneous_Natural Gas_Pool Heater_A_Achievable Technical Potential | F7 | Commercial | OR - Miscellaneous | Existing | Miscellaneous | Natural Gas | Pool Heater | A | Cumulative Energy Savings (MWh or mTherms) | Achievable Technical Potential | 0 | 0 | 4.1721e-05 | 0.00010412 | 0.00023728 | 0.00048319 | 0.00091317 | 0.0016059 | 0.0026106 | 0.0040469 | 0.0059634 | 0.0091945 | 0.012969 | 0.017231 | 0.02187 | 0.026721 | 0.032014 | 0.036615 | 0.040968 | 0.044857 | 0.048058 | 0.051308 | 0.05327 | 0.05424 | 0.054442 | 0.054442 | 0.054442
F8_Commercial_OR - Miscellaneous_Existing_Miscellaneous_Natural Gas_Pool Heater_A_Achievable Technical Potential | F8 | Commercial | OR - Miscellaneous | Existing | Miscellaneous | Natural Gas | Pool Heater | A | Cumulative Summer Peak Savings (MW) | Achievable Technical Potential | 0 | 0 | 0 | 0 | 0 | 0 | 0 | 0 | 0 | 0 | 0 | 0 | 0 | 0 | 0 | 0 | 0 | 0 | 0 | 0 | 0 | 0 | 0 | 0 | 0 | 0 | 0
F9_Commercial_OR - Miscellaneous_Existing_Miscellaneous_Natural Gas_Pool Heater_A_Achievable Technical Potential | F9 | Commercial | OR - Miscellaneous | Existing | Miscellaneous | Natural Gas | Pool Heater | A | Cumulative Winter Peak Savings (MW) | Achievable Technical Potential | 0 | 0 | 0 | 0 | 0 | 0 | 0 | 0 | 0 | 0 | 0 | 0 | 0 | 0 | 0 | 0 | 0 | 0 | 0 | 0 | 0 | 0 | 0 | 0 | 0 | 0 | 0
F10_Commercial_OR - Miscellaneous_Existing_Miscellaneous_Natural Gas_Pool Heater_A_Achievable Technical Potential | F10 | Commercial | OR - Miscellaneous | Existing | Miscellaneous | Natural Gas | Pool Heater | A | Purchases (Incremental) | Achievable Technical Potential | 0 | 0 | 1.868e-05 | 2.7939e-05 | 5.9619e-05 | 0.0001101 | 0.00019251 | 0.00031013 | 0.00044984 | 0.0006431 | 0.00085805 | 0.0014467 | 0.0016898 | 0.0019082 | 0.002077 | 0.002172 | 0.0023701 | 0.0020597 | 0.0019493 | 0.0017409 | 0.0014332 | 0.0014553 | 0.00087824 | 0.0004344 | 9.0199e-05 | 0 | 0
F11_Commercial_OR - Miscellaneous_Existing_Miscellaneous_Natural Gas_Pool Heater_A_Achievable Technical Potential | F11 | Commercial | OR - Miscellaneous | Existing | Miscellaneous | Natural Gas | Pool Heater | A | Purchases (Cumulative) | Achievable Technical Potential | 0 | 0 | 1.868e-05 | 4.6618e-05 | 0.00010624 | 0.00021634 | 0.00040885 | 0.00071898 | 0.0011688 | 0.0018119 | 0.00267 | 0.0041166 | 0.0058065 | 0.0077147 | 0.0097917 | 0.011964 | 0.014334 | 0.016393 | 0.018343 | 0.020084 | 0.021517 | 0.022972 | 0.02385 | 0.024285 | 0.024375 | 0.024375 | 0.024375
F1_Commercial_OR - Miscellaneous_New_Space Heating_Natural Gas_Furnace_A_Achievable Technical Potential | F1 | Commercial | OR - Miscellaneous | New | Space Heating | Natural Gas | Furnace | A | Integrated Unit Energy Savings (kWh or therms) | Achievable Technical Potential | 0 | 0 | 0 | 0 | 0 | 0 | 0 | 0 | 0 | 0 | 0 | 0 | 0 | 0 | 0 | 0 | 0 | 0 | 0 | 0 | 0 | 0 | 0 | 0 | 0 | 0 | 0
F2_Commercial_OR - Miscellaneous_New_Space Heating_Natural Gas_Furnace_A_Achievable Technical Potential | F2 | Commercial | OR - Miscellaneous | New | Space Heating | Natural Gas | Furnace | A | Integrated Unit Summer Peak Savings (kW) | Achievable Technical Potential | 0 | 0 | 0 | 0 | 0 | 0 | 0 | 0 | 0 | 0 | 0 | 0 | 0 | 0 | 0 | 0 | 0 | 0 | 0 | 0 | 0 | 0 | 0 | 0 | 0 | 0 | 0
F3_Commercial_OR - Miscellaneous_New_Space Heating_Natural Gas_Furnace_A_Achievable Technical Potential | F3 | Commercial | OR - Miscellaneous | New | Space Heating | Natural Gas | Furnace | A | Integrated Unit Winter Peak Savings (kW) | Achievable Technical Potential | 0 | 0 | 0 | 0 | 0 | 0 | 0 | 0 | 0 | 0 | 0 | 0 | 0 | 0 | 0 | 0 | 0 | 0 | 0 | 0 | 0 | 0 | 0 | 0 | 0 | 0 | 0
F4_Commercial_OR - Miscellaneous_New_Space Heating_Natural Gas_Furnace_A_Achievable Technical Potential | F4 | Commercial | OR - Miscellaneous | New | Space Heating | Natural Gas | Furnace | A | Incremental Energy Savings (MWh or mTherms) | Achievable Technical Potential | 0 | 0 | 0 | 0 | 0 | 0 | 0 | 0 | 0 | 0 | 0 | 0 | 0 | 0 | 0 | 0 | 0 | 0 | 0 | 0 | 0 | 0 | 0 | 0 | 0 | 0 | 0
F5_Commercial_OR - Miscellaneous_New_Space Heating_Natural Gas_Furnace_A_Achievable Technical Potential | F5 | Commercial | OR - Miscellaneous | New | Space Heating | Natural Gas | Furnace | A | Incremental Summer Peak Savings (MW) | Achievable Technical Potential | 0 | 0 | 0 | 0 | 0 | 0 | 0 | 0 | 0 | 0 | 0 | 0 | 0 | 0 | 0 | 0 | 0 | 0 | 0 | 0 | 0 | 0 | 0 | 0 | 0 | 0 | 0
F6_Commercial_OR - Miscellaneous_New_Space Heating_Natural Gas_Furnace_A_Achievable Technical Potential | F6 | Commercial | OR - Miscellaneous | New | Space Heating | Natural Gas | Furnace | A | Incremental Winter Peak Savings (MW) | Achievable Technical Potential | 0 | 0 | 0 | 0 | 0 | 0 | 0 | 0 | 0 | 0 | 0 | 0 | 0 | 0 | 0 | 0 | 0 | 0 | 0 | 0 | 0 | 0 | 0 | 0 | 0 | 0 | 0
F7_Commercial_OR - Miscellaneous_New_Space Heating_Natural Gas_Furnace_A_Achievable Technical Potential | F7 | Commercial | OR - Miscellaneous | New | Space Heating | Natural Gas | Furnace | A | Cumulative Energy Savings (MWh or mTherms) | Achievable Technical Potential | 0 | 0 | 0 | 0 | 0 | 0 | 0 | 0 | 0 | 0 | 0 | 0 | 0 | 0 | 0 | 0 | 0 | 0 | 0 | 0 | 0 | 0 | 0 | 0 | 0 | 0 | 0
F8_Commercial_OR - Miscellaneous_New_Space Heating_Natural Gas_Furnace_A_Achievable Technical Potential | F8 | Commercial | OR - Miscellaneous | New | Space Heating | Natural Gas | Furnace | A | Cumulative Summer Peak Savings (MW) | Achievable Technical Potential | 0 | 0 | 0 | 0 | 0 | 0 | 0 | 0 | 0 | 0 | 0 | 0 | 0 | 0 | 0 | 0 | 0 | 0 | 0 | 0 | 0 | 0 | 0 | 0 | 0 | 0 | 0
F9_Commercial_OR - Miscellaneous_New_Space Heating_Natural Gas_Furnace_A_Achievable Technical Potential | F9 | Commercial | OR - Miscellaneous | New | Space Heating | Natural Gas | Furnace | A | Cumulative Winter Peak Savings (MW) | Achievable Technical Potential | 0 | 0 | 0 | 0 | 0 | 0 | 0 | 0 | 0 | 0 | 0 | 0 | 0 | 0 | 0 | 0 | 0 | 0 | 0 | 0 | 0 | 0 | 0 | 0 | 0 | 0 | 0
F10_Commercial_OR - Miscellaneous_New_Space Heating_Natural Gas_Furnace_A_Achievable Technical Potential | F10 | Commercial | OR - Miscellaneous | New | Space Heating | Natural Gas | Furnace | A | Purchases (Incremental) | Achievable Technical Potential | 0 | 0 | 0 | 0 | 0 | 0 | 0 | 0 | 0 | 0 | 0 | 0 | 0 | 0 | 0 | 0 | 0 | 0 | 0 | 0 | 0 | 0 | 0 | 0 | 0 | 0 | 0
F11_Commercial_OR - Miscellaneous_New_Space Heating_Natural Gas_Furnace_A_Achievable Technical Potential | F11 | Commercial | OR - Miscellaneous | New | Space Heating | Natural Gas | Furnace | A | Purchases (Cumulative) | Achievable Technical Potential | 0 | 0 | 0 | 0 | 0 | 0 | 0 | 0 | 0 | 0 | 0 | 0 | 0 | 0 | 0 | 0 | 0 | 0 | 0 | 0 | 0 | 0 | 0 | 0 | 0 | 0 | 0
F1_Commercial_OR - Miscellaneous_New_Space Heating_Natural Gas_Boiler_A_Achievable Technical Potential | F1 | Commercial | OR - Miscellaneous | New | Space Heating | Natural Gas | Boiler | A | Integrated Unit Energy Savings (kWh or therms) | Achievable Technical Potential | 0 | 0 | 0 | 0 | 0 | 0 | 0 | 0 | 0 | 0 | 0 | 0 | 0 | 0 | 0 | 0 | 0 | 0 | 0 | 0 | 0 | 0 | 0 | 0 | 0 | 0 | 0
F2_Commercial_OR - Miscellaneous_New_Space Heating_Natural Gas_Boiler_A_Achievable Technical Potential | F2 | Commercial | OR - Miscellaneous | New | Space Heating | Natural Gas | Boiler | A | Integrated Unit Summer Peak Savings (kW) | Achievable Technical Potential | 0 | 0 | 0 | 0 | 0 | 0 | 0 | 0 | 0 | 0 | 0 | 0 | 0 | 0 | 0 | 0 | 0 | 0 | 0 | 0 | 0 | 0 | 0 | 0 | 0 | 0 | 0
F3_Commercial_OR - Miscellaneous_New_Space Heating_Natural Gas_Boiler_A_Achievable Technical Potential | F3 | Commercial | OR - Miscellaneous | New | Space Heating | Natural Gas | Boiler | A | Integrated Unit Winter Peak Savings (kW) | Achievable Technical Potential | 0 | 0 | 0 | 0 | 0 | 0 | 0 | 0 | 0 | 0 | 0 | 0 | 0 | 0 | 0 | 0 | 0 | 0 | 0 | 0 | 0 | 0 | 0 | 0 | 0 | 0 | 0
F4_Commercial_OR - Miscellaneous_New_Space Heating_Natural Gas_Boiler_A_Achievable Technical Potential | F4 | Commercial | OR - Miscellaneous | New | Space Heating | Natural Gas | Boiler | A | Incremental Energy Savings (MWh or mTherms) | Achievable Technical Potential | 0 | 0 | 0 | 0 | 0 | 0 | 0 | 0 | 0 | 0 | 0 | 0 | 0 | 0 | 0 | 0 | 0 | 0 | 0 | 0 | 0 | 0 | 0 | 0 | 0 | 0 | 0
F5_Commercial_OR - Miscellaneous_New_Space Heating_Natural Gas_Boiler_A_Achievable Technical Potential | F5 | Commercial | OR - Miscellaneous | New | Space Heating | Natural Gas | Boiler | A | Incremental Summer Peak Savings (MW) | Achievable Technical Potential | 0 | 0 | 0 | 0 | 0 | 0 | 0 | 0 | 0 | 0 | 0 | 0 | 0 | 0 | 0 | 0 | 0 | 0 | 0 | 0 | 0 | 0 | 0 | 0 | 0 | 0 | 0
F6_Commercial_OR - Miscellaneous_New_Space Heating_Natural Gas_Boiler_A_Achievable Technical Potential | F6 | Commercial | OR - Miscellaneous | New | Space Heating | Natural Gas | Boiler | A | Incremental Winter Peak Savings (MW) | Achievable Technical Potential | 0 | 0 | 0 | 0 | 0 | 0 | 0 | 0 | 0 | 0 | 0 | 0 | 0 | 0 | 0 | 0 | 0 | 0 | 0 | 0 | 0 | 0 | 0 | 0 | 0 | 0 | 0
F7_Commercial_OR - Miscellaneous_New_Space Heating_Natural Gas_Boiler_A_Achievable Technical Potential | F7 | Commercial | OR - Miscellaneous | New | Space Heating | Natural Gas | Boiler | A | Cumulative Energy Savings (MWh or mTherms) | Achievable Technical Potential | 0 | 0 | 0 | 0 | 0 | 0 | 0 | 0 | 0 | 0 | 0 | 0 | 0 | 0 | 0 | 0 | 0 | 0 | 0 | 0 | 0 | 0 | 0 | 0 | 0 | 0 | 0
F8_Commercial_OR - Miscellaneous_New_Space Heating_Natural Gas_Boiler_A_Achievable Technical Potential | F8 | Commercial | OR - Miscellaneous | New | Space Heating | Natural Gas | Boiler | A | Cumulative Summer Peak Savings (MW) | Achievable Technical Potential | 0 | 0 | 0 | 0 | 0 | 0 | 0 | 0 | 0 | 0 | 0 | 0 | 0 | 0 | 0 | 0 | 0 | 0 | 0 | 0 | 0 | 0 | 0 | 0 | 0 | 0 | 0
F9_Commercial_OR - Miscellaneous_New_Space Heating_Natural Gas_Boiler_A_Achievable Technical Potential | F9 | Commercial | OR - Miscellaneous | New | Space Heating | Natural Gas | Boiler | A | Cumulative Winter Peak Savings (MW) | Achievable Technical Potential | 0 | 0 | 0 | 0 | 0 | 0 | 0 | 0 | 0 | 0 | 0 | 0 | 0 | 0 | 0 | 0 | 0 | 0 | 0 | 0 | 0 | 0 | 0 | 0 | 0 | 0 | 0
F10_Commercial_OR - Miscellaneous_New_Space Heating_Natural Gas_Boiler_A_Achievable Technical Potential | F10 | Commercial | OR - Miscellaneous | New | Space Heating | Natural Gas | Boiler | A | Purchases (Incremental) | Achievable Technical Potential | 0 | 0 | 0 | 0 | 0 | 0 | 0 | 0 | 0 | 0 | 0 | 0 | 0 | 0 | 0 | 0 | 0 | 0 | 0 | 0 | 0 | 0 | 0 | 0 | 0 | 0 | 0
F11_Commercial_OR - Miscellaneous_New_Space Heating_Natural Gas_Boiler_A_Achievable Technical Potential | F11 | Commercial | OR - Miscellaneous | New | Space Heating | Natural Gas | Boiler | A | Purchases (Cumulative) | Achievable Technical Potential | 0 | 0 | 0 | 0 | 0 | 0 | 0 | 0 | 0 | 0 | 0 | 0 | 0 | 0 | 0 | 0 | 0 | 0 | 0 | 0 | 0 | 0 | 0 | 0 | 0 | 0 | 0
F1_Commercial_OR - Miscellaneous_New_Space Heating_Natural Gas_Unit Heater_A_Achievable Technical Potential | F1 | Commercial | OR - Miscellaneous | New | Space Heating | Natural Gas | Unit Heater | A | Integrated Unit Energy Savings (kWh or therms) | Achievable Technical Potential | 0 | 0 | 0 | 0 | 0 | 0 | 0 | 0 | 0 | 0 | 0 | 0 | 0 | 0 | 0 | 0 | 0 | 0 | 0 | 0 | 0 | 0 | 0 | 0 | 0 | 0 | 0
F2_Commercial_OR - Miscellaneous_New_Space Heating_Natural Gas_Unit Heater_A_Achievable Technical Potential | F2 | Commercial | OR - Miscellaneous | New | Space Heating | Natural Gas | Unit Heater | A | Integrated Unit Summer Peak Savings (kW) | Achievable Technical Potential | 0 | 0 | 0 | 0 | 0 | 0 | 0 | 0 | 0 | 0 | 0 | 0 | 0 | 0 | 0 | 0 | 0 | 0 | 0 | 0 | 0 | 0 | 0 | 0 | 0 | 0 | 0
F3_Commercial_OR - Miscellaneous_New_Space Heating_Natural Gas_Unit Heater_A_Achievable Technical Potential | F3 | Commercial | OR - Miscellaneous | New | Space Heating | Natural Gas | Unit Heater | A | Integrated Unit Winter Peak Savings (kW) | Achievable Technical Potential | 0 | 0 | 0 | 0 | 0 | 0 | 0 | 0 | 0 | 0 | 0 | 0 | 0 | 0 | 0 | 0 | 0 | 0 | 0 | 0 | 0 | 0 | 0 | 0 | 0 | 0 | 0
F4_Commercial_OR - Miscellaneous_New_Space Heating_Natural Gas_Unit Heater_A_Achievable Technical Potential | F4 | Commercial | OR - Miscellaneous | New | Space Heating | Natural Gas | Unit Heater | A | Incremental Energy Savings (MWh or mTherms) | Achievable Technical Potential | 0 | 0 | 0 | 0 | 0 | 0 | 0 | 0 | 0 | 0 | 0 | 0 | 0 | 0 | 0 | 0 | 0 | 0 | 0 | 0 | 0 | 0 | 0 | 0 | 0 | 0 | 0
F5_Commercial_OR - Miscellaneous_New_Space Heating_Natural Gas_Unit Heater_A_Achievable Technical Potential | F5 | Commercial | OR - Miscellaneous | New | Space Heating | Natural Gas | Unit Heater | A | Incremental Summer Peak Savings (MW) | Achievable Technical Potential | 0 | 0 | 0 | 0 | 0 | 0 | 0 | 0 | 0 | 0 | 0 | 0 | 0 | 0 | 0 | 0 | 0 | 0 | 0 | 0 | 0 | 0 | 0 | 0 | 0 | 0 | 0
F6_Commercial_OR - Miscellaneous_New_Space Heating_Natural Gas_Unit Heater_A_Achievable Technical Potential | F6 | Commercial | OR - Miscellaneous | New | Space Heating | Natural Gas | Unit Heater | A | Incremental Winter Peak Savings (MW) | Achievable Technical Potential | 0 | 0 | 0 | 0 | 0 | 0 | 0 | 0 | 0 | 0 | 0 | 0 | 0 | 0 | 0 | 0 | 0 | 0 | 0 | 0 | 0 | 0 | 0 | 0 | 0 | 0 | 0
F7_Commercial_OR - Miscellaneous_New_Space Heating_Natural Gas_Unit Heater_A_Achievable Technical Potential | F7 | Commercial | OR - Miscellaneous | New | Space Heating | Natural Gas | Unit Heater | A | Cumulative Energy Savings (MWh or mTherms) | Achievable Technical Potential | 0 | 0 | 0 | 0 | 0 | 0 | 0 | 0 | 0 | 0 | 0 | 0 | 0 | 0 | 0 | 0 | 0 | 0 | 0 | 0 | 0 | 0 | 0 | 0 | 0 | 0 | 0
F8_Commercial_OR - Miscellaneous_New_Space Heating_Natural Gas_Unit Heater_A_Achievable Technical Potential | F8 | Commercial | OR - Miscellaneous | New | Space Heating | Natural Gas | Unit Heater | A | Cumulative Summer Peak Savings (MW) | Achievable Technical Potential | 0 | 0 | 0 | 0 | 0 | 0 | 0 | 0 | 0 | 0 | 0 | 0 | 0 | 0 | 0 | 0 | 0 | 0 | 0 | 0 | 0 | 0 | 0 | 0 | 0 | 0 | 0
F9_Commercial_OR - Miscellaneous_New_Space Heating_Natural Gas_Unit Heater_A_Achievable Technical Potential | F9 | Commercial | OR - Miscellaneous | New | Space Heating | Natural Gas | Unit Heater | A | Cumulative Winter Peak Savings (MW) | Achievable Technical Potential | 0 | 0 | 0 | 0 | 0 | 0 | 0 | 0 | 0 | 0 | 0 | 0 | 0 | 0 | 0 | 0 | 0 | 0 | 0 | 0 | 0 | 0 | 0 | 0 | 0 | 0 | 0
F10_Commercial_OR - Miscellaneous_New_Space Heating_Natural Gas_Unit Heater_A_Achievable Technical Potential | F10 | Commercial | OR - Miscellaneous | New | Space Heating | Natural Gas | Unit Heater | A | Purchases (Incremental) | Achievable Technical Potential | 0 | 0 | 0 | 0 | 0 | 0 | 0 | 0 | 0 | 0 | 0 | 0 | 0 | 0 | 0 | 0 | 0 | 0 | 0 | 0 | 0 | 0 | 0 | 0 | 0 | 0 | 0
F11_Commercial_OR - Miscellaneous_New_Space Heating_Natural Gas_Unit Heater_A_Achievable Technical Potential | F11 | Commercial | OR - Miscellaneous | New | Space Heating | Natural Gas | Unit Heater | A | Purchases (Cumulative) | Achievable Technical Potential | 0 | 0 | 0 | 0 | 0 | 0 | 0 | 0 | 0 | 0 | 0 | 0 | 0 | 0 | 0 | 0 | 0 | 0 | 0 | 0 | 0 | 0 | 0 | 0 | 0 | 0 | 0
F1_Commercial_OR - Miscellaneous_New_Water Heating_Natural Gas_Water Heater_A_Achievable Technical Potential | F1 | Commercial | OR - Miscellaneous | New | Water Heating | Natural Gas | Water Heater | A | Integrated Unit Energy Savings (kWh or therms) | Achievable Technical Potential | 0 | 0 | 0 | 0 | 0 | 0 | 0 | 0 | 0 | 0 | 0 | 0 | 0 | 0 | 0 | 0 | 0 | 0 | 0 | 0 | 0 | 0 | 0 | 0 | 0 | 0 | 0
F2_Commercial_OR - Miscellaneous_New_Water Heating_Natural Gas_Water Heater_A_Achievable Technical Potential | F2 | Commercial | OR - Miscellaneous | New | Water Heating | Natural Gas | Water Heater | A | Integrated Unit Summer Peak Savings (kW) | Achievable Technical Potential | 0 | 0 | 0 | 0 | 0 | 0 | 0 | 0 | 0 | 0 | 0 | 0 | 0 | 0 | 0 | 0 | 0 | 0 | 0 | 0 | 0 | 0 | 0 | 0 | 0 | 0 | 0
F3_Commercial_OR - Miscellaneous_New_Water Heating_Natural Gas_Water Heater_A_Achievable Technical Potential | F3 | Commercial | OR - Miscellaneous | New | Water Heating | Natural Gas | Water Heater | A | Integrated Unit Winter Peak Savings (kW) | Achievable Technical Potential | 0 | 0 | 0 | 0 | 0 | 0 | 0 | 0 | 0 | 0 | 0 | 0 | 0 | 0 | 0 | 0 | 0 | 0 | 0 | 0 | 0 | 0 | 0 | 0 | 0 | 0 | 0
F4_Commercial_OR - Miscellaneous_New_Water Heating_Natural Gas_Water Heater_A_Achievable Technical Potential | F4 | Commercial | OR - Miscellaneous | New | Water Heating | Natural Gas | Water Heater | A | Incremental Energy Savings (MWh or mTherms) | Achievable Technical Potential | 0 | 0 | 0 | 0 | 0 | 0 | 0 | 0 | 0 | 0 | 0 | 0 | 0 | 0 | 0 | 0 | 0 | 0 | 0 | 0 | 0 | 0 | 0 | 0 | 0 | 0 | 0
F5_Commercial_OR - Miscellaneous_New_Water Heating_Natural Gas_Water Heater_A_Achievable Technical Potential | F5 | Commercial | OR - Miscellaneous | New | Water Heating | Natural Gas | Water Heater | A | Incremental Summer Peak Savings (MW) | Achievable Technical Potential | 0 | 0 | 0 | 0 | 0 | 0 | 0 | 0 | 0 | 0 | 0 | 0 | 0 | 0 | 0 | 0 | 0 | 0 | 0 | 0 | 0 | 0 | 0 | 0 | 0 | 0 | 0
F6_Commercial_OR - Miscellaneous_New_Water Heating_Natural Gas_Water Heater_A_Achievable Technical Potential | F6 | Commercial | OR - Miscellaneous | New | Water Heating | Natural Gas | Water Heater | A | Incremental Winter Peak Savings (MW) | Achievable Technical Potential | 0 | 0 | 0 | 0 | 0 | 0 | 0 | 0 | 0 | 0 | 0 | 0 | 0 | 0 | 0 | 0 | 0 | 0 | 0 | 0 | 0 | 0 | 0 | 0 | 0 | 0 | 0
F7_Commercial_OR - Miscellaneous_New_Water Heating_Natural Gas_Water Heater_A_Achievable Technical Potential | F7 | Commercial | OR - Miscellaneous | New | Water Heating | Natural Gas | Water Heater | A | Cumulative Energy Savings (MWh or mTherms) | Achievable Technical Potential | 0 | 0 | 0 | 0 | 0 | 0 | 0 | 0 | 0 | 0 | 0 | 0 | 0 | 0 | 0 | 0 | 0 | 0 | 0 | 0 | 0 | 0 | 0 | 0 | 0 | 0 | 0
F8_Commercial_OR - Miscellaneous_New_Water Heating_Natural Gas_Water Heater_A_Achievable Technical Potential | F8 | Commercial | OR - Miscellaneous | New | Water Heating | Natural Gas | Water Heater | A | Cumulative Summer Peak Savings (MW) | Achievable Technical Potential | 0 | 0 | 0 | 0 | 0 | 0 | 0 | 0 | 0 | 0 | 0 | 0 | 0 | 0 | 0 | 0 | 0 | 0 | 0 | 0 | 0 | 0 | 0 | 0 | 0 | 0 | 0
F9_Commercial_OR - Miscellaneous_New_Water Heating_Natural Gas_Water Heater_A_Achievable Technical Potential | F9 | Commercial | OR - Miscellaneous | New | Water Heating | Natural Gas | Water Heater | A | Cumulative Winter Peak Savings (MW) | Achievable Technical Potential | 0 | 0 | 0 | 0 | 0 | 0 | 0 | 0 | 0 | 0 | 0 | 0 | 0 | 0 | 0 | 0 | 0 | 0 | 0 | 0 | 0 | 0 | 0 | 0 | 0 | 0 | 0
F10_Commercial_OR - Miscellaneous_New_Water Heating_Natural Gas_Water Heater_A_Achievable Technical Potential | F10 | Commercial | OR - Miscellaneous | New | Water Heating | Natural Gas | Water Heater | A | Purchases (Incremental) | Achievable Technical Potential | 0 | 0 | 0 | 0 | 0 | 0 | 0 | 0 | 0 | 0 | 0 | 0 | 0 | 0 | 0 | 0 | 0 | 0 | 0 | 0 | 0 | 0 | 0 | 0 | 0 | 0 | 0
F11_Commercial_OR - Miscellaneous_New_Water Heating_Natural Gas_Water Heater_A_Achievable Technical Potential | F11 | Commercial | OR - Miscellaneous | New | Water Heating | Natural Gas | Water Heater | A | Purchases (Cumulative) | Achievable Technical Potential | 0 | 0 | 0 | 0 | 0 | 0 | 0 | 0 | 0 | 0 | 0 | 0 | 0 | 0 | 0 | 0 | 0 | 0 | 0 | 0 | 0 | 0 | 0 | 0 | 0 | 0 | 0
F1_Commercial_OR - Miscellaneous_New_Food Preparation_Natural Gas_Oven_A_Achievable Technical Potential | F1 | Commercial | OR - Miscellaneous | New | Food Preparation | Natural Gas | Oven | A | Integrated Unit Energy Savings (kWh or therms) | Achievable Technical Potential | 0 | 0 | 0 | 0 | 0 | 0 | 0 | 0 | 0 | 0 | 0 | 0 | 0 | 0 | 0 | 0 | 0 | 0 | 0 | 0 | 0 | 0 | 0 | 0 | 0 | 0 | 0
F2_Commercial_OR - Miscellaneous_New_Food Preparation_Natural Gas_Oven_A_Achievable Technical Potential | F2 | Commercial | OR - Miscellaneous | New | Food Preparation | Natural Gas | Oven | A | Integrated Unit Summer Peak Savings (kW) | Achievable Technical Potential | 0 | 0 | 0 | 0 | 0 | 0 | 0 | 0 | 0 | 0 | 0 | 0 | 0 | 0 | 0 | 0 | 0 | 0 | 0 | 0 | 0 | 0 | 0 | 0 | 0 | 0 | 0
F3_Commercial_OR - Miscellaneous_New_Food Preparation_Natural Gas_Oven_A_Achievable Technical Potential | F3 | Commercial | OR - Miscellaneous | New | Food Preparation | Natural Gas | Oven | A | Integrated Unit Winter Peak Savings (kW) | Achievable Technical Potential | 0 | 0 | 0 | 0 | 0 | 0 | 0 | 0 | 0 | 0 | 0 | 0 | 0 | 0 | 0 | 0 | 0 | 0 | 0 | 0 | 0 | 0 | 0 | 0 | 0 | 0 | 0
F4_Commercial_OR - Miscellaneous_New_Food Preparation_Natural Gas_Oven_A_Achievable Technical Potential | F4 | Commercial | OR - Miscellaneous | New | Food Preparation | Natural Gas | Oven | A | Incremental Energy Savings (MWh or mTherms) | Achievable Technical Potential | 0 | 0 | 0 | 0 | 0 | 0 | 0 | 0 | 0 | 0 | 0 | 0 | 0 | 0 | 0 | 0 | 0 | 0 | 0 | 0 | 0 | 0 | 0 | 0 | 0 | 0 | 0
F5_Commercial_OR - Miscellaneous_New_Food Preparation_Natural Gas_Oven_A_Achievable Technical Potential | F5 | Commercial | OR - Miscellaneous | New | Food Preparation | Natural Gas | Oven | A | Incremental Summer Peak Savings (MW) | Achievable Technical Potential | 0 | 0 | 0 | 0 | 0 | 0 | 0 | 0 | 0 | 0 | 0 | 0 | 0 | 0 | 0 | 0 | 0 | 0 | 0 | 0 | 0 | 0 | 0 | 0 | 0 | 0 | 0
F6_Commercial_OR - Miscellaneous_New_Food Preparation_Natural Gas_Oven_A_Achievable Technical Potential | F6 | Commercial | OR - Miscellaneous | New | Food Preparation | Natural Gas | Oven | A | Incremental Winter Peak Savings (MW) | Achievable Technical Potential | 0 | 0 | 0 | 0 | 0 | 0 | 0 | 0 | 0 | 0 | 0 | 0 | 0 | 0 | 0 | 0 | 0 | 0 | 0 | 0 | 0 | 0 | 0 | 0 | 0 | 0 | 0
F7_Commercial_OR - Miscellaneous_New_Food Preparation_Natural Gas_Oven_A_Achievable Technical Potential | F7 | Commercial | OR - Miscellaneous | New | Food Preparation | Natural Gas | Oven | A | Cumulative Energy Savings (MWh or mTherms) | Achievable Technical Potential | 0 | 0 | 0 | 0 | 0 | 0 | 0 | 0 | 0 | 0 | 0 | 0 | 0 | 0 | 0 | 0 | 0 | 0 | 0 | 0 | 0 | 0 | 0 | 0 | 0 | 0 | 0
F8_Commercial_OR - Miscellaneous_New_Food Preparation_Natural Gas_Oven_A_Achievable Technical Potential | F8 | Commercial | OR - Miscellaneous | New | Food Preparation | Natural Gas | Oven | A | Cumulative Summer Peak Savings (MW) | Achievable Technical Potential | 0 | 0 | 0 | 0 | 0 | 0 | 0 | 0 | 0 | 0 | 0 | 0 | 0 | 0 | 0 | 0 | 0 | 0 | 0 | 0 | 0 | 0 | 0 | 0 | 0 | 0 | 0
F9_Commercial_OR - Miscellaneous_New_Food Preparation_Natural Gas_Oven_A_Achievable Technical Potential | F9 | Commercial | OR - Miscellaneous | New | Food Preparation | Natural Gas | Oven | A | Cumulative Winter Peak Savings (MW) | Achievable Technical Potential | 0 | 0 | 0 | 0 | 0 | 0 | 0 | 0 | 0 | 0 | 0 | 0 | 0 | 0 | 0 | 0 | 0 | 0 | 0 | 0 | 0 | 0 | 0 | 0 | 0 | 0 | 0
F10_Commercial_OR - Miscellaneous_New_Food Preparation_Natural Gas_Oven_A_Achievable Technical Potential | F10 | Commercial | OR - Miscellaneous | New | Food Preparation | Natural Gas | Oven | A | Purchases (Incremental) | Achievable Technical Potential | 0 | 0 | 0 | 0 | 0 | 0 | 0 | 0 | 0 | 0 | 0 | 0 | 0 | 0 | 0 | 0 | 0 | 0 | 0 | 0 | 0 | 0 | 0 | 0 | 0 | 0 | 0
F11_Commercial_OR - Miscellaneous_New_Food Preparation_Natural Gas_Oven_A_Achievable Technical Potential | F11 | Commercial | OR - Miscellaneous | New | Food Preparation | Natural Gas | Oven | A | Purchases (Cumulative) | Achievable Technical Potential | 0 | 0 | 0 | 0 | 0 | 0 | 0 | 0 | 0 | 0 | 0 | 0 | 0 | 0 | 0 | 0 | 0 | 0 | 0 | 0 | 0 | 0 | 0 | 0 | 0 | 0 | 0
F1_Commercial_OR - Miscellaneous_New_Food Preparation_Natural Gas_Conveyor Oven_A_Achievable Technical Potential | F1 | Commercial | OR - Miscellaneous | New | Food Preparation | Natural Gas | Conveyor Oven | A | Integrated Unit Energy Savings (kWh or therms) | Achievable Technical Potential | 0 | 0 | 0 | 0 | 0 | 0 | 0 | 0 | 0 | 0 | 0 | 0 | 0 | 0 | 0 | 0 | 0 | 0 | 0 | 0 | 0 | 0 | 0 | 0 | 0 | 0 | 0
F2_Commercial_OR - Miscellaneous_New_Food Preparation_Natural Gas_Conveyor Oven_A_Achievable Technical Potential | F2 | Commercial | OR - Miscellaneous | New | Food Preparation | Natural Gas | Conveyor Oven | A | Integrated Unit Summer Peak Savings (kW) | Achievable Technical Potential | 0 | 0 | 0 | 0 | 0 | 0 | 0 | 0 | 0 | 0 | 0 | 0 | 0 | 0 | 0 | 0 | 0 | 0 | 0 | 0 | 0 | 0 | 0 | 0 | 0 | 0 | 0
F3_Commercial_OR - Miscellaneous_New_Food Preparation_Natural Gas_Conveyor Oven_A_Achievable Technical Potential | F3 | Commercial | OR - Miscellaneous | New | Food Preparation | Natural Gas | Conveyor Oven | A | Integrated Unit Winter Peak Savings (kW) | Achievable Technical Potential | 0 | 0 | 0 | 0 | 0 | 0 | 0 | 0 | 0 | 0 | 0 | 0 | 0 | 0 | 0 | 0 | 0 | 0 | 0 | 0 | 0 | 0 | 0 | 0 | 0 | 0 | 0
F4_Commercial_OR - Miscellaneous_New_Food Preparation_Natural Gas_Conveyor Oven_A_Achievable Technical Potential | F4 | Commercial | OR - Miscellaneous | New | Food Preparation | Natural Gas | Conveyor Oven | A | Incremental Energy Savings (MWh or mTherms) | Achievable Technical Potential | 0 | 0 | 0 | 0 | 0 | 0 | 0 | 0 | 0 | 0 | 0 | 0 | 0 | 0 | 0 | 0 | 0 | 0 | 0 | 0 | 0 | 0 | 0 | 0 | 0 | 0 | 0
F5_Commercial_OR - Miscellaneous_New_Food Preparation_Natural Gas_Conveyor Oven_A_Achievable Technical Potential | F5 | Commercial | OR - Miscellaneous | New | Food Preparation | Natural Gas | Conveyor Oven | A | Incremental Summer Peak Savings (MW) | Achievable Technical Potential | 0 | 0 | 0 | 0 | 0 | 0 | 0 | 0 | 0 | 0 | 0 | 0 | 0 | 0 | 0 | 0 | 0 | 0 | 0 | 0 | 0 | 0 | 0 | 0 | 0 | 0 | 0
F6_Commercial_OR - Miscellaneous_New_Food Preparation_Natural Gas_Conveyor Oven_A_Achievable Technical Potential | F6 | Commercial | OR - Miscellaneous | New | Food Preparation | Natural Gas | Conveyor Oven | A | Incremental Winter Peak Savings (MW) | Achievable Technical Potential | 0 | 0 | 0 | 0 | 0 | 0 | 0 | 0 | 0 | 0 | 0 | 0 | 0 | 0 | 0 | 0 | 0 | 0 | 0 | 0 | 0 | 0 | 0 | 0 | 0 | 0 | 0
F7_Commercial_OR - Miscellaneous_New_Food Preparation_Natural Gas_Conveyor Oven_A_Achievable Technical Potential | F7 | Commercial | OR - Miscellaneous | New | Food Preparation | Natural Gas | Conveyor Oven | A | Cumulative Energy Savings (MWh or mTherms) | Achievable Technical Potential | 0 | 0 | 0 | 0 | 0 | 0 | 0 | 0 | 0 | 0 | 0 | 0 | 0 | 0 | 0 | 0 | 0 | 0 | 0 | 0 | 0 | 0 | 0 | 0 | 0 | 0 | 0
F8_Commercial_OR - Miscellaneous_New_Food Preparation_Natural Gas_Conveyor Oven_A_Achievable Technical Potential | F8 | Commercial | OR - Miscellaneous | New | Food Preparation | Natural Gas | Conveyor Oven | A | Cumulative Summer Peak Savings (MW) | Achievable Technical Potential | 0 | 0 | 0 | 0 | 0 | 0 | 0 | 0 | 0 | 0 | 0 | 0 | 0 | 0 | 0 | 0 | 0 | 0 | 0 | 0 | 0 | 0 | 0 | 0 | 0 | 0 | 0
F9_Commercial_OR - Miscellaneous_New_Food Preparation_Natural Gas_Conveyor Oven_A_Achievable Technical Potential | F9 | Commercial | OR - Miscellaneous | New | Food Preparation | Natural Gas | Conveyor Oven | A | Cumulative Winter Peak Savings (MW) | Achievable Technical Potential | 0 | 0 | 0 | 0 | 0 | 0 | 0 | 0 | 0 | 0 | 0 | 0 | 0 | 0 | 0 | 0 | 0 | 0 | 0 | 0 | 0 | 0 | 0 | 0 | 0 | 0 | 0
F10_Commercial_OR - Miscellaneous_New_Food Preparation_Natural Gas_Conveyor Oven_A_Achievable Technical Potential | F10 | Commercial | OR - Miscellaneous | New | Food Preparation | Natural Gas | Conveyor Oven | A | Purchases (Incremental) | Achievable Technical Potential | 0 | 0 | 0 | 0 | 0 | 0 | 0 | 0 | 0 | 0 | 0 | 0 | 0 | 0 | 0 | 0 | 0 | 0 | 0 | 0 | 0 | 0 | 0 | 0 | 0 | 0 | 0
F11_Commercial_OR - Miscellaneous_New_Food Preparation_Natural Gas_Conveyor Oven_A_Achievable Technical Potential | F11 | Commercial | OR - Miscellaneous | New | Food Preparation | Natural Gas | Conveyor Oven | A | Purchases (Cumulative) | Achievable Technical Potential | 0 | 0 | 0 | 0 | 0 | 0 | 0 | 0 | 0 | 0 | 0 | 0 | 0 | 0 | 0 | 0 | 0 | 0 | 0 | 0 | 0 | 0 | 0 | 0 | 0 | 0 | 0
F1_Commercial_OR - Miscellaneous_New_Food Preparation_Natural Gas_Double Rack Oven_A_Achievable Technical Potential | F1 | Commercial | OR - Miscellaneous | New | Food Preparation | Natural Gas | Double Rack Oven | A | Integrated Unit Energy Savings (kWh or therms) | Achievable Technical Potential | 0 | 0 | 0 | 0 | 0 | 0 | 0 | 0 | 0 | 0 | 0 | 0 | 0 | 0 | 0 | 0 | 0 | 0 | 0 | 0 | 0 | 0 | 0 | 0 | 0 | 0 | 0
F2_Commercial_OR - Miscellaneous_New_Food Preparation_Natural Gas_Double Rack Oven_A_Achievable Technical Potential | F2 | Commercial | OR - Miscellaneous | New | Food Preparation | Natural Gas | Double Rack Oven | A | Integrated Unit Summer Peak Savings (kW) | Achievable Technical Potential | 0 | 0 | 0 | 0 | 0 | 0 | 0 | 0 | 0 | 0 | 0 | 0 | 0 | 0 | 0 | 0 | 0 | 0 | 0 | 0 | 0 | 0 | 0 | 0 | 0 | 0 | 0
F3_Commercial_OR - Miscellaneous_New_Food Preparation_Natural Gas_Double Rack Oven_A_Achievable Technical Potential | F3 | Commercial | OR - Miscellaneous | New | Food Preparation | Natural Gas | Double Rack Oven | A | Integrated Unit Winter Peak Savings (kW) | Achievable Technical Potential | 0 | 0 | 0 | 0 | 0 | 0 | 0 | 0 | 0 | 0 | 0 | 0 | 0 | 0 | 0 | 0 | 0 | 0 | 0 | 0 | 0 | 0 | 0 | 0 | 0 | 0 | 0
F4_Commercial_OR - Miscellaneous_New_Food Preparation_Natural Gas_Double Rack Oven_A_Achievable Technical Potential | F4 | Commercial | OR - Miscellaneous | New | Food Preparation | Natural Gas | Double Rack Oven | A | Incremental Energy Savings (MWh or mTherms) | Achievable Technical Potential | 0 | 0 | 0 | 0 | 0 | 0 | 0 | 0 | 0 | 0 | 0 | 0 | 0 | 0 | 0 | 0 | 0 | 0 | 0 | 0 | 0 | 0 | 0 | 0 | 0 | 0 | 0
F5_Commercial_OR - Miscellaneous_New_Food Preparation_Natural Gas_Double Rack Oven_A_Achievable Technical Potential | F5 | Commercial | OR - Miscellaneous | New | Food Preparation | Natural Gas | Double Rack Oven | A | Incremental Summer Peak Savings (MW) | Achievable Technical Potential | 0 | 0 | 0 | 0 | 0 | 0 | 0 | 0 | 0 | 0 | 0 | 0 | 0 | 0 | 0 | 0 | 0 | 0 | 0 | 0 | 0 | 0 | 0 | 0 | 0 | 0 | 0
F6_Commercial_OR - Miscellaneous_New_Food Preparation_Natural Gas_Double Rack Oven_A_Achievable Technical Potential | F6 | Commercial | OR - Miscellaneous | New | Food Preparation | Natural Gas | Double Rack Oven | A | Incremental Winter Peak Savings (MW) | Achievable Technical Potential | 0 | 0 | 0 | 0 | 0 | 0 | 0 | 0 | 0 | 0 | 0 | 0 | 0 | 0 | 0 | 0 | 0 | 0 | 0 | 0 | 0 | 0 | 0 | 0 | 0 | 0 | 0
F7_Commercial_OR - Miscellaneous_New_Food Preparation_Natural Gas_Double Rack Oven_A_Achievable Technical Potential | F7 | Commercial | OR - Miscellaneous | New | Food Preparation | Natural Gas | Double Rack Oven | A | Cumulative Energy Savings (MWh or mTherms) | Achievable Technical Potential | 0 | 0 | 0 | 0 | 0 | 0 | 0 | 0 | 0 | 0 | 0 | 0 | 0 | 0 | 0 | 0 | 0 | 0 | 0 | 0 | 0 | 0 | 0 | 0 | 0 | 0 | 0
F8_Commercial_OR - Miscellaneous_New_Food Preparation_Natural Gas_Double Rack Oven_A_Achievable Technical Potential | F8 | Commercial | OR - Miscellaneous | New | Food Preparation | Natural Gas | Double Rack Oven | A | Cumulative Summer Peak Savings (MW) | Achievable Technical Potential | 0 | 0 | 0 | 0 | 0 | 0 | 0 | 0 | 0 | 0 | 0 | 0 | 0 | 0 | 0 | 0 | 0 | 0 | 0 | 0 | 0 | 0 | 0 | 0 | 0 | 0 | 0
F9_Commercial_OR - Miscellaneous_New_Food Preparation_Natural Gas_Double Rack Oven_A_Achievable Technical Potential | F9 | Commercial | OR - Miscellaneous | New | Food Preparation | Natural Gas | Double Rack Oven | A | Cumulative Winter Peak Savings (MW) | Achievable Technical Potential | 0 | 0 | 0 | 0 | 0 | 0 | 0 | 0 | 0 | 0 | 0 | 0 | 0 | 0 | 0 | 0 | 0 | 0 | 0 | 0 | 0 | 0 | 0 | 0 | 0 | 0 | 0
F10_Commercial_OR - Miscellaneous_New_Food Preparation_Natural Gas_Double Rack Oven_A_Achievable Technical Potential | F10 | Commercial | OR - Miscellaneous | New | Food Preparation | Natural Gas | Double Rack Oven | A | Purchases (Incremental) | Achievable Technical Potential | 0 | 0 | 0 | 0 | 0 | 0 | 0 | 0 | 0 | 0 | 0 | 0 | 0 | 0 | 0 | 0 | 0 | 0 | 0 | 0 | 0 | 0 | 0 | 0 | 0 | 0 | 0
F11_Commercial_OR - Miscellaneous_New_Food Preparation_Natural Gas_Double Rack Oven_A_Achievable Technical Potential | F11 | Commercial | OR - Miscellaneous | New | Food Preparation | Natural Gas | Double Rack Oven | A | Purchases (Cumulative) | Achievable Technical Potential | 0 | 0 | 0 | 0 | 0 | 0 | 0 | 0 | 0 | 0 | 0 | 0 | 0 | 0 | 0 | 0 | 0 | 0 | 0 | 0 | 0 | 0 | 0 | 0 | 0 | 0 | 0
F1_Commercial_OR - Miscellaneous_New_Food Preparation_Natural Gas_Fryer_A_Achievable Technical Potential | F1 | Commercial | OR - Miscellaneous | New | Food Preparation | Natural Gas | Fryer | A | Integrated Unit Energy Savings (kWh or therms) | Achievable Technical Potential | 0 | 0 | 0 | 0 | 0 | 0 | 0 | 0 | 0 | 0 | 0 | 0 | 0 | 0 | 0 | 0 | 0 | 0 | 0 | 0 | 0 | 0 | 0 | 0 | 0 | 0 | 0
F2_Commercial_OR - Miscellaneous_New_Food Preparation_Natural Gas_Fryer_A_Achievable Technical Potential | F2 | Commercial | OR - Miscellaneous | New | Food Preparation | Natural Gas | Fryer | A | Integrated Unit Summer Peak Savings (kW) | Achievable Technical Potential | 0 | 0 | 0 | 0 | 0 | 0 | 0 | 0 | 0 | 0 | 0 | 0 | 0 | 0 | 0 | 0 | 0 | 0 | 0 | 0 | 0 | 0 | 0 | 0 | 0 | 0 | 0
F3_Commercial_OR - Miscellaneous_New_Food Preparation_Natural Gas_Fryer_A_Achievable Technical Potential | F3 | Commercial | OR - Miscellaneous | New | Food Preparation | Natural Gas | Fryer | A | Integrated Unit Winter Peak Savings (kW) | Achievable Technical Potential | 0 | 0 | 0 | 0 | 0 | 0 | 0 | 0 | 0 | 0 | 0 | 0 | 0 | 0 | 0 | 0 | 0 | 0 | 0 | 0 | 0 | 0 | 0 | 0 | 0 | 0 | 0
F4_Commercial_OR - Miscellaneous_New_Food Preparation_Natural Gas_Fryer_A_Achievable Technical Potential | F4 | Commercial | OR - Miscellaneous | New | Food Preparation | Natural Gas | Fryer | A | Incremental Energy Savings (MWh or mTherms) | Achievable Technical Potential | 0 | 0 | 0 | 0 | 0 | 0 | 0 | 0 | 0 | 0 | 0 | 0 | 0 | 0 | 0 | 0 | 0 | 0 | 0 | 0 | 0 | 0 | 0 | 0 | 0 | 0 | 0
F5_Commercial_OR - Miscellaneous_New_Food Preparation_Natural Gas_Fryer_A_Achievable Technical Potential | F5 | Commercial | OR - Miscellaneous | New | Food Preparation | Natural Gas | Fryer | A | Incremental Summer Peak Savings (MW) | Achievable Technical Potential | 0 | 0 | 0 | 0 | 0 | 0 | 0 | 0 | 0 | 0 | 0 | 0 | 0 | 0 | 0 | 0 | 0 | 0 | 0 | 0 | 0 | 0 | 0 | 0 | 0 | 0 | 0
F6_Commercial_OR - Miscellaneous_New_Food Preparation_Natural Gas_Fryer_A_Achievable Technical Potential | F6 | Commercial | OR - Miscellaneous | New | Food Preparation | Natural Gas | Fryer | A | Incremental Winter Peak Savings (MW) | Achievable Technical Potential | 0 | 0 | 0 | 0 | 0 | 0 | 0 | 0 | 0 | 0 | 0 | 0 | 0 | 0 | 0 | 0 | 0 | 0 | 0 | 0 | 0 | 0 | 0 | 0 | 0 | 0 | 0
F7_Commercial_OR - Miscellaneous_New_Food Preparation_Natural Gas_Fryer_A_Achievable Technical Potential | F7 | Commercial | OR - Miscellaneous | New | Food Preparation | Natural Gas | Fryer | A | Cumulative Energy Savings (MWh or mTherms) | Achievable Technical Potential | 0 | 0 | 0 | 0 | 0 | 0 | 0 | 0 | 0 | 0 | 0 | 0 | 0 | 0 | 0 | 0 | 0 | 0 | 0 | 0 | 0 | 0 | 0 | 0 | 0 | 0 | 0
F8_Commercial_OR - Miscellaneous_New_Food Preparation_Natural Gas_Fryer_A_Achievable Technical Potential | F8 | Commercial | OR - Miscellaneous | New | Food Preparation | Natural Gas | Fryer | A | Cumulative Summer Peak Savings (MW) | Achievable Technical Potential | 0 | 0 | 0 | 0 | 0 | 0 | 0 | 0 | 0 | 0 | 0 | 0 | 0 | 0 | 0 | 0 | 0 | 0 | 0 | 0 | 0 | 0 | 0 | 0 | 0 | 0 | 0
F9_Commercial_OR - Miscellaneous_New_Food Preparation_Natural Gas_Fryer_A_Achievable Technical Potential | F9 | Commercial | OR - Miscellaneous | New | Food Preparation | Natural Gas | Fryer | A | Cumulative Winter Peak Savings (MW) | Achievable Technical Potential | 0 | 0 | 0 | 0 | 0 | 0 | 0 | 0 | 0 | 0 | 0 | 0 | 0 | 0 | 0 | 0 | 0 | 0 | 0 | 0 | 0 | 0 | 0 | 0 | 0 | 0 | 0
F10_Commercial_OR - Miscellaneous_New_Food Preparation_Natural Gas_Fryer_A_Achievable Technical Potential | F10 | Commercial | OR - Miscellaneous | New | Food Preparation | Natural Gas | Fryer | A | Purchases (Incremental) | Achievable Technical Potential | 0 | 0 | 0 | 0 | 0 | 0 | 0 | 0 | 0 | 0 | 0 | 0 | 0 | 0 | 0 | 0 | 0 | 0 | 0 | 0 | 0 | 0 | 0 | 0 | 0 | 0 | 0
F11_Commercial_OR - Miscellaneous_New_Food Preparation_Natural Gas_Fryer_A_Achievable Technical Potential | F11 | Commercial | OR - Miscellaneous | New | Food Preparation | Natural Gas | Fryer | A | Purchases (Cumulative) | Achievable Technical Potential | 0 | 0 | 0 | 0 | 0 | 0 | 0 | 0 | 0 | 0 | 0 | 0 | 0 | 0 | 0 | 0 | 0 | 0 | 0 | 0 | 0 | 0 | 0 | 0 | 0 | 0 | 0
F1_Commercial_OR - Miscellaneous_New_Food Preparation_Natural Gas_Broiler_A_Achievable Technical Potential | F1 | Commercial | OR - Miscellaneous | New | Food Preparation | Natural Gas | Broiler | A | Integrated Unit Energy Savings (kWh or therms) | Achievable Technical Potential | 0 | 0 | 0 | 0 | 0 | 0 | 0 | 0 | 0 | 0 | 0 | 0 | 0 | 0 | 0 | 0 | 0 | 0 | 0 | 0 | 0 | 0 | 0 | 0 | 0 | 0 | 0
F2_Commercial_OR - Miscellaneous_New_Food Preparation_Natural Gas_Broiler_A_Achievable Technical Potential | F2 | Commercial | OR - Miscellaneous | New | Food Preparation | Natural Gas | Broiler | A | Integrated Unit Summer Peak Savings (kW) | Achievable Technical Potential | 0 | 0 | 0 | 0 | 0 | 0 | 0 | 0 | 0 | 0 | 0 | 0 | 0 | 0 | 0 | 0 | 0 | 0 | 0 | 0 | 0 | 0 | 0 | 0 | 0 | 0 | 0
F3_Commercial_OR - Miscellaneous_New_Food Preparation_Natural Gas_Broiler_A_Achievable Technical Potential | F3 | Commercial | OR - Miscellaneous | New | Food Preparation | Natural Gas | Broiler | A | Integrated Unit Winter Peak Savings (kW) | Achievable Technical Potential | 0 | 0 | 0 | 0 | 0 | 0 | 0 | 0 | 0 | 0 | 0 | 0 | 0 | 0 | 0 | 0 | 0 | 0 | 0 | 0 | 0 | 0 | 0 | 0 | 0 | 0 | 0
F4_Commercial_OR - Miscellaneous_New_Food Preparation_Natural Gas_Broiler_A_Achievable Technical Potential | F4 | Commercial | OR - Miscellaneous | New | Food Preparation | Natural Gas | Broiler | A | Incremental Energy Savings (MWh or mTherms) | Achievable Technical Potential | 0 | 0 | 0 | 0 | 0 | 0 | 0 | 0 | 0 | 0 | 0 | 0 | 0 | 0 | 0 | 0 | 0 | 0 | 0 | 0 | 0 | 0 | 0 | 0 | 0 | 0 | 0
F5_Commercial_OR - Miscellaneous_New_Food Preparation_Natural Gas_Broiler_A_Achievable Technical Potential | F5 | Commercial | OR - Miscellaneous | New | Food Preparation | Natural Gas | Broiler | A | Incremental Summer Peak Savings (MW) | Achievable Technical Potential | 0 | 0 | 0 | 0 | 0 | 0 | 0 | 0 | 0 | 0 | 0 | 0 | 0 | 0 | 0 | 0 | 0 | 0 | 0 | 0 | 0 | 0 | 0 | 0 | 0 | 0 | 0
F6_Commercial_OR - Miscellaneous_New_Food Preparation_Natural Gas_Broiler_A_Achievable Technical Potential | F6 | Commercial | OR - Miscellaneous | New | Food Preparation | Natural Gas | Broiler | A | Incremental Winter Peak Savings (MW) | Achievable Technical Potential | 0 | 0 | 0 | 0 | 0 | 0 | 0 | 0 | 0 | 0 | 0 | 0 | 0 | 0 | 0 | 0 | 0 | 0 | 0 | 0 | 0 | 0 | 0 | 0 | 0 | 0 | 0
F7_Commercial_OR - Miscellaneous_New_Food Preparation_Natural Gas_Broiler_A_Achievable Technical Potential | F7 | Commercial | OR - Miscellaneous | New | Food Preparation | Natural Gas | Broiler | A | Cumulative Energy Savings (MWh or mTherms) | Achievable Technical Potential | 0 | 0 | 0 | 0 | 0 | 0 | 0 | 0 | 0 | 0 | 0 | 0 | 0 | 0 | 0 | 0 | 0 | 0 | 0 | 0 | 0 | 0 | 0 | 0 | 0 | 0 | 0
F8_Commercial_OR - Miscellaneous_New_Food Preparation_Natural Gas_Broiler_A_Achievable Technical Potential | F8 | Commercial | OR - Miscellaneous | New | Food Preparation | Natural Gas | Broiler | A | Cumulative Summer Peak Savings (MW) | Achievable Technical Potential | 0 | 0 | 0 | 0 | 0 | 0 | 0 | 0 | 0 | 0 | 0 | 0 | 0 | 0 | 0 | 0 | 0 | 0 | 0 | 0 | 0 | 0 | 0 | 0 | 0 | 0 | 0
F9_Commercial_OR - Miscellaneous_New_Food Preparation_Natural Gas_Broiler_A_Achievable Technical Potential | F9 | Commercial | OR - Miscellaneous | New | Food Preparation | Natural Gas | Broiler | A | Cumulative Winter Peak Savings (MW) | Achievable Technical Potential | 0 | 0 | 0 | 0 | 0 | 0 | 0 | 0 | 0 | 0 | 0 | 0 | 0 | 0 | 0 | 0 | 0 | 0 | 0 | 0 | 0 | 0 | 0 | 0 | 0 | 0 | 0
F10_Commercial_OR - Miscellaneous_New_Food Preparation_Natural Gas_Broiler_A_Achievable Technical Potential | F10 | Commercial | OR - Miscellaneous | New | Food Preparation | Natural Gas | Broiler | A | Purchases (Incremental) | Achievable Technical Potential | 0 | 0 | 0 | 0 | 0 | 0 | 0 | 0 | 0 | 0 | 0 | 0 | 0 | 0 | 0 | 0 | 0 | 0 | 0 | 0 | 0 | 0 | 0 | 0 | 0 | 0 | 0
F11_Commercial_OR - Miscellaneous_New_Food Preparation_Natural Gas_Broiler_A_Achievable Technical Potential | F11 | Commercial | OR - Miscellaneous | New | Food Preparation | Natural Gas | Broiler | A | Purchases (Cumulative) | Achievable Technical Potential | 0 | 0 | 0 | 0 | 0 | 0 | 0 | 0 | 0 | 0 | 0 | 0 | 0 | 0 | 0 | 0 | 0 | 0 | 0 | 0 | 0 | 0 | 0 | 0 | 0 | 0 | 0
F1_Commercial_OR - Miscellaneous_New_Food Preparation_Natural Gas_Griddle_A_Achievable Technical Potential | F1 | Commercial | OR - Miscellaneous | New | Food Preparation | Natural Gas | Griddle | A | Integrated Unit Energy Savings (kWh or therms) | Achievable Technical Potential | 0 | 0 | 0 | 0 | 0 | 0 | 0 | 0 | 0 | 0 | 0 | 0 | 0 | 0 | 0 | 0 | 0 | 0 | 0 | 0 | 0 | 0 | 0 | 0 | 0 | 0 | 0
F2_Commercial_OR - Miscellaneous_New_Food Preparation_Natural Gas_Griddle_A_Achievable Technical Potential | F2 | Commercial | OR - Miscellaneous | New | Food Preparation | Natural Gas | Griddle | A | Integrated Unit Summer Peak Savings (kW) | Achievable Technical Potential | 0 | 0 | 0 | 0 | 0 | 0 | 0 | 0 | 0 | 0 | 0 | 0 | 0 | 0 | 0 | 0 | 0 | 0 | 0 | 0 | 0 | 0 | 0 | 0 | 0 | 0 | 0
F3_Commercial_OR - Miscellaneous_New_Food Preparation_Natural Gas_Griddle_A_Achievable Technical Potential | F3 | Commercial | OR - Miscellaneous | New | Food Preparation | Natural Gas | Griddle | A | Integrated Unit Winter Peak Savings (kW) | Achievable Technical Potential | 0 | 0 | 0 | 0 | 0 | 0 | 0 | 0 | 0 | 0 | 0 | 0 | 0 | 0 | 0 | 0 | 0 | 0 | 0 | 0 | 0 | 0 | 0 | 0 | 0 | 0 | 0
F4_Commercial_OR - Miscellaneous_New_Food Preparation_Natural Gas_Griddle_A_Achievable Technical Potential | F4 | Commercial | OR - Miscellaneous | New | Food Preparation | Natural Gas | Griddle | A | Incremental Energy Savings (MWh or mTherms) | Achievable Technical Potential | 0 | 0 | 0 | 0 | 0 | 0 | 0 | 0 | 0 | 0 | 0 | 0 | 0 | 0 | 0 | 0 | 0 | 0 | 0 | 0 | 0 | 0 | 0 | 0 | 0 | 0 | 0
F5_Commercial_OR - Miscellaneous_New_Food Preparation_Natural Gas_Griddle_A_Achievable Technical Potential | F5 | Commercial | OR - Miscellaneous | New | Food Preparation | Natural Gas | Griddle | A | Incremental Summer Peak Savings (MW) | Achievable Technical Potential | 0 | 0 | 0 | 0 | 0 | 0 | 0 | 0 | 0 | 0 | 0 | 0 | 0 | 0 | 0 | 0 | 0 | 0 | 0 | 0 | 0 | 0 | 0 | 0 | 0 | 0 | 0
F6_Commercial_OR - Miscellaneous_New_Food Preparation_Natural Gas_Griddle_A_Achievable Technical Potential | F6 | Commercial | OR - Miscellaneous | New | Food Preparation | Natural Gas | Griddle | A | Incremental Winter Peak Savings (MW) | Achievable Technical Potential | 0 | 0 | 0 | 0 | 0 | 0 | 0 | 0 | 0 | 0 | 0 | 0 | 0 | 0 | 0 | 0 | 0 | 0 | 0 | 0 | 0 | 0 | 0 | 0 | 0 | 0 | 0
F7_Commercial_OR - Miscellaneous_New_Food Preparation_Natural Gas_Griddle_A_Achievable Technical Potential | F7 | Commercial | OR - Miscellaneous | New | Food Preparation | Natural Gas | Griddle | A | Cumulative Energy Savings (MWh or mTherms) | Achievable Technical Potential | 0 | 0 | 0 | 0 | 0 | 0 | 0 | 0 | 0 | 0 | 0 | 0 | 0 | 0 | 0 | 0 | 0 | 0 | 0 | 0 | 0 | 0 | 0 | 0 | 0 | 0 | 0
F8_Commercial_OR - Miscellaneous_New_Food Preparation_Natural Gas_Griddle_A_Achievable Technical Potential | F8 | Commercial | OR - Miscellaneous | New | Food Preparation | Natural Gas | Griddle | A | Cumulative Summer Peak Savings (MW) | Achievable Technical Potential | 0 | 0 | 0 | 0 | 0 | 0 | 0 | 0 | 0 | 0 | 0 | 0 | 0 | 0 | 0 | 0 | 0 | 0 | 0 | 0 | 0 | 0 | 0 | 0 | 0 | 0 | 0
F9_Commercial_OR - Miscellaneous_New_Food Preparation_Natural Gas_Griddle_A_Achievable Technical Potential | F9 | Commercial | OR - Miscellaneous | New | Food Preparation | Natural Gas | Griddle | A | Cumulative Winter Peak Savings (MW) | Achievable Technical Potential | 0 | 0 | 0 | 0 | 0 | 0 | 0 | 0 | 0 | 0 | 0 | 0 | 0 | 0 | 0 | 0 | 0 | 0 | 0 | 0 | 0 | 0 | 0 | 0 | 0 | 0 | 0
F10_Commercial_OR - Miscellaneous_New_Food Preparation_Natural Gas_Griddle_A_Achievable Technical Potential | F10 | Commercial | OR - Miscellaneous | New | Food Preparation | Natural Gas | Griddle | A | Purchases (Incremental) | Achievable Technical Potential | 0 | 0 | 0 | 0 | 0 | 0 | 0 | 0 | 0 | 0 | 0 | 0 | 0 | 0 | 0 | 0 | 0 | 0 | 0 | 0 | 0 | 0 | 0 | 0 | 0 | 0 | 0
F11_Commercial_OR - Miscellaneous_New_Food Preparation_Natural Gas_Griddle_A_Achievable Technical Potential | F11 | Commercial | OR - Miscellaneous | New | Food Preparation | Natural Gas | Griddle | A | Purchases (Cumulative) | Achievable Technical Potential | 0 | 0 | 0 | 0 | 0 | 0 | 0 | 0 | 0 | 0 | 0 | 0 | 0 | 0 | 0 | 0 | 0 | 0 | 0 | 0 | 0 | 0 | 0 | 0 | 0 | 0 | 0
F1_Commercial_OR - Miscellaneous_New_Food Preparation_Natural Gas_Range_A_Achievable Technical Potential | F1 | Commercial | OR - Miscellaneous | New | Food Preparation | Natural Gas | Range | A | Integrated Unit Energy Savings (kWh or therms) | Achievable Technical Potential | 0 | 0 | 0 | 0 | 0 | 0 | 0 | 0 | 0 | 0 | 0 | 0 | 0 | 0 | 0 | 0 | 0 | 0 | 0 | 0 | 0 | 0 | 0 | 0 | 0 | 0 | 0
F2_Commercial_OR - Miscellaneous_New_Food Preparation_Natural Gas_Range_A_Achievable Technical Potential | F2 | Commercial | OR - Miscellaneous | New | Food Preparation | Natural Gas | Range | A | Integrated Unit Summer Peak Savings (kW) | Achievable Technical Potential | 0 | 0 | 0 | 0 | 0 | 0 | 0 | 0 | 0 | 0 | 0 | 0 | 0 | 0 | 0 | 0 | 0 | 0 | 0 | 0 | 0 | 0 | 0 | 0 | 0 | 0 | 0
F3_Commercial_OR - Miscellaneous_New_Food Preparation_Natural Gas_Range_A_Achievable Technical Potential | F3 | Commercial | OR - Miscellaneous | New | Food Preparation | Natural Gas | Range | A | Integrated Unit Winter Peak Savings (kW) | Achievable Technical Potential | 0 | 0 | 0 | 0 | 0 | 0 | 0 | 0 | 0 | 0 | 0 | 0 | 0 | 0 | 0 | 0 | 0 | 0 | 0 | 0 | 0 | 0 | 0 | 0 | 0 | 0 | 0
F4_Commercial_OR - Miscellaneous_New_Food Preparation_Natural Gas_Range_A_Achievable Technical Potential | F4 | Commercial | OR - Miscellaneous | New | Food Preparation | Natural Gas | Range | A | Incremental Energy Savings (MWh or mTherms) | Achievable Technical Potential | 0 | 0 | 0 | 0 | 0 | 0 | 0 | 0 | 0 | 0 | 0 | 0 | 0 | 0 | 0 | 0 | 0 | 0 | 0 | 0 | 0 | 0 | 0 | 0 | 0 | 0 | 0
F5_Commercial_OR - Miscellaneous_New_Food Preparation_Natural Gas_Range_A_Achievable Technical Potential | F5 | Commercial | OR - Miscellaneous | New | Food Preparation | Natural Gas | Range | A | Incremental Summer Peak Savings (MW) | Achievable Technical Potential | 0 | 0 | 0 | 0 | 0 | 0 | 0 | 0 | 0 | 0 | 0 | 0 | 0 | 0 | 0 | 0 | 0 | 0 | 0 | 0 | 0 | 0 | 0 | 0 | 0 | 0 | 0
F6_Commercial_OR - Miscellaneous_New_Food Preparation_Natural Gas_Range_A_Achievable Technical Potential | F6 | Commercial | OR - Miscellaneous | New | Food Preparation | Natural Gas | Range | A | Incremental Winter Peak Savings (MW) | Achievable Technical Potential | 0 | 0 | 0 | 0 | 0 | 0 | 0 | 0 | 0 | 0 | 0 | 0 | 0 | 0 | 0 | 0 | 0 | 0 | 0 | 0 | 0 | 0 | 0 | 0 | 0 | 0 | 0
F7_Commercial_OR - Miscellaneous_New_Food Preparation_Natural Gas_Range_A_Achievable Technical Potential | F7 | Commercial | OR - Miscellaneous | New | Food Preparation | Natural Gas | Range | A | Cumulative Energy Savings (MWh or mTherms) | Achievable Technical Potential | 0 | 0 | 0 | 0 | 0 | 0 | 0 | 0 | 0 | 0 | 0 | 0 | 0 | 0 | 0 | 0 | 0 | 0 | 0 | 0 | 0 | 0 | 0 | 0 | 0 | 0 | 0
F8_Commercial_OR - Miscellaneous_New_Food Preparation_Natural Gas_Range_A_Achievable Technical Potential | F8 | Commercial | OR - Miscellaneous | New | Food Preparation | Natural Gas | Range | A | Cumulative Summer Peak Savings (MW) | Achievable Technical Potential | 0 | 0 | 0 | 0 | 0 | 0 | 0 | 0 | 0 | 0 | 0 | 0 | 0 | 0 | 0 | 0 | 0 | 0 | 0 | 0 | 0 | 0 | 0 | 0 | 0 | 0 | 0
F9_Commercial_OR - Miscellaneous_New_Food Preparation_Natural Gas_Range_A_Achievable Technical Potential | F9 | Commercial | OR - Miscellaneous | New | Food Preparation | Natural Gas | Range | A | Cumulative Winter Peak Savings (MW) | Achievable Technical Potential | 0 | 0 | 0 | 0 | 0 | 0 | 0 | 0 | 0 | 0 | 0 | 0 | 0 | 0 | 0 | 0 | 0 | 0 | 0 | 0 | 0 | 0 | 0 | 0 | 0 | 0 | 0
F10_Commercial_OR - Miscellaneous_New_Food Preparation_Natural Gas_Range_A_Achievable Technical Potential | F10 | Commercial | OR - Miscellaneous | New | Food Preparation | Natural Gas | Range | A | Purchases (Incremental) | Achievable Technical Potential | 0 | 0 | 0 | 0 | 0 | 0 | 0 | 0 | 0 | 0 | 0 | 0 | 0 | 0 | 0 | 0 | 0 | 0 | 0 | 0 | 0 | 0 | 0 | 0 | 0 | 0 | 0
F11_Commercial_OR - Miscellaneous_New_Food Preparation_Natural Gas_Range_A_Achievable Technical Potential | F11 | Commercial | OR - Miscellaneous | New | Food Preparation | Natural Gas | Range | A | Purchases (Cumulative) | Achievable Technical Potential | 0 | 0 | 0 | 0 | 0 | 0 | 0 | 0 | 0 | 0 | 0 | 0 | 0 | 0 | 0 | 0 | 0 | 0 | 0 | 0 | 0 | 0 | 0 | 0 | 0 | 0 | 0
F1_Commercial_OR - Miscellaneous_New_Food Preparation_Natural Gas_Steamer_A_Achievable Technical Potential | F1 | Commercial | OR - Miscellaneous | New | Food Preparation | Natural Gas | Steamer | A | Integrated Unit Energy Savings (kWh or therms) | Achievable Technical Potential | 0 | 0 | 0 | 0 | 0 | 0 | 0 | 0 | 0 | 0 | 0 | 0 | 0 | 0 | 0 | 0 | 0 | 0 | 0 | 0 | 0 | 0 | 0 | 0 | 0 | 0 | 0
F2_Commercial_OR - Miscellaneous_New_Food Preparation_Natural Gas_Steamer_A_Achievable Technical Potential | F2 | Commercial | OR - Miscellaneous | New | Food Preparation | Natural Gas | Steamer | A | Integrated Unit Summer Peak Savings (kW) | Achievable Technical Potential | 0 | 0 | 0 | 0 | 0 | 0 | 0 | 0 | 0 | 0 | 0 | 0 | 0 | 0 | 0 | 0 | 0 | 0 | 0 | 0 | 0 | 0 | 0 | 0 | 0 | 0 | 0
F3_Commercial_OR - Miscellaneous_New_Food Preparation_Natural Gas_Steamer_A_Achievable Technical Potential | F3 | Commercial | OR - Miscellaneous | New | Food Preparation | Natural Gas | Steamer | A | Integrated Unit Winter Peak Savings (kW) | Achievable Technical Potential | 0 | 0 | 0 | 0 | 0 | 0 | 0 | 0 | 0 | 0 | 0 | 0 | 0 | 0 | 0 | 0 | 0 | 0 | 0 | 0 | 0 | 0 | 0 | 0 | 0 | 0 | 0
F4_Commercial_OR - Miscellaneous_New_Food Preparation_Natural Gas_Steamer_A_Achievable Technical Potential | F4 | Commercial | OR - Miscellaneous | New | Food Preparation | Natural Gas | Steamer | A | Incremental Energy Savings (MWh or mTherms) | Achievable Technical Potential | 0 | 0 | 0 | 0 | 0 | 0 | 0 | 0 | 0 | 0 | 0 | 0 | 0 | 0 | 0 | 0 | 0 | 0 | 0 | 0 | 0 | 0 | 0 | 0 | 0 | 0 | 0
F5_Commercial_OR - Miscellaneous_New_Food Preparation_Natural Gas_Steamer_A_Achievable Technical Potential | F5 | Commercial | OR - Miscellaneous | New | Food Preparation | Natural Gas | Steamer | A | Incremental Summer Peak Savings (MW) | Achievable Technical Potential | 0 | 0 | 0 | 0 | 0 | 0 | 0 | 0 | 0 | 0 | 0 | 0 | 0 | 0 | 0 | 0 | 0 | 0 | 0 | 0 | 0 | 0 | 0 | 0 | 0 | 0 | 0
F6_Commercial_OR - Miscellaneous_New_Food Preparation_Natural Gas_Steamer_A_Achievable Technical Potential | F6 | Commercial | OR - Miscellaneous | New | Food Preparation | Natural Gas | Steamer | A | Incremental Winter Peak Savings (MW) | Achievable Technical Potential | 0 | 0 | 0 | 0 | 0 | 0 | 0 | 0 | 0 | 0 | 0 | 0 | 0 | 0 | 0 | 0 | 0 | 0 | 0 | 0 | 0 | 0 | 0 | 0 | 0 | 0 | 0
F7_Commercial_OR - Miscellaneous_New_Food Preparation_Natural Gas_Steamer_A_Achievable Technical Potential | F7 | Commercial | OR - Miscellaneous | New | Food Preparation | Natural Gas | Steamer | A | Cumulative Energy Savings (MWh or mTherms) | Achievable Technical Potential | 0 | 0 | 0 | 0 | 0 | 0 | 0 | 0 | 0 | 0 | 0 | 0 | 0 | 0 | 0 | 0 | 0 | 0 | 0 | 0 | 0 | 0 | 0 | 0 | 0 | 0 | 0
F8_Commercial_OR - Miscellaneous_New_Food Preparation_Natural Gas_Steamer_A_Achievable Technical Potential | F8 | Commercial | OR - Miscellaneous | New | Food Preparation | Natural Gas | Steamer | A | Cumulative Summer Peak Savings (MW) | Achievable Technical Potential | 0 | 0 | 0 | 0 | 0 | 0 | 0 | 0 | 0 | 0 | 0 | 0 | 0 | 0 | 0 | 0 | 0 | 0 | 0 | 0 | 0 | 0 | 0 | 0 | 0 | 0 | 0
F9_Commercial_OR - Miscellaneous_New_Food Preparation_Natural Gas_Steamer_A_Achievable Technical Potential | F9 | Commercial | OR - Miscellaneous | New | Food Preparation | Natural Gas | Steamer | A | Cumulative Winter Peak Savings (MW) | Achievable Technical Potential | 0 | 0 | 0 | 0 | 0 | 0 | 0 | 0 | 0 | 0 | 0 | 0 | 0 | 0 | 0 | 0 | 0 | 0 | 0 | 0 | 0 | 0 | 0 | 0 | 0 | 0 | 0
F10_Commercial_OR - Miscellaneous_New_Food Preparation_Natural Gas_Steamer_A_Achievable Technical Potential | F10 | Commercial | OR - Miscellaneous | New | Food Preparation | Natural Gas | Steamer | A | Purchases (Incremental) | Achievable Technical Potential | 0 | 0 | 0 | 0 | 0 | 0 | 0 | 0 | 0 | 0 | 0 | 0 | 0 | 0 | 0 | 0 | 0 | 0 | 0 | 0 | 0 | 0 | 0 | 0 | 0 | 0 | 0
F11_Commercial_OR - Miscellaneous_New_Food Preparation_Natural Gas_Steamer_A_Achievable Technical Potential | F11 | Commercial | OR - Miscellaneous | New | Food Preparation | Natural Gas | Steamer | A | Purchases (Cumulative) | Achievable Technical Potential | 0 | 0 | 0 | 0 | 0 | 0 | 0 | 0 | 0 | 0 | 0 | 0 | 0 | 0 | 0 | 0 | 0 | 0 | 0 | 0 | 0 | 0 | 0 | 0 | 0 | 0 | 0
F1_Commercial_OR - Miscellaneous_New_Food Preparation_Natural Gas_Commercial Food Prep Other_A_Achievable Technical Potential | F1 | Commercial | OR - Miscellaneous | New | Food Preparation | Natural Gas | Commercial Food Prep Other | A | Integrated Unit Energy Savings (kWh or therms) | Achievable Technical Potential | 0 | 0 | 0 | 0 | 0 | 0 | 0 | 0 | 0 | 0 | 0 | 0 | 0 | 0 | 0 | 0 | 0 | 0 | 0 | 0 | 0 | 0 | 0 | 0 | 0 | 0 | 0
F2_Commercial_OR - Miscellaneous_New_Food Preparation_Natural Gas_Commercial Food Prep Other_A_Achievable Technical Potential | F2 | Commercial | OR - Miscellaneous | New | Food Preparation | Natural Gas | Commercial Food Prep Other | A | Integrated Unit Summer Peak Savings (kW) | Achievable Technical Potential | 0 | 0 | 0 | 0 | 0 | 0 | 0 | 0 | 0 | 0 | 0 | 0 | 0 | 0 | 0 | 0 | 0 | 0 | 0 | 0 | 0 | 0 | 0 | 0 | 0 | 0 | 0
F3_Commercial_OR - Miscellaneous_New_Food Preparation_Natural Gas_Commercial Food Prep Other_A_Achievable Technical Potential | F3 | Commercial | OR - Miscellaneous | New | Food Preparation | Natural Gas | Commercial Food Prep Other | A | Integrated Unit Winter Peak Savings (kW) | Achievable Technical Potential | 0 | 0 | 0 | 0 | 0 | 0 | 0 | 0 | 0 | 0 | 0 | 0 | 0 | 0 | 0 | 0 | 0 | 0 | 0 | 0 | 0 | 0 | 0 | 0 | 0 | 0 | 0
F4_Commercial_OR - Miscellaneous_New_Food Preparation_Natural Gas_Commercial Food Prep Other_A_Achievable Technical Potential | F4 | Commercial | OR - Miscellaneous | New | Food Preparation | Natural Gas | Commercial Food Prep Other | A | Incremental Energy Savings (MWh or mTherms) | Achievable Technical Potential | 0 | 0 | 0 | 0 | 0 | 0 | 0 | 0 | 0 | 0 | 0 | 0 | 0 | 0 | 0 | 0 | 0 | 0 | 0 | 0 | 0 | 0 | 0 | 0 | 0 | 0 | 0
F5_Commercial_OR - Miscellaneous_New_Food Preparation_Natural Gas_Commercial Food Prep Other_A_Achievable Technical Potential | F5 | Commercial | OR - Miscellaneous | New | Food Preparation | Natural Gas | Commercial Food Prep Other | A | Incremental Summer Peak Savings (MW) | Achievable Technical Potential | 0 | 0 | 0 | 0 | 0 | 0 | 0 | 0 | 0 | 0 | 0 | 0 | 0 | 0 | 0 | 0 | 0 | 0 | 0 | 0 | 0 | 0 | 0 | 0 | 0 | 0 | 0
F6_Commercial_OR - Miscellaneous_New_Food Preparation_Natural Gas_Commercial Food Prep Other_A_Achievable Technical Potential | F6 | Commercial | OR - Miscellaneous | New | Food Preparation | Natural Gas | Commercial Food Prep Other | A | Incremental Winter Peak Savings (MW) | Achievable Technical Potential | 0 | 0 | 0 | 0 | 0 | 0 | 0 | 0 | 0 | 0 | 0 | 0 | 0 | 0 | 0 | 0 | 0 | 0 | 0 | 0 | 0 | 0 | 0 | 0 | 0 | 0 | 0
F7_Commercial_OR - Miscellaneous_New_Food Preparation_Natural Gas_Commercial Food Prep Other_A_Achievable Technical Potential | F7 | Commercial | OR - Miscellaneous | New | Food Preparation | Natural Gas | Commercial Food Prep Other | A | Cumulative Energy Savings (MWh or mTherms) | Achievable Technical Potential | 0 | 0 | 0 | 0 | 0 | 0 | 0 | 0 | 0 | 0 | 0 | 0 | 0 | 0 | 0 | 0 | 0 | 0 | 0 | 0 | 0 | 0 | 0 | 0 | 0 | 0 | 0
F8_Commercial_OR - Miscellaneous_New_Food Preparation_Natural Gas_Commercial Food Prep Other_A_Achievable Technical Potential | F8 | Commercial | OR - Miscellaneous | New | Food Preparation | Natural Gas | Commercial Food Prep Other | A | Cumulative Summer Peak Savings (MW) | Achievable Technical Potential | 0 | 0 | 0 | 0 | 0 | 0 | 0 | 0 | 0 | 0 | 0 | 0 | 0 | 0 | 0 | 0 | 0 | 0 | 0 | 0 | 0 | 0 | 0 | 0 | 0 | 0 | 0
F9_Commercial_OR - Miscellaneous_New_Food Preparation_Natural Gas_Commercial Food Prep Other_A_Achievable Technical Potential | F9 | Commercial | OR - Miscellaneous | New | Food Preparation | Natural Gas | Commercial Food Prep Other | A | Cumulative Winter Peak Savings (MW) | Achievable Technical Potential | 0 | 0 | 0 | 0 | 0 | 0 | 0 | 0 | 0 | 0 | 0 | 0 | 0 | 0 | 0 | 0 | 0 | 0 | 0 | 0 | 0 | 0 | 0 | 0 | 0 | 0 | 0
F10_Commercial_OR - Miscellaneous_New_Food Preparation_Natural Gas_Commercial Food Prep Other_A_Achievable Technical Potential | F10 | Commercial | OR - Miscellaneous | New | Food Preparation | Natural Gas | Commercial Food Prep Other | A | Purchases (Incremental) | Achievable Technical Potential | 0 | 0 | 0 | 0 | 0 | 0 | 0 | 0 | 0 | 0 | 0 | 0 | 0 | 0 | 0 | 0 | 0 | 0 | 0 | 0 | 0 | 0 | 0 | 0 | 0 | 0 | 0
F11_Commercial_OR - Miscellaneous_New_Food Preparation_Natural Gas_Commercial Food Prep Other_A_Achievable Technical Potential | F11 | Commercial | OR - Miscellaneous | New | Food Preparation | Natural Gas | Commercial Food Prep Other | A | Purchases (Cumulative) | Achievable Technical Potential | 0 | 0 | 0 | 0 | 0 | 0 | 0 | 0 | 0 | 0 | 0 | 0 | 0 | 0 | 0 | 0 | 0 | 0 | 0 | 0 | 0 | 0 | 0 | 0 | 0 | 0 | 0
F1_Commercial_OR - Miscellaneous_New_Miscellaneous_Natural Gas_Pool Heater_A_Achievable Technical Potential | F1 | Commercial | OR - Miscellaneous | New | Miscellaneous | Natural Gas | Pool Heater | A | Integrated Unit Energy Savings (kWh or therms) | Achievable Technical Potential | 0 | 0 | 0 | 0 | 0 | 0 | 0 | 0 | 0 | 0 | 0 | 0 | 0 | 0 | 0 | 0 | 0 | 0 | 0 | 0 | 0 | 0 | 0 | 0 | 0 | 0 | 0
F2_Commercial_OR - Miscellaneous_New_Miscellaneous_Natural Gas_Pool Heater_A_Achievable Technical Potential | F2 | Commercial | OR - Miscellaneous | New | Miscellaneous | Natural Gas | Pool Heater | A | Integrated Unit Summer Peak Savings (kW) | Achievable Technical Potential | 0 | 0 | 0 | 0 | 0 | 0 | 0 | 0 | 0 | 0 | 0 | 0 | 0 | 0 | 0 | 0 | 0 | 0 | 0 | 0 | 0 | 0 | 0 | 0 | 0 | 0 | 0
F3_Commercial_OR - Miscellaneous_New_Miscellaneous_Natural Gas_Pool Heater_A_Achievable Technical Potential | F3 | Commercial | OR - Miscellaneous | New | Miscellaneous | Natural Gas | Pool Heater | A | Integrated Unit Winter Peak Savings (kW) | Achievable Technical Potential | 0 | 0 | 0 | 0 | 0 | 0 | 0 | 0 | 0 | 0 | 0 | 0 | 0 | 0 | 0 | 0 | 0 | 0 | 0 | 0 | 0 | 0 | 0 | 0 | 0 | 0 | 0
F4_Commercial_OR - Miscellaneous_New_Miscellaneous_Natural Gas_Pool Heater_A_Achievable Technical Potential | F4 | Commercial | OR - Miscellaneous | New | Miscellaneous | Natural Gas | Pool Heater | A | Incremental Energy Savings (MWh or mTherms) | Achievable Technical Potential | 0 | 0 | 0 | 0 | 0 | 0 | 0 | 0 | 0 | 0 | 0 | 0 | 0 | 0 | 0 | 0 | 0 | 0 | 0 | 0 | 0 | 0 | 0 | 0 | 0 | 0 | 0
F5_Commercial_OR - Miscellaneous_New_Miscellaneous_Natural Gas_Pool Heater_A_Achievable Technical Potential | F5 | Commercial | OR - Miscellaneous | New | Miscellaneous | Natural Gas | Pool Heater | A | Incremental Summer Peak Savings (MW) | Achievable Technical Potential | 0 | 0 | 0 | 0 | 0 | 0 | 0 | 0 | 0 | 0 | 0 | 0 | 0 | 0 | 0 | 0 | 0 | 0 | 0 | 0 | 0 | 0 | 0 | 0 | 0 | 0 | 0
F6_Commercial_OR - Miscellaneous_New_Miscellaneous_Natural Gas_Pool Heater_A_Achievable Technical Potential | F6 | Commercial | OR - Miscellaneous | New | Miscellaneous | Natural Gas | Pool Heater | A | Incremental Winter Peak Savings (MW) | Achievable Technical Potential | 0 | 0 | 0 | 0 | 0 | 0 | 0 | 0 | 0 | 0 | 0 | 0 | 0 | 0 | 0 | 0 | 0 | 0 | 0 | 0 | 0 | 0 | 0 | 0 | 0 | 0 | 0
F7_Commercial_OR - Miscellaneous_New_Miscellaneous_Natural Gas_Pool Heater_A_Achievable Technical Potential | F7 | Commercial | OR - Miscellaneous | New | Miscellaneous | Natural Gas | Pool Heater | A | Cumulative Energy Savings (MWh or mTherms) | Achievable Technical Potential | 0 | 0 | 0 | 0 | 0 | 0 | 0 | 0 | 0 | 0 | 0 | 0 | 0 | 0 | 0 | 0 | 0 | 0 | 0 | 0 | 0 | 0 | 0 | 0 | 0 | 0 | 0
F8_Commercial_OR - Miscellaneous_New_Miscellaneous_Natural Gas_Pool Heater_A_Achievable Technical Potential | F8 | Commercial | OR - Miscellaneous | New | Miscellaneous | Natural Gas | Pool Heater | A | Cumulative Summer Peak Savings (MW) | Achievable Technical Potential | 0 | 0 | 0 | 0 | 0 | 0 | 0 | 0 | 0 | 0 | 0 | 0 | 0 | 0 | 0 | 0 | 0 | 0 | 0 | 0 | 0 | 0 | 0 | 0 | 0 | 0 | 0
F9_Commercial_OR - Miscellaneous_New_Miscellaneous_Natural Gas_Pool Heater_A_Achievable Technical Potential | F9 | Commercial | OR - Miscellaneous | New | Miscellaneous | Natural Gas | Pool Heater | A | Cumulative Winter Peak Savings (MW) | Achievable Technical Potential | 0 | 0 | 0 | 0 | 0 | 0 | 0 | 0 | 0 | 0 | 0 | 0 | 0 | 0 | 0 | 0 | 0 | 0 | 0 | 0 | 0 | 0 | 0 | 0 | 0 | 0 | 0
F10_Commercial_OR - Miscellaneous_New_Miscellaneous_Natural Gas_Pool Heater_A_Achievable Technical Potential | F10 | Commercial | OR - Miscellaneous | New | Miscellaneous | Natural Gas | Pool Heater | A | Purchases (Incremental) | Achievable Technical Potential | 0 | 0 | 0 | 0 | 0 | 0 | 0 | 0 | 0 | 0 | 0 | 0 | 0 | 0 | 0 | 0 | 0 | 0 | 0 | 0 | 0 | 0 | 0 | 0 | 0 | 0 | 0
F11_Commercial_OR - Miscellaneous_New_Miscellaneous_Natural Gas_Pool Heater_A_Achievable Technical Potential | F11 | Commercial | OR - Miscellaneous | New | Miscellaneous | Natural Gas | Pool Heater | A | Purchases (Cumulative) | Achievable Technical Potential | 0 | 0 | 0 | 0 | 0 | 0 | 0 | 0 | 0 | 0 | 0 | 0 | 0 | 0 | 0 | 0 | 0 | 0 | 0 | 0 | 0 | 0 | 0 | 0 | 0 | 0 | 0
F1_Commercial_Interruptible - College_Existing_Space Heating_Natural Gas_Furnace_A_Achievable Technical Potential | F1 | Commercial | Interruptible - College | Existing | Space Heating | Natural Gas | Furnace | A | Integrated Unit Energy Savings (kWh or therms) | Achievable Technical Potential | 0 | 243.0543 | 242.1118 | 81.8666 | 81.8666 | 81.8666 | 81.8666 | 81.8666 | 81.8666 | 81.8666 | 81.8666 | 81.8666 | 81.8666 | 81.8666 | 81.8666 | 81.8666 | 81.8666 | 81.8666 | 81.8666 | 81.8666 | 81.8666 | 81.8666 | 81.8666 | 81.8666 | 81.8666 | 81.8666 | 81.8666
F2_Commercial_Interruptible - College_Existing_Space Heating_Natural Gas_Furnace_A_Achievable Technical Potential | F2 | Commercial | Interruptible - College | Existing | Space Heating | Natural Gas | Furnace | A | Integrated Unit Summer Peak Savings (kW) | Achievable Technical Potential | 0 | 0 | 0 | 0 | 0 | 0 | 0 | 0 | 0 | 0 | 0 | 0 | 0 | 0 | 0 | 0 | 0 | 0 | 0 | 0 | 0 | 0 | 0 | 0 | 0 | 0 | 0
F3_Commercial_Interruptible - College_Existing_Space Heating_Natural Gas_Furnace_A_Achievable Technical Potential | F3 | Commercial | Interruptible - College | Existing | Space Heating | Natural Gas | Furnace | A | Integrated Unit Winter Peak Savings (kW) | Achievable Technical Potential | 0 | 0 | 0 | 0 | 0 | 0 | 0 | 0 | 0 | 0 | 0 | 0 | 0 | 0 | 0 | 0 | 0 | 0 | 0 | 0 | 0 | 0 | 0 | 0 | 0 | 0 | 0
F4_Commercial_Interruptible - College_Existing_Space Heating_Natural Gas_Furnace_A_Achievable Technical Potential | F4 | Commercial | Interruptible - College | Existing | Space Heating | Natural Gas | Furnace | A | Incremental Energy Savings (MWh or mTherms) | Achievable Technical Potential | 0 | 0 | 0.00014009 | 8.2802e-05 | 0.00020393 | 0.00042971 | 0.0008179 | 0.0014422 | 0.0023894 | 0.003752 | 0.0055679 | 0.0078569 | 0.010587 | 0.013665 | 0.016939 | 0.020218 | 0.023301 | 0.026023 | 0.028283 | 0.027755 | 0.026868 | 0.026031 | 0.024959 | 0.024081 | 0.023387 | 0.022822 | 0.022435
F5_Commercial_Interruptible - College_Existing_Space Heating_Natural Gas_Furnace_A_Achievable Technical Potential | F5 | Commercial | Interruptible - College | Existing | Space Heating | Natural Gas | Furnace | A | Incremental Summer Peak Savings (MW) | Achievable Technical Potential | 0 | 0 | 0 | 0 | 0 | 0 | 0 | 0 | 0 | 0 | 0 | 0 | 0 | 0 | 0 | 0 | 0 | 0 | 0 | 0 | 0 | 0 | 0 | 0 | 0 | 0 | 0
F6_Commercial_Interruptible - College_Existing_Space Heating_Natural Gas_Furnace_A_Achievable Technical Potential | F6 | Commercial | Interruptible - College | Existing | Space Heating | Natural Gas | Furnace | A | Incremental Winter Peak Savings (MW) | Achievable Technical Potential | 0 | 0 | 0 | 0 | 0 | 0 | 0 | 0 | 0 | 0 | 0 | 0 | 0 | 0 | 0 | 0 | 0 | 0 | 0 | 0 | 0 | 0 | 0 | 0 | 0 | 0 | 0
F7_Commercial_Interruptible - College_Existing_Space Heating_Natural Gas_Furnace_A_Achievable Technical Potential | F7 | Commercial | Interruptible - College | Existing | Space Heating | Natural Gas | Furnace | A | Cumulative Energy Savings (MWh or mTherms) | Achievable Technical Potential | 0 | 0 | 0.00014009 | 0.00013017 | 0.0003341 | 0.00076381 | 0.0015817 | 0.0030239 | 0.0054134 | 0.0091653 | 0.014733 | 0.02259 | 0.033177 | 0.046842 | 0.063781 | 0.083998 | 0.1073 | 0.13332 | 0.16161 | 0.18936 | 0.21623 | 0.24226 | 0.26722 | 0.2913 | 0.31469 | 0.33751 | 0.35994
F8_Commercial_Interruptible - College_Existing_Space Heating_Natural Gas_Furnace_A_Achievable Technical Potential | F8 | Commercial | Interruptible - College | Existing | Space Heating | Natural Gas | Furnace | A | Cumulative Summer Peak Savings (MW) | Achievable Technical Potential | 0 | 0 | 0 | 0 | 0 | 0 | 0 | 0 | 0 | 0 | 0 | 0 | 0 | 0 | 0 | 0 | 0 | 0 | 0 | 0 | 0 | 0 | 0 | 0 | 0 | 0 | 0
F9_Commercial_Interruptible - College_Existing_Space Heating_Natural Gas_Furnace_A_Achievable Technical Potential | F9 | Commercial | Interruptible - College | Existing | Space Heating | Natural Gas | Furnace | A | Cumulative Winter Peak Savings (MW) | Achievable Technical Potential | 0 | 0 | 0 | 0 | 0 | 0 | 0 | 0 | 0 | 0 | 0 | 0 | 0 | 0 | 0 | 0 | 0 | 0 | 0 | 0 | 0 | 0 | 0 | 0 | 0 | 0 | 0
F10_Commercial_Interruptible - College_Existing_Space Heating_Natural Gas_Furnace_A_Achievable Technical Potential | F10 | Commercial | Interruptible - College | Existing | Space Heating | Natural Gas | Furnace | A | Purchases (Incremental) | Achievable Technical Potential | 0 | 0 | 0.0005786 | 0.0010114 | 0.002491 | 0.0052489 | 0.0099907 | 0.017617 | 0.029187 | 0.04583 | 0.068012 | 0.095972 | 0.12932 | 0.16691 | 0.20691 | 0.24696 | 0.28463 | 0.31787 | 0.34548 | 0.33902 | 0.32819 | 0.31796 | 0.30487 | 0.29415 | 0.28568 | 0.27877 | 0.27405
F11_Commercial_Interruptible - College_Existing_Space Heating_Natural Gas_Furnace_A_Achievable Technical Potential | F11 | Commercial | Interruptible - College | Existing | Space Heating | Natural Gas | Furnace | A | Purchases (Cumulative) | Achievable Technical Potential | 0 | 0 | 0.0005786 | 0.00159 | 0.004081 | 0.0093299 | 0.019321 | 0.036937 | 0.066124 | 0.11195 | 0.17997 | 0.27594 | 0.40526 | 0.57217 | 0.77908 | 1.026 | 1.3107 | 1.6285 | 1.974 | 2.313 | 2.6412 | 2.9592 | 3.2641 | 3.5582 | 3.8439 | 4.1227 | 4.3967
F1_Commercial_Interruptible - College_Existing_Space Heating_Natural Gas_Boiler_A_Achievable Technical Potential | F1 | Commercial | Interruptible - College | Existing | Space Heating | Natural Gas | Boiler | A | Integrated Unit Energy Savings (kWh or therms) | Achievable Technical Potential | 0 | 375.9733 | 374.5154 | 374.5154 | 374.5154 | 374.5154 | 374.5154 | 374.5154 | 374.5154 | 374.5154 | 374.5154 | 374.5154 | 374.5154 | 374.5154 | 374.5154 | 374.5154 | 374.5154 | 374.5154 | 374.5154 | 374.5154 | 374.5154 | 374.5154 | 374.5154 | 374.5154 | 374.5154 | 374.5154 | 374.5154
F2_Commercial_Interruptible - College_Existing_Space Heating_Natural Gas_Boiler_A_Achievable Technical Potential | F2 | Commercial | Interruptible - College | Existing | Space Heating | Natural Gas | Boiler | A | Integrated Unit Summer Peak Savings (kW) | Achievable Technical Potential | 0 | 0 | 0 | 0 | 0 | 0 | 0 | 0 | 0 | 0 | 0 | 0 | 0 | 0 | 0 | 0 | 0 | 0 | 0 | 0 | 0 | 0 | 0 | 0 | 0 | 0 | 0
F3_Commercial_Interruptible - College_Existing_Space Heating_Natural Gas_Boiler_A_Achievable Technical Potential | F3 | Commercial | Interruptible - College | Existing | Space Heating | Natural Gas | Boiler | A | Integrated Unit Winter Peak Savings (kW) | Achievable Technical Potential | 0 | 0 | 0 | 0 | 0 | 0 | 0 | 0 | 0 | 0 | 0 | 0 | 0 | 0 | 0 | 0 | 0 | 0 | 0 | 0 | 0 | 0 | 0 | 0 | 0 | 0 | 0
F4_Commercial_Interruptible - College_Existing_Space Heating_Natural Gas_Boiler_A_Achievable Technical Potential | F4 | Commercial | Interruptible - College | Existing | Space Heating | Natural Gas | Boiler | A | Incremental Energy Savings (MWh or mTherms) | Achievable Technical Potential | 0 | 0 | 0.079125 | 0.13569 | 0.17568 | 0.20742 | 0.23562 | 0.26034 | 0.28181 | 0.30028 | 0.31608 | 0.32952 | 0.34089 | 0.34994 | 0.35716 | 0.36293 | 0.36756 | 0.37129 | 0.3743 | 0.37742 | 0.37991 | 0.38313 | 0.38039 | 0.3782 | 0.37647 | 0.37514 | 0.37415
F5_Commercial_Interruptible - College_Existing_Space Heating_Natural Gas_Boiler_A_Achievable Technical Potential | F5 | Commercial | Interruptible - College | Existing | Space Heating | Natural Gas | Boiler | A | Incremental Summer Peak Savings (MW) | Achievable Technical Potential | 0 | 0 | 0 | 0 | 0 | 0 | 0 | 0 | 0 | 0 | 0 | 0 | 0 | 0 | 0 | 0 | 0 | 0 | 0 | 0 | 0 | 0 | 0 | 0 | 0 | 0 | 0
F6_Commercial_Interruptible - College_Existing_Space Heating_Natural Gas_Boiler_A_Achievable Technical Potential | F6 | Commercial | Interruptible - College | Existing | Space Heating | Natural Gas | Boiler | A | Incremental Winter Peak Savings (MW) | Achievable Technical Potential | 0 | 0 | 0 | 0 | 0 | 0 | 0 | 0 | 0 | 0 | 0 | 0 | 0 | 0 | 0 | 0 | 0 | 0 | 0 | 0 | 0 | 0 | 0 | 0 | 0 | 0 | 0
F7_Commercial_Interruptible - College_Existing_Space Heating_Natural Gas_Boiler_A_Achievable Technical Potential | F7 | Commercial | Interruptible - College | Existing | Space Heating | Natural Gas | Boiler | A | Cumulative Energy Savings (MWh or mTherms) | Achievable Technical Potential | 0 | 0 | 0.079125 | 0.21481 | 0.3905 | 0.59792 | 0.83354 | 1.0939 | 1.3757 | 1.676 | 1.9921 | 2.3216 | 2.6625 | 3.0124 | 3.3696 | 3.7325 | 4.1 | 4.4713 | 4.8456 | 5.2231 | 5.603 | 5.9861 | 6.3665 | 6.7447 | 7.1212 | 7.4963 | 7.8705
F8_Commercial_Interruptible - College_Existing_Space Heating_Natural Gas_Boiler_A_Achievable Technical Potential | F8 | Commercial | Interruptible - College | Existing | Space Heating | Natural Gas | Boiler | A | Cumulative Summer Peak Savings (MW) | Achievable Technical Potential | 0 | 0 | 0 | 0 | 0 | 0 | 0 | 0 | 0 | 0 | 0 | 0 | 0 | 0 | 0 | 0 | 0 | 0 | 0 | 0 | 0 | 0 | 0 | 0 | 0 | 0 | 0
F9_Commercial_Interruptible - College_Existing_Space Heating_Natural Gas_Boiler_A_Achievable Technical Potential | F9 | Commercial | Interruptible - College | Existing | Space Heating | Natural Gas | Boiler | A | Cumulative Winter Peak Savings (MW) | Achievable Technical Potential | 0 | 0 | 0 | 0 | 0 | 0 | 0 | 0 | 0 | 0 | 0 | 0 | 0 | 0 | 0 | 0 | 0 | 0 | 0 | 0 | 0 | 0 | 0 | 0 | 0 | 0 | 0
F10_Commercial_Interruptible - College_Existing_Space Heating_Natural Gas_Boiler_A_Achievable Technical Potential | F10 | Commercial | Interruptible - College | Existing | Space Heating | Natural Gas | Boiler | A | Purchases (Incremental) | Achievable Technical Potential | 0 | 0 | 0.21127 | 0.3623 | 0.46909 | 0.55385 | 0.62913 | 0.69515 | 0.75246 | 0.80179 | 0.84398 | 0.87985 | 0.91021 | 0.93437 | 0.95365 | 0.96907 | 0.98144 | 0.99139 | 0.99942 | 1.0078 | 1.0144 | 1.023 | 1.0157 | 1.0098 | 1.0052 | 1.0017 | 0.99904
F11_Commercial_Interruptible - College_Existing_Space Heating_Natural Gas_Boiler_A_Achievable Technical Potential | F11 | Commercial | Interruptible - College | Existing | Space Heating | Natural Gas | Boiler | A | Purchases (Cumulative) | Achievable Technical Potential | 0 | 0 | 0.21127 | 0.57357 | 1.0427 | 1.5965 | 2.2256 | 2.9208 | 3.6732 | 4.475 | 5.319 | 6.1989 | 7.1091 | 8.0434 | 8.9971 | 9.9662 | 10.9476 | 11.939 | 12.9384 | 13.9462 | 14.9606 | 15.9836 | 16.9993 | 18.0091 | 19.0144 | 20.016 | 21.0151
F1_Commercial_Interruptible - College_Existing_Space Heating_Natural Gas_Unit Heater_A_Achievable Technical Potential | F1 | Commercial | Interruptible - College | Existing | Space Heating | Natural Gas | Unit Heater | A | Integrated Unit Energy Savings (kWh or therms) | Achievable Technical Potential | 0 | 0 | 0 | 0 | 0 | 0 | 0 | 0 | 0 | 0 | 0 | 0 | 0 | 0 | 0 | 0 | 0 | 0 | 0 | 0 | 0 | 0 | 0 | 0 | 0 | 0 | 0
F2_Commercial_Interruptible - College_Existing_Space Heating_Natural Gas_Unit Heater_A_Achievable Technical Potential | F2 | Commercial | Interruptible - College | Existing | Space Heating | Natural Gas | Unit Heater | A | Integrated Unit Summer Peak Savings (kW) | Achievable Technical Potential | 0 | 0 | 0 | 0 | 0 | 0 | 0 | 0 | 0 | 0 | 0 | 0 | 0 | 0 | 0 | 0 | 0 | 0 | 0 | 0 | 0 | 0 | 0 | 0 | 0 | 0 | 0
F3_Commercial_Interruptible - College_Existing_Space Heating_Natural Gas_Unit Heater_A_Achievable Technical Potential | F3 | Commercial | Interruptible - College | Existing | Space Heating | Natural Gas | Unit Heater | A | Integrated Unit Winter Peak Savings (kW) | Achievable Technical Potential | 0 | 0 | 0 | 0 | 0 | 0 | 0 | 0 | 0 | 0 | 0 | 0 | 0 | 0 | 0 | 0 | 0 | 0 | 0 | 0 | 0 | 0 | 0 | 0 | 0 | 0 | 0
F4_Commercial_Interruptible - College_Existing_Space Heating_Natural Gas_Unit Heater_A_Achievable Technical Potential | F4 | Commercial | Interruptible - College | Existing | Space Heating | Natural Gas | Unit Heater | A | Incremental Energy Savings (MWh or mTherms) | Achievable Technical Potential | 0 | 0 | 0 | 0 | 0 | 0 | 0 | 0 | 0 | 0 | 0 | 0 | 0 | 0 | 0 | 0 | 0 | 0 | 0 | 0 | 0 | 0 | 0 | 0 | 0 | 0 | 0
F5_Commercial_Interruptible - College_Existing_Space Heating_Natural Gas_Unit Heater_A_Achievable Technical Potential | F5 | Commercial | Interruptible - College | Existing | Space Heating | Natural Gas | Unit Heater | A | Incremental Summer Peak Savings (MW) | Achievable Technical Potential | 0 | 0 | 0 | 0 | 0 | 0 | 0 | 0 | 0 | 0 | 0 | 0 | 0 | 0 | 0 | 0 | 0 | 0 | 0 | 0 | 0 | 0 | 0 | 0 | 0 | 0 | 0
F6_Commercial_Interruptible - College_Existing_Space Heating_Natural Gas_Unit Heater_A_Achievable Technical Potential | F6 | Commercial | Interruptible - College | Existing | Space Heating | Natural Gas | Unit Heater | A | Incremental Winter Peak Savings (MW) | Achievable Technical Potential | 0 | 0 | 0 | 0 | 0 | 0 | 0 | 0 | 0 | 0 | 0 | 0 | 0 | 0 | 0 | 0 | 0 | 0 | 0 | 0 | 0 | 0 | 0 | 0 | 0 | 0 | 0
F7_Commercial_Interruptible - College_Existing_Space Heating_Natural Gas_Unit Heater_A_Achievable Technical Potential | F7 | Commercial | Interruptible - College | Existing | Space Heating | Natural Gas | Unit Heater | A | Cumulative Energy Savings (MWh or mTherms) | Achievable Technical Potential | 0 | 0 | 0 | 0 | 0 | 0 | 0 | 0 | 0 | 0 | 0 | 0 | 0 | 0 | 0 | 0 | 0 | 0 | 0 | 0 | 0 | 0 | 0 | 0 | 0 | 0 | 0
F8_Commercial_Interruptible - College_Existing_Space Heating_Natural Gas_Unit Heater_A_Achievable Technical Potential | F8 | Commercial | Interruptible - College | Existing | Space Heating | Natural Gas | Unit Heater | A | Cumulative Summer Peak Savings (MW) | Achievable Technical Potential | 0 | 0 | 0 | 0 | 0 | 0 | 0 | 0 | 0 | 0 | 0 | 0 | 0 | 0 | 0 | 0 | 0 | 0 | 0 | 0 | 0 | 0 | 0 | 0 | 0 | 0 | 0
F9_Commercial_Interruptible - College_Existing_Space Heating_Natural Gas_Unit Heater_A_Achievable Technical Potential | F9 | Commercial | Interruptible - College | Existing | Space Heating | Natural Gas | Unit Heater | A | Cumulative Winter Peak Savings (MW) | Achievable Technical Potential | 0 | 0 | 0 | 0 | 0 | 0 | 0 | 0 | 0 | 0 | 0 | 0 | 0 | 0 | 0 | 0 | 0 | 0 | 0 | 0 | 0 | 0 | 0 | 0 | 0 | 0 | 0
F10_Commercial_Interruptible - College_Existing_Space Heating_Natural Gas_Unit Heater_A_Achievable Technical Potential | F10 | Commercial | Interruptible - College | Existing | Space Heating | Natural Gas | Unit Heater | A | Purchases (Incremental) | Achievable Technical Potential | 0 | 0 | 0 | 0 | 0 | 0 | 0 | 0 | 0 | 0 | 0 | 0 | 0 | 0 | 0 | 0 | 0 | 0 | 0 | 0 | 0 | 0 | 0 | 0 | 0 | 0 | 0
F11_Commercial_Interruptible - College_Existing_Space Heating_Natural Gas_Unit Heater_A_Achievable Technical Potential | F11 | Commercial | Interruptible - College | Existing | Space Heating | Natural Gas | Unit Heater | A | Purchases (Cumulative) | Achievable Technical Potential | 0 | 0 | 0 | 0 | 0 | 0 | 0 | 0 | 0 | 0 | 0 | 0 | 0 | 0 | 0 | 0 | 0 | 0 | 0 | 0 | 0 | 0 | 0 | 0 | 0 | 0 | 0
F1_Commercial_Interruptible - College_Existing_Water Heating_Natural Gas_Water Heater_A_Achievable Technical Potential | F1 | Commercial | Interruptible - College | Existing | Water Heating | Natural Gas | Water Heater | A | Integrated Unit Energy Savings (kWh or therms) | Achievable Technical Potential | 0 | 2.8505 | 2.8505 | 2.8505 | 2.8505 | 2.8505 | 2.8505 | 2.8505 | 2.8505 | 2.8505 | 2.8505 | 2.8505 | 2.8505 | 2.8505 | 2.8505 | 2.8505 | 2.8505 | 2.8505 | 2.8505 | 2.8505 | 2.8505 | 2.8505 | 2.8505 | 2.8505 | 2.8505 | 2.8505 | 2.8505
F2_Commercial_Interruptible - College_Existing_Water Heating_Natural Gas_Water Heater_A_Achievable Technical Potential | F2 | Commercial | Interruptible - College | Existing | Water Heating | Natural Gas | Water Heater | A | Integrated Unit Summer Peak Savings (kW) | Achievable Technical Potential | 0 | 0 | 0 | 0 | 0 | 0 | 0 | 0 | 0 | 0 | 0 | 0 | 0 | 0 | 0 | 0 | 0 | 0 | 0 | 0 | 0 | 0 | 0 | 0 | 0 | 0 | 0
F3_Commercial_Interruptible - College_Existing_Water Heating_Natural Gas_Water Heater_A_Achievable Technical Potential | F3 | Commercial | Interruptible - College | Existing | Water Heating | Natural Gas | Water Heater | A | Integrated Unit Winter Peak Savings (kW) | Achievable Technical Potential | 0 | 0 | 0 | 0 | 0 | 0 | 0 | 0 | 0 | 0 | 0 | 0 | 0 | 0 | 0 | 0 | 0 | 0 | 0 | 0 | 0 | 0 | 0 | 0 | 0 | 0 | 0
F4_Commercial_Interruptible - College_Existing_Water Heating_Natural Gas_Water Heater_A_Achievable Technical Potential | F4 | Commercial | Interruptible - College | Existing | Water Heating | Natural Gas | Water Heater | A | Incremental Energy Savings (MWh or mTherms) | Achievable Technical Potential | 0 | 0 | 0.068186 | 0.12976 | 0.1867 | 0.24048 | 0.29213 | 0.33673 | 0.37065 | 0.39666 | 0.44839 | 0.48543 | 0.44239 | 0.39679 | 0.34897 | 0.46807 | 0.37555 | 0.2973 | 0.23077 | 0.18618 | 0.1241 | 0.081191 | 0.052309 | 0.033355 | 0.065649 | 0 | 0
F5_Commercial_Interruptible - College_Existing_Water Heating_Natural Gas_Water Heater_A_Achievable Technical Potential | F5 | Commercial | Interruptible - College | Existing | Water Heating | Natural Gas | Water Heater | A | Incremental Summer Peak Savings (MW) | Achievable Technical Potential | 0 | 0 | 0 | 0 | 0 | 0 | 0 | 0 | 0 | 0 | 0 | 0 | 0 | 0 | 0 | 0 | 0 | 0 | 0 | 0 | 0 | 0 | 0 | 0 | 0 | 0 | 0
F6_Commercial_Interruptible - College_Existing_Water Heating_Natural Gas_Water Heater_A_Achievable Technical Potential | F6 | Commercial | Interruptible - College | Existing | Water Heating | Natural Gas | Water Heater | A | Incremental Winter Peak Savings (MW) | Achievable Technical Potential | 0 | 0 | 0 | 0 | 0 | 0 | 0 | 0 | 0 | 0 | 0 | 0 | 0 | 0 | 0 | 0 | 0 | 0 | 0 | 0 | 0 | 0 | 0 | 0 | 0 | 0 | 0
F7_Commercial_Interruptible - College_Existing_Water Heating_Natural Gas_Water Heater_A_Achievable Technical Potential | F7 | Commercial | Interruptible - College | Existing | Water Heating | Natural Gas | Water Heater | A | Cumulative Energy Savings (MWh or mTherms) | Achievable Technical Potential | 0 | 0 | 0.068186 | 0.19795 | 0.38465 | 0.62513 | 0.91726 | 1.254 | 1.6246 | 2.0213 | 2.4697 | 2.9551 | 3.3975 | 3.7943 | 4.1433 | 4.6113 | 4.9869 | 5.2842 | 5.515 | 5.7011 | 5.8252 | 5.9064 | 5.9587 | 5.9921 | 6.0577 | 6.0577 | 6.0577
F8_Commercial_Interruptible - College_Existing_Water Heating_Natural Gas_Water Heater_A_Achievable Technical Potential | F8 | Commercial | Interruptible - College | Existing | Water Heating | Natural Gas | Water Heater | A | Cumulative Summer Peak Savings (MW) | Achievable Technical Potential | 0 | 0 | 0 | 0 | 0 | 0 | 0 | 0 | 0 | 0 | 0 | 0 | 0 | 0 | 0 | 0 | 0 | 0 | 0 | 0 | 0 | 0 | 0 | 0 | 0 | 0 | 0
F9_Commercial_Interruptible - College_Existing_Water Heating_Natural Gas_Water Heater_A_Achievable Technical Potential | F9 | Commercial | Interruptible - College | Existing | Water Heating | Natural Gas | Water Heater | A | Cumulative Winter Peak Savings (MW) | Achievable Technical Potential | 0 | 0 | 0 | 0 | 0 | 0 | 0 | 0 | 0 | 0 | 0 | 0 | 0 | 0 | 0 | 0 | 0 | 0 | 0 | 0 | 0 | 0 | 0 | 0 | 0 | 0 | 0
F10_Commercial_Interruptible - College_Existing_Water Heating_Natural Gas_Water Heater_A_Achievable Technical Potential | F10 | Commercial | Interruptible - College | Existing | Water Heating | Natural Gas | Water Heater | A | Purchases (Incremental) | Achievable Technical Potential | 0 | 0 | 23.9209 | 45.5222 | 65.4998 | 84.364 | 102.4859 | 118.1306 | 130.0306 | 139.1566 | 157.3057 | 170.2986 | 155.2005 | 139.2005 | 122.4265 | 164.207 | 131.7514 | 104.2983 | 80.9584 | 65.3155 | 43.536 | 28.4835 | 18.3509 | 11.7017 | 23.0309 | 0 | 0
F11_Commercial_Interruptible - College_Existing_Water Heating_Natural Gas_Water Heater_A_Achievable Technical Potential | F11 | Commercial | Interruptible - College | Existing | Water Heating | Natural Gas | Water Heater | A | Purchases (Cumulative) | Achievable Technical Potential | 0 | 0 | 23.9209 | 69.4432 | 134.943 | 219.307 | 321.793 | 439.9236 | 569.9542 | 709.1109 | 866.4166 | 1036.7152 | 1191.9157 | 1331.1162 | 1453.5427 | 1617.7496 | 1749.5011 | 1853.7994 | 1934.7578 | 2000.0733 | 2043.6093 | 2072.0928 | 2090.4437 | 2102.1455 | 2125.1763 | 2125.1763 | 2125.1763
F1_Commercial_Interruptible - College_Existing_Food Preparation_Natural Gas_Oven_A_Achievable Technical Potential | F1 | Commercial | Interruptible - College | Existing | Food Preparation | Natural Gas | Oven | A | Integrated Unit Energy Savings (kWh or therms) | Achievable Technical Potential | 0 | 106.6752 | 106.6752 | 106.6752 | 106.6752 | 106.6752 | 106.6752 | 106.6752 | 106.6752 | 106.6752 | 106.6752 | 106.6752 | 106.6752 | 106.6752 | 106.6752 | 106.6752 | 106.6752 | 106.6752 | 106.6752 | 106.6752 | 106.6752 | 106.6752 | 106.6752 | 106.6752 | 106.6752 | 106.6752 | 106.6752
F2_Commercial_Interruptible - College_Existing_Food Preparation_Natural Gas_Oven_A_Achievable Technical Potential | F2 | Commercial | Interruptible - College | Existing | Food Preparation | Natural Gas | Oven | A | Integrated Unit Summer Peak Savings (kW) | Achievable Technical Potential | 0 | 0 | 0 | 0 | 0 | 0 | 0 | 0 | 0 | 0 | 0 | 0 | 0 | 0 | 0 | 0 | 0 | 0 | 0 | 0 | 0 | 0 | 0 | 0 | 0 | 0 | 0
F3_Commercial_Interruptible - College_Existing_Food Preparation_Natural Gas_Oven_A_Achievable Technical Potential | F3 | Commercial | Interruptible - College | Existing | Food Preparation | Natural Gas | Oven | A | Integrated Unit Winter Peak Savings (kW) | Achievable Technical Potential | 0 | 0 | 0 | 0 | 0 | 0 | 0 | 0 | 0 | 0 | 0 | 0 | 0 | 0 | 0 | 0 | 0 | 0 | 0 | 0 | 0 | 0 | 0 | 0 | 0 | 0 | 0
F4_Commercial_Interruptible - College_Existing_Food Preparation_Natural Gas_Oven_A_Achievable Technical Potential | F4 | Commercial | Interruptible - College | Existing | Food Preparation | Natural Gas | Oven | A | Incremental Energy Savings (MWh or mTherms) | Achievable Technical Potential | 0 | 0 | 2.7052e-05 | 0.00012723 | 0.00029811 | 0.00051366 | 0.00075948 | 0.0010251 | 0.0013031 | 0.0015881 | 0.0018765 | 0.0021659 | 0.00198 | 0.0018627 | 0.0018065 | 0.0017803 | 0.0017679 | 0.0019027 | 0.0020211 | 0.0021745 | 0.0023535 | 0.0024973 | 0.0023937 | 0.0020759 | 0.0021171 | 0.0020448 | 0.0018896
F5_Commercial_Interruptible - College_Existing_Food Preparation_Natural Gas_Oven_A_Achievable Technical Potential | F5 | Commercial | Interruptible - College | Existing | Food Preparation | Natural Gas | Oven | A | Incremental Summer Peak Savings (MW) | Achievable Technical Potential | 0 | 0 | 0 | 0 | 0 | 0 | 0 | 0 | 0 | 0 | 0 | 0 | 0 | 0 | 0 | 0 | 0 | 0 | 0 | 0 | 0 | 0 | 0 | 0 | 0 | 0 | 0
F6_Commercial_Interruptible - College_Existing_Food Preparation_Natural Gas_Oven_A_Achievable Technical Potential | F6 | Commercial | Interruptible - College | Existing | Food Preparation | Natural Gas | Oven | A | Incremental Winter Peak Savings (MW) | Achievable Technical Potential | 0 | 0 | 0 | 0 | 0 | 0 | 0 | 0 | 0 | 0 | 0 | 0 | 0 | 0 | 0 | 0 | 0 | 0 | 0 | 0 | 0 | 0 | 0 | 0 | 0 | 0 | 0
F7_Commercial_Interruptible - College_Existing_Food Preparation_Natural Gas_Oven_A_Achievable Technical Potential | F7 | Commercial | Interruptible - College | Existing | Food Preparation | Natural Gas | Oven | A | Cumulative Energy Savings (MWh or mTherms) | Achievable Technical Potential | 0 | 0 | 2.7052e-05 | 0.00015429 | 0.00045239 | 0.00096605 | 0.0017255 | 0.0027506 | 0.0040537 | 0.0056418 | 0.0075183 | 0.0096842 | 0.011664 | 0.013527 | 0.015333 | 0.017114 | 0.018882 | 0.020784 | 0.022806 | 0.02498 | 0.027333 | 0.029831 | 0.032224 | 0.0343 | 0.036417 | 0.038462 | 0.040352
F8_Commercial_Interruptible - College_Existing_Food Preparation_Natural Gas_Oven_A_Achievable Technical Potential | F8 | Commercial | Interruptible - College | Existing | Food Preparation | Natural Gas | Oven | A | Cumulative Summer Peak Savings (MW) | Achievable Technical Potential | 0 | 0 | 0 | 0 | 0 | 0 | 0 | 0 | 0 | 0 | 0 | 0 | 0 | 0 | 0 | 0 | 0 | 0 | 0 | 0 | 0 | 0 | 0 | 0 | 0 | 0 | 0
F9_Commercial_Interruptible - College_Existing_Food Preparation_Natural Gas_Oven_A_Achievable Technical Potential | F9 | Commercial | Interruptible - College | Existing | Food Preparation | Natural Gas | Oven | A | Cumulative Winter Peak Savings (MW) | Achievable Technical Potential | 0 | 0 | 0 | 0 | 0 | 0 | 0 | 0 | 0 | 0 | 0 | 0 | 0 | 0 | 0 | 0 | 0 | 0 | 0 | 0 | 0 | 0 | 0 | 0 | 0 | 0 | 0
F10_Commercial_Interruptible - College_Existing_Food Preparation_Natural Gas_Oven_A_Achievable Technical Potential | F10 | Commercial | Interruptible - College | Existing | Food Preparation | Natural Gas | Oven | A | Purchases (Incremental) | Achievable Technical Potential | 0 | 0 | 0.00025359 | 0.0011927 | 0.0027945 | 0.0048152 | 0.0071195 | 0.0096096 | 0.012215 | 0.014887 | 0.017591 | 0.020304 | 0.018561 | 0.017461 | 0.016934 | 0.016689 | 0.016573 | 0.017837 | 0.018947 | 0.020384 | 0.022062 | 0.02341 | 0.022439 | 0.01946 | 0.019846 | 0.019168 | 0.017714
F11_Commercial_Interruptible - College_Existing_Food Preparation_Natural Gas_Oven_A_Achievable Technical Potential | F11 | Commercial | Interruptible - College | Existing | Food Preparation | Natural Gas | Oven | A | Purchases (Cumulative) | Achievable Technical Potential | 0 | 0 | 0.00025359 | 0.0014463 | 0.0042408 | 0.009056 | 0.016176 | 0.025785 | 0.038 | 0.052888 | 0.070479 | 0.090782 | 0.10934 | 0.1268 | 0.14374 | 0.16043 | 0.177 | 0.19484 | 0.21378 | 0.23417 | 0.25623 | 0.27964 | 0.30208 | 0.32154 | 0.34139 | 0.36055 | 0.37827
F1_Commercial_Interruptible - College_Existing_Food Preparation_Natural Gas_Conveyor Oven_A_Achievable Technical Potential | F1 | Commercial | Interruptible - College | Existing | Food Preparation | Natural Gas | Conveyor Oven | A | Integrated Unit Energy Savings (kWh or therms) | Achievable Technical Potential | 0 | 0 | 0 | 0 | 0 | 692.0657 | 692.0657 | 692.0657 | 692.0657 | 692.0657 | 692.0657 | 692.0657 | 692.0657 | 692.0657 | 692.0657 | 692.0657 | 692.0657 | 692.0657 | 692.0657 | 692.0657 | 692.0657 | 692.0657 | 692.0657 | 692.0657 | 692.0657 | 692.0657 | 692.0657
F2_Commercial_Interruptible - College_Existing_Food Preparation_Natural Gas_Conveyor Oven_A_Achievable Technical Potential | F2 | Commercial | Interruptible - College | Existing | Food Preparation | Natural Gas | Conveyor Oven | A | Integrated Unit Summer Peak Savings (kW) | Achievable Technical Potential | 0 | 0 | 0 | 0 | 0 | 0 | 0 | 0 | 0 | 0 | 0 | 0 | 0 | 0 | 0 | 0 | 0 | 0 | 0 | 0 | 0 | 0 | 0 | 0 | 0 | 0 | 0
F3_Commercial_Interruptible - College_Existing_Food Preparation_Natural Gas_Conveyor Oven_A_Achievable Technical Potential | F3 | Commercial | Interruptible - College | Existing | Food Preparation | Natural Gas | Conveyor Oven | A | Integrated Unit Winter Peak Savings (kW) | Achievable Technical Potential | 0 | 0 | 0 | 0 | 0 | 0 | 0 | 0 | 0 | 0 | 0 | 0 | 0 | 0 | 0 | 0 | 0 | 0 | 0 | 0 | 0 | 0 | 0 | 0 | 0 | 0 | 0
F4_Commercial_Interruptible - College_Existing_Food Preparation_Natural Gas_Conveyor Oven_A_Achievable Technical Potential | F4 | Commercial | Interruptible - College | Existing | Food Preparation | Natural Gas | Conveyor Oven | A | Incremental Energy Savings (MWh or mTherms) | Achievable Technical Potential | 0 | 0 | 0 | 0 | 0 | 5.9889e-05 | 0.00021578 | 0.0004938 | 0.00091268 | 0.0014856 | 0.002076 | 0.0026712 | 0.0032627 | 0.0038455 | 0.0044164 | 0.0049742 | 0.0055185 | 0.0047195 | 0.0040194 | 0.0034105 | 0.0028845 | 0.0024993 | 0.002127 | 0.0018845 | 0.0017347 | 0.0016435 | 0.0016004
F5_Commercial_Interruptible - College_Existing_Food Preparation_Natural Gas_Conveyor Oven_A_Achievable Technical Potential | F5 | Commercial | Interruptible - College | Existing | Food Preparation | Natural Gas | Conveyor Oven | A | Incremental Summer Peak Savings (MW) | Achievable Technical Potential | 0 | 0 | 0 | 0 | 0 | 0 | 0 | 0 | 0 | 0 | 0 | 0 | 0 | 0 | 0 | 0 | 0 | 0 | 0 | 0 | 0 | 0 | 0 | 0 | 0 | 0 | 0
F6_Commercial_Interruptible - College_Existing_Food Preparation_Natural Gas_Conveyor Oven_A_Achievable Technical Potential | F6 | Commercial | Interruptible - College | Existing | Food Preparation | Natural Gas | Conveyor Oven | A | Incremental Winter Peak Savings (MW) | Achievable Technical Potential | 0 | 0 | 0 | 0 | 0 | 0 | 0 | 0 | 0 | 0 | 0 | 0 | 0 | 0 | 0 | 0 | 0 | 0 | 0 | 0 | 0 | 0 | 0 | 0 | 0 | 0 | 0
F7_Commercial_Interruptible - College_Existing_Food Preparation_Natural Gas_Conveyor Oven_A_Achievable Technical Potential | F7 | Commercial | Interruptible - College | Existing | Food Preparation | Natural Gas | Conveyor Oven | A | Cumulative Energy Savings (MWh or mTherms) | Achievable Technical Potential | 0 | 0 | 0 | 0 | 0 | 5.9889e-05 | 0.00027566 | 0.00076946 | 0.0016821 | 0.0031678 | 0.0052438 | 0.0079149 | 0.011178 | 0.015023 | 0.01944 | 0.024414 | 0.029932 | 0.034652 | 0.038671 | 0.042082 | 0.044966 | 0.047465 | 0.049592 | 0.051477 | 0.053212 | 0.054855 | 0.056455
F8_Commercial_Interruptible - College_Existing_Food Preparation_Natural Gas_Conveyor Oven_A_Achievable Technical Potential | F8 | Commercial | Interruptible - College | Existing | Food Preparation | Natural Gas | Conveyor Oven | A | Cumulative Summer Peak Savings (MW) | Achievable Technical Potential | 0 | 0 | 0 | 0 | 0 | 0 | 0 | 0 | 0 | 0 | 0 | 0 | 0 | 0 | 0 | 0 | 0 | 0 | 0 | 0 | 0 | 0 | 0 | 0 | 0 | 0 | 0
F9_Commercial_Interruptible - College_Existing_Food Preparation_Natural Gas_Conveyor Oven_A_Achievable Technical Potential | F9 | Commercial | Interruptible - College | Existing | Food Preparation | Natural Gas | Conveyor Oven | A | Cumulative Winter Peak Savings (MW) | Achievable Technical Potential | 0 | 0 | 0 | 0 | 0 | 0 | 0 | 0 | 0 | 0 | 0 | 0 | 0 | 0 | 0 | 0 | 0 | 0 | 0 | 0 | 0 | 0 | 0 | 0 | 0 | 0 | 0
F10_Commercial_Interruptible - College_Existing_Food Preparation_Natural Gas_Conveyor Oven_A_Achievable Technical Potential | F10 | Commercial | Interruptible - College | Existing | Food Preparation | Natural Gas | Conveyor Oven | A | Purchases (Incremental) | Achievable Technical Potential | 0 | 0 | 0 | 0 | 0 | 8.6536e-05 | 0.00031178 | 0.00071352 | 0.0013188 | 0.0021466 | 0.0029997 | 0.0038597 | 0.0047144 | 0.0055565 | 0.0063815 | 0.0071875 | 0.0079739 | 0.0068194 | 0.0058078 | 0.0049281 | 0.0041679 | 0.0036114 | 0.0030734 | 0.0027229 | 0.0025066 | 0.0023747 | 0.0023125
F11_Commercial_Interruptible - College_Existing_Food Preparation_Natural Gas_Conveyor Oven_A_Achievable Technical Potential | F11 | Commercial | Interruptible - College | Existing | Food Preparation | Natural Gas | Conveyor Oven | A | Purchases (Cumulative) | Achievable Technical Potential | 0 | 0 | 0 | 0 | 0 | 8.6536e-05 | 0.00039832 | 0.0011118 | 0.0024306 | 0.0045772 | 0.007577 | 0.011437 | 0.016151 | 0.021708 | 0.028089 | 0.035277 | 0.043251 | 0.05007 | 0.055878 | 0.060806 | 0.064974 | 0.068585 | 0.071659 | 0.074382 | 0.076888 | 0.079263 | 0.081575
F1_Commercial_Interruptible - College_Existing_Food Preparation_Natural Gas_Double Rack Oven_A_Achievable Technical Potential | F1 | Commercial | Interruptible - College | Existing | Food Preparation | Natural Gas | Double Rack Oven | A | Integrated Unit Energy Savings (kWh or therms) | Achievable Technical Potential | 0 | 1621.62 | 1621.62 | 1621.62 | 1621.62 | 1621.62 | 1621.62 | 1621.62 | 1621.62 | 1621.62 | 1621.62 | 1621.62 | 1621.62 | 1621.62 | 1621.62 | 1621.62 | 1621.62 | 1621.62 | 1621.62 | 1621.62 | 1621.62 | 1621.62 | 1621.62 | 1621.62 | 1621.62 | 1621.62 | 1621.62
F2_Commercial_Interruptible - College_Existing_Food Preparation_Natural Gas_Double Rack Oven_A_Achievable Technical Potential | F2 | Commercial | Interruptible - College | Existing | Food Preparation | Natural Gas | Double Rack Oven | A | Integrated Unit Summer Peak Savings (kW) | Achievable Technical Potential | 0 | 0 | 0 | 0 | 0 | 0 | 0 | 0 | 0 | 0 | 0 | 0 | 0 | 0 | 0 | 0 | 0 | 0 | 0 | 0 | 0 | 0 | 0 | 0 | 0 | 0 | 0
F3_Commercial_Interruptible - College_Existing_Food Preparation_Natural Gas_Double Rack Oven_A_Achievable Technical Potential | F3 | Commercial | Interruptible - College | Existing | Food Preparation | Natural Gas | Double Rack Oven | A | Integrated Unit Winter Peak Savings (kW) | Achievable Technical Potential | 0 | 0 | 0 | 0 | 0 | 0 | 0 | 0 | 0 | 0 | 0 | 0 | 0 | 0 | 0 | 0 | 0 | 0 | 0 | 0 | 0 | 0 | 0 | 0 | 0 | 0 | 0
F4_Commercial_Interruptible - College_Existing_Food Preparation_Natural Gas_Double Rack Oven_A_Achievable Technical Potential | F4 | Commercial | Interruptible - College | Existing | Food Preparation | Natural Gas | Double Rack Oven | A | Incremental Energy Savings (MWh or mTherms) | Achievable Technical Potential | 0 | 0 | 0.00018848 | 0.00071855 | 0.0014146 | 0.0022487 | 0.003197 | 0.0042393 | 0.0053585 | 0.0065401 | 0.0068526 | 0.0072167 | 0.007654 | 0.0081782 | 0.0086086 | 0.0087949 | 0.0089125 | 0.008986 | 0.0090344 | 0.010361 | 0.010541 | 0.010516 | 0.010363 | 0.010068 | 0.0096434 | 0.0091015 | 0.008454
F5_Commercial_Interruptible - College_Existing_Food Preparation_Natural Gas_Double Rack Oven_A_Achievable Technical Potential | F5 | Commercial | Interruptible - College | Existing | Food Preparation | Natural Gas | Double Rack Oven | A | Incremental Summer Peak Savings (MW) | Achievable Technical Potential | 0 | 0 | 0 | 0 | 0 | 0 | 0 | 0 | 0 | 0 | 0 | 0 | 0 | 0 | 0 | 0 | 0 | 0 | 0 | 0 | 0 | 0 | 0 | 0 | 0 | 0 | 0
F6_Commercial_Interruptible - College_Existing_Food Preparation_Natural Gas_Double Rack Oven_A_Achievable Technical Potential | F6 | Commercial | Interruptible - College | Existing | Food Preparation | Natural Gas | Double Rack Oven | A | Incremental Winter Peak Savings (MW) | Achievable Technical Potential | 0 | 0 | 0 | 0 | 0 | 0 | 0 | 0 | 0 | 0 | 0 | 0 | 0 | 0 | 0 | 0 | 0 | 0 | 0 | 0 | 0 | 0 | 0 | 0 | 0 | 0 | 0
F7_Commercial_Interruptible - College_Existing_Food Preparation_Natural Gas_Double Rack Oven_A_Achievable Technical Potential | F7 | Commercial | Interruptible - College | Existing | Food Preparation | Natural Gas | Double Rack Oven | A | Cumulative Energy Savings (MWh or mTherms) | Achievable Technical Potential | 0 | 0 | 0.00018848 | 0.00090703 | 0.0023216 | 0.0045703 | 0.0077673 | 0.012007 | 0.017365 | 0.023905 | 0.030758 | 0.037974 | 0.045628 | 0.053807 | 0.062415 | 0.07121 | 0.080123 | 0.089109 | 0.098143 | 0.1085 | 0.11905 | 0.12956 | 0.13992 | 0.14999 | 0.15964 | 0.16874 | 0.17719
F8_Commercial_Interruptible - College_Existing_Food Preparation_Natural Gas_Double Rack Oven_A_Achievable Technical Potential | F8 | Commercial | Interruptible - College | Existing | Food Preparation | Natural Gas | Double Rack Oven | A | Cumulative Summer Peak Savings (MW) | Achievable Technical Potential | 0 | 0 | 0 | 0 | 0 | 0 | 0 | 0 | 0 | 0 | 0 | 0 | 0 | 0 | 0 | 0 | 0 | 0 | 0 | 0 | 0 | 0 | 0 | 0 | 0 | 0 | 0
F9_Commercial_Interruptible - College_Existing_Food Preparation_Natural Gas_Double Rack Oven_A_Achievable Technical Potential | F9 | Commercial | Interruptible - College | Existing | Food Preparation | Natural Gas | Double Rack Oven | A | Cumulative Winter Peak Savings (MW) | Achievable Technical Potential | 0 | 0 | 0 | 0 | 0 | 0 | 0 | 0 | 0 | 0 | 0 | 0 | 0 | 0 | 0 | 0 | 0 | 0 | 0 | 0 | 0 | 0 | 0 | 0 | 0 | 0 | 0
F10_Commercial_Interruptible - College_Existing_Food Preparation_Natural Gas_Double Rack Oven_A_Achievable Technical Potential | F10 | Commercial | Interruptible - College | Existing | Food Preparation | Natural Gas | Double Rack Oven | A | Purchases (Incremental) | Achievable Technical Potential | 0 | 0 | 0.00011623 | 0.00044311 | 0.00087234 | 0.0013867 | 0.0019715 | 0.0026142 | 0.0033044 | 0.0040331 | 0.0042257 | 0.0044503 | 0.00472 | 0.0050432 | 0.0053086 | 0.0054236 | 0.005496 | 0.0055414 | 0.0055712 | 0.0063895 | 0.0065004 | 0.0064846 | 0.0063906 | 0.0062087 | 0.0059468 | 0.0056126 | 0.0052133
F11_Commercial_Interruptible - College_Existing_Food Preparation_Natural Gas_Double Rack Oven_A_Achievable Technical Potential | F11 | Commercial | Interruptible - College | Existing | Food Preparation | Natural Gas | Double Rack Oven | A | Purchases (Cumulative) | Achievable Technical Potential | 0 | 0 | 0.00011623 | 0.00055934 | 0.0014317 | 0.0028184 | 0.0047898 | 0.007404 | 0.010708 | 0.014742 | 0.018967 | 0.023418 | 0.028137 | 0.033181 | 0.038489 | 0.043913 | 0.049409 | 0.05495 | 0.060522 | 0.066911 | 0.073411 | 0.079896 | 0.086287 | 0.092495 | 0.098442 | 0.10405 | 0.10927
F1_Commercial_Interruptible - College_Existing_Food Preparation_Natural Gas_Fryer_A_Achievable Technical Potential | F1 | Commercial | Interruptible - College | Existing | Food Preparation | Natural Gas | Fryer | A | Integrated Unit Energy Savings (kWh or therms) | Achievable Technical Potential | 0 | 395.2691 | 395.2691 | 395.2691 | 395.2691 | 395.2691 | 395.2691 | 395.2691 | 395.2691 | 395.2691 | 395.2691 | 395.2691 | 395.2691 | 395.2691 | 395.2691 | 395.2691 | 395.2691 | 395.2691 | 395.2691 | 395.2691 | 395.2691 | 395.2691 | 395.2691 | 395.2691 | 395.2691 | 395.2691 | 395.2691
F2_Commercial_Interruptible - College_Existing_Food Preparation_Natural Gas_Fryer_A_Achievable Technical Potential | F2 | Commercial | Interruptible - College | Existing | Food Preparation | Natural Gas | Fryer | A | Integrated Unit Summer Peak Savings (kW) | Achievable Technical Potential | 0 | 0 | 0 | 0 | 0 | 0 | 0 | 0 | 0 | 0 | 0 | 0 | 0 | 0 | 0 | 0 | 0 | 0 | 0 | 0 | 0 | 0 | 0 | 0 | 0 | 0 | 0
F3_Commercial_Interruptible - College_Existing_Food Preparation_Natural Gas_Fryer_A_Achievable Technical Potential | F3 | Commercial | Interruptible - College | Existing | Food Preparation | Natural Gas | Fryer | A | Integrated Unit Winter Peak Savings (kW) | Achievable Technical Potential | 0 | 0 | 0 | 0 | 0 | 0 | 0 | 0 | 0 | 0 | 0 | 0 | 0 | 0 | 0 | 0 | 0 | 0 | 0 | 0 | 0 | 0 | 0 | 0 | 0 | 0 | 0
F4_Commercial_Interruptible - College_Existing_Food Preparation_Natural Gas_Fryer_A_Achievable Technical Potential | F4 | Commercial | Interruptible - College | Existing | Food Preparation | Natural Gas | Fryer | A | Incremental Energy Savings (MWh or mTherms) | Achievable Technical Potential | 0 | 0 | 0.0020784 | 0.0043301 | 0.0068481 | 0.0095776 | 0.012543 | 0.015911 | 0.019513 | 0.025625 | 0.031103 | 0.033409 | 0.034202 | 0.033405 | 0.04482 | 0.038101 | 0.031136 | 0.025441 | 0.018124 | 0.011932 | 0.007078 | 0.0036573 | 0.0053387 | 0 | 0 | 0 | 0.0011495
F5_Commercial_Interruptible - College_Existing_Food Preparation_Natural Gas_Fryer_A_Achievable Technical Potential | F5 | Commercial | Interruptible - College | Existing | Food Preparation | Natural Gas | Fryer | A | Incremental Summer Peak Savings (MW) | Achievable Technical Potential | 0 | 0 | 0 | 0 | 0 | 0 | 0 | 0 | 0 | 0 | 0 | 0 | 0 | 0 | 0 | 0 | 0 | 0 | 0 | 0 | 0 | 0 | 0 | 0 | 0 | 0 | 0
F6_Commercial_Interruptible - College_Existing_Food Preparation_Natural Gas_Fryer_A_Achievable Technical Potential | F6 | Commercial | Interruptible - College | Existing | Food Preparation | Natural Gas | Fryer | A | Incremental Winter Peak Savings (MW) | Achievable Technical Potential | 0 | 0 | 0 | 0 | 0 | 0 | 0 | 0 | 0 | 0 | 0 | 0 | 0 | 0 | 0 | 0 | 0 | 0 | 0 | 0 | 0 | 0 | 0 | 0 | 0 | 0 | 0
F7_Commercial_Interruptible - College_Existing_Food Preparation_Natural Gas_Fryer_A_Achievable Technical Potential | F7 | Commercial | Interruptible - College | Existing | Food Preparation | Natural Gas | Fryer | A | Cumulative Energy Savings (MWh or mTherms) | Achievable Technical Potential | 0 | 0 | 0.0020784 | 0.0064085 | 0.013257 | 0.022834 | 0.035377 | 0.051288 | 0.070801 | 0.096426 | 0.12753 | 0.16094 | 0.19514 | 0.22855 | 0.27337 | 0.31147 | 0.3426 | 0.36804 | 0.38617 | 0.3981 | 0.40518 | 0.40883 | 0.41417 | 0.41417 | 0.41417 | 0.41417 | 0.41532
F8_Commercial_Interruptible - College_Existing_Food Preparation_Natural Gas_Fryer_A_Achievable Technical Potential | F8 | Commercial | Interruptible - College | Existing | Food Preparation | Natural Gas | Fryer | A | Cumulative Summer Peak Savings (MW) | Achievable Technical Potential | 0 | 0 | 0 | 0 | 0 | 0 | 0 | 0 | 0 | 0 | 0 | 0 | 0 | 0 | 0 | 0 | 0 | 0 | 0 | 0 | 0 | 0 | 0 | 0 | 0 | 0 | 0
F9_Commercial_Interruptible - College_Existing_Food Preparation_Natural Gas_Fryer_A_Achievable Technical Potential | F9 | Commercial | Interruptible - College | Existing | Food Preparation | Natural Gas | Fryer | A | Cumulative Winter Peak Savings (MW) | Achievable Technical Potential | 0 | 0 | 0 | 0 | 0 | 0 | 0 | 0 | 0 | 0 | 0 | 0 | 0 | 0 | 0 | 0 | 0 | 0 | 0 | 0 | 0 | 0 | 0 | 0 | 0 | 0 | 0
F10_Commercial_Interruptible - College_Existing_Food Preparation_Natural Gas_Fryer_A_Achievable Technical Potential | F10 | Commercial | Interruptible - College | Existing | Food Preparation | Natural Gas | Fryer | A | Purchases (Incremental) | Achievable Technical Potential | 0 | 0 | 0.0052583 | 0.010955 | 0.017325 | 0.024231 | 0.031733 | 0.040254 | 0.049366 | 0.064828 | 0.078689 | 0.084523 | 0.086529 | 0.084512 | 0.11339 | 0.096393 | 0.078772 | 0.064363 | 0.045852 | 0.030188 | 0.017907 | 0.0092526 | 0.013507 | 0 | 0 | 0 | 0.0029081
F11_Commercial_Interruptible - College_Existing_Food Preparation_Natural Gas_Fryer_A_Achievable Technical Potential | F11 | Commercial | Interruptible - College | Existing | Food Preparation | Natural Gas | Fryer | A | Purchases (Cumulative) | Achievable Technical Potential | 0 | 0 | 0.0052583 | 0.016213 | 0.033538 | 0.057769 | 0.089502 | 0.12976 | 0.17912 | 0.24395 | 0.32264 | 0.40716 | 0.49369 | 0.5782 | 0.69159 | 0.78799 | 0.86676 | 0.93112 | 0.97697 | 1.0072 | 1.0251 | 1.0343 | 1.0478 | 1.0478 | 1.0478 | 1.0478 | 1.0507
F1_Commercial_Interruptible - College_Existing_Food Preparation_Natural Gas_Broiler_A_Achievable Technical Potential | F1 | Commercial | Interruptible - College | Existing | Food Preparation | Natural Gas | Broiler | A | Integrated Unit Energy Savings (kWh or therms) | Achievable Technical Potential | 0 | 240.24 | 240.24 | 240.24 | 240.24 | 240.24 | 240.24 | 240.24 | 240.24 | 240.24 | 240.24 | 240.24 | 240.24 | 240.24 | 240.24 | 240.24 | 240.24 | 240.24 | 240.24 | 240.24 | 240.24 | 240.24 | 240.24 | 240.24 | 240.24 | 240.24 | 240.24
F2_Commercial_Interruptible - College_Existing_Food Preparation_Natural Gas_Broiler_A_Achievable Technical Potential | F2 | Commercial | Interruptible - College | Existing | Food Preparation | Natural Gas | Broiler | A | Integrated Unit Summer Peak Savings (kW) | Achievable Technical Potential | 0 | 0 | 0 | 0 | 0 | 0 | 0 | 0 | 0 | 0 | 0 | 0 | 0 | 0 | 0 | 0 | 0 | 0 | 0 | 0 | 0 | 0 | 0 | 0 | 0 | 0 | 0
F3_Commercial_Interruptible - College_Existing_Food Preparation_Natural Gas_Broiler_A_Achievable Technical Potential | F3 | Commercial | Interruptible - College | Existing | Food Preparation | Natural Gas | Broiler | A | Integrated Unit Winter Peak Savings (kW) | Achievable Technical Potential | 0 | 0 | 0 | 0 | 0 | 0 | 0 | 0 | 0 | 0 | 0 | 0 | 0 | 0 | 0 | 0 | 0 | 0 | 0 | 0 | 0 | 0 | 0 | 0 | 0 | 0 | 0
F4_Commercial_Interruptible - College_Existing_Food Preparation_Natural Gas_Broiler_A_Achievable Technical Potential | F4 | Commercial | Interruptible - College | Existing | Food Preparation | Natural Gas | Broiler | A | Incremental Energy Savings (MWh or mTherms) | Achievable Technical Potential | 0 | 0 | 0.00096226 | 0.0032559 | 0.0059185 | 0.008888 | 0.012112 | 0.015544 | 0.019148 | 0.02289 | 0.0247 | 0.026624 | 0.028712 | 0.030992 | 0.032521 | 0.032935 | 0.033197 | 0.03336 | 0.033468 | 0.042422 | 0.04246 | 0.042048 | 0.040007 | 0.037714 | 0.03519 | 0.032458 | 0.029536
F5_Commercial_Interruptible - College_Existing_Food Preparation_Natural Gas_Broiler_A_Achievable Technical Potential | F5 | Commercial | Interruptible - College | Existing | Food Preparation | Natural Gas | Broiler | A | Incremental Summer Peak Savings (MW) | Achievable Technical Potential | 0 | 0 | 0 | 0 | 0 | 0 | 0 | 0 | 0 | 0 | 0 | 0 | 0 | 0 | 0 | 0 | 0 | 0 | 0 | 0 | 0 | 0 | 0 | 0 | 0 | 0 | 0
F6_Commercial_Interruptible - College_Existing_Food Preparation_Natural Gas_Broiler_A_Achievable Technical Potential | F6 | Commercial | Interruptible - College | Existing | Food Preparation | Natural Gas | Broiler | A | Incremental Winter Peak Savings (MW) | Achievable Technical Potential | 0 | 0 | 0 | 0 | 0 | 0 | 0 | 0 | 0 | 0 | 0 | 0 | 0 | 0 | 0 | 0 | 0 | 0 | 0 | 0 | 0 | 0 | 0 | 0 | 0 | 0 | 0
F7_Commercial_Interruptible - College_Existing_Food Preparation_Natural Gas_Broiler_A_Achievable Technical Potential | F7 | Commercial | Interruptible - College | Existing | Food Preparation | Natural Gas | Broiler | A | Cumulative Energy Savings (MWh or mTherms) | Achievable Technical Potential | 0 | 0 | 0.00096226 | 0.0042181 | 0.010137 | 0.019025 | 0.031136 | 0.04668 | 0.065828 | 0.088718 | 0.11342 | 0.14004 | 0.16875 | 0.19975 | 0.23227 | 0.2652 | 0.2984 | 0.33176 | 0.36523 | 0.40765 | 0.45011 | 0.49216 | 0.53216 | 0.56988 | 0.60507 | 0.63753 | 0.66706
F8_Commercial_Interruptible - College_Existing_Food Preparation_Natural Gas_Broiler_A_Achievable Technical Potential | F8 | Commercial | Interruptible - College | Existing | Food Preparation | Natural Gas | Broiler | A | Cumulative Summer Peak Savings (MW) | Achievable Technical Potential | 0 | 0 | 0 | 0 | 0 | 0 | 0 | 0 | 0 | 0 | 0 | 0 | 0 | 0 | 0 | 0 | 0 | 0 | 0 | 0 | 0 | 0 | 0 | 0 | 0 | 0 | 0
F9_Commercial_Interruptible - College_Existing_Food Preparation_Natural Gas_Broiler_A_Achievable Technical Potential | F9 | Commercial | Interruptible - College | Existing | Food Preparation | Natural Gas | Broiler | A | Cumulative Winter Peak Savings (MW) | Achievable Technical Potential | 0 | 0 | 0 | 0 | 0 | 0 | 0 | 0 | 0 | 0 | 0 | 0 | 0 | 0 | 0 | 0 | 0 | 0 | 0 | 0 | 0 | 0 | 0 | 0 | 0 | 0 | 0
F10_Commercial_Interruptible - College_Existing_Food Preparation_Natural Gas_Broiler_A_Achievable Technical Potential | F10 | Commercial | Interruptible - College | Existing | Food Preparation | Natural Gas | Broiler | A | Purchases (Incremental) | Achievable Technical Potential | 0 | 0 | 0.0040054 | 0.013553 | 0.024636 | 0.036996 | 0.050414 | 0.064703 | 0.079703 | 0.09528 | 0.10281 | 0.11082 | 0.11951 | 0.12901 | 0.13537 | 0.13709 | 0.13818 | 0.13886 | 0.13931 | 0.17658 | 0.17674 | 0.17502 | 0.16653 | 0.15698 | 0.14648 | 0.13511 | 0.12295
F11_Commercial_Interruptible - College_Existing_Food Preparation_Natural Gas_Broiler_A_Achievable Technical Potential | F11 | Commercial | Interruptible - College | Existing | Food Preparation | Natural Gas | Broiler | A | Purchases (Cumulative) | Achievable Technical Potential | 0 | 0 | 0.0040054 | 0.017558 | 0.042194 | 0.07919 | 0.1296 | 0.19431 | 0.27401 | 0.36929 | 0.4721 | 0.58293 | 0.70244 | 0.83145 | 0.96682 | 1.1039 | 1.2421 | 1.381 | 1.5203 | 1.6968 | 1.8736 | 2.0486 | 2.2151 | 2.3721 | 2.5186 | 2.6537 | 2.7767
F1_Commercial_Interruptible - College_Existing_Food Preparation_Natural Gas_Griddle_A_Achievable Technical Potential | F1 | Commercial | Interruptible - College | Existing | Food Preparation | Natural Gas | Griddle | A | Integrated Unit Energy Savings (kWh or therms) | Achievable Technical Potential | 0 | 167.9465 | 167.9465 | 167.9465 | 167.9465 | 167.9465 | 167.9465 | 167.9465 | 167.9465 | 167.9465 | 167.9465 | 167.9465 | 167.9465 | 167.9465 | 167.9465 | 167.9465 | 167.9465 | 167.9465 | 167.9465 | 167.9465 | 167.9465 | 167.9465 | 167.9465 | 167.9465 | 167.9465 | 167.9465 | 167.9465
F2_Commercial_Interruptible - College_Existing_Food Preparation_Natural Gas_Griddle_A_Achievable Technical Potential | F2 | Commercial | Interruptible - College | Existing | Food Preparation | Natural Gas | Griddle | A | Integrated Unit Summer Peak Savings (kW) | Achievable Technical Potential | 0 | 0 | 0 | 0 | 0 | 0 | 0 | 0 | 0 | 0 | 0 | 0 | 0 | 0 | 0 | 0 | 0 | 0 | 0 | 0 | 0 | 0 | 0 | 0 | 0 | 0 | 0
F3_Commercial_Interruptible - College_Existing_Food Preparation_Natural Gas_Griddle_A_Achievable Technical Potential | F3 | Commercial | Interruptible - College | Existing | Food Preparation | Natural Gas | Griddle | A | Integrated Unit Winter Peak Savings (kW) | Achievable Technical Potential | 0 | 0 | 0 | 0 | 0 | 0 | 0 | 0 | 0 | 0 | 0 | 0 | 0 | 0 | 0 | 0 | 0 | 0 | 0 | 0 | 0 | 0 | 0 | 0 | 0 | 0 | 0
F4_Commercial_Interruptible - College_Existing_Food Preparation_Natural Gas_Griddle_A_Achievable Technical Potential | F4 | Commercial | Interruptible - College | Existing | Food Preparation | Natural Gas | Griddle | A | Incremental Energy Savings (MWh or mTherms) | Achievable Technical Potential | 0 | 0 | 0.00030383 | 0.001028 | 0.0018687 | 0.0028064 | 0.0038242 | 0.004908 | 0.0060458 | 0.0072275 | 0.0077989 | 0.0084066 | 0.0090656 | 0.0097857 | 0.010268 | 0.010399 | 0.010482 | 0.010533 | 0.010567 | 0.013395 | 0.013407 | 0.013276 | 0.012632 | 0.011908 | 0.011111 | 0.010248 | 0.009326
F5_Commercial_Interruptible - College_Existing_Food Preparation_Natural Gas_Griddle_A_Achievable Technical Potential | F5 | Commercial | Interruptible - College | Existing | Food Preparation | Natural Gas | Griddle | A | Incremental Summer Peak Savings (MW) | Achievable Technical Potential | 0 | 0 | 0 | 0 | 0 | 0 | 0 | 0 | 0 | 0 | 0 | 0 | 0 | 0 | 0 | 0 | 0 | 0 | 0 | 0 | 0 | 0 | 0 | 0 | 0 | 0 | 0
F6_Commercial_Interruptible - College_Existing_Food Preparation_Natural Gas_Griddle_A_Achievable Technical Potential | F6 | Commercial | Interruptible - College | Existing | Food Preparation | Natural Gas | Griddle | A | Incremental Winter Peak Savings (MW) | Achievable Technical Potential | 0 | 0 | 0 | 0 | 0 | 0 | 0 | 0 | 0 | 0 | 0 | 0 | 0 | 0 | 0 | 0 | 0 | 0 | 0 | 0 | 0 | 0 | 0 | 0 | 0 | 0 | 0
F7_Commercial_Interruptible - College_Existing_Food Preparation_Natural Gas_Griddle_A_Achievable Technical Potential | F7 | Commercial | Interruptible - College | Existing | Food Preparation | Natural Gas | Griddle | A | Cumulative Energy Savings (MWh or mTherms) | Achievable Technical Potential | 0 | 0 | 0.00030383 | 0.0013319 | 0.0032006 | 0.006007 | 0.0098311 | 0.014739 | 0.020785 | 0.028012 | 0.035811 | 0.044218 | 0.053284 | 0.063069 | 0.073338 | 0.083737 | 0.094219 | 0.10475 | 0.11532 | 0.12871 | 0.14212 | 0.1554 | 0.16803 | 0.17994 | 0.19105 | 0.2013 | 0.21062
F8_Commercial_Interruptible - College_Existing_Food Preparation_Natural Gas_Griddle_A_Achievable Technical Potential | F8 | Commercial | Interruptible - College | Existing | Food Preparation | Natural Gas | Griddle | A | Cumulative Summer Peak Savings (MW) | Achievable Technical Potential | 0 | 0 | 0 | 0 | 0 | 0 | 0 | 0 | 0 | 0 | 0 | 0 | 0 | 0 | 0 | 0 | 0 | 0 | 0 | 0 | 0 | 0 | 0 | 0 | 0 | 0 | 0
F9_Commercial_Interruptible - College_Existing_Food Preparation_Natural Gas_Griddle_A_Achievable Technical Potential | F9 | Commercial | Interruptible - College | Existing | Food Preparation | Natural Gas | Griddle | A | Cumulative Winter Peak Savings (MW) | Achievable Technical Potential | 0 | 0 | 0 | 0 | 0 | 0 | 0 | 0 | 0 | 0 | 0 | 0 | 0 | 0 | 0 | 0 | 0 | 0 | 0 | 0 | 0 | 0 | 0 | 0 | 0 | 0 | 0
F10_Commercial_Interruptible - College_Existing_Food Preparation_Natural Gas_Griddle_A_Achievable Technical Potential | F10 | Commercial | Interruptible - College | Existing | Food Preparation | Natural Gas | Griddle | A | Purchases (Incremental) | Achievable Technical Potential | 0 | 0 | 0.0018091 | 0.0061211 | 0.011127 | 0.01671 | 0.02277 | 0.029224 | 0.035999 | 0.043034 | 0.046437 | 0.050055 | 0.053979 | 0.058267 | 0.061141 | 0.06192 | 0.062411 | 0.062719 | 0.062921 | 0.079756 | 0.079827 | 0.079051 | 0.075214 | 0.070903 | 0.066159 | 0.061022 | 0.05553
F11_Commercial_Interruptible - College_Existing_Food Preparation_Natural Gas_Griddle_A_Achievable Technical Potential | F11 | Commercial | Interruptible - College | Existing | Food Preparation | Natural Gas | Griddle | A | Purchases (Cumulative) | Achievable Technical Potential | 0 | 0 | 0.0018091 | 0.0079302 | 0.019057 | 0.035767 | 0.058537 | 0.087761 | 0.12376 | 0.16679 | 0.21323 | 0.26329 | 0.31726 | 0.37553 | 0.43667 | 0.49859 | 0.561 | 0.62372 | 0.68664 | 0.7664 | 0.84623 | 0.92528 | 1.0005 | 1.0714 | 1.1376 | 1.1986 | 1.2541
F1_Commercial_Interruptible - College_Existing_Food Preparation_Natural Gas_Range_A_Achievable Technical Potential | F1 | Commercial | Interruptible - College | Existing | Food Preparation | Natural Gas | Range | A | Integrated Unit Energy Savings (kWh or therms) | Achievable Technical Potential | 0 | 171.4286 | 171.4286 | 171.4286 | 171.4286 | 171.4286 | 171.4286 | 171.4286 | 171.4286 | 171.4286 | 171.4286 | 171.4286 | 171.4286 | 171.4286 | 171.4286 | 171.4286 | 171.4286 | 171.4286 | 171.4286 | 171.4286 | 171.4286 | 171.4286 | 171.4286 | 171.4286 | 171.4286 | 171.4286 | 171.4286
F2_Commercial_Interruptible - College_Existing_Food Preparation_Natural Gas_Range_A_Achievable Technical Potential | F2 | Commercial | Interruptible - College | Existing | Food Preparation | Natural Gas | Range | A | Integrated Unit Summer Peak Savings (kW) | Achievable Technical Potential | 0 | 0 | 0 | 0 | 0 | 0 | 0 | 0 | 0 | 0 | 0 | 0 | 0 | 0 | 0 | 0 | 0 | 0 | 0 | 0 | 0 | 0 | 0 | 0 | 0 | 0 | 0
F3_Commercial_Interruptible - College_Existing_Food Preparation_Natural Gas_Range_A_Achievable Technical Potential | F3 | Commercial | Interruptible - College | Existing | Food Preparation | Natural Gas | Range | A | Integrated Unit Winter Peak Savings (kW) | Achievable Technical Potential | 0 | 0 | 0 | 0 | 0 | 0 | 0 | 0 | 0 | 0 | 0 | 0 | 0 | 0 | 0 | 0 | 0 | 0 | 0 | 0 | 0 | 0 | 0 | 0 | 0 | 0 | 0
F4_Commercial_Interruptible - College_Existing_Food Preparation_Natural Gas_Range_A_Achievable Technical Potential | F4 | Commercial | Interruptible - College | Existing | Food Preparation | Natural Gas | Range | A | Incremental Energy Savings (MWh or mTherms) | Achievable Technical Potential | 0 | 0 | 0.00057016 | 0.0020618 | 0.0038781 | 0.0059195 | 0.0081134 | 0.010407 | 0.012763 | 0.015155 | 0.015271 | 0.015877 | 0.016378 | 0.016372 | 0.016392 | 0.019655 | 0.020385 | 0.020936 | 0.021352 | 0.02072 | 0.021793 | 0.022129 | 0.020073 | 0.017799 | 0.014958 | 0.0096318 | 0.0072618
F5_Commercial_Interruptible - College_Existing_Food Preparation_Natural Gas_Range_A_Achievable Technical Potential | F5 | Commercial | Interruptible - College | Existing | Food Preparation | Natural Gas | Range | A | Incremental Summer Peak Savings (MW) | Achievable Technical Potential | 0 | 0 | 0 | 0 | 0 | 0 | 0 | 0 | 0 | 0 | 0 | 0 | 0 | 0 | 0 | 0 | 0 | 0 | 0 | 0 | 0 | 0 | 0 | 0 | 0 | 0 | 0
F6_Commercial_Interruptible - College_Existing_Food Preparation_Natural Gas_Range_A_Achievable Technical Potential | F6 | Commercial | Interruptible - College | Existing | Food Preparation | Natural Gas | Range | A | Incremental Winter Peak Savings (MW) | Achievable Technical Potential | 0 | 0 | 0 | 0 | 0 | 0 | 0 | 0 | 0 | 0 | 0 | 0 | 0 | 0 | 0 | 0 | 0 | 0 | 0 | 0 | 0 | 0 | 0 | 0 | 0 | 0 | 0
F7_Commercial_Interruptible - College_Existing_Food Preparation_Natural Gas_Range_A_Achievable Technical Potential | F7 | Commercial | Interruptible - College | Existing | Food Preparation | Natural Gas | Range | A | Cumulative Energy Savings (MWh or mTherms) | Achievable Technical Potential | 0 | 0 | 0.00057016 | 0.002632 | 0.0065101 | 0.01243 | 0.020543 | 0.03095 | 0.043713 | 0.058868 | 0.074139 | 0.090016 | 0.10639 | 0.12277 | 0.13916 | 0.15881 | 0.1792 | 0.20013 | 0.22149 | 0.24221 | 0.264 | 0.28613 | 0.3062 | 0.324 | 0.33896 | 0.34859 | 0.35585
F8_Commercial_Interruptible - College_Existing_Food Preparation_Natural Gas_Range_A_Achievable Technical Potential | F8 | Commercial | Interruptible - College | Existing | Food Preparation | Natural Gas | Range | A | Cumulative Summer Peak Savings (MW) | Achievable Technical Potential | 0 | 0 | 0 | 0 | 0 | 0 | 0 | 0 | 0 | 0 | 0 | 0 | 0 | 0 | 0 | 0 | 0 | 0 | 0 | 0 | 0 | 0 | 0 | 0 | 0 | 0 | 0
F9_Commercial_Interruptible - College_Existing_Food Preparation_Natural Gas_Range_A_Achievable Technical Potential | F9 | Commercial | Interruptible - College | Existing | Food Preparation | Natural Gas | Range | A | Cumulative Winter Peak Savings (MW) | Achievable Technical Potential | 0 | 0 | 0 | 0 | 0 | 0 | 0 | 0 | 0 | 0 | 0 | 0 | 0 | 0 | 0 | 0 | 0 | 0 | 0 | 0 | 0 | 0 | 0 | 0 | 0 | 0 | 0
F10_Commercial_Interruptible - College_Existing_Food Preparation_Natural Gas_Range_A_Achievable Technical Potential | F10 | Commercial | Interruptible - College | Existing | Food Preparation | Natural Gas | Range | A | Purchases (Incremental) | Achievable Technical Potential | 0 | 0 | 0.0033259 | 0.012027 | 0.022622 | 0.034531 | 0.047328 | 0.060708 | 0.074451 | 0.088402 | 0.089081 | 0.092615 | 0.095538 | 0.095502 | 0.09562 | 0.11466 | 0.11891 | 0.12213 | 0.12455 | 0.12086 | 0.12713 | 0.12909 | 0.11709 | 0.10383 | 0.087256 | 0.056186 | 0.04236
F11_Commercial_Interruptible - College_Existing_Food Preparation_Natural Gas_Range_A_Achievable Technical Potential | F11 | Commercial | Interruptible - College | Existing | Food Preparation | Natural Gas | Range | A | Purchases (Cumulative) | Achievable Technical Potential | 0 | 0 | 0.0033259 | 0.015353 | 0.037975 | 0.072506 | 0.11983 | 0.18054 | 0.25499 | 0.3434 | 0.43248 | 0.52509 | 0.62063 | 0.71613 | 0.81175 | 0.92641 | 1.0453 | 1.1674 | 1.292 | 1.4129 | 1.54 | 1.6691 | 1.7862 | 1.89 | 1.9773 | 2.0334 | 2.0758
F1_Commercial_Interruptible - College_Existing_Food Preparation_Natural Gas_Steamer_A_Achievable Technical Potential | F1 | Commercial | Interruptible - College | Existing | Food Preparation | Natural Gas | Steamer | A | Integrated Unit Energy Savings (kWh or therms) | Achievable Technical Potential | 0 | 1215.1419 | 1215.1419 | 1215.1419 | 1215.1419 | 1215.1419 | 1215.1419 | 1215.1419 | 1215.1419 | 1215.1419 | 1215.1419 | 1215.1419 | 1215.1419 | 1215.1419 | 1215.1419 | 1215.1419 | 1215.1419 | 1215.1419 | 1215.1419 | 1215.1419 | 1215.1419 | 1215.1419 | 1215.1419 | 1215.1419 | 1215.1419 | 1215.1419 | 1215.1419
F2_Commercial_Interruptible - College_Existing_Food Preparation_Natural Gas_Steamer_A_Achievable Technical Potential | F2 | Commercial | Interruptible - College | Existing | Food Preparation | Natural Gas | Steamer | A | Integrated Unit Summer Peak Savings (kW) | Achievable Technical Potential | 0 | 0 | 0 | 0 | 0 | 0 | 0 | 0 | 0 | 0 | 0 | 0 | 0 | 0 | 0 | 0 | 0 | 0 | 0 | 0 | 0 | 0 | 0 | 0 | 0 | 0 | 0
F3_Commercial_Interruptible - College_Existing_Food Preparation_Natural Gas_Steamer_A_Achievable Technical Potential | F3 | Commercial | Interruptible - College | Existing | Food Preparation | Natural Gas | Steamer | A | Integrated Unit Winter Peak Savings (kW) | Achievable Technical Potential | 0 | 0 | 0 | 0 | 0 | 0 | 0 | 0 | 0 | 0 | 0 | 0 | 0 | 0 | 0 | 0 | 0 | 0 | 0 | 0 | 0 | 0 | 0 | 0 | 0 | 0 | 0
F4_Commercial_Interruptible - College_Existing_Food Preparation_Natural Gas_Steamer_A_Achievable Technical Potential | F4 | Commercial | Interruptible - College | Existing | Food Preparation | Natural Gas | Steamer | A | Incremental Energy Savings (MWh or mTherms) | Achievable Technical Potential | 0 | 0 | 0.0022117 | 0.0065654 | 0.010731 | 0.014766 | 0.018712 | 0.022601 | 0.027469 | 0.032161 | 0.034447 | 0.034404 | 0.03438 | 0.048487 | 0.04607 | 0.044354 | 0.042132 | 0.040417 | 0.039115 | 0.038136 | 0.042711 | 0.031336 | 0.03036 | 0.027878 | 0.024444 | 0.026726 | 0.01746
F5_Commercial_Interruptible - College_Existing_Food Preparation_Natural Gas_Steamer_A_Achievable Technical Potential | F5 | Commercial | Interruptible - College | Existing | Food Preparation | Natural Gas | Steamer | A | Incremental Summer Peak Savings (MW) | Achievable Technical Potential | 0 | 0 | 0 | 0 | 0 | 0 | 0 | 0 | 0 | 0 | 0 | 0 | 0 | 0 | 0 | 0 | 0 | 0 | 0 | 0 | 0 | 0 | 0 | 0 | 0 | 0 | 0
F6_Commercial_Interruptible - College_Existing_Food Preparation_Natural Gas_Steamer_A_Achievable Technical Potential | F6 | Commercial | Interruptible - College | Existing | Food Preparation | Natural Gas | Steamer | A | Incremental Winter Peak Savings (MW) | Achievable Technical Potential | 0 | 0 | 0 | 0 | 0 | 0 | 0 | 0 | 0 | 0 | 0 | 0 | 0 | 0 | 0 | 0 | 0 | 0 | 0 | 0 | 0 | 0 | 0 | 0 | 0 | 0 | 0
F7_Commercial_Interruptible - College_Existing_Food Preparation_Natural Gas_Steamer_A_Achievable Technical Potential | F7 | Commercial | Interruptible - College | Existing | Food Preparation | Natural Gas | Steamer | A | Cumulative Energy Savings (MWh or mTherms) | Achievable Technical Potential | 0 | 0 | 0.0022117 | 0.0087771 | 0.019508 | 0.034274 | 0.052986 | 0.075587 | 0.10306 | 0.13522 | 0.16967 | 0.20407 | 0.23845 | 0.28694 | 0.33301 | 0.37736 | 0.41949 | 0.45991 | 0.49902 | 0.53716 | 0.57987 | 0.61121 | 0.64157 | 0.66944 | 0.69389 | 0.72061 | 0.73807
F8_Commercial_Interruptible - College_Existing_Food Preparation_Natural Gas_Steamer_A_Achievable Technical Potential | F8 | Commercial | Interruptible - College | Existing | Food Preparation | Natural Gas | Steamer | A | Cumulative Summer Peak Savings (MW) | Achievable Technical Potential | 0 | 0 | 0 | 0 | 0 | 0 | 0 | 0 | 0 | 0 | 0 | 0 | 0 | 0 | 0 | 0 | 0 | 0 | 0 | 0 | 0 | 0 | 0 | 0 | 0 | 0 | 0
F9_Commercial_Interruptible - College_Existing_Food Preparation_Natural Gas_Steamer_A_Achievable Technical Potential | F9 | Commercial | Interruptible - College | Existing | Food Preparation | Natural Gas | Steamer | A | Cumulative Winter Peak Savings (MW) | Achievable Technical Potential | 0 | 0 | 0 | 0 | 0 | 0 | 0 | 0 | 0 | 0 | 0 | 0 | 0 | 0 | 0 | 0 | 0 | 0 | 0 | 0 | 0 | 0 | 0 | 0 | 0 | 0 | 0
F10_Commercial_Interruptible - College_Existing_Food Preparation_Natural Gas_Steamer_A_Achievable Technical Potential | F10 | Commercial | Interruptible - College | Existing | Food Preparation | Natural Gas | Steamer | A | Purchases (Incremental) | Achievable Technical Potential | 0 | 0 | 0.0018202 | 0.005403 | 0.0088309 | 0.012152 | 0.015399 | 0.0186 | 0.022606 | 0.026467 | 0.028348 | 0.028312 | 0.028293 | 0.039903 | 0.037913 | 0.036501 | 0.034672 | 0.033261 | 0.032189 | 0.031384 | 0.035149 | 0.025788 | 0.024985 | 0.022942 | 0.020116 | 0.021994 | 0.014369
F11_Commercial_Interruptible - College_Existing_Food Preparation_Natural Gas_Steamer_A_Achievable Technical Potential | F11 | Commercial | Interruptible - College | Existing | Food Preparation | Natural Gas | Steamer | A | Purchases (Cumulative) | Achievable Technical Potential | 0 | 0 | 0.0018202 | 0.0072231 | 0.016054 | 0.028206 | 0.043605 | 0.062205 | 0.08481 | 0.11128 | 0.13963 | 0.16794 | 0.19623 | 0.23613 | 0.27405 | 0.31055 | 0.34522 | 0.37848 | 0.41067 | 0.44205 | 0.4772 | 0.50299 | 0.52798 | 0.55092 | 0.57103 | 0.59303 | 0.6074
F1_Commercial_Interruptible - College_Existing_Food Preparation_Natural Gas_Commercial Food Prep Other_A_Achievable Technical Potential | F1 | Commercial | Interruptible - College | Existing | Food Preparation | Natural Gas | Commercial Food Prep Other | A | Integrated Unit Energy Savings (kWh or therms) | Achievable Technical Potential | 0 | 366.1618 | 366.1618 | 366.1618 | 366.1618 | 366.1618 | 366.1618 | 366.1618 | 366.1618 | 366.1618 | 366.1618 | 366.1618 | 366.1618 | 366.1618 | 366.1618 | 366.1618 | 366.1618 | 366.1618 | 366.1618 | 366.1618 | 366.1618 | 366.1618 | 366.1618 | 366.1618 | 366.1618 | 366.1618 | 366.1618
F2_Commercial_Interruptible - College_Existing_Food Preparation_Natural Gas_Commercial Food Prep Other_A_Achievable Technical Potential | F2 | Commercial | Interruptible - College | Existing | Food Preparation | Natural Gas | Commercial Food Prep Other | A | Integrated Unit Summer Peak Savings (kW) | Achievable Technical Potential | 0 | 0 | 0 | 0 | 0 | 0 | 0 | 0 | 0 | 0 | 0 | 0 | 0 | 0 | 0 | 0 | 0 | 0 | 0 | 0 | 0 | 0 | 0 | 0 | 0 | 0 | 0
F3_Commercial_Interruptible - College_Existing_Food Preparation_Natural Gas_Commercial Food Prep Other_A_Achievable Technical Potential | F3 | Commercial | Interruptible - College | Existing | Food Preparation | Natural Gas | Commercial Food Prep Other | A | Integrated Unit Winter Peak Savings (kW) | Achievable Technical Potential | 0 | 0 | 0 | 0 | 0 | 0 | 0 | 0 | 0 | 0 | 0 | 0 | 0 | 0 | 0 | 0 | 0 | 0 | 0 | 0 | 0 | 0 | 0 | 0 | 0 | 0 | 0
F4_Commercial_Interruptible - College_Existing_Food Preparation_Natural Gas_Commercial Food Prep Other_A_Achievable Technical Potential | F4 | Commercial | Interruptible - College | Existing | Food Preparation | Natural Gas | Commercial Food Prep Other | A | Incremental Energy Savings (MWh or mTherms) | Achievable Technical Potential | 0 | 0 | 1.5438e-05 | 5.5827e-05 | 0.00010501 | 0.00016028 | 0.00021969 | 0.00028179 | 0.00034559 | 0.00041034 | 0.00041349 | 0.0004299 | 0.00044347 | 0.0004433 | 0.00044385 | 0.00053221 | 0.00055195 | 0.00056689 | 0.00057814 | 0.00056102 | 0.0005901 | 0.00059919 | 0.0005435 | 0.00048194 | 0.00040502 | 0.0002608 | 0.00019663
F5_Commercial_Interruptible - College_Existing_Food Preparation_Natural Gas_Commercial Food Prep Other_A_Achievable Technical Potential | F5 | Commercial | Interruptible - College | Existing | Food Preparation | Natural Gas | Commercial Food Prep Other | A | Incremental Summer Peak Savings (MW) | Achievable Technical Potential | 0 | 0 | 0 | 0 | 0 | 0 | 0 | 0 | 0 | 0 | 0 | 0 | 0 | 0 | 0 | 0 | 0 | 0 | 0 | 0 | 0 | 0 | 0 | 0 | 0 | 0 | 0
F6_Commercial_Interruptible - College_Existing_Food Preparation_Natural Gas_Commercial Food Prep Other_A_Achievable Technical Potential | F6 | Commercial | Interruptible - College | Existing | Food Preparation | Natural Gas | Commercial Food Prep Other | A | Incremental Winter Peak Savings (MW) | Achievable Technical Potential | 0 | 0 | 0 | 0 | 0 | 0 | 0 | 0 | 0 | 0 | 0 | 0 | 0 | 0 | 0 | 0 | 0 | 0 | 0 | 0 | 0 | 0 | 0 | 0 | 0 | 0 | 0
F7_Commercial_Interruptible - College_Existing_Food Preparation_Natural Gas_Commercial Food Prep Other_A_Achievable Technical Potential | F7 | Commercial | Interruptible - College | Existing | Food Preparation | Natural Gas | Commercial Food Prep Other | A | Cumulative Energy Savings (MWh or mTherms) | Achievable Technical Potential | 0 | 0 | 1.5438e-05 | 7.1266e-05 | 0.00017627 | 0.00033656 | 0.00055624 | 0.00083804 | 0.0011836 | 0.001594 | 0.0020075 | 0.0024374 | 0.0028808 | 0.0033241 | 0.003768 | 0.0043002 | 0.0048521 | 0.005419 | 0.0059972 | 0.0065582 | 0.0071483 | 0.0077475 | 0.008291 | 0.0087729 | 0.0091779 | 0.0094387 | 0.0096354
F8_Commercial_Interruptible - College_Existing_Food Preparation_Natural Gas_Commercial Food Prep Other_A_Achievable Technical Potential | F8 | Commercial | Interruptible - College | Existing | Food Preparation | Natural Gas | Commercial Food Prep Other | A | Cumulative Summer Peak Savings (MW) | Achievable Technical Potential | 0 | 0 | 0 | 0 | 0 | 0 | 0 | 0 | 0 | 0 | 0 | 0 | 0 | 0 | 0 | 0 | 0 | 0 | 0 | 0 | 0 | 0 | 0 | 0 | 0 | 0 | 0
F9_Commercial_Interruptible - College_Existing_Food Preparation_Natural Gas_Commercial Food Prep Other_A_Achievable Technical Potential | F9 | Commercial | Interruptible - College | Existing | Food Preparation | Natural Gas | Commercial Food Prep Other | A | Cumulative Winter Peak Savings (MW) | Achievable Technical Potential | 0 | 0 | 0 | 0 | 0 | 0 | 0 | 0 | 0 | 0 | 0 | 0 | 0 | 0 | 0 | 0 | 0 | 0 | 0 | 0 | 0 | 0 | 0 | 0 | 0 | 0 | 0
F10_Commercial_Interruptible - College_Existing_Food Preparation_Natural Gas_Commercial Food Prep Other_A_Achievable Technical Potential | F10 | Commercial | Interruptible - College | Existing | Food Preparation | Natural Gas | Commercial Food Prep Other | A | Purchases (Incremental) | Achievable Technical Potential | 0 | 0 | 4.2162e-05 | 0.00015247 | 0.00028678 | 0.00043774 | 0.00059997 | 0.00076959 | 0.00094381 | 0.0011207 | 0.0011293 | 0.0011741 | 0.0012111 | 0.0012107 | 0.0012122 | 0.0014535 | 0.0015074 | 0.0015482 | 0.0015789 | 0.0015322 | 0.0016116 | 0.0016364 | 0.0014843 | 0.0013162 | 0.0011061 | 0.00071225 | 0.00053699
F11_Commercial_Interruptible - College_Existing_Food Preparation_Natural Gas_Commercial Food Prep Other_A_Achievable Technical Potential | F11 | Commercial | Interruptible - College | Existing | Food Preparation | Natural Gas | Commercial Food Prep Other | A | Purchases (Cumulative) | Achievable Technical Potential | 0 | 0 | 4.2162e-05 | 0.00019463 | 0.00048141 | 0.00091914 | 0.0015191 | 0.0022887 | 0.0032325 | 0.0043532 | 0.0054824 | 0.0066565 | 0.0078676 | 0.0090783 | 0.01029 | 0.011744 | 0.013251 | 0.0148 | 0.016378 | 0.017911 | 0.019522 | 0.021159 | 0.022643 | 0.023959 | 0.025065 | 0.025777 | 0.026314
F1_Commercial_Interruptible - College_Existing_Miscellaneous_Natural Gas_Pool Heater_A_Achievable Technical Potential | F1 | Commercial | Interruptible - College | Existing | Miscellaneous | Natural Gas | Pool Heater | A | Integrated Unit Energy Savings (kWh or therms) | Achievable Technical Potential | 0 | 2233.5 | 2233.5 | 2233.5 | 2233.5 | 2233.5 | 2233.5 | 2233.5 | 2233.5 | 2233.5 | 2233.5 | 2233.5 | 2233.5 | 2233.5 | 2233.5 | 2233.5 | 2233.5 | 2233.5 | 2233.5 | 2233.5 | 2233.5 | 2233.5 | 2233.5 | 2233.5 | 2233.5 | 2233.5 | 2233.5
F2_Commercial_Interruptible - College_Existing_Miscellaneous_Natural Gas_Pool Heater_A_Achievable Technical Potential | F2 | Commercial | Interruptible - College | Existing | Miscellaneous | Natural Gas | Pool Heater | A | Integrated Unit Summer Peak Savings (kW) | Achievable Technical Potential | 0 | 0 | 0 | 0 | 0 | 0 | 0 | 0 | 0 | 0 | 0 | 0 | 0 | 0 | 0 | 0 | 0 | 0 | 0 | 0 | 0 | 0 | 0 | 0 | 0 | 0 | 0
F3_Commercial_Interruptible - College_Existing_Miscellaneous_Natural Gas_Pool Heater_A_Achievable Technical Potential | F3 | Commercial | Interruptible - College | Existing | Miscellaneous | Natural Gas | Pool Heater | A | Integrated Unit Winter Peak Savings (kW) | Achievable Technical Potential | 0 | 0 | 0 | 0 | 0 | 0 | 0 | 0 | 0 | 0 | 0 | 0 | 0 | 0 | 0 | 0 | 0 | 0 | 0 | 0 | 0 | 0 | 0 | 0 | 0 | 0 | 0
F4_Commercial_Interruptible - College_Existing_Miscellaneous_Natural Gas_Pool Heater_A_Achievable Technical Potential | F4 | Commercial | Interruptible - College | Existing | Miscellaneous | Natural Gas | Pool Heater | A | Incremental Energy Savings (MWh or mTherms) | Achievable Technical Potential | 0 | 0 | 1.643e-06 | 2.4573e-06 | 5.2437e-06 | 9.6836e-06 | 1.6932e-05 | 2.7277e-05 | 3.9565e-05 | 5.6563e-05 | 7.5469e-05 | 0.00012724 | 0.00014863 | 0.00016784 | 0.00018268 | 0.00019104 | 0.00020846 | 0.00018116 | 0.00017144 | 0.00015312 | 0.00012606 | 0.000128 | 7.7244e-05 | 3.8207e-05 | 7.9333e-06 | 0 | 0
F5_Commercial_Interruptible - College_Existing_Miscellaneous_Natural Gas_Pool Heater_A_Achievable Technical Potential | F5 | Commercial | Interruptible - College | Existing | Miscellaneous | Natural Gas | Pool Heater | A | Incremental Summer Peak Savings (MW) | Achievable Technical Potential | 0 | 0 | 0 | 0 | 0 | 0 | 0 | 0 | 0 | 0 | 0 | 0 | 0 | 0 | 0 | 0 | 0 | 0 | 0 | 0 | 0 | 0 | 0 | 0 | 0 | 0 | 0
F6_Commercial_Interruptible - College_Existing_Miscellaneous_Natural Gas_Pool Heater_A_Achievable Technical Potential | F6 | Commercial | Interruptible - College | Existing | Miscellaneous | Natural Gas | Pool Heater | A | Incremental Winter Peak Savings (MW) | Achievable Technical Potential | 0 | 0 | 0 | 0 | 0 | 0 | 0 | 0 | 0 | 0 | 0 | 0 | 0 | 0 | 0 | 0 | 0 | 0 | 0 | 0 | 0 | 0 | 0 | 0 | 0 | 0 | 0
F7_Commercial_Interruptible - College_Existing_Miscellaneous_Natural Gas_Pool Heater_A_Achievable Technical Potential | F7 | Commercial | Interruptible - College | Existing | Miscellaneous | Natural Gas | Pool Heater | A | Cumulative Energy Savings (MWh or mTherms) | Achievable Technical Potential | 0 | 0 | 1.643e-06 | 4.1003e-06 | 9.344e-06 | 1.9028e-05 | 3.596e-05 | 6.3237e-05 | 0.0001028 | 0.00015937 | 0.00023483 | 0.00036207 | 0.0005107 | 0.00067854 | 0.00086121 | 0.0010522 | 0.0012607 | 0.0014419 | 0.0016133 | 0.0017664 | 0.0018925 | 0.0020205 | 0.0020977 | 0.0021359 | 0.0021439 | 0.0021439 | 0.0021439
F8_Commercial_Interruptible - College_Existing_Miscellaneous_Natural Gas_Pool Heater_A_Achievable Technical Potential | F8 | Commercial | Interruptible - College | Existing | Miscellaneous | Natural Gas | Pool Heater | A | Cumulative Summer Peak Savings (MW) | Achievable Technical Potential | 0 | 0 | 0 | 0 | 0 | 0 | 0 | 0 | 0 | 0 | 0 | 0 | 0 | 0 | 0 | 0 | 0 | 0 | 0 | 0 | 0 | 0 | 0 | 0 | 0 | 0 | 0
F9_Commercial_Interruptible - College_Existing_Miscellaneous_Natural Gas_Pool Heater_A_Achievable Technical Potential | F9 | Commercial | Interruptible - College | Existing | Miscellaneous | Natural Gas | Pool Heater | A | Cumulative Winter Peak Savings (MW) | Achievable Technical Potential | 0 | 0 | 0 | 0 | 0 | 0 | 0 | 0 | 0 | 0 | 0 | 0 | 0 | 0 | 0 | 0 | 0 | 0 | 0 | 0 | 0 | 0 | 0 | 0 | 0 | 0 | 0
F10_Commercial_Interruptible - College_Existing_Miscellaneous_Natural Gas_Pool Heater_A_Achievable Technical Potential | F10 | Commercial | Interruptible - College | Existing | Miscellaneous | Natural Gas | Pool Heater | A | Purchases (Incremental) | Achievable Technical Potential | 0 | 0 | 7.356e-07 | 1.1002e-06 | 2.3478e-06 | 4.3356e-06 | 7.5811e-06 | 1.2213e-05 | 1.7714e-05 | 2.5325e-05 | 3.3789e-05 | 5.6969e-05 | 6.6544e-05 | 7.5145e-05 | 8.1789e-05 | 8.5532e-05 | 9.3331e-05 | 8.111e-05 | 7.6761e-05 | 6.8557e-05 | 5.6439e-05 | 5.7308e-05 | 3.4584e-05 | 1.7106e-05 | 3.552e-06 | 0 | 0
F11_Commercial_Interruptible - College_Existing_Miscellaneous_Natural Gas_Pool Heater_A_Achievable Technical Potential | F11 | Commercial | Interruptible - College | Existing | Miscellaneous | Natural Gas | Pool Heater | A | Purchases (Cumulative) | Achievable Technical Potential | 0 | 0 | 7.356e-07 | 1.8358e-06 | 4.1836e-06 | 8.5192e-06 | 1.61e-05 | 2.8313e-05 | 4.6027e-05 | 7.1352e-05 | 0.00010514 | 0.00016211 | 0.00022866 | 0.0003038 | 0.00038559 | 0.00047112 | 0.00056445 | 0.00064556 | 0.00072232 | 0.00079088 | 0.00084732 | 0.00090463 | 0.00093921 | 0.00095632 | 0.00095987 | 0.00095987 | 0.00095987
F1_Commercial_Interruptible - College_New_Space Heating_Natural Gas_Furnace_A_Achievable Technical Potential | F1 | Commercial | Interruptible - College | New | Space Heating | Natural Gas | Furnace | A | Integrated Unit Energy Savings (kWh or therms) | Achievable Technical Potential | 0 | 0 | 0 | 0 | 0 | 0 | 0 | 0 | 0 | 0 | 0 | 0 | 0 | 0 | 0 | 0 | 0 | 0 | 0 | 0 | 0 | 0 | 0 | 0 | 0 | 0 | 0
F2_Commercial_Interruptible - College_New_Space Heating_Natural Gas_Furnace_A_Achievable Technical Potential | F2 | Commercial | Interruptible - College | New | Space Heating | Natural Gas | Furnace | A | Integrated Unit Summer Peak Savings (kW) | Achievable Technical Potential | 0 | 0 | 0 | 0 | 0 | 0 | 0 | 0 | 0 | 0 | 0 | 0 | 0 | 0 | 0 | 0 | 0 | 0 | 0 | 0 | 0 | 0 | 0 | 0 | 0 | 0 | 0
F3_Commercial_Interruptible - College_New_Space Heating_Natural Gas_Furnace_A_Achievable Technical Potential | F3 | Commercial | Interruptible - College | New | Space Heating | Natural Gas | Furnace | A | Integrated Unit Winter Peak Savings (kW) | Achievable Technical Potential | 0 | 0 | 0 | 0 | 0 | 0 | 0 | 0 | 0 | 0 | 0 | 0 | 0 | 0 | 0 | 0 | 0 | 0 | 0 | 0 | 0 | 0 | 0 | 0 | 0 | 0 | 0
F4_Commercial_Interruptible - College_New_Space Heating_Natural Gas_Furnace_A_Achievable Technical Potential | F4 | Commercial | Interruptible - College | New | Space Heating | Natural Gas | Furnace | A | Incremental Energy Savings (MWh or mTherms) | Achievable Technical Potential | 0 | 0 | 0 | 0 | 0 | 0 | 0 | 0 | 0 | 0 | 0 | 0 | 0 | 0 | 0 | 0 | 0 | 0 | 0 | 0 | 0 | 0 | 0 | 0 | 0 | 0 | 0
F5_Commercial_Interruptible - College_New_Space Heating_Natural Gas_Furnace_A_Achievable Technical Potential | F5 | Commercial | Interruptible - College | New | Space Heating | Natural Gas | Furnace | A | Incremental Summer Peak Savings (MW) | Achievable Technical Potential | 0 | 0 | 0 | 0 | 0 | 0 | 0 | 0 | 0 | 0 | 0 | 0 | 0 | 0 | 0 | 0 | 0 | 0 | 0 | 0 | 0 | 0 | 0 | 0 | 0 | 0 | 0
F6_Commercial_Interruptible - College_New_Space Heating_Natural Gas_Furnace_A_Achievable Technical Potential | F6 | Commercial | Interruptible - College | New | Space Heating | Natural Gas | Furnace | A | Incremental Winter Peak Savings (MW) | Achievable Technical Potential | 0 | 0 | 0 | 0 | 0 | 0 | 0 | 0 | 0 | 0 | 0 | 0 | 0 | 0 | 0 | 0 | 0 | 0 | 0 | 0 | 0 | 0 | 0 | 0 | 0 | 0 | 0
F7_Commercial_Interruptible - College_New_Space Heating_Natural Gas_Furnace_A_Achievable Technical Potential | F7 | Commercial | Interruptible - College | New | Space Heating | Natural Gas | Furnace | A | Cumulative Energy Savings (MWh or mTherms) | Achievable Technical Potential | 0 | 0 | 0 | 0 | 0 | 0 | 0 | 0 | 0 | 0 | 0 | 0 | 0 | 0 | 0 | 0 | 0 | 0 | 0 | 0 | 0 | 0 | 0 | 0 | 0 | 0 | 0
F8_Commercial_Interruptible - College_New_Space Heating_Natural Gas_Furnace_A_Achievable Technical Potential | F8 | Commercial | Interruptible - College | New | Space Heating | Natural Gas | Furnace | A | Cumulative Summer Peak Savings (MW) | Achievable Technical Potential | 0 | 0 | 0 | 0 | 0 | 0 | 0 | 0 | 0 | 0 | 0 | 0 | 0 | 0 | 0 | 0 | 0 | 0 | 0 | 0 | 0 | 0 | 0 | 0 | 0 | 0 | 0
F9_Commercial_Interruptible - College_New_Space Heating_Natural Gas_Furnace_A_Achievable Technical Potential | F9 | Commercial | Interruptible - College | New | Space Heating | Natural Gas | Furnace | A | Cumulative Winter Peak Savings (MW) | Achievable Technical Potential | 0 | 0 | 0 | 0 | 0 | 0 | 0 | 0 | 0 | 0 | 0 | 0 | 0 | 0 | 0 | 0 | 0 | 0 | 0 | 0 | 0 | 0 | 0 | 0 | 0 | 0 | 0
F10_Commercial_Interruptible - College_New_Space Heating_Natural Gas_Furnace_A_Achievable Technical Potential | F10 | Commercial | Interruptible - College | New | Space Heating | Natural Gas | Furnace | A | Purchases (Incremental) | Achievable Technical Potential | 0 | 0 | 0 | 0 | 0 | 0 | 0 | 0 | 0 | 0 | 0 | 0 | 0 | 0 | 0 | 0 | 0 | 0 | 0 | 0 | 0 | 0 | 0 | 0 | 0 | 0 | 0
F11_Commercial_Interruptible - College_New_Space Heating_Natural Gas_Furnace_A_Achievable Technical Potential | F11 | Commercial | Interruptible - College | New | Space Heating | Natural Gas | Furnace | A | Purchases (Cumulative) | Achievable Technical Potential | 0 | 0 | 0 | 0 | 0 | 0 | 0 | 0 | 0 | 0 | 0 | 0 | 0 | 0 | 0 | 0 | 0 | 0 | 0 | 0 | 0 | 0 | 0 | 0 | 0 | 0 | 0
F1_Commercial_Interruptible - College_New_Space Heating_Natural Gas_Boiler_A_Achievable Technical Potential | F1 | Commercial | Interruptible - College | New | Space Heating | Natural Gas | Boiler | A | Integrated Unit Energy Savings (kWh or therms) | Achievable Technical Potential | 0 | 0 | 0 | 0 | 0 | 0 | 0 | 0 | 0 | 0 | 0 | 0 | 0 | 0 | 0 | 0 | 0 | 0 | 0 | 0 | 0 | 0 | 0 | 0 | 0 | 0 | 0
F2_Commercial_Interruptible - College_New_Space Heating_Natural Gas_Boiler_A_Achievable Technical Potential | F2 | Commercial | Interruptible - College | New | Space Heating | Natural Gas | Boiler | A | Integrated Unit Summer Peak Savings (kW) | Achievable Technical Potential | 0 | 0 | 0 | 0 | 0 | 0 | 0 | 0 | 0 | 0 | 0 | 0 | 0 | 0 | 0 | 0 | 0 | 0 | 0 | 0 | 0 | 0 | 0 | 0 | 0 | 0 | 0
F3_Commercial_Interruptible - College_New_Space Heating_Natural Gas_Boiler_A_Achievable Technical Potential | F3 | Commercial | Interruptible - College | New | Space Heating | Natural Gas | Boiler | A | Integrated Unit Winter Peak Savings (kW) | Achievable Technical Potential | 0 | 0 | 0 | 0 | 0 | 0 | 0 | 0 | 0 | 0 | 0 | 0 | 0 | 0 | 0 | 0 | 0 | 0 | 0 | 0 | 0 | 0 | 0 | 0 | 0 | 0 | 0
F4_Commercial_Interruptible - College_New_Space Heating_Natural Gas_Boiler_A_Achievable Technical Potential | F4 | Commercial | Interruptible - College | New | Space Heating | Natural Gas | Boiler | A | Incremental Energy Savings (MWh or mTherms) | Achievable Technical Potential | 0 | 0 | 0 | 0 | 0 | 0 | 0 | 0 | 0 | 0 | 0 | 0 | 0 | 0 | 0 | 0 | 0 | 0 | 0 | 0 | 0 | 0 | 0 | 0 | 0 | 0 | 0
F5_Commercial_Interruptible - College_New_Space Heating_Natural Gas_Boiler_A_Achievable Technical Potential | F5 | Commercial | Interruptible - College | New | Space Heating | Natural Gas | Boiler | A | Incremental Summer Peak Savings (MW) | Achievable Technical Potential | 0 | 0 | 0 | 0 | 0 | 0 | 0 | 0 | 0 | 0 | 0 | 0 | 0 | 0 | 0 | 0 | 0 | 0 | 0 | 0 | 0 | 0 | 0 | 0 | 0 | 0 | 0
F6_Commercial_Interruptible - College_New_Space Heating_Natural Gas_Boiler_A_Achievable Technical Potential | F6 | Commercial | Interruptible - College | New | Space Heating | Natural Gas | Boiler | A | Incremental Winter Peak Savings (MW) | Achievable Technical Potential | 0 | 0 | 0 | 0 | 0 | 0 | 0 | 0 | 0 | 0 | 0 | 0 | 0 | 0 | 0 | 0 | 0 | 0 | 0 | 0 | 0 | 0 | 0 | 0 | 0 | 0 | 0
F7_Commercial_Interruptible - College_New_Space Heating_Natural Gas_Boiler_A_Achievable Technical Potential | F7 | Commercial | Interruptible - College | New | Space Heating | Natural Gas | Boiler | A | Cumulative Energy Savings (MWh or mTherms) | Achievable Technical Potential | 0 | 0 | 0 | 0 | 0 | 0 | 0 | 0 | 0 | 0 | 0 | 0 | 0 | 0 | 0 | 0 | 0 | 0 | 0 | 0 | 0 | 0 | 0 | 0 | 0 | 0 | 0
F8_Commercial_Interruptible - College_New_Space Heating_Natural Gas_Boiler_A_Achievable Technical Potential | F8 | Commercial | Interruptible - College | New | Space Heating | Natural Gas | Boiler | A | Cumulative Summer Peak Savings (MW) | Achievable Technical Potential | 0 | 0 | 0 | 0 | 0 | 0 | 0 | 0 | 0 | 0 | 0 | 0 | 0 | 0 | 0 | 0 | 0 | 0 | 0 | 0 | 0 | 0 | 0 | 0 | 0 | 0 | 0
F9_Commercial_Interruptible - College_New_Space Heating_Natural Gas_Boiler_A_Achievable Technical Potential | F9 | Commercial | Interruptible - College | New | Space Heating | Natural Gas | Boiler | A | Cumulative Winter Peak Savings (MW) | Achievable Technical Potential | 0 | 0 | 0 | 0 | 0 | 0 | 0 | 0 | 0 | 0 | 0 | 0 | 0 | 0 | 0 | 0 | 0 | 0 | 0 | 0 | 0 | 0 | 0 | 0 | 0 | 0 | 0
F10_Commercial_Interruptible - College_New_Space Heating_Natural Gas_Boiler_A_Achievable Technical Potential | F10 | Commercial | Interruptible - College | New | Space Heating | Natural Gas | Boiler | A | Purchases (Incremental) | Achievable Technical Potential | 0 | 0 | 0 | 0 | 0 | 0 | 0 | 0 | 0 | 0 | 0 | 0 | 0 | 0 | 0 | 0 | 0 | 0 | 0 | 0 | 0 | 0 | 0 | 0 | 0 | 0 | 0
F11_Commercial_Interruptible - College_New_Space Heating_Natural Gas_Boiler_A_Achievable Technical Potential | F11 | Commercial | Interruptible - College | New | Space Heating | Natural Gas | Boiler | A | Purchases (Cumulative) | Achievable Technical Potential | 0 | 0 | 0 | 0 | 0 | 0 | 0 | 0 | 0 | 0 | 0 | 0 | 0 | 0 | 0 | 0 | 0 | 0 | 0 | 0 | 0 | 0 | 0 | 0 | 0 | 0 | 0
F1_Commercial_Interruptible - College_New_Space Heating_Natural Gas_Unit Heater_A_Achievable Technical Potential | F1 | Commercial | Interruptible - College | New | Space Heating | Natural Gas | Unit Heater | A | Integrated Unit Energy Savings (kWh or therms) | Achievable Technical Potential | 0 | 0 | 0 | 0 | 0 | 0 | 0 | 0 | 0 | 0 | 0 | 0 | 0 | 0 | 0 | 0 | 0 | 0 | 0 | 0 | 0 | 0 | 0 | 0 | 0 | 0 | 0
F2_Commercial_Interruptible - College_New_Space Heating_Natural Gas_Unit Heater_A_Achievable Technical Potential | F2 | Commercial | Interruptible - College | New | Space Heating | Natural Gas | Unit Heater | A | Integrated Unit Summer Peak Savings (kW) | Achievable Technical Potential | 0 | 0 | 0 | 0 | 0 | 0 | 0 | 0 | 0 | 0 | 0 | 0 | 0 | 0 | 0 | 0 | 0 | 0 | 0 | 0 | 0 | 0 | 0 | 0 | 0 | 0 | 0
F3_Commercial_Interruptible - College_New_Space Heating_Natural Gas_Unit Heater_A_Achievable Technical Potential | F3 | Commercial | Interruptible - College | New | Space Heating | Natural Gas | Unit Heater | A | Integrated Unit Winter Peak Savings (kW) | Achievable Technical Potential | 0 | 0 | 0 | 0 | 0 | 0 | 0 | 0 | 0 | 0 | 0 | 0 | 0 | 0 | 0 | 0 | 0 | 0 | 0 | 0 | 0 | 0 | 0 | 0 | 0 | 0 | 0
F4_Commercial_Interruptible - College_New_Space Heating_Natural Gas_Unit Heater_A_Achievable Technical Potential | F4 | Commercial | Interruptible - College | New | Space Heating | Natural Gas | Unit Heater | A | Incremental Energy Savings (MWh or mTherms) | Achievable Technical Potential | 0 | 0 | 0 | 0 | 0 | 0 | 0 | 0 | 0 | 0 | 0 | 0 | 0 | 0 | 0 | 0 | 0 | 0 | 0 | 0 | 0 | 0 | 0 | 0 | 0 | 0 | 0
F5_Commercial_Interruptible - College_New_Space Heating_Natural Gas_Unit Heater_A_Achievable Technical Potential | F5 | Commercial | Interruptible - College | New | Space Heating | Natural Gas | Unit Heater | A | Incremental Summer Peak Savings (MW) | Achievable Technical Potential | 0 | 0 | 0 | 0 | 0 | 0 | 0 | 0 | 0 | 0 | 0 | 0 | 0 | 0 | 0 | 0 | 0 | 0 | 0 | 0 | 0 | 0 | 0 | 0 | 0 | 0 | 0
F6_Commercial_Interruptible - College_New_Space Heating_Natural Gas_Unit Heater_A_Achievable Technical Potential | F6 | Commercial | Interruptible - College | New | Space Heating | Natural Gas | Unit Heater | A | Incremental Winter Peak Savings (MW) | Achievable Technical Potential | 0 | 0 | 0 | 0 | 0 | 0 | 0 | 0 | 0 | 0 | 0 | 0 | 0 | 0 | 0 | 0 | 0 | 0 | 0 | 0 | 0 | 0 | 0 | 0 | 0 | 0 | 0
F7_Commercial_Interruptible - College_New_Space Heating_Natural Gas_Unit Heater_A_Achievable Technical Potential | F7 | Commercial | Interruptible - College | New | Space Heating | Natural Gas | Unit Heater | A | Cumulative Energy Savings (MWh or mTherms) | Achievable Technical Potential | 0 | 0 | 0 | 0 | 0 | 0 | 0 | 0 | 0 | 0 | 0 | 0 | 0 | 0 | 0 | 0 | 0 | 0 | 0 | 0 | 0 | 0 | 0 | 0 | 0 | 0 | 0
F8_Commercial_Interruptible - College_New_Space Heating_Natural Gas_Unit Heater_A_Achievable Technical Potential | F8 | Commercial | Interruptible - College | New | Space Heating | Natural Gas | Unit Heater | A | Cumulative Summer Peak Savings (MW) | Achievable Technical Potential | 0 | 0 | 0 | 0 | 0 | 0 | 0 | 0 | 0 | 0 | 0 | 0 | 0 | 0 | 0 | 0 | 0 | 0 | 0 | 0 | 0 | 0 | 0 | 0 | 0 | 0 | 0
F9_Commercial_Interruptible - College_New_Space Heating_Natural Gas_Unit Heater_A_Achievable Technical Potential | F9 | Commercial | Interruptible - College | New | Space Heating | Natural Gas | Unit Heater | A | Cumulative Winter Peak Savings (MW) | Achievable Technical Potential | 0 | 0 | 0 | 0 | 0 | 0 | 0 | 0 | 0 | 0 | 0 | 0 | 0 | 0 | 0 | 0 | 0 | 0 | 0 | 0 | 0 | 0 | 0 | 0 | 0 | 0 | 0
F10_Commercial_Interruptible - College_New_Space Heating_Natural Gas_Unit Heater_A_Achievable Technical Potential | F10 | Commercial | Interruptible - College | New | Space Heating | Natural Gas | Unit Heater | A | Purchases (Incremental) | Achievable Technical Potential | 0 | 0 | 0 | 0 | 0 | 0 | 0 | 0 | 0 | 0 | 0 | 0 | 0 | 0 | 0 | 0 | 0 | 0 | 0 | 0 | 0 | 0 | 0 | 0 | 0 | 0 | 0
F11_Commercial_Interruptible - College_New_Space Heating_Natural Gas_Unit Heater_A_Achievable Technical Potential | F11 | Commercial | Interruptible - College | New | Space Heating | Natural Gas | Unit Heater | A | Purchases (Cumulative) | Achievable Technical Potential | 0 | 0 | 0 | 0 | 0 | 0 | 0 | 0 | 0 | 0 | 0 | 0 | 0 | 0 | 0 | 0 | 0 | 0 | 0 | 0 | 0 | 0 | 0 | 0 | 0 | 0 | 0
F1_Commercial_Interruptible - College_New_Water Heating_Natural Gas_Water Heater_A_Achievable Technical Potential | F1 | Commercial | Interruptible - College | New | Water Heating | Natural Gas | Water Heater | A | Integrated Unit Energy Savings (kWh or therms) | Achievable Technical Potential | 0 | 0 | 0 | 0 | 0 | 0 | 0 | 0 | 0 | 0 | 0 | 0 | 0 | 0 | 0 | 0 | 0 | 0 | 0 | 0 | 0 | 0 | 0 | 0 | 0 | 0 | 0
F2_Commercial_Interruptible - College_New_Water Heating_Natural Gas_Water Heater_A_Achievable Technical Potential | F2 | Commercial | Interruptible - College | New | Water Heating | Natural Gas | Water Heater | A | Integrated Unit Summer Peak Savings (kW) | Achievable Technical Potential | 0 | 0 | 0 | 0 | 0 | 0 | 0 | 0 | 0 | 0 | 0 | 0 | 0 | 0 | 0 | 0 | 0 | 0 | 0 | 0 | 0 | 0 | 0 | 0 | 0 | 0 | 0
F3_Commercial_Interruptible - College_New_Water Heating_Natural Gas_Water Heater_A_Achievable Technical Potential | F3 | Commercial | Interruptible - College | New | Water Heating | Natural Gas | Water Heater | A | Integrated Unit Winter Peak Savings (kW) | Achievable Technical Potential | 0 | 0 | 0 | 0 | 0 | 0 | 0 | 0 | 0 | 0 | 0 | 0 | 0 | 0 | 0 | 0 | 0 | 0 | 0 | 0 | 0 | 0 | 0 | 0 | 0 | 0 | 0
F4_Commercial_Interruptible - College_New_Water Heating_Natural Gas_Water Heater_A_Achievable Technical Potential | F4 | Commercial | Interruptible - College | New | Water Heating | Natural Gas | Water Heater | A | Incremental Energy Savings (MWh or mTherms) | Achievable Technical Potential | 0 | 0 | 0 | 0 | 0 | 0 | 0 | 0 | 0 | 0 | 0 | 0 | 0 | 0 | 0 | 0 | 0 | 0 | 0 | 0 | 0 | 0 | 0 | 0 | 0 | 0 | 0
F5_Commercial_Interruptible - College_New_Water Heating_Natural Gas_Water Heater_A_Achievable Technical Potential | F5 | Commercial | Interruptible - College | New | Water Heating | Natural Gas | Water Heater | A | Incremental Summer Peak Savings (MW) | Achievable Technical Potential | 0 | 0 | 0 | 0 | 0 | 0 | 0 | 0 | 0 | 0 | 0 | 0 | 0 | 0 | 0 | 0 | 0 | 0 | 0 | 0 | 0 | 0 | 0 | 0 | 0 | 0 | 0
F6_Commercial_Interruptible - College_New_Water Heating_Natural Gas_Water Heater_A_Achievable Technical Potential | F6 | Commercial | Interruptible - College | New | Water Heating | Natural Gas | Water Heater | A | Incremental Winter Peak Savings (MW) | Achievable Technical Potential | 0 | 0 | 0 | 0 | 0 | 0 | 0 | 0 | 0 | 0 | 0 | 0 | 0 | 0 | 0 | 0 | 0 | 0 | 0 | 0 | 0 | 0 | 0 | 0 | 0 | 0 | 0
F7_Commercial_Interruptible - College_New_Water Heating_Natural Gas_Water Heater_A_Achievable Technical Potential | F7 | Commercial | Interruptible - College | New | Water Heating | Natural Gas | Water Heater | A | Cumulative Energy Savings (MWh or mTherms) | Achievable Technical Potential | 0 | 0 | 0 | 0 | 0 | 0 | 0 | 0 | 0 | 0 | 0 | 0 | 0 | 0 | 0 | 0 | 0 | 0 | 0 | 0 | 0 | 0 | 0 | 0 | 0 | 0 | 0
F8_Commercial_Interruptible - College_New_Water Heating_Natural Gas_Water Heater_A_Achievable Technical Potential | F8 | Commercial | Interruptible - College | New | Water Heating | Natural Gas | Water Heater | A | Cumulative Summer Peak Savings (MW) | Achievable Technical Potential | 0 | 0 | 0 | 0 | 0 | 0 | 0 | 0 | 0 | 0 | 0 | 0 | 0 | 0 | 0 | 0 | 0 | 0 | 0 | 0 | 0 | 0 | 0 | 0 | 0 | 0 | 0
F9_Commercial_Interruptible - College_New_Water Heating_Natural Gas_Water Heater_A_Achievable Technical Potential | F9 | Commercial | Interruptible - College | New | Water Heating | Natural Gas | Water Heater | A | Cumulative Winter Peak Savings (MW) | Achievable Technical Potential | 0 | 0 | 0 | 0 | 0 | 0 | 0 | 0 | 0 | 0 | 0 | 0 | 0 | 0 | 0 | 0 | 0 | 0 | 0 | 0 | 0 | 0 | 0 | 0 | 0 | 0 | 0
F10_Commercial_Interruptible - College_New_Water Heating_Natural Gas_Water Heater_A_Achievable Technical Potential | F10 | Commercial | Interruptible - College | New | Water Heating | Natural Gas | Water Heater | A | Purchases (Incremental) | Achievable Technical Potential | 0 | 0 | 0 | 0 | 0 | 0 | 0 | 0 | 0 | 0 | 0 | 0 | 0 | 0 | 0 | 0 | 0 | 0 | 0 | 0 | 0 | 0 | 0 | 0 | 0 | 0 | 0
F11_Commercial_Interruptible - College_New_Water Heating_Natural Gas_Water Heater_A_Achievable Technical Potential | F11 | Commercial | Interruptible - College | New | Water Heating | Natural Gas | Water Heater | A | Purchases (Cumulative) | Achievable Technical Potential | 0 | 0 | 0 | 0 | 0 | 0 | 0 | 0 | 0 | 0 | 0 | 0 | 0 | 0 | 0 | 0 | 0 | 0 | 0 | 0 | 0 | 0 | 0 | 0 | 0 | 0 | 0
F1_Commercial_Interruptible - College_New_Food Preparation_Natural Gas_Oven_A_Achievable Technical Potential | F1 | Commercial | Interruptible - College | New | Food Preparation | Natural Gas | Oven | A | Integrated Unit Energy Savings (kWh or therms) | Achievable Technical Potential | 0 | 0 | 0 | 0 | 0 | 0 | 0 | 0 | 0 | 0 | 0 | 0 | 0 | 0 | 0 | 0 | 0 | 0 | 0 | 0 | 0 | 0 | 0 | 0 | 0 | 0 | 0
F2_Commercial_Interruptible - College_New_Food Preparation_Natural Gas_Oven_A_Achievable Technical Potential | F2 | Commercial | Interruptible - College | New | Food Preparation | Natural Gas | Oven | A | Integrated Unit Summer Peak Savings (kW) | Achievable Technical Potential | 0 | 0 | 0 | 0 | 0 | 0 | 0 | 0 | 0 | 0 | 0 | 0 | 0 | 0 | 0 | 0 | 0 | 0 | 0 | 0 | 0 | 0 | 0 | 0 | 0 | 0 | 0
F3_Commercial_Interruptible - College_New_Food Preparation_Natural Gas_Oven_A_Achievable Technical Potential | F3 | Commercial | Interruptible - College | New | Food Preparation | Natural Gas | Oven | A | Integrated Unit Winter Peak Savings (kW) | Achievable Technical Potential | 0 | 0 | 0 | 0 | 0 | 0 | 0 | 0 | 0 | 0 | 0 | 0 | 0 | 0 | 0 | 0 | 0 | 0 | 0 | 0 | 0 | 0 | 0 | 0 | 0 | 0 | 0
F4_Commercial_Interruptible - College_New_Food Preparation_Natural Gas_Oven_A_Achievable Technical Potential | F4 | Commercial | Interruptible - College | New | Food Preparation | Natural Gas | Oven | A | Incremental Energy Savings (MWh or mTherms) | Achievable Technical Potential | 0 | 0 | 0 | 0 | 0 | 0 | 0 | 0 | 0 | 0 | 0 | 0 | 0 | 0 | 0 | 0 | 0 | 0 | 0 | 0 | 0 | 0 | 0 | 0 | 0 | 0 | 0
F5_Commercial_Interruptible - College_New_Food Preparation_Natural Gas_Oven_A_Achievable Technical Potential | F5 | Commercial | Interruptible - College | New | Food Preparation | Natural Gas | Oven | A | Incremental Summer Peak Savings (MW) | Achievable Technical Potential | 0 | 0 | 0 | 0 | 0 | 0 | 0 | 0 | 0 | 0 | 0 | 0 | 0 | 0 | 0 | 0 | 0 | 0 | 0 | 0 | 0 | 0 | 0 | 0 | 0 | 0 | 0
F6_Commercial_Interruptible - College_New_Food Preparation_Natural Gas_Oven_A_Achievable Technical Potential | F6 | Commercial | Interruptible - College | New | Food Preparation | Natural Gas | Oven | A | Incremental Winter Peak Savings (MW) | Achievable Technical Potential | 0 | 0 | 0 | 0 | 0 | 0 | 0 | 0 | 0 | 0 | 0 | 0 | 0 | 0 | 0 | 0 | 0 | 0 | 0 | 0 | 0 | 0 | 0 | 0 | 0 | 0 | 0
F7_Commercial_Interruptible - College_New_Food Preparation_Natural Gas_Oven_A_Achievable Technical Potential | F7 | Commercial | Interruptible - College | New | Food Preparation | Natural Gas | Oven | A | Cumulative Energy Savings (MWh or mTherms) | Achievable Technical Potential | 0 | 0 | 0 | 0 | 0 | 0 | 0 | 0 | 0 | 0 | 0 | 0 | 0 | 0 | 0 | 0 | 0 | 0 | 0 | 0 | 0 | 0 | 0 | 0 | 0 | 0 | 0
F8_Commercial_Interruptible - College_New_Food Preparation_Natural Gas_Oven_A_Achievable Technical Potential | F8 | Commercial | Interruptible - College | New | Food Preparation | Natural Gas | Oven | A | Cumulative Summer Peak Savings (MW) | Achievable Technical Potential | 0 | 0 | 0 | 0 | 0 | 0 | 0 | 0 | 0 | 0 | 0 | 0 | 0 | 0 | 0 | 0 | 0 | 0 | 0 | 0 | 0 | 0 | 0 | 0 | 0 | 0 | 0
F9_Commercial_Interruptible - College_New_Food Preparation_Natural Gas_Oven_A_Achievable Technical Potential | F9 | Commercial | Interruptible - College | New | Food Preparation | Natural Gas | Oven | A | Cumulative Winter Peak Savings (MW) | Achievable Technical Potential | 0 | 0 | 0 | 0 | 0 | 0 | 0 | 0 | 0 | 0 | 0 | 0 | 0 | 0 | 0 | 0 | 0 | 0 | 0 | 0 | 0 | 0 | 0 | 0 | 0 | 0 | 0
F10_Commercial_Interruptible - College_New_Food Preparation_Natural Gas_Oven_A_Achievable Technical Potential | F10 | Commercial | Interruptible - College | New | Food Preparation | Natural Gas | Oven | A | Purchases (Incremental) | Achievable Technical Potential | 0 | 0 | 0 | 0 | 0 | 0 | 0 | 0 | 0 | 0 | 0 | 0 | 0 | 0 | 0 | 0 | 0 | 0 | 0 | 0 | 0 | 0 | 0 | 0 | 0 | 0 | 0
F11_Commercial_Interruptible - College_New_Food Preparation_Natural Gas_Oven_A_Achievable Technical Potential | F11 | Commercial | Interruptible - College | New | Food Preparation | Natural Gas | Oven | A | Purchases (Cumulative) | Achievable Technical Potential | 0 | 0 | 0 | 0 | 0 | 0 | 0 | 0 | 0 | 0 | 0 | 0 | 0 | 0 | 0 | 0 | 0 | 0 | 0 | 0 | 0 | 0 | 0 | 0 | 0 | 0 | 0
F1_Commercial_Interruptible - College_New_Food Preparation_Natural Gas_Conveyor Oven_A_Achievable Technical Potential | F1 | Commercial | Interruptible - College | New | Food Preparation | Natural Gas | Conveyor Oven | A | Integrated Unit Energy Savings (kWh or therms) | Achievable Technical Potential | 0 | 0 | 0 | 0 | 0 | 0 | 0 | 0 | 0 | 0 | 0 | 0 | 0 | 0 | 0 | 0 | 0 | 0 | 0 | 0 | 0 | 0 | 0 | 0 | 0 | 0 | 0
F2_Commercial_Interruptible - College_New_Food Preparation_Natural Gas_Conveyor Oven_A_Achievable Technical Potential | F2 | Commercial | Interruptible - College | New | Food Preparation | Natural Gas | Conveyor Oven | A | Integrated Unit Summer Peak Savings (kW) | Achievable Technical Potential | 0 | 0 | 0 | 0 | 0 | 0 | 0 | 0 | 0 | 0 | 0 | 0 | 0 | 0 | 0 | 0 | 0 | 0 | 0 | 0 | 0 | 0 | 0 | 0 | 0 | 0 | 0
F3_Commercial_Interruptible - College_New_Food Preparation_Natural Gas_Conveyor Oven_A_Achievable Technical Potential | F3 | Commercial | Interruptible - College | New | Food Preparation | Natural Gas | Conveyor Oven | A | Integrated Unit Winter Peak Savings (kW) | Achievable Technical Potential | 0 | 0 | 0 | 0 | 0 | 0 | 0 | 0 | 0 | 0 | 0 | 0 | 0 | 0 | 0 | 0 | 0 | 0 | 0 | 0 | 0 | 0 | 0 | 0 | 0 | 0 | 0
F4_Commercial_Interruptible - College_New_Food Preparation_Natural Gas_Conveyor Oven_A_Achievable Technical Potential | F4 | Commercial | Interruptible - College | New | Food Preparation | Natural Gas | Conveyor Oven | A | Incremental Energy Savings (MWh or mTherms) | Achievable Technical Potential | 0 | 0 | 0 | 0 | 0 | 0 | 0 | 0 | 0 | 0 | 0 | 0 | 0 | 0 | 0 | 0 | 0 | 0 | 0 | 0 | 0 | 0 | 0 | 0 | 0 | 0 | 0
F5_Commercial_Interruptible - College_New_Food Preparation_Natural Gas_Conveyor Oven_A_Achievable Technical Potential | F5 | Commercial | Interruptible - College | New | Food Preparation | Natural Gas | Conveyor Oven | A | Incremental Summer Peak Savings (MW) | Achievable Technical Potential | 0 | 0 | 0 | 0 | 0 | 0 | 0 | 0 | 0 | 0 | 0 | 0 | 0 | 0 | 0 | 0 | 0 | 0 | 0 | 0 | 0 | 0 | 0 | 0 | 0 | 0 | 0
F6_Commercial_Interruptible - College_New_Food Preparation_Natural Gas_Conveyor Oven_A_Achievable Technical Potential | F6 | Commercial | Interruptible - College | New | Food Preparation | Natural Gas | Conveyor Oven | A | Incremental Winter Peak Savings (MW) | Achievable Technical Potential | 0 | 0 | 0 | 0 | 0 | 0 | 0 | 0 | 0 | 0 | 0 | 0 | 0 | 0 | 0 | 0 | 0 | 0 | 0 | 0 | 0 | 0 | 0 | 0 | 0 | 0 | 0
F7_Commercial_Interruptible - College_New_Food Preparation_Natural Gas_Conveyor Oven_A_Achievable Technical Potential | F7 | Commercial | Interruptible - College | New | Food Preparation | Natural Gas | Conveyor Oven | A | Cumulative Energy Savings (MWh or mTherms) | Achievable Technical Potential | 0 | 0 | 0 | 0 | 0 | 0 | 0 | 0 | 0 | 0 | 0 | 0 | 0 | 0 | 0 | 0 | 0 | 0 | 0 | 0 | 0 | 0 | 0 | 0 | 0 | 0 | 0
F8_Commercial_Interruptible - College_New_Food Preparation_Natural Gas_Conveyor Oven_A_Achievable Technical Potential | F8 | Commercial | Interruptible - College | New | Food Preparation | Natural Gas | Conveyor Oven | A | Cumulative Summer Peak Savings (MW) | Achievable Technical Potential | 0 | 0 | 0 | 0 | 0 | 0 | 0 | 0 | 0 | 0 | 0 | 0 | 0 | 0 | 0 | 0 | 0 | 0 | 0 | 0 | 0 | 0 | 0 | 0 | 0 | 0 | 0
F9_Commercial_Interruptible - College_New_Food Preparation_Natural Gas_Conveyor Oven_A_Achievable Technical Potential | F9 | Commercial | Interruptible - College | New | Food Preparation | Natural Gas | Conveyor Oven | A | Cumulative Winter Peak Savings (MW) | Achievable Technical Potential | 0 | 0 | 0 | 0 | 0 | 0 | 0 | 0 | 0 | 0 | 0 | 0 | 0 | 0 | 0 | 0 | 0 | 0 | 0 | 0 | 0 | 0 | 0 | 0 | 0 | 0 | 0
F10_Commercial_Interruptible - College_New_Food Preparation_Natural Gas_Conveyor Oven_A_Achievable Technical Potential | F10 | Commercial | Interruptible - College | New | Food Preparation | Natural Gas | Conveyor Oven | A | Purchases (Incremental) | Achievable Technical Potential | 0 | 0 | 0 | 0 | 0 | 0 | 0 | 0 | 0 | 0 | 0 | 0 | 0 | 0 | 0 | 0 | 0 | 0 | 0 | 0 | 0 | 0 | 0 | 0 | 0 | 0 | 0
F11_Commercial_Interruptible - College_New_Food Preparation_Natural Gas_Conveyor Oven_A_Achievable Technical Potential | F11 | Commercial | Interruptible - College | New | Food Preparation | Natural Gas | Conveyor Oven | A | Purchases (Cumulative) | Achievable Technical Potential | 0 | 0 | 0 | 0 | 0 | 0 | 0 | 0 | 0 | 0 | 0 | 0 | 0 | 0 | 0 | 0 | 0 | 0 | 0 | 0 | 0 | 0 | 0 | 0 | 0 | 0 | 0
F1_Commercial_Interruptible - College_New_Food Preparation_Natural Gas_Double Rack Oven_A_Achievable Technical Potential | F1 | Commercial | Interruptible - College | New | Food Preparation | Natural Gas | Double Rack Oven | A | Integrated Unit Energy Savings (kWh or therms) | Achievable Technical Potential | 0 | 0 | 0 | 0 | 0 | 0 | 0 | 0 | 0 | 0 | 0 | 0 | 0 | 0 | 0 | 0 | 0 | 0 | 0 | 0 | 0 | 0 | 0 | 0 | 0 | 0 | 0
F2_Commercial_Interruptible - College_New_Food Preparation_Natural Gas_Double Rack Oven_A_Achievable Technical Potential | F2 | Commercial | Interruptible - College | New | Food Preparation | Natural Gas | Double Rack Oven | A | Integrated Unit Summer Peak Savings (kW) | Achievable Technical Potential | 0 | 0 | 0 | 0 | 0 | 0 | 0 | 0 | 0 | 0 | 0 | 0 | 0 | 0 | 0 | 0 | 0 | 0 | 0 | 0 | 0 | 0 | 0 | 0 | 0 | 0 | 0
F3_Commercial_Interruptible - College_New_Food Preparation_Natural Gas_Double Rack Oven_A_Achievable Technical Potential | F3 | Commercial | Interruptible - College | New | Food Preparation | Natural Gas | Double Rack Oven | A | Integrated Unit Winter Peak Savings (kW) | Achievable Technical Potential | 0 | 0 | 0 | 0 | 0 | 0 | 0 | 0 | 0 | 0 | 0 | 0 | 0 | 0 | 0 | 0 | 0 | 0 | 0 | 0 | 0 | 0 | 0 | 0 | 0 | 0 | 0
F4_Commercial_Interruptible - College_New_Food Preparation_Natural Gas_Double Rack Oven_A_Achievable Technical Potential | F4 | Commercial | Interruptible - College | New | Food Preparation | Natural Gas | Double Rack Oven | A | Incremental Energy Savings (MWh or mTherms) | Achievable Technical Potential | 0 | 0 | 0 | 0 | 0 | 0 | 0 | 0 | 0 | 0 | 0 | 0 | 0 | 0 | 0 | 0 | 0 | 0 | 0 | 0 | 0 | 0 | 0 | 0 | 0 | 0 | 0
F5_Commercial_Interruptible - College_New_Food Preparation_Natural Gas_Double Rack Oven_A_Achievable Technical Potential | F5 | Commercial | Interruptible - College | New | Food Preparation | Natural Gas | Double Rack Oven | A | Incremental Summer Peak Savings (MW) | Achievable Technical Potential | 0 | 0 | 0 | 0 | 0 | 0 | 0 | 0 | 0 | 0 | 0 | 0 | 0 | 0 | 0 | 0 | 0 | 0 | 0 | 0 | 0 | 0 | 0 | 0 | 0 | 0 | 0
F6_Commercial_Interruptible - College_New_Food Preparation_Natural Gas_Double Rack Oven_A_Achievable Technical Potential | F6 | Commercial | Interruptible - College | New | Food Preparation | Natural Gas | Double Rack Oven | A | Incremental Winter Peak Savings (MW) | Achievable Technical Potential | 0 | 0 | 0 | 0 | 0 | 0 | 0 | 0 | 0 | 0 | 0 | 0 | 0 | 0 | 0 | 0 | 0 | 0 | 0 | 0 | 0 | 0 | 0 | 0 | 0 | 0 | 0
F7_Commercial_Interruptible - College_New_Food Preparation_Natural Gas_Double Rack Oven_A_Achievable Technical Potential | F7 | Commercial | Interruptible - College | New | Food Preparation | Natural Gas | Double Rack Oven | A | Cumulative Energy Savings (MWh or mTherms) | Achievable Technical Potential | 0 | 0 | 0 | 0 | 0 | 0 | 0 | 0 | 0 | 0 | 0 | 0 | 0 | 0 | 0 | 0 | 0 | 0 | 0 | 0 | 0 | 0 | 0 | 0 | 0 | 0 | 0
F8_Commercial_Interruptible - College_New_Food Preparation_Natural Gas_Double Rack Oven_A_Achievable Technical Potential | F8 | Commercial | Interruptible - College | New | Food Preparation | Natural Gas | Double Rack Oven | A | Cumulative Summer Peak Savings (MW) | Achievable Technical Potential | 0 | 0 | 0 | 0 | 0 | 0 | 0 | 0 | 0 | 0 | 0 | 0 | 0 | 0 | 0 | 0 | 0 | 0 | 0 | 0 | 0 | 0 | 0 | 0 | 0 | 0 | 0
F9_Commercial_Interruptible - College_New_Food Preparation_Natural Gas_Double Rack Oven_A_Achievable Technical Potential | F9 | Commercial | Interruptible - College | New | Food Preparation | Natural Gas | Double Rack Oven | A | Cumulative Winter Peak Savings (MW) | Achievable Technical Potential | 0 | 0 | 0 | 0 | 0 | 0 | 0 | 0 | 0 | 0 | 0 | 0 | 0 | 0 | 0 | 0 | 0 | 0 | 0 | 0 | 0 | 0 | 0 | 0 | 0 | 0 | 0
F10_Commercial_Interruptible - College_New_Food Preparation_Natural Gas_Double Rack Oven_A_Achievable Technical Potential | F10 | Commercial | Interruptible - College | New | Food Preparation | Natural Gas | Double Rack Oven | A | Purchases (Incremental) | Achievable Technical Potential | 0 | 0 | 0 | 0 | 0 | 0 | 0 | 0 | 0 | 0 | 0 | 0 | 0 | 0 | 0 | 0 | 0 | 0 | 0 | 0 | 0 | 0 | 0 | 0 | 0 | 0 | 0
F11_Commercial_Interruptible - College_New_Food Preparation_Natural Gas_Double Rack Oven_A_Achievable Technical Potential | F11 | Commercial | Interruptible - College | New | Food Preparation | Natural Gas | Double Rack Oven | A | Purchases (Cumulative) | Achievable Technical Potential | 0 | 0 | 0 | 0 | 0 | 0 | 0 | 0 | 0 | 0 | 0 | 0 | 0 | 0 | 0 | 0 | 0 | 0 | 0 | 0 | 0 | 0 | 0 | 0 | 0 | 0 | 0
F1_Commercial_Interruptible - College_New_Food Preparation_Natural Gas_Fryer_A_Achievable Technical Potential | F1 | Commercial | Interruptible - College | New | Food Preparation | Natural Gas | Fryer | A | Integrated Unit Energy Savings (kWh or therms) | Achievable Technical Potential | 0 | 0 | 0 | 0 | 0 | 0 | 0 | 0 | 0 | 0 | 0 | 0 | 0 | 0 | 0 | 0 | 0 | 0 | 0 | 0 | 0 | 0 | 0 | 0 | 0 | 0 | 0
F2_Commercial_Interruptible - College_New_Food Preparation_Natural Gas_Fryer_A_Achievable Technical Potential | F2 | Commercial | Interruptible - College | New | Food Preparation | Natural Gas | Fryer | A | Integrated Unit Summer Peak Savings (kW) | Achievable Technical Potential | 0 | 0 | 0 | 0 | 0 | 0 | 0 | 0 | 0 | 0 | 0 | 0 | 0 | 0 | 0 | 0 | 0 | 0 | 0 | 0 | 0 | 0 | 0 | 0 | 0 | 0 | 0
F3_Commercial_Interruptible - College_New_Food Preparation_Natural Gas_Fryer_A_Achievable Technical Potential | F3 | Commercial | Interruptible - College | New | Food Preparation | Natural Gas | Fryer | A | Integrated Unit Winter Peak Savings (kW) | Achievable Technical Potential | 0 | 0 | 0 | 0 | 0 | 0 | 0 | 0 | 0 | 0 | 0 | 0 | 0 | 0 | 0 | 0 | 0 | 0 | 0 | 0 | 0 | 0 | 0 | 0 | 0 | 0 | 0
F4_Commercial_Interruptible - College_New_Food Preparation_Natural Gas_Fryer_A_Achievable Technical Potential | F4 | Commercial | Interruptible - College | New | Food Preparation | Natural Gas | Fryer | A | Incremental Energy Savings (MWh or mTherms) | Achievable Technical Potential | 0 | 0 | 0 | 0 | 0 | 0 | 0 | 0 | 0 | 0 | 0 | 0 | 0 | 0 | 0 | 0 | 0 | 0 | 0 | 0 | 0 | 0 | 0 | 0 | 0 | 0 | 0
F5_Commercial_Interruptible - College_New_Food Preparation_Natural Gas_Fryer_A_Achievable Technical Potential | F5 | Commercial | Interruptible - College | New | Food Preparation | Natural Gas | Fryer | A | Incremental Summer Peak Savings (MW) | Achievable Technical Potential | 0 | 0 | 0 | 0 | 0 | 0 | 0 | 0 | 0 | 0 | 0 | 0 | 0 | 0 | 0 | 0 | 0 | 0 | 0 | 0 | 0 | 0 | 0 | 0 | 0 | 0 | 0
F6_Commercial_Interruptible - College_New_Food Preparation_Natural Gas_Fryer_A_Achievable Technical Potential | F6 | Commercial | Interruptible - College | New | Food Preparation | Natural Gas | Fryer | A | Incremental Winter Peak Savings (MW) | Achievable Technical Potential | 0 | 0 | 0 | 0 | 0 | 0 | 0 | 0 | 0 | 0 | 0 | 0 | 0 | 0 | 0 | 0 | 0 | 0 | 0 | 0 | 0 | 0 | 0 | 0 | 0 | 0 | 0
F7_Commercial_Interruptible - College_New_Food Preparation_Natural Gas_Fryer_A_Achievable Technical Potential | F7 | Commercial | Interruptible - College | New | Food Preparation | Natural Gas | Fryer | A | Cumulative Energy Savings (MWh or mTherms) | Achievable Technical Potential | 0 | 0 | 0 | 0 | 0 | 0 | 0 | 0 | 0 | 0 | 0 | 0 | 0 | 0 | 0 | 0 | 0 | 0 | 0 | 0 | 0 | 0 | 0 | 0 | 0 | 0 | 0
F8_Commercial_Interruptible - College_New_Food Preparation_Natural Gas_Fryer_A_Achievable Technical Potential | F8 | Commercial | Interruptible - College | New | Food Preparation | Natural Gas | Fryer | A | Cumulative Summer Peak Savings (MW) | Achievable Technical Potential | 0 | 0 | 0 | 0 | 0 | 0 | 0 | 0 | 0 | 0 | 0 | 0 | 0 | 0 | 0 | 0 | 0 | 0 | 0 | 0 | 0 | 0 | 0 | 0 | 0 | 0 | 0
F9_Commercial_Interruptible - College_New_Food Preparation_Natural Gas_Fryer_A_Achievable Technical Potential | F9 | Commercial | Interruptible - College | New | Food Preparation | Natural Gas | Fryer | A | Cumulative Winter Peak Savings (MW) | Achievable Technical Potential | 0 | 0 | 0 | 0 | 0 | 0 | 0 | 0 | 0 | 0 | 0 | 0 | 0 | 0 | 0 | 0 | 0 | 0 | 0 | 0 | 0 | 0 | 0 | 0 | 0 | 0 | 0
F10_Commercial_Interruptible - College_New_Food Preparation_Natural Gas_Fryer_A_Achievable Technical Potential | F10 | Commercial | Interruptible - College | New | Food Preparation | Natural Gas | Fryer | A | Purchases (Incremental) | Achievable Technical Potential | 0 | 0 | 0 | 0 | 0 | 0 | 0 | 0 | 0 | 0 | 0 | 0 | 0 | 0 | 0 | 0 | 0 | 0 | 0 | 0 | 0 | 0 | 0 | 0 | 0 | 0 | 0
F11_Commercial_Interruptible - College_New_Food Preparation_Natural Gas_Fryer_A_Achievable Technical Potential | F11 | Commercial | Interruptible - College | New | Food Preparation | Natural Gas | Fryer | A | Purchases (Cumulative) | Achievable Technical Potential | 0 | 0 | 0 | 0 | 0 | 0 | 0 | 0 | 0 | 0 | 0 | 0 | 0 | 0 | 0 | 0 | 0 | 0 | 0 | 0 | 0 | 0 | 0 | 0 | 0 | 0 | 0
F1_Commercial_Interruptible - College_New_Food Preparation_Natural Gas_Broiler_A_Achievable Technical Potential | F1 | Commercial | Interruptible - College | New | Food Preparation | Natural Gas | Broiler | A | Integrated Unit Energy Savings (kWh or therms) | Achievable Technical Potential | 0 | 0 | 0 | 0 | 0 | 0 | 0 | 0 | 0 | 0 | 0 | 0 | 0 | 0 | 0 | 0 | 0 | 0 | 0 | 0 | 0 | 0 | 0 | 0 | 0 | 0 | 0
F2_Commercial_Interruptible - College_New_Food Preparation_Natural Gas_Broiler_A_Achievable Technical Potential | F2 | Commercial | Interruptible - College | New | Food Preparation | Natural Gas | Broiler | A | Integrated Unit Summer Peak Savings (kW) | Achievable Technical Potential | 0 | 0 | 0 | 0 | 0 | 0 | 0 | 0 | 0 | 0 | 0 | 0 | 0 | 0 | 0 | 0 | 0 | 0 | 0 | 0 | 0 | 0 | 0 | 0 | 0 | 0 | 0
F3_Commercial_Interruptible - College_New_Food Preparation_Natural Gas_Broiler_A_Achievable Technical Potential | F3 | Commercial | Interruptible - College | New | Food Preparation | Natural Gas | Broiler | A | Integrated Unit Winter Peak Savings (kW) | Achievable Technical Potential | 0 | 0 | 0 | 0 | 0 | 0 | 0 | 0 | 0 | 0 | 0 | 0 | 0 | 0 | 0 | 0 | 0 | 0 | 0 | 0 | 0 | 0 | 0 | 0 | 0 | 0 | 0
F4_Commercial_Interruptible - College_New_Food Preparation_Natural Gas_Broiler_A_Achievable Technical Potential | F4 | Commercial | Interruptible - College | New | Food Preparation | Natural Gas | Broiler | A | Incremental Energy Savings (MWh or mTherms) | Achievable Technical Potential | 0 | 0 | 0 | 0 | 0 | 0 | 0 | 0 | 0 | 0 | 0 | 0 | 0 | 0 | 0 | 0 | 0 | 0 | 0 | 0 | 0 | 0 | 0 | 0 | 0 | 0 | 0
F5_Commercial_Interruptible - College_New_Food Preparation_Natural Gas_Broiler_A_Achievable Technical Potential | F5 | Commercial | Interruptible - College | New | Food Preparation | Natural Gas | Broiler | A | Incremental Summer Peak Savings (MW) | Achievable Technical Potential | 0 | 0 | 0 | 0 | 0 | 0 | 0 | 0 | 0 | 0 | 0 | 0 | 0 | 0 | 0 | 0 | 0 | 0 | 0 | 0 | 0 | 0 | 0 | 0 | 0 | 0 | 0
F6_Commercial_Interruptible - College_New_Food Preparation_Natural Gas_Broiler_A_Achievable Technical Potential | F6 | Commercial | Interruptible - College | New | Food Preparation | Natural Gas | Broiler | A | Incremental Winter Peak Savings (MW) | Achievable Technical Potential | 0 | 0 | 0 | 0 | 0 | 0 | 0 | 0 | 0 | 0 | 0 | 0 | 0 | 0 | 0 | 0 | 0 | 0 | 0 | 0 | 0 | 0 | 0 | 0 | 0 | 0 | 0
F7_Commercial_Interruptible - College_New_Food Preparation_Natural Gas_Broiler_A_Achievable Technical Potential | F7 | Commercial | Interruptible - College | New | Food Preparation | Natural Gas | Broiler | A | Cumulative Energy Savings (MWh or mTherms) | Achievable Technical Potential | 0 | 0 | 0 | 0 | 0 | 0 | 0 | 0 | 0 | 0 | 0 | 0 | 0 | 0 | 0 | 0 | 0 | 0 | 0 | 0 | 0 | 0 | 0 | 0 | 0 | 0 | 0
F8_Commercial_Interruptible - College_New_Food Preparation_Natural Gas_Broiler_A_Achievable Technical Potential | F8 | Commercial | Interruptible - College | New | Food Preparation | Natural Gas | Broiler | A | Cumulative Summer Peak Savings (MW) | Achievable Technical Potential | 0 | 0 | 0 | 0 | 0 | 0 | 0 | 0 | 0 | 0 | 0 | 0 | 0 | 0 | 0 | 0 | 0 | 0 | 0 | 0 | 0 | 0 | 0 | 0 | 0 | 0 | 0
F9_Commercial_Interruptible - College_New_Food Preparation_Natural Gas_Broiler_A_Achievable Technical Potential | F9 | Commercial | Interruptible - College | New | Food Preparation | Natural Gas | Broiler | A | Cumulative Winter Peak Savings (MW) | Achievable Technical Potential | 0 | 0 | 0 | 0 | 0 | 0 | 0 | 0 | 0 | 0 | 0 | 0 | 0 | 0 | 0 | 0 | 0 | 0 | 0 | 0 | 0 | 0 | 0 | 0 | 0 | 0 | 0
F10_Commercial_Interruptible - College_New_Food Preparation_Natural Gas_Broiler_A_Achievable Technical Potential | F10 | Commercial | Interruptible - College | New | Food Preparation | Natural Gas | Broiler | A | Purchases (Incremental) | Achievable Technical Potential | 0 | 0 | 0 | 0 | 0 | 0 | 0 | 0 | 0 | 0 | 0 | 0 | 0 | 0 | 0 | 0 | 0 | 0 | 0 | 0 | 0 | 0 | 0 | 0 | 0 | 0 | 0
F11_Commercial_Interruptible - College_New_Food Preparation_Natural Gas_Broiler_A_Achievable Technical Potential | F11 | Commercial | Interruptible - College | New | Food Preparation | Natural Gas | Broiler | A | Purchases (Cumulative) | Achievable Technical Potential | 0 | 0 | 0 | 0 | 0 | 0 | 0 | 0 | 0 | 0 | 0 | 0 | 0 | 0 | 0 | 0 | 0 | 0 | 0 | 0 | 0 | 0 | 0 | 0 | 0 | 0 | 0
F1_Commercial_Interruptible - College_New_Food Preparation_Natural Gas_Griddle_A_Achievable Technical Potential | F1 | Commercial | Interruptible - College | New | Food Preparation | Natural Gas | Griddle | A | Integrated Unit Energy Savings (kWh or therms) | Achievable Technical Potential | 0 | 0 | 0 | 0 | 0 | 0 | 0 | 0 | 0 | 0 | 0 | 0 | 0 | 0 | 0 | 0 | 0 | 0 | 0 | 0 | 0 | 0 | 0 | 0 | 0 | 0 | 0
F2_Commercial_Interruptible - College_New_Food Preparation_Natural Gas_Griddle_A_Achievable Technical Potential | F2 | Commercial | Interruptible - College | New | Food Preparation | Natural Gas | Griddle | A | Integrated Unit Summer Peak Savings (kW) | Achievable Technical Potential | 0 | 0 | 0 | 0 | 0 | 0 | 0 | 0 | 0 | 0 | 0 | 0 | 0 | 0 | 0 | 0 | 0 | 0 | 0 | 0 | 0 | 0 | 0 | 0 | 0 | 0 | 0
F3_Commercial_Interruptible - College_New_Food Preparation_Natural Gas_Griddle_A_Achievable Technical Potential | F3 | Commercial | Interruptible - College | New | Food Preparation | Natural Gas | Griddle | A | Integrated Unit Winter Peak Savings (kW) | Achievable Technical Potential | 0 | 0 | 0 | 0 | 0 | 0 | 0 | 0 | 0 | 0 | 0 | 0 | 0 | 0 | 0 | 0 | 0 | 0 | 0 | 0 | 0 | 0 | 0 | 0 | 0 | 0 | 0
F4_Commercial_Interruptible - College_New_Food Preparation_Natural Gas_Griddle_A_Achievable Technical Potential | F4 | Commercial | Interruptible - College | New | Food Preparation | Natural Gas | Griddle | A | Incremental Energy Savings (MWh or mTherms) | Achievable Technical Potential | 0 | 0 | 0 | 0 | 0 | 0 | 0 | 0 | 0 | 0 | 0 | 0 | 0 | 0 | 0 | 0 | 0 | 0 | 0 | 0 | 0 | 0 | 0 | 0 | 0 | 0 | 0
F5_Commercial_Interruptible - College_New_Food Preparation_Natural Gas_Griddle_A_Achievable Technical Potential | F5 | Commercial | Interruptible - College | New | Food Preparation | Natural Gas | Griddle | A | Incremental Summer Peak Savings (MW) | Achievable Technical Potential | 0 | 0 | 0 | 0 | 0 | 0 | 0 | 0 | 0 | 0 | 0 | 0 | 0 | 0 | 0 | 0 | 0 | 0 | 0 | 0 | 0 | 0 | 0 | 0 | 0 | 0 | 0
F6_Commercial_Interruptible - College_New_Food Preparation_Natural Gas_Griddle_A_Achievable Technical Potential | F6 | Commercial | Interruptible - College | New | Food Preparation | Natural Gas | Griddle | A | Incremental Winter Peak Savings (MW) | Achievable Technical Potential | 0 | 0 | 0 | 0 | 0 | 0 | 0 | 0 | 0 | 0 | 0 | 0 | 0 | 0 | 0 | 0 | 0 | 0 | 0 | 0 | 0 | 0 | 0 | 0 | 0 | 0 | 0
F7_Commercial_Interruptible - College_New_Food Preparation_Natural Gas_Griddle_A_Achievable Technical Potential | F7 | Commercial | Interruptible - College | New | Food Preparation | Natural Gas | Griddle | A | Cumulative Energy Savings (MWh or mTherms) | Achievable Technical Potential | 0 | 0 | 0 | 0 | 0 | 0 | 0 | 0 | 0 | 0 | 0 | 0 | 0 | 0 | 0 | 0 | 0 | 0 | 0 | 0 | 0 | 0 | 0 | 0 | 0 | 0 | 0
F8_Commercial_Interruptible - College_New_Food Preparation_Natural Gas_Griddle_A_Achievable Technical Potential | F8 | Commercial | Interruptible - College | New | Food Preparation | Natural Gas | Griddle | A | Cumulative Summer Peak Savings (MW) | Achievable Technical Potential | 0 | 0 | 0 | 0 | 0 | 0 | 0 | 0 | 0 | 0 | 0 | 0 | 0 | 0 | 0 | 0 | 0 | 0 | 0 | 0 | 0 | 0 | 0 | 0 | 0 | 0 | 0
F9_Commercial_Interruptible - College_New_Food Preparation_Natural Gas_Griddle_A_Achievable Technical Potential | F9 | Commercial | Interruptible - College | New | Food Preparation | Natural Gas | Griddle | A | Cumulative Winter Peak Savings (MW) | Achievable Technical Potential | 0 | 0 | 0 | 0 | 0 | 0 | 0 | 0 | 0 | 0 | 0 | 0 | 0 | 0 | 0 | 0 | 0 | 0 | 0 | 0 | 0 | 0 | 0 | 0 | 0 | 0 | 0
F10_Commercial_Interruptible - College_New_Food Preparation_Natural Gas_Griddle_A_Achievable Technical Potential | F10 | Commercial | Interruptible - College | New | Food Preparation | Natural Gas | Griddle | A | Purchases (Incremental) | Achievable Technical Potential | 0 | 0 | 0 | 0 | 0 | 0 | 0 | 0 | 0 | 0 | 0 | 0 | 0 | 0 | 0 | 0 | 0 | 0 | 0 | 0 | 0 | 0 | 0 | 0 | 0 | 0 | 0
F11_Commercial_Interruptible - College_New_Food Preparation_Natural Gas_Griddle_A_Achievable Technical Potential | F11 | Commercial | Interruptible - College | New | Food Preparation | Natural Gas | Griddle | A | Purchases (Cumulative) | Achievable Technical Potential | 0 | 0 | 0 | 0 | 0 | 0 | 0 | 0 | 0 | 0 | 0 | 0 | 0 | 0 | 0 | 0 | 0 | 0 | 0 | 0 | 0 | 0 | 0 | 0 | 0 | 0 | 0
F1_Commercial_Interruptible - College_New_Food Preparation_Natural Gas_Range_A_Achievable Technical Potential | F1 | Commercial | Interruptible - College | New | Food Preparation | Natural Gas | Range | A | Integrated Unit Energy Savings (kWh or therms) | Achievable Technical Potential | 0 | 0 | 0 | 0 | 0 | 0 | 0 | 0 | 0 | 0 | 0 | 0 | 0 | 0 | 0 | 0 | 0 | 0 | 0 | 0 | 0 | 0 | 0 | 0 | 0 | 0 | 0
F2_Commercial_Interruptible - College_New_Food Preparation_Natural Gas_Range_A_Achievable Technical Potential | F2 | Commercial | Interruptible - College | New | Food Preparation | Natural Gas | Range | A | Integrated Unit Summer Peak Savings (kW) | Achievable Technical Potential | 0 | 0 | 0 | 0 | 0 | 0 | 0 | 0 | 0 | 0 | 0 | 0 | 0 | 0 | 0 | 0 | 0 | 0 | 0 | 0 | 0 | 0 | 0 | 0 | 0 | 0 | 0
F3_Commercial_Interruptible - College_New_Food Preparation_Natural Gas_Range_A_Achievable Technical Potential | F3 | Commercial | Interruptible - College | New | Food Preparation | Natural Gas | Range | A | Integrated Unit Winter Peak Savings (kW) | Achievable Technical Potential | 0 | 0 | 0 | 0 | 0 | 0 | 0 | 0 | 0 | 0 | 0 | 0 | 0 | 0 | 0 | 0 | 0 | 0 | 0 | 0 | 0 | 0 | 0 | 0 | 0 | 0 | 0
F4_Commercial_Interruptible - College_New_Food Preparation_Natural Gas_Range_A_Achievable Technical Potential | F4 | Commercial | Interruptible - College | New | Food Preparation | Natural Gas | Range | A | Incremental Energy Savings (MWh or mTherms) | Achievable Technical Potential | 0 | 0 | 0 | 0 | 0 | 0 | 0 | 0 | 0 | 0 | 0 | 0 | 0 | 0 | 0 | 0 | 0 | 0 | 0 | 0 | 0 | 0 | 0 | 0 | 0 | 0 | 0
F5_Commercial_Interruptible - College_New_Food Preparation_Natural Gas_Range_A_Achievable Technical Potential | F5 | Commercial | Interruptible - College | New | Food Preparation | Natural Gas | Range | A | Incremental Summer Peak Savings (MW) | Achievable Technical Potential | 0 | 0 | 0 | 0 | 0 | 0 | 0 | 0 | 0 | 0 | 0 | 0 | 0 | 0 | 0 | 0 | 0 | 0 | 0 | 0 | 0 | 0 | 0 | 0 | 0 | 0 | 0
F6_Commercial_Interruptible - College_New_Food Preparation_Natural Gas_Range_A_Achievable Technical Potential | F6 | Commercial | Interruptible - College | New | Food Preparation | Natural Gas | Range | A | Incremental Winter Peak Savings (MW) | Achievable Technical Potential | 0 | 0 | 0 | 0 | 0 | 0 | 0 | 0 | 0 | 0 | 0 | 0 | 0 | 0 | 0 | 0 | 0 | 0 | 0 | 0 | 0 | 0 | 0 | 0 | 0 | 0 | 0
F7_Commercial_Interruptible - College_New_Food Preparation_Natural Gas_Range_A_Achievable Technical Potential | F7 | Commercial | Interruptible - College | New | Food Preparation | Natural Gas | Range | A | Cumulative Energy Savings (MWh or mTherms) | Achievable Technical Potential | 0 | 0 | 0 | 0 | 0 | 0 | 0 | 0 | 0 | 0 | 0 | 0 | 0 | 0 | 0 | 0 | 0 | 0 | 0 | 0 | 0 | 0 | 0 | 0 | 0 | 0 | 0
F8_Commercial_Interruptible - College_New_Food Preparation_Natural Gas_Range_A_Achievable Technical Potential | F8 | Commercial | Interruptible - College | New | Food Preparation | Natural Gas | Range | A | Cumulative Summer Peak Savings (MW) | Achievable Technical Potential | 0 | 0 | 0 | 0 | 0 | 0 | 0 | 0 | 0 | 0 | 0 | 0 | 0 | 0 | 0 | 0 | 0 | 0 | 0 | 0 | 0 | 0 | 0 | 0 | 0 | 0 | 0
F9_Commercial_Interruptible - College_New_Food Preparation_Natural Gas_Range_A_Achievable Technical Potential | F9 | Commercial | Interruptible - College | New | Food Preparation | Natural Gas | Range | A | Cumulative Winter Peak Savings (MW) | Achievable Technical Potential | 0 | 0 | 0 | 0 | 0 | 0 | 0 | 0 | 0 | 0 | 0 | 0 | 0 | 0 | 0 | 0 | 0 | 0 | 0 | 0 | 0 | 0 | 0 | 0 | 0 | 0 | 0
F10_Commercial_Interruptible - College_New_Food Preparation_Natural Gas_Range_A_Achievable Technical Potential | F10 | Commercial | Interruptible - College | New | Food Preparation | Natural Gas | Range | A | Purchases (Incremental) | Achievable Technical Potential | 0 | 0 | 0 | 0 | 0 | 0 | 0 | 0 | 0 | 0 | 0 | 0 | 0 | 0 | 0 | 0 | 0 | 0 | 0 | 0 | 0 | 0 | 0 | 0 | 0 | 0 | 0
F11_Commercial_Interruptible - College_New_Food Preparation_Natural Gas_Range_A_Achievable Technical Potential | F11 | Commercial | Interruptible - College | New | Food Preparation | Natural Gas | Range | A | Purchases (Cumulative) | Achievable Technical Potential | 0 | 0 | 0 | 0 | 0 | 0 | 0 | 0 | 0 | 0 | 0 | 0 | 0 | 0 | 0 | 0 | 0 | 0 | 0 | 0 | 0 | 0 | 0 | 0 | 0 | 0 | 0
F1_Commercial_Interruptible - College_New_Food Preparation_Natural Gas_Steamer_A_Achievable Technical Potential | F1 | Commercial | Interruptible - College | New | Food Preparation | Natural Gas | Steamer | A | Integrated Unit Energy Savings (kWh or therms) | Achievable Technical Potential | 0 | 0 | 0 | 0 | 0 | 0 | 0 | 0 | 0 | 0 | 0 | 0 | 0 | 0 | 0 | 0 | 0 | 0 | 0 | 0 | 0 | 0 | 0 | 0 | 0 | 0 | 0
F2_Commercial_Interruptible - College_New_Food Preparation_Natural Gas_Steamer_A_Achievable Technical Potential | F2 | Commercial | Interruptible - College | New | Food Preparation | Natural Gas | Steamer | A | Integrated Unit Summer Peak Savings (kW) | Achievable Technical Potential | 0 | 0 | 0 | 0 | 0 | 0 | 0 | 0 | 0 | 0 | 0 | 0 | 0 | 0 | 0 | 0 | 0 | 0 | 0 | 0 | 0 | 0 | 0 | 0 | 0 | 0 | 0
F3_Commercial_Interruptible - College_New_Food Preparation_Natural Gas_Steamer_A_Achievable Technical Potential | F3 | Commercial | Interruptible - College | New | Food Preparation | Natural Gas | Steamer | A | Integrated Unit Winter Peak Savings (kW) | Achievable Technical Potential | 0 | 0 | 0 | 0 | 0 | 0 | 0 | 0 | 0 | 0 | 0 | 0 | 0 | 0 | 0 | 0 | 0 | 0 | 0 | 0 | 0 | 0 | 0 | 0 | 0 | 0 | 0
F4_Commercial_Interruptible - College_New_Food Preparation_Natural Gas_Steamer_A_Achievable Technical Potential | F4 | Commercial | Interruptible - College | New | Food Preparation | Natural Gas | Steamer | A | Incremental Energy Savings (MWh or mTherms) | Achievable Technical Potential | 0 | 0 | 0 | 0 | 0 | 0 | 0 | 0 | 0 | 0 | 0 | 0 | 0 | 0 | 0 | 0 | 0 | 0 | 0 | 0 | 0 | 0 | 0 | 0 | 0 | 0 | 0
F5_Commercial_Interruptible - College_New_Food Preparation_Natural Gas_Steamer_A_Achievable Technical Potential | F5 | Commercial | Interruptible - College | New | Food Preparation | Natural Gas | Steamer | A | Incremental Summer Peak Savings (MW) | Achievable Technical Potential | 0 | 0 | 0 | 0 | 0 | 0 | 0 | 0 | 0 | 0 | 0 | 0 | 0 | 0 | 0 | 0 | 0 | 0 | 0 | 0 | 0 | 0 | 0 | 0 | 0 | 0 | 0
F6_Commercial_Interruptible - College_New_Food Preparation_Natural Gas_Steamer_A_Achievable Technical Potential | F6 | Commercial | Interruptible - College | New | Food Preparation | Natural Gas | Steamer | A | Incremental Winter Peak Savings (MW) | Achievable Technical Potential | 0 | 0 | 0 | 0 | 0 | 0 | 0 | 0 | 0 | 0 | 0 | 0 | 0 | 0 | 0 | 0 | 0 | 0 | 0 | 0 | 0 | 0 | 0 | 0 | 0 | 0 | 0
F7_Commercial_Interruptible - College_New_Food Preparation_Natural Gas_Steamer_A_Achievable Technical Potential | F7 | Commercial | Interruptible - College | New | Food Preparation | Natural Gas | Steamer | A | Cumulative Energy Savings (MWh or mTherms) | Achievable Technical Potential | 0 | 0 | 0 | 0 | 0 | 0 | 0 | 0 | 0 | 0 | 0 | 0 | 0 | 0 | 0 | 0 | 0 | 0 | 0 | 0 | 0 | 0 | 0 | 0 | 0 | 0 | 0
F8_Commercial_Interruptible - College_New_Food Preparation_Natural Gas_Steamer_A_Achievable Technical Potential | F8 | Commercial | Interruptible - College | New | Food Preparation | Natural Gas | Steamer | A | Cumulative Summer Peak Savings (MW) | Achievable Technical Potential | 0 | 0 | 0 | 0 | 0 | 0 | 0 | 0 | 0 | 0 | 0 | 0 | 0 | 0 | 0 | 0 | 0 | 0 | 0 | 0 | 0 | 0 | 0 | 0 | 0 | 0 | 0
F9_Commercial_Interruptible - College_New_Food Preparation_Natural Gas_Steamer_A_Achievable Technical Potential | F9 | Commercial | Interruptible - College | New | Food Preparation | Natural Gas | Steamer | A | Cumulative Winter Peak Savings (MW) | Achievable Technical Potential | 0 | 0 | 0 | 0 | 0 | 0 | 0 | 0 | 0 | 0 | 0 | 0 | 0 | 0 | 0 | 0 | 0 | 0 | 0 | 0 | 0 | 0 | 0 | 0 | 0 | 0 | 0
F10_Commercial_Interruptible - College_New_Food Preparation_Natural Gas_Steamer_A_Achievable Technical Potential | F10 | Commercial | Interruptible - College | New | Food Preparation | Natural Gas | Steamer | A | Purchases (Incremental) | Achievable Technical Potential | 0 | 0 | 0 | 0 | 0 | 0 | 0 | 0 | 0 | 0 | 0 | 0 | 0 | 0 | 0 | 0 | 0 | 0 | 0 | 0 | 0 | 0 | 0 | 0 | 0 | 0 | 0
F11_Commercial_Interruptible - College_New_Food Preparation_Natural Gas_Steamer_A_Achievable Technical Potential | F11 | Commercial | Interruptible - College | New | Food Preparation | Natural Gas | Steamer | A | Purchases (Cumulative) | Achievable Technical Potential | 0 | 0 | 0 | 0 | 0 | 0 | 0 | 0 | 0 | 0 | 0 | 0 | 0 | 0 | 0 | 0 | 0 | 0 | 0 | 0 | 0 | 0 | 0 | 0 | 0 | 0 | 0
F1_Commercial_Interruptible - College_New_Food Preparation_Natural Gas_Commercial Food Prep Other_A_Achievable Technical Potential | F1 | Commercial | Interruptible - College | New | Food Preparation | Natural Gas | Commercial Food Prep Other | A | Integrated Unit Energy Savings (kWh or therms) | Achievable Technical Potential | 0 | 0 | 0 | 0 | 0 | 0 | 0 | 0 | 0 | 0 | 0 | 0 | 0 | 0 | 0 | 0 | 0 | 0 | 0 | 0 | 0 | 0 | 0 | 0 | 0 | 0 | 0
F2_Commercial_Interruptible - College_New_Food Preparation_Natural Gas_Commercial Food Prep Other_A_Achievable Technical Potential | F2 | Commercial | Interruptible - College | New | Food Preparation | Natural Gas | Commercial Food Prep Other | A | Integrated Unit Summer Peak Savings (kW) | Achievable Technical Potential | 0 | 0 | 0 | 0 | 0 | 0 | 0 | 0 | 0 | 0 | 0 | 0 | 0 | 0 | 0 | 0 | 0 | 0 | 0 | 0 | 0 | 0 | 0 | 0 | 0 | 0 | 0
F3_Commercial_Interruptible - College_New_Food Preparation_Natural Gas_Commercial Food Prep Other_A_Achievable Technical Potential | F3 | Commercial | Interruptible - College | New | Food Preparation | Natural Gas | Commercial Food Prep Other | A | Integrated Unit Winter Peak Savings (kW) | Achievable Technical Potential | 0 | 0 | 0 | 0 | 0 | 0 | 0 | 0 | 0 | 0 | 0 | 0 | 0 | 0 | 0 | 0 | 0 | 0 | 0 | 0 | 0 | 0 | 0 | 0 | 0 | 0 | 0
F4_Commercial_Interruptible - College_New_Food Preparation_Natural Gas_Commercial Food Prep Other_A_Achievable Technical Potential | F4 | Commercial | Interruptible - College | New | Food Preparation | Natural Gas | Commercial Food Prep Other | A | Incremental Energy Savings (MWh or mTherms) | Achievable Technical Potential | 0 | 0 | 0 | 0 | 0 | 0 | 0 | 0 | 0 | 0 | 0 | 0 | 0 | 0 | 0 | 0 | 0 | 0 | 0 | 0 | 0 | 0 | 0 | 0 | 0 | 0 | 0
F5_Commercial_Interruptible - College_New_Food Preparation_Natural Gas_Commercial Food Prep Other_A_Achievable Technical Potential | F5 | Commercial | Interruptible - College | New | Food Preparation | Natural Gas | Commercial Food Prep Other | A | Incremental Summer Peak Savings (MW) | Achievable Technical Potential | 0 | 0 | 0 | 0 | 0 | 0 | 0 | 0 | 0 | 0 | 0 | 0 | 0 | 0 | 0 | 0 | 0 | 0 | 0 | 0 | 0 | 0 | 0 | 0 | 0 | 0 | 0
F6_Commercial_Interruptible - College_New_Food Preparation_Natural Gas_Commercial Food Prep Other_A_Achievable Technical Potential | F6 | Commercial | Interruptible - College | New | Food Preparation | Natural Gas | Commercial Food Prep Other | A | Incremental Winter Peak Savings (MW) | Achievable Technical Potential | 0 | 0 | 0 | 0 | 0 | 0 | 0 | 0 | 0 | 0 | 0 | 0 | 0 | 0 | 0 | 0 | 0 | 0 | 0 | 0 | 0 | 0 | 0 | 0 | 0 | 0 | 0
F7_Commercial_Interruptible - College_New_Food Preparation_Natural Gas_Commercial Food Prep Other_A_Achievable Technical Potential | F7 | Commercial | Interruptible - College | New | Food Preparation | Natural Gas | Commercial Food Prep Other | A | Cumulative Energy Savings (MWh or mTherms) | Achievable Technical Potential | 0 | 0 | 0 | 0 | 0 | 0 | 0 | 0 | 0 | 0 | 0 | 0 | 0 | 0 | 0 | 0 | 0 | 0 | 0 | 0 | 0 | 0 | 0 | 0 | 0 | 0 | 0
F8_Commercial_Interruptible - College_New_Food Preparation_Natural Gas_Commercial Food Prep Other_A_Achievable Technical Potential | F8 | Commercial | Interruptible - College | New | Food Preparation | Natural Gas | Commercial Food Prep Other | A | Cumulative Summer Peak Savings (MW) | Achievable Technical Potential | 0 | 0 | 0 | 0 | 0 | 0 | 0 | 0 | 0 | 0 | 0 | 0 | 0 | 0 | 0 | 0 | 0 | 0 | 0 | 0 | 0 | 0 | 0 | 0 | 0 | 0 | 0
F9_Commercial_Interruptible - College_New_Food Preparation_Natural Gas_Commercial Food Prep Other_A_Achievable Technical Potential | F9 | Commercial | Interruptible - College | New | Food Preparation | Natural Gas | Commercial Food Prep Other | A | Cumulative Winter Peak Savings (MW) | Achievable Technical Potential | 0 | 0 | 0 | 0 | 0 | 0 | 0 | 0 | 0 | 0 | 0 | 0 | 0 | 0 | 0 | 0 | 0 | 0 | 0 | 0 | 0 | 0 | 0 | 0 | 0 | 0 | 0
F10_Commercial_Interruptible - College_New_Food Preparation_Natural Gas_Commercial Food Prep Other_A_Achievable Technical Potential | F10 | Commercial | Interruptible - College | New | Food Preparation | Natural Gas | Commercial Food Prep Other | A | Purchases (Incremental) | Achievable Technical Potential | 0 | 0 | 0 | 0 | 0 | 0 | 0 | 0 | 0 | 0 | 0 | 0 | 0 | 0 | 0 | 0 | 0 | 0 | 0 | 0 | 0 | 0 | 0 | 0 | 0 | 0 | 0
F11_Commercial_Interruptible - College_New_Food Preparation_Natural Gas_Commercial Food Prep Other_A_Achievable Technical Potential | F11 | Commercial | Interruptible - College | New | Food Preparation | Natural Gas | Commercial Food Prep Other | A | Purchases (Cumulative) | Achievable Technical Potential | 0 | 0 | 0 | 0 | 0 | 0 | 0 | 0 | 0 | 0 | 0 | 0 | 0 | 0 | 0 | 0 | 0 | 0 | 0 | 0 | 0 | 0 | 0 | 0 | 0 | 0 | 0
F1_Commercial_Interruptible - College_New_Miscellaneous_Natural Gas_Pool Heater_A_Achievable Technical Potential | F1 | Commercial | Interruptible - College | New | Miscellaneous | Natural Gas | Pool Heater | A | Integrated Unit Energy Savings (kWh or therms) | Achievable Technical Potential | 0 | 0 | 0 | 0 | 0 | 0 | 0 | 0 | 0 | 0 | 0 | 0 | 0 | 0 | 0 | 0 | 0 | 0 | 0 | 0 | 0 | 0 | 0 | 0 | 0 | 0 | 0
F2_Commercial_Interruptible - College_New_Miscellaneous_Natural Gas_Pool Heater_A_Achievable Technical Potential | F2 | Commercial | Interruptible - College | New | Miscellaneous | Natural Gas | Pool Heater | A | Integrated Unit Summer Peak Savings (kW) | Achievable Technical Potential | 0 | 0 | 0 | 0 | 0 | 0 | 0 | 0 | 0 | 0 | 0 | 0 | 0 | 0 | 0 | 0 | 0 | 0 | 0 | 0 | 0 | 0 | 0 | 0 | 0 | 0 | 0
F3_Commercial_Interruptible - College_New_Miscellaneous_Natural Gas_Pool Heater_A_Achievable Technical Potential | F3 | Commercial | Interruptible - College | New | Miscellaneous | Natural Gas | Pool Heater | A | Integrated Unit Winter Peak Savings (kW) | Achievable Technical Potential | 0 | 0 | 0 | 0 | 0 | 0 | 0 | 0 | 0 | 0 | 0 | 0 | 0 | 0 | 0 | 0 | 0 | 0 | 0 | 0 | 0 | 0 | 0 | 0 | 0 | 0 | 0
F4_Commercial_Interruptible - College_New_Miscellaneous_Natural Gas_Pool Heater_A_Achievable Technical Potential | F4 | Commercial | Interruptible - College | New | Miscellaneous | Natural Gas | Pool Heater | A | Incremental Energy Savings (MWh or mTherms) | Achievable Technical Potential | 0 | 0 | 0 | 0 | 0 | 0 | 0 | 0 | 0 | 0 | 0 | 0 | 0 | 0 | 0 | 0 | 0 | 0 | 0 | 0 | 0 | 0 | 0 | 0 | 0 | 0 | 0
F5_Commercial_Interruptible - College_New_Miscellaneous_Natural Gas_Pool Heater_A_Achievable Technical Potential | F5 | Commercial | Interruptible - College | New | Miscellaneous | Natural Gas | Pool Heater | A | Incremental Summer Peak Savings (MW) | Achievable Technical Potential | 0 | 0 | 0 | 0 | 0 | 0 | 0 | 0 | 0 | 0 | 0 | 0 | 0 | 0 | 0 | 0 | 0 | 0 | 0 | 0 | 0 | 0 | 0 | 0 | 0 | 0 | 0
F6_Commercial_Interruptible - College_New_Miscellaneous_Natural Gas_Pool Heater_A_Achievable Technical Potential | F6 | Commercial | Interruptible - College | New | Miscellaneous | Natural Gas | Pool Heater | A | Incremental Winter Peak Savings (MW) | Achievable Technical Potential | 0 | 0 | 0 | 0 | 0 | 0 | 0 | 0 | 0 | 0 | 0 | 0 | 0 | 0 | 0 | 0 | 0 | 0 | 0 | 0 | 0 | 0 | 0 | 0 | 0 | 0 | 0
F7_Commercial_Interruptible - College_New_Miscellaneous_Natural Gas_Pool Heater_A_Achievable Technical Potential | F7 | Commercial | Interruptible - College | New | Miscellaneous | Natural Gas | Pool Heater | A | Cumulative Energy Savings (MWh or mTherms) | Achievable Technical Potential | 0 | 0 | 0 | 0 | 0 | 0 | 0 | 0 | 0 | 0 | 0 | 0 | 0 | 0 | 0 | 0 | 0 | 0 | 0 | 0 | 0 | 0 | 0 | 0 | 0 | 0 | 0
F8_Commercial_Interruptible - College_New_Miscellaneous_Natural Gas_Pool Heater_A_Achievable Technical Potential | F8 | Commercial | Interruptible - College | New | Miscellaneous | Natural Gas | Pool Heater | A | Cumulative Summer Peak Savings (MW) | Achievable Technical Potential | 0 | 0 | 0 | 0 | 0 | 0 | 0 | 0 | 0 | 0 | 0 | 0 | 0 | 0 | 0 | 0 | 0 | 0 | 0 | 0 | 0 | 0 | 0 | 0 | 0 | 0 | 0
F9_Commercial_Interruptible - College_New_Miscellaneous_Natural Gas_Pool Heater_A_Achievable Technical Potential | F9 | Commercial | Interruptible - College | New | Miscellaneous | Natural Gas | Pool Heater | A | Cumulative Winter Peak Savings (MW) | Achievable Technical Potential | 0 | 0 | 0 | 0 | 0 | 0 | 0 | 0 | 0 | 0 | 0 | 0 | 0 | 0 | 0 | 0 | 0 | 0 | 0 | 0 | 0 | 0 | 0 | 0 | 0 | 0 | 0
F10_Commercial_Interruptible - College_New_Miscellaneous_Natural Gas_Pool Heater_A_Achievable Technical Potential | F10 | Commercial | Interruptible - College | New | Miscellaneous | Natural Gas | Pool Heater | A | Purchases (Incremental) | Achievable Technical Potential | 0 | 0 | 0 | 0 | 0 | 0 | 0 | 0 | 0 | 0 | 0 | 0 | 0 | 0 | 0 | 0 | 0 | 0 | 0 | 0 | 0 | 0 | 0 | 0 | 0 | 0 | 0
F11_Commercial_Interruptible - College_New_Miscellaneous_Natural Gas_Pool Heater_A_Achievable Technical Potential | F11 | Commercial | Interruptible - College | New | Miscellaneous | Natural Gas | Pool Heater | A | Purchases (Cumulative) | Achievable Technical Potential | 0 | 0 | 0 | 0 | 0 | 0 | 0 | 0 | 0 | 0 | 0 | 0 | 0 | 0 | 0 | 0 | 0 | 0 | 0 | 0 | 0 | 0 | 0 | 0 | 0 | 0 | 0
F1_Commercial_Interruptible - Health_Existing_Space Heating_Natural Gas_Furnace_A_Achievable Technical Potential | F1 | Commercial | Interruptible - Health | Existing | Space Heating | Natural Gas | Furnace | A | Integrated Unit Energy Savings (kWh or therms) | Achievable Technical Potential | 0 | 122.2515 | 121.7774 | 82.9831 | 82.9831 | 82.9831 | 82.9831 | 82.9831 | 82.9831 | 82.9831 | 82.9831 | 82.9831 | 82.9831 | 82.9831 | 82.9831 | 82.9831 | 82.9831 | 82.9831 | 82.9831 | 82.9831 | 82.9831 | 82.9831 | 82.9831 | 82.9831 | 82.9831 | 82.9831 | 82.9831
F2_Commercial_Interruptible - Health_Existing_Space Heating_Natural Gas_Furnace_A_Achievable Technical Potential | F2 | Commercial | Interruptible - Health | Existing | Space Heating | Natural Gas | Furnace | A | Integrated Unit Summer Peak Savings (kW) | Achievable Technical Potential | 0 | 0 | 0 | 0 | 0 | 0 | 0 | 0 | 0 | 0 | 0 | 0 | 0 | 0 | 0 | 0 | 0 | 0 | 0 | 0 | 0 | 0 | 0 | 0 | 0 | 0 | 0
F3_Commercial_Interruptible - Health_Existing_Space Heating_Natural Gas_Furnace_A_Achievable Technical Potential | F3 | Commercial | Interruptible - Health | Existing | Space Heating | Natural Gas | Furnace | A | Integrated Unit Winter Peak Savings (kW) | Achievable Technical Potential | 0 | 0 | 0 | 0 | 0 | 0 | 0 | 0 | 0 | 0 | 0 | 0 | 0 | 0 | 0 | 0 | 0 | 0 | 0 | 0 | 0 | 0 | 0 | 0 | 0 | 0 | 0
F4_Commercial_Interruptible - Health_Existing_Space Heating_Natural Gas_Furnace_A_Achievable Technical Potential | F4 | Commercial | Interruptible - Health | Existing | Space Heating | Natural Gas | Furnace | A | Incremental Energy Savings (MWh or mTherms) | Achievable Technical Potential | 0 | 0 | 0.00018558 | 0.00022106 | 0.00054445 | 0.0011472 | 0.0021836 | 0.0038504 | 0.0063793 | 0.010017 | 0.014865 | 0.020976 | 0.028265 | 0.036482 | 0.045224 | 0.053977 | 0.06221 | 0.069477 | 0.07551 | 0.074099 | 0.071731 | 0.069496 | 0.066635 | 0.064291 | 0.062439 | 0.06093 | 0.059898
F5_Commercial_Interruptible - Health_Existing_Space Heating_Natural Gas_Furnace_A_Achievable Technical Potential | F5 | Commercial | Interruptible - Health | Existing | Space Heating | Natural Gas | Furnace | A | Incremental Summer Peak Savings (MW) | Achievable Technical Potential | 0 | 0 | 0 | 0 | 0 | 0 | 0 | 0 | 0 | 0 | 0 | 0 | 0 | 0 | 0 | 0 | 0 | 0 | 0 | 0 | 0 | 0 | 0 | 0 | 0 | 0 | 0
F6_Commercial_Interruptible - Health_Existing_Space Heating_Natural Gas_Furnace_A_Achievable Technical Potential | F6 | Commercial | Interruptible - Health | Existing | Space Heating | Natural Gas | Furnace | A | Incremental Winter Peak Savings (MW) | Achievable Technical Potential | 0 | 0 | 0 | 0 | 0 | 0 | 0 | 0 | 0 | 0 | 0 | 0 | 0 | 0 | 0 | 0 | 0 | 0 | 0 | 0 | 0 | 0 | 0 | 0 | 0 | 0 | 0
F7_Commercial_Interruptible - Health_Existing_Space Heating_Natural Gas_Furnace_A_Achievable Technical Potential | F7 | Commercial | Interruptible - Health | Existing | Space Heating | Natural Gas | Furnace | A | Cumulative Energy Savings (MWh or mTherms) | Achievable Technical Potential | 0 | 0 | 0.00018558 | 0.00034753 | 0.00089197 | 0.0020392 | 0.0042228 | 0.0080733 | 0.014453 | 0.02447 | 0.039335 | 0.060311 | 0.088576 | 0.12506 | 0.17028 | 0.22426 | 0.28647 | 0.35595 | 0.43146 | 0.50555 | 0.57728 | 0.64678 | 0.71342 | 0.77771 | 0.84015 | 0.90108 | 0.96097
F8_Commercial_Interruptible - Health_Existing_Space Heating_Natural Gas_Furnace_A_Achievable Technical Potential | F8 | Commercial | Interruptible - Health | Existing | Space Heating | Natural Gas | Furnace | A | Cumulative Summer Peak Savings (MW) | Achievable Technical Potential | 0 | 0 | 0 | 0 | 0 | 0 | 0 | 0 | 0 | 0 | 0 | 0 | 0 | 0 | 0 | 0 | 0 | 0 | 0 | 0 | 0 | 0 | 0 | 0 | 0 | 0 | 0
F9_Commercial_Interruptible - Health_Existing_Space Heating_Natural Gas_Furnace_A_Achievable Technical Potential | F9 | Commercial | Interruptible - Health | Existing | Space Heating | Natural Gas | Furnace | A | Cumulative Winter Peak Savings (MW) | Achievable Technical Potential | 0 | 0 | 0 | 0 | 0 | 0 | 0 | 0 | 0 | 0 | 0 | 0 | 0 | 0 | 0 | 0 | 0 | 0 | 0 | 0 | 0 | 0 | 0 | 0 | 0 | 0 | 0
F10_Commercial_Interruptible - Health_Existing_Space Heating_Natural Gas_Furnace_A_Achievable Technical Potential | F10 | Commercial | Interruptible - Health | Existing | Space Heating | Natural Gas | Furnace | A | Purchases (Incremental) | Achievable Technical Potential | 0 | 0 | 0.001524 | 0.002664 | 0.0065609 | 0.013825 | 0.026314 | 0.0464 | 0.076874 | 0.12071 | 0.17914 | 0.25278 | 0.34061 | 0.43963 | 0.54497 | 0.65046 | 0.74967 | 0.83724 | 0.90994 | 0.89294 | 0.8644 | 0.83748 | 0.80299 | 0.77474 | 0.75244 | 0.73425 | 0.7218
F11_Commercial_Interruptible - Health_Existing_Space Heating_Natural Gas_Furnace_A_Achievable Technical Potential | F11 | Commercial | Interruptible - Health | Existing | Space Heating | Natural Gas | Furnace | A | Purchases (Cumulative) | Achievable Technical Potential | 0 | 0 | 0.001524 | 0.0041879 | 0.010749 | 0.024574 | 0.050888 | 0.097288 | 0.17416 | 0.29487 | 0.47401 | 0.72679 | 1.0674 | 1.507 | 2.052 | 2.7025 | 3.4521 | 4.2894 | 5.1993 | 6.0923 | 6.9567 | 7.7941 | 8.5971 | 9.3719 | 10.1243 | 10.8585 | 11.5804
F1_Commercial_Interruptible - Health_Existing_Space Heating_Natural Gas_Boiler_A_Achievable Technical Potential | F1 | Commercial | Interruptible - Health | Existing | Space Heating | Natural Gas | Boiler | A | Integrated Unit Energy Savings (kWh or therms) | Achievable Technical Potential | 0 | 431.2043 | 429.5322 | 429.5322 | 1202.4246 | 1202.4246 | 1202.4246 | 1202.4246 | 1202.4246 | 1202.4246 | 1202.4246 | 1202.4246 | 1202.4246 | 1202.4246 | 1202.4246 | 1202.4246 | 1202.4246 | 1202.4246 | 1202.4246 | 1202.4246 | 1202.4246 | 1202.4246 | 1202.4246 | 1202.4246 | 1202.4246 | 1202.4246 | 1202.4246
F2_Commercial_Interruptible - Health_Existing_Space Heating_Natural Gas_Boiler_A_Achievable Technical Potential | F2 | Commercial | Interruptible - Health | Existing | Space Heating | Natural Gas | Boiler | A | Integrated Unit Summer Peak Savings (kW) | Achievable Technical Potential | 0 | 0 | 0 | 0 | 0 | 0 | 0 | 0 | 0 | 0 | 0 | 0 | 0 | 0 | 0 | 0 | 0 | 0 | 0 | 0 | 0 | 0 | 0 | 0 | 0 | 0 | 0
F3_Commercial_Interruptible - Health_Existing_Space Heating_Natural Gas_Boiler_A_Achievable Technical Potential | F3 | Commercial | Interruptible - Health | Existing | Space Heating | Natural Gas | Boiler | A | Integrated Unit Winter Peak Savings (kW) | Achievable Technical Potential | 0 | 0 | 0 | 0 | 0 | 0 | 0 | 0 | 0 | 0 | 0 | 0 | 0 | 0 | 0 | 0 | 0 | 0 | 0 | 0 | 0 | 0 | 0 | 0 | 0 | 0 | 0
F4_Commercial_Interruptible - Health_Existing_Space Heating_Natural Gas_Boiler_A_Achievable Technical Potential | F4 | Commercial | Interruptible - Health | Existing | Space Heating | Natural Gas | Boiler | A | Incremental Energy Savings (MWh or mTherms) | Achievable Technical Potential | 0 | 0 | 0.15794 | 0.27084 | 1.1971 | 1.4134 | 1.6056 | 1.7741 | 1.9203 | 2.0462 | 2.1539 | 2.2454 | 2.3229 | 2.3846 | 2.4338 | 2.4731 | 2.5047 | 2.5301 | 2.5506 | 2.5719 | 2.5888 | 2.6107 | 2.5921 | 2.5772 | 2.5654 | 2.5563 | 2.5496
F5_Commercial_Interruptible - Health_Existing_Space Heating_Natural Gas_Boiler_A_Achievable Technical Potential | F5 | Commercial | Interruptible - Health | Existing | Space Heating | Natural Gas | Boiler | A | Incremental Summer Peak Savings (MW) | Achievable Technical Potential | 0 | 0 | 0 | 0 | 0 | 0 | 0 | 0 | 0 | 0 | 0 | 0 | 0 | 0 | 0 | 0 | 0 | 0 | 0 | 0 | 0 | 0 | 0 | 0 | 0 | 0 | 0
F6_Commercial_Interruptible - Health_Existing_Space Heating_Natural Gas_Boiler_A_Achievable Technical Potential | F6 | Commercial | Interruptible - Health | Existing | Space Heating | Natural Gas | Boiler | A | Incremental Winter Peak Savings (MW) | Achievable Technical Potential | 0 | 0 | 0 | 0 | 0 | 0 | 0 | 0 | 0 | 0 | 0 | 0 | 0 | 0 | 0 | 0 | 0 | 0 | 0 | 0 | 0 | 0 | 0 | 0 | 0 | 0 | 0
F7_Commercial_Interruptible - Health_Existing_Space Heating_Natural Gas_Boiler_A_Achievable Technical Potential | F7 | Commercial | Interruptible - Health | Existing | Space Heating | Natural Gas | Boiler | A | Cumulative Energy Savings (MWh or mTherms) | Achievable Technical Potential | 0 | 0 | 0.15794 | 0.42878 | 1.5487 | 2.9622 | 4.5678 | 6.3418 | 8.2621 | 10.3083 | 12.4622 | 14.7076 | 17.0305 | 19.4151 | 21.8488 | 24.3219 | 26.8266 | 29.3567 | 31.9073 | 34.4791 | 37.0679 | 39.6787 | 42.2708 | 44.8479 | 47.4133 | 49.9697 | 52.5192
F8_Commercial_Interruptible - Health_Existing_Space Heating_Natural Gas_Boiler_A_Achievable Technical Potential | F8 | Commercial | Interruptible - Health | Existing | Space Heating | Natural Gas | Boiler | A | Cumulative Summer Peak Savings (MW) | Achievable Technical Potential | 0 | 0 | 0 | 0 | 0 | 0 | 0 | 0 | 0 | 0 | 0 | 0 | 0 | 0 | 0 | 0 | 0 | 0 | 0 | 0 | 0 | 0 | 0 | 0 | 0 | 0 | 0
F9_Commercial_Interruptible - Health_Existing_Space Heating_Natural Gas_Boiler_A_Achievable Technical Potential | F9 | Commercial | Interruptible - Health | Existing | Space Heating | Natural Gas | Boiler | A | Cumulative Winter Peak Savings (MW) | Achievable Technical Potential | 0 | 0 | 0 | 0 | 0 | 0 | 0 | 0 | 0 | 0 | 0 | 0 | 0 | 0 | 0 | 0 | 0 | 0 | 0 | 0 | 0 | 0 | 0 | 0 | 0 | 0 | 0
F10_Commercial_Interruptible - Health_Existing_Space Heating_Natural Gas_Boiler_A_Achievable Technical Potential | F10 | Commercial | Interruptible - Health | Existing | Space Heating | Natural Gas | Boiler | A | Purchases (Incremental) | Achievable Technical Potential | 0 | 0 | 0.36769 | 0.63054 | 0.99561 | 1.1755 | 1.3353 | 1.4754 | 1.597 | 1.7017 | 1.7913 | 1.8674 | 1.9318 | 1.9831 | 2.0241 | 2.0568 | 2.083 | 2.1041 | 2.1212 | 2.1389 | 2.153 | 2.1712 | 2.1557 | 2.1433 | 2.1335 | 2.126 | 2.1204
F11_Commercial_Interruptible - Health_Existing_Space Heating_Natural Gas_Boiler_A_Achievable Technical Potential | F11 | Commercial | Interruptible - Health | Existing | Space Heating | Natural Gas | Boiler | A | Purchases (Cumulative) | Achievable Technical Potential | 0 | 0 | 0.36769 | 0.99824 | 1.9939 | 3.1693 | 4.5046 | 5.98 | 7.577 | 9.2788 | 11.0701 | 12.9375 | 14.8693 | 16.8524 | 18.8765 | 20.9333 | 23.0163 | 25.1204 | 27.2416 | 29.3805 | 31.5335 | 33.7047 | 35.8604 | 38.0037 | 40.1373 | 42.2632 | 44.3836
F1_Commercial_Interruptible - Health_Existing_Space Heating_Natural Gas_Unit Heater_A_Achievable Technical Potential | F1 | Commercial | Interruptible - Health | Existing | Space Heating | Natural Gas | Unit Heater | A | Integrated Unit Energy Savings (kWh or therms) | Achievable Technical Potential | 0 | 0 | 0 | 0 | 0 | 0 | 0 | 0 | 0 | 0 | 0 | 0 | 0 | 0 | 0 | 0 | 0 | 0 | 0 | 0 | 0 | 0 | 0 | 0 | 0 | 0 | 0
F2_Commercial_Interruptible - Health_Existing_Space Heating_Natural Gas_Unit Heater_A_Achievable Technical Potential | F2 | Commercial | Interruptible - Health | Existing | Space Heating | Natural Gas | Unit Heater | A | Integrated Unit Summer Peak Savings (kW) | Achievable Technical Potential | 0 | 0 | 0 | 0 | 0 | 0 | 0 | 0 | 0 | 0 | 0 | 0 | 0 | 0 | 0 | 0 | 0 | 0 | 0 | 0 | 0 | 0 | 0 | 0 | 0 | 0 | 0
F3_Commercial_Interruptible - Health_Existing_Space Heating_Natural Gas_Unit Heater_A_Achievable Technical Potential | F3 | Commercial | Interruptible - Health | Existing | Space Heating | Natural Gas | Unit Heater | A | Integrated Unit Winter Peak Savings (kW) | Achievable Technical Potential | 0 | 0 | 0 | 0 | 0 | 0 | 0 | 0 | 0 | 0 | 0 | 0 | 0 | 0 | 0 | 0 | 0 | 0 | 0 | 0 | 0 | 0 | 0 | 0 | 0 | 0 | 0
F4_Commercial_Interruptible - Health_Existing_Space Heating_Natural Gas_Unit Heater_A_Achievable Technical Potential | F4 | Commercial | Interruptible - Health | Existing | Space Heating | Natural Gas | Unit Heater | A | Incremental Energy Savings (MWh or mTherms) | Achievable Technical Potential | 0 | 0 | 0 | 0 | 0 | 0 | 0 | 0 | 0 | 0 | 0 | 0 | 0 | 0 | 0 | 0 | 0 | 0 | 0 | 0 | 0 | 0 | 0 | 0 | 0 | 0 | 0
F5_Commercial_Interruptible - Health_Existing_Space Heating_Natural Gas_Unit Heater_A_Achievable Technical Potential | F5 | Commercial | Interruptible - Health | Existing | Space Heating | Natural Gas | Unit Heater | A | Incremental Summer Peak Savings (MW) | Achievable Technical Potential | 0 | 0 | 0 | 0 | 0 | 0 | 0 | 0 | 0 | 0 | 0 | 0 | 0 | 0 | 0 | 0 | 0 | 0 | 0 | 0 | 0 | 0 | 0 | 0 | 0 | 0 | 0
F6_Commercial_Interruptible - Health_Existing_Space Heating_Natural Gas_Unit Heater_A_Achievable Technical Potential | F6 | Commercial | Interruptible - Health | Existing | Space Heating | Natural Gas | Unit Heater | A | Incremental Winter Peak Savings (MW) | Achievable Technical Potential | 0 | 0 | 0 | 0 | 0 | 0 | 0 | 0 | 0 | 0 | 0 | 0 | 0 | 0 | 0 | 0 | 0 | 0 | 0 | 0 | 0 | 0 | 0 | 0 | 0 | 0 | 0
F7_Commercial_Interruptible - Health_Existing_Space Heating_Natural Gas_Unit Heater_A_Achievable Technical Potential | F7 | Commercial | Interruptible - Health | Existing | Space Heating | Natural Gas | Unit Heater | A | Cumulative Energy Savings (MWh or mTherms) | Achievable Technical Potential | 0 | 0 | 0 | 0 | 0 | 0 | 0 | 0 | 0 | 0 | 0 | 0 | 0 | 0 | 0 | 0 | 0 | 0 | 0 | 0 | 0 | 0 | 0 | 0 | 0 | 0 | 0
F8_Commercial_Interruptible - Health_Existing_Space Heating_Natural Gas_Unit Heater_A_Achievable Technical Potential | F8 | Commercial | Interruptible - Health | Existing | Space Heating | Natural Gas | Unit Heater | A | Cumulative Summer Peak Savings (MW) | Achievable Technical Potential | 0 | 0 | 0 | 0 | 0 | 0 | 0 | 0 | 0 | 0 | 0 | 0 | 0 | 0 | 0 | 0 | 0 | 0 | 0 | 0 | 0 | 0 | 0 | 0 | 0 | 0 | 0
F9_Commercial_Interruptible - Health_Existing_Space Heating_Natural Gas_Unit Heater_A_Achievable Technical Potential | F9 | Commercial | Interruptible - Health | Existing | Space Heating | Natural Gas | Unit Heater | A | Cumulative Winter Peak Savings (MW) | Achievable Technical Potential | 0 | 0 | 0 | 0 | 0 | 0 | 0 | 0 | 0 | 0 | 0 | 0 | 0 | 0 | 0 | 0 | 0 | 0 | 0 | 0 | 0 | 0 | 0 | 0 | 0 | 0 | 0
F10_Commercial_Interruptible - Health_Existing_Space Heating_Natural Gas_Unit Heater_A_Achievable Technical Potential | F10 | Commercial | Interruptible - Health | Existing | Space Heating | Natural Gas | Unit Heater | A | Purchases (Incremental) | Achievable Technical Potential | 0 | 0 | 0 | 0 | 0 | 0 | 0 | 0 | 0 | 0 | 0 | 0 | 0 | 0 | 0 | 0 | 0 | 0 | 0 | 0 | 0 | 0 | 0 | 0 | 0 | 0 | 0
F11_Commercial_Interruptible - Health_Existing_Space Heating_Natural Gas_Unit Heater_A_Achievable Technical Potential | F11 | Commercial | Interruptible - Health | Existing | Space Heating | Natural Gas | Unit Heater | A | Purchases (Cumulative) | Achievable Technical Potential | 0 | 0 | 0 | 0 | 0 | 0 | 0 | 0 | 0 | 0 | 0 | 0 | 0 | 0 | 0 | 0 | 0 | 0 | 0 | 0 | 0 | 0 | 0 | 0 | 0 | 0 | 0
F1_Commercial_Interruptible - Health_Existing_Water Heating_Natural Gas_Water Heater_A_Achievable Technical Potential | F1 | Commercial | Interruptible - Health | Existing | Water Heating | Natural Gas | Water Heater | A | Integrated Unit Energy Savings (kWh or therms) | Achievable Technical Potential | 0 | 2.8505 | 2.8505 | 2.8505 | 2.8505 | 2.8505 | 2.8505 | 2.8505 | 2.8505 | 2.8505 | 2.8505 | 2.8505 | 2.8505 | 2.8505 | 2.8505 | 2.8505 | 2.8505 | 2.8505 | 2.8505 | 2.8505 | 2.8505 | 2.8505 | 2.8505 | 2.8505 | 2.8505 | 2.8505 | 2.8505
F2_Commercial_Interruptible - Health_Existing_Water Heating_Natural Gas_Water Heater_A_Achievable Technical Potential | F2 | Commercial | Interruptible - Health | Existing | Water Heating | Natural Gas | Water Heater | A | Integrated Unit Summer Peak Savings (kW) | Achievable Technical Potential | 0 | 0 | 0 | 0 | 0 | 0 | 0 | 0 | 0 | 0 | 0 | 0 | 0 | 0 | 0 | 0 | 0 | 0 | 0 | 0 | 0 | 0 | 0 | 0 | 0 | 0 | 0
F3_Commercial_Interruptible - Health_Existing_Water Heating_Natural Gas_Water Heater_A_Achievable Technical Potential | F3 | Commercial | Interruptible - Health | Existing | Water Heating | Natural Gas | Water Heater | A | Integrated Unit Winter Peak Savings (kW) | Achievable Technical Potential | 0 | 0 | 0 | 0 | 0 | 0 | 0 | 0 | 0 | 0 | 0 | 0 | 0 | 0 | 0 | 0 | 0 | 0 | 0 | 0 | 0 | 0 | 0 | 0 | 0 | 0 | 0
F4_Commercial_Interruptible - Health_Existing_Water Heating_Natural Gas_Water Heater_A_Achievable Technical Potential | F4 | Commercial | Interruptible - Health | Existing | Water Heating | Natural Gas | Water Heater | A | Incremental Energy Savings (MWh or mTherms) | Achievable Technical Potential | 0 | 0 | 0.2509 | 0.47746 | 0.687 | 0.88486 | 1.0749 | 1.239 | 1.3638 | 1.4596 | 1.6499 | 1.7862 | 1.6278 | 1.46 | 1.2841 | 1.7223 | 1.3819 | 1.0939 | 0.84914 | 0.68507 | 0.45663 | 0.29875 | 0.19248 | 0.12273 | 0.24156 | 0 | 0
F5_Commercial_Interruptible - Health_Existing_Water Heating_Natural Gas_Water Heater_A_Achievable Technical Potential | F5 | Commercial | Interruptible - Health | Existing | Water Heating | Natural Gas | Water Heater | A | Incremental Summer Peak Savings (MW) | Achievable Technical Potential | 0 | 0 | 0 | 0 | 0 | 0 | 0 | 0 | 0 | 0 | 0 | 0 | 0 | 0 | 0 | 0 | 0 | 0 | 0 | 0 | 0 | 0 | 0 | 0 | 0 | 0 | 0
F6_Commercial_Interruptible - Health_Existing_Water Heating_Natural Gas_Water Heater_A_Achievable Technical Potential | F6 | Commercial | Interruptible - Health | Existing | Water Heating | Natural Gas | Water Heater | A | Incremental Winter Peak Savings (MW) | Achievable Technical Potential | 0 | 0 | 0 | 0 | 0 | 0 | 0 | 0 | 0 | 0 | 0 | 0 | 0 | 0 | 0 | 0 | 0 | 0 | 0 | 0 | 0 | 0 | 0 | 0 | 0 | 0 | 0
F7_Commercial_Interruptible - Health_Existing_Water Heating_Natural Gas_Water Heater_A_Achievable Technical Potential | F7 | Commercial | Interruptible - Health | Existing | Water Heating | Natural Gas | Water Heater | A | Cumulative Energy Savings (MWh or mTherms) | Achievable Technical Potential | 0 | 0 | 0.2509 | 0.72836 | 1.4154 | 2.3002 | 3.3751 | 4.6142 | 5.978 | 7.4376 | 9.0875 | 10.8737 | 12.5015 | 13.9615 | 15.2456 | 16.9679 | 18.3498 | 19.4437 | 20.2928 | 20.9779 | 21.4345 | 21.7333 | 21.9258 | 22.0485 | 22.2901 | 22.2901 | 22.2901
F8_Commercial_Interruptible - Health_Existing_Water Heating_Natural Gas_Water Heater_A_Achievable Technical Potential | F8 | Commercial | Interruptible - Health | Existing | Water Heating | Natural Gas | Water Heater | A | Cumulative Summer Peak Savings (MW) | Achievable Technical Potential | 0 | 0 | 0 | 0 | 0 | 0 | 0 | 0 | 0 | 0 | 0 | 0 | 0 | 0 | 0 | 0 | 0 | 0 | 0 | 0 | 0 | 0 | 0 | 0 | 0 | 0 | 0
F9_Commercial_Interruptible - Health_Existing_Water Heating_Natural Gas_Water Heater_A_Achievable Technical Potential | F9 | Commercial | Interruptible - Health | Existing | Water Heating | Natural Gas | Water Heater | A | Cumulative Winter Peak Savings (MW) | Achievable Technical Potential | 0 | 0 | 0 | 0 | 0 | 0 | 0 | 0 | 0 | 0 | 0 | 0 | 0 | 0 | 0 | 0 | 0 | 0 | 0 | 0 | 0 | 0 | 0 | 0 | 0 | 0 | 0
F10_Commercial_Interruptible - Health_Existing_Water Heating_Natural Gas_Water Heater_A_Achievable Technical Potential | F10 | Commercial | Interruptible - Health | Existing | Water Heating | Natural Gas | Water Heater | A | Purchases (Incremental) | Achievable Technical Potential | 0 | 0 | 88.0194 | 167.5037 | 241.0132 | 310.4259 | 377.1073 | 434.6733 | 478.4607 | 512.0408 | 578.8222 | 626.6308 | 571.0757 | 512.2022 | 450.4805 | 604.216 | 484.7926 | 383.776 | 297.8944 | 240.335 | 160.195 | 104.8081 | 67.5241 | 43.0577 | 84.7444 | 0 | 0
F11_Commercial_Interruptible - Health_Existing_Water Heating_Natural Gas_Water Heater_A_Achievable Technical Potential | F11 | Commercial | Interruptible - Health | Existing | Water Heating | Natural Gas | Water Heater | A | Purchases (Cumulative) | Achievable Technical Potential | 0 | 0 | 88.0194 | 255.5231 | 496.5363 | 806.9623 | 1184.0696 | 1618.7429 | 2097.2036 | 2609.2444 | 3188.0666 | 3814.6975 | 4385.7732 | 4897.9754 | 5348.4559 | 5952.6719 | 6437.4645 | 6821.2406 | 7119.135 | 7359.47 | 7519.665 | 7624.4731 | 7691.9972 | 7735.0548 | 7819.7993 | 7819.7993 | 7819.7993
F1_Commercial_Interruptible - Health_Existing_Food Preparation_Natural Gas_Oven_A_Achievable Technical Potential | F1 | Commercial | Interruptible - Health | Existing | Food Preparation | Natural Gas | Oven | A | Integrated Unit Energy Savings (kWh or therms) | Achievable Technical Potential | 0 | 106.6752 | 106.6752 | 106.6752 | 106.6752 | 106.6752 | 106.6752 | 106.6752 | 106.6752 | 106.6752 | 106.6752 | 106.6752 | 106.6752 | 106.6752 | 106.6752 | 106.6752 | 106.6752 | 106.6752 | 106.6752 | 106.6752 | 106.6752 | 106.6752 | 106.6752 | 106.6752 | 106.6752 | 106.6752 | 106.6752
F2_Commercial_Interruptible - Health_Existing_Food Preparation_Natural Gas_Oven_A_Achievable Technical Potential | F2 | Commercial | Interruptible - Health | Existing | Food Preparation | Natural Gas | Oven | A | Integrated Unit Summer Peak Savings (kW) | Achievable Technical Potential | 0 | 0 | 0 | 0 | 0 | 0 | 0 | 0 | 0 | 0 | 0 | 0 | 0 | 0 | 0 | 0 | 0 | 0 | 0 | 0 | 0 | 0 | 0 | 0 | 0 | 0 | 0
F3_Commercial_Interruptible - Health_Existing_Food Preparation_Natural Gas_Oven_A_Achievable Technical Potential | F3 | Commercial | Interruptible - Health | Existing | Food Preparation | Natural Gas | Oven | A | Integrated Unit Winter Peak Savings (kW) | Achievable Technical Potential | 0 | 0 | 0 | 0 | 0 | 0 | 0 | 0 | 0 | 0 | 0 | 0 | 0 | 0 | 0 | 0 | 0 | 0 | 0 | 0 | 0 | 0 | 0 | 0 | 0 | 0 | 0
F4_Commercial_Interruptible - Health_Existing_Food Preparation_Natural Gas_Oven_A_Achievable Technical Potential | F4 | Commercial | Interruptible - Health | Existing | Food Preparation | Natural Gas | Oven | A | Incremental Energy Savings (MWh or mTherms) | Achievable Technical Potential | 0 | 0 | 0.00016271 | 0.00076529 | 0.0017931 | 0.0030896 | 0.0045681 | 0.0061658 | 0.0078377 | 0.0095521 | 0.011287 | 0.013027 | 0.01191 | 0.011204 | 0.010866 | 0.010708 | 0.010634 | 0.011445 | 0.012157 | 0.013079 | 0.014156 | 0.015021 | 0.014398 | 0.012486 | 0.012734 | 0.012299 | 0.011366
F5_Commercial_Interruptible - Health_Existing_Food Preparation_Natural Gas_Oven_A_Achievable Technical Potential | F5 | Commercial | Interruptible - Health | Existing | Food Preparation | Natural Gas | Oven | A | Incremental Summer Peak Savings (MW) | Achievable Technical Potential | 0 | 0 | 0 | 0 | 0 | 0 | 0 | 0 | 0 | 0 | 0 | 0 | 0 | 0 | 0 | 0 | 0 | 0 | 0 | 0 | 0 | 0 | 0 | 0 | 0 | 0 | 0
F6_Commercial_Interruptible - Health_Existing_Food Preparation_Natural Gas_Oven_A_Achievable Technical Potential | F6 | Commercial | Interruptible - Health | Existing | Food Preparation | Natural Gas | Oven | A | Incremental Winter Peak Savings (MW) | Achievable Technical Potential | 0 | 0 | 0 | 0 | 0 | 0 | 0 | 0 | 0 | 0 | 0 | 0 | 0 | 0 | 0 | 0 | 0 | 0 | 0 | 0 | 0 | 0 | 0 | 0 | 0 | 0 | 0
F7_Commercial_Interruptible - Health_Existing_Food Preparation_Natural Gas_Oven_A_Achievable Technical Potential | F7 | Commercial | Interruptible - Health | Existing | Food Preparation | Natural Gas | Oven | A | Cumulative Energy Savings (MWh or mTherms) | Achievable Technical Potential | 0 | 0 | 0.00016271 | 0.000928 | 0.0027211 | 0.0058106 | 0.010379 | 0.016545 | 0.024382 | 0.033934 | 0.045221 | 0.058249 | 0.070159 | 0.081362 | 0.092228 | 0.10294 | 0.11357 | 0.12501 | 0.13717 | 0.15025 | 0.16441 | 0.17943 | 0.19382 | 0.20631 | 0.21904 | 0.23134 | 0.24271
F8_Commercial_Interruptible - Health_Existing_Food Preparation_Natural Gas_Oven_A_Achievable Technical Potential | F8 | Commercial | Interruptible - Health | Existing | Food Preparation | Natural Gas | Oven | A | Cumulative Summer Peak Savings (MW) | Achievable Technical Potential | 0 | 0 | 0 | 0 | 0 | 0 | 0 | 0 | 0 | 0 | 0 | 0 | 0 | 0 | 0 | 0 | 0 | 0 | 0 | 0 | 0 | 0 | 0 | 0 | 0 | 0 | 0
F9_Commercial_Interruptible - Health_Existing_Food Preparation_Natural Gas_Oven_A_Achievable Technical Potential | F9 | Commercial | Interruptible - Health | Existing | Food Preparation | Natural Gas | Oven | A | Cumulative Winter Peak Savings (MW) | Achievable Technical Potential | 0 | 0 | 0 | 0 | 0 | 0 | 0 | 0 | 0 | 0 | 0 | 0 | 0 | 0 | 0 | 0 | 0 | 0 | 0 | 0 | 0 | 0 | 0 | 0 | 0 | 0 | 0
F10_Commercial_Interruptible - Health_Existing_Food Preparation_Natural Gas_Oven_A_Achievable Technical Potential | F10 | Commercial | Interruptible - Health | Existing | Food Preparation | Natural Gas | Oven | A | Purchases (Incremental) | Achievable Technical Potential | 0 | 0 | 0.0015253 | 0.007174 | 0.016809 | 0.028963 | 0.042823 | 0.0578 | 0.073473 | 0.089544 | 0.10581 | 0.12212 | 0.11164 | 0.10502 | 0.10186 | 0.10038 | 0.099682 | 0.10728 | 0.11396 | 0.12261 | 0.1327 | 0.14081 | 0.13497 | 0.11705 | 0.11937 | 0.11529 | 0.10654
F11_Commercial_Interruptible - Health_Existing_Food Preparation_Natural Gas_Oven_A_Achievable Technical Potential | F11 | Commercial | Interruptible - Health | Existing | Food Preparation | Natural Gas | Oven | A | Purchases (Cumulative) | Achievable Technical Potential | 0 | 0 | 0.0015253 | 0.0086993 | 0.025508 | 0.05447 | 0.097293 | 0.15509 | 0.22857 | 0.31811 | 0.42392 | 0.54604 | 0.65768 | 0.76271 | 0.86456 | 0.96495 | 1.0646 | 1.1719 | 1.2859 | 1.4085 | 1.5412 | 1.682 | 1.817 | 1.934 | 2.0534 | 2.1687 | 2.2752
F1_Commercial_Interruptible - Health_Existing_Food Preparation_Natural Gas_Conveyor Oven_A_Achievable Technical Potential | F1 | Commercial | Interruptible - Health | Existing | Food Preparation | Natural Gas | Conveyor Oven | A | Integrated Unit Energy Savings (kWh or therms) | Achievable Technical Potential | 0 | 0 | 0 | 0 | 0 | 692.0657 | 692.0657 | 692.0657 | 692.0657 | 692.0657 | 692.0657 | 692.0657 | 692.0657 | 692.0657 | 692.0657 | 692.0657 | 692.0657 | 692.0657 | 692.0657 | 692.0657 | 692.0657 | 692.0657 | 692.0657 | 692.0657 | 692.0657 | 692.0657 | 692.0657
F2_Commercial_Interruptible - Health_Existing_Food Preparation_Natural Gas_Conveyor Oven_A_Achievable Technical Potential | F2 | Commercial | Interruptible - Health | Existing | Food Preparation | Natural Gas | Conveyor Oven | A | Integrated Unit Summer Peak Savings (kW) | Achievable Technical Potential | 0 | 0 | 0 | 0 | 0 | 0 | 0 | 0 | 0 | 0 | 0 | 0 | 0 | 0 | 0 | 0 | 0 | 0 | 0 | 0 | 0 | 0 | 0 | 0 | 0 | 0 | 0
F3_Commercial_Interruptible - Health_Existing_Food Preparation_Natural Gas_Conveyor Oven_A_Achievable Technical Potential | F3 | Commercial | Interruptible - Health | Existing | Food Preparation | Natural Gas | Conveyor Oven | A | Integrated Unit Winter Peak Savings (kW) | Achievable Technical Potential | 0 | 0 | 0 | 0 | 0 | 0 | 0 | 0 | 0 | 0 | 0 | 0 | 0 | 0 | 0 | 0 | 0 | 0 | 0 | 0 | 0 | 0 | 0 | 0 | 0 | 0 | 0
F4_Commercial_Interruptible - Health_Existing_Food Preparation_Natural Gas_Conveyor Oven_A_Achievable Technical Potential | F4 | Commercial | Interruptible - Health | Existing | Food Preparation | Natural Gas | Conveyor Oven | A | Incremental Energy Savings (MWh or mTherms) | Achievable Technical Potential | 0 | 0 | 0 | 0 | 0 | 0.00036022 | 0.0012979 | 0.0029701 | 0.0054896 | 0.0089357 | 0.012487 | 0.016067 | 0.019625 | 0.02313 | 0.026564 | 0.029919 | 0.033193 | 0.028387 | 0.024176 | 0.020514 | 0.017349 | 0.015033 | 0.012793 | 0.011335 | 0.010434 | 0.0098852 | 0.009626
F5_Commercial_Interruptible - Health_Existing_Food Preparation_Natural Gas_Conveyor Oven_A_Achievable Technical Potential | F5 | Commercial | Interruptible - Health | Existing | Food Preparation | Natural Gas | Conveyor Oven | A | Incremental Summer Peak Savings (MW) | Achievable Technical Potential | 0 | 0 | 0 | 0 | 0 | 0 | 0 | 0 | 0 | 0 | 0 | 0 | 0 | 0 | 0 | 0 | 0 | 0 | 0 | 0 | 0 | 0 | 0 | 0 | 0 | 0 | 0
F6_Commercial_Interruptible - Health_Existing_Food Preparation_Natural Gas_Conveyor Oven_A_Achievable Technical Potential | F6 | Commercial | Interruptible - Health | Existing | Food Preparation | Natural Gas | Conveyor Oven | A | Incremental Winter Peak Savings (MW) | Achievable Technical Potential | 0 | 0 | 0 | 0 | 0 | 0 | 0 | 0 | 0 | 0 | 0 | 0 | 0 | 0 | 0 | 0 | 0 | 0 | 0 | 0 | 0 | 0 | 0 | 0 | 0 | 0 | 0
F7_Commercial_Interruptible - Health_Existing_Food Preparation_Natural Gas_Conveyor Oven_A_Achievable Technical Potential | F7 | Commercial | Interruptible - Health | Existing | Food Preparation | Natural Gas | Conveyor Oven | A | Cumulative Energy Savings (MWh or mTherms) | Achievable Technical Potential | 0 | 0 | 0 | 0 | 0 | 0.00036022 | 0.0016581 | 0.0046282 | 0.010118 | 0.019053 | 0.03154 | 0.047607 | 0.067232 | 0.090361 | 0.11693 | 0.14684 | 0.18004 | 0.20842 | 0.2326 | 0.25311 | 0.27046 | 0.2855 | 0.29829 | 0.30962 | 0.32006 | 0.32994 | 0.33957
F8_Commercial_Interruptible - Health_Existing_Food Preparation_Natural Gas_Conveyor Oven_A_Achievable Technical Potential | F8 | Commercial | Interruptible - Health | Existing | Food Preparation | Natural Gas | Conveyor Oven | A | Cumulative Summer Peak Savings (MW) | Achievable Technical Potential | 0 | 0 | 0 | 0 | 0 | 0 | 0 | 0 | 0 | 0 | 0 | 0 | 0 | 0 | 0 | 0 | 0 | 0 | 0 | 0 | 0 | 0 | 0 | 0 | 0 | 0 | 0
F9_Commercial_Interruptible - Health_Existing_Food Preparation_Natural Gas_Conveyor Oven_A_Achievable Technical Potential | F9 | Commercial | Interruptible - Health | Existing | Food Preparation | Natural Gas | Conveyor Oven | A | Cumulative Winter Peak Savings (MW) | Achievable Technical Potential | 0 | 0 | 0 | 0 | 0 | 0 | 0 | 0 | 0 | 0 | 0 | 0 | 0 | 0 | 0 | 0 | 0 | 0 | 0 | 0 | 0 | 0 | 0 | 0 | 0 | 0 | 0
F10_Commercial_Interruptible - Health_Existing_Food Preparation_Natural Gas_Conveyor Oven_A_Achievable Technical Potential | F10 | Commercial | Interruptible - Health | Existing | Food Preparation | Natural Gas | Conveyor Oven | A | Purchases (Incremental) | Achievable Technical Potential | 0 | 0 | 0 | 0 | 0 | 0.0005205 | 0.0018753 | 0.0042917 | 0.0079322 | 0.012912 | 0.018043 | 0.023215 | 0.028357 | 0.033421 | 0.038384 | 0.043232 | 0.047962 | 0.041018 | 0.034933 | 0.029641 | 0.025069 | 0.021722 | 0.018486 | 0.016378 | 0.015077 | 0.014284 | 0.013909
F11_Commercial_Interruptible - Health_Existing_Food Preparation_Natural Gas_Conveyor Oven_A_Achievable Technical Potential | F11 | Commercial | Interruptible - Health | Existing | Food Preparation | Natural Gas | Conveyor Oven | A | Purchases (Cumulative) | Achievable Technical Potential | 0 | 0 | 0 | 0 | 0 | 0.0005205 | 0.0023958 | 0.0066875 | 0.01462 | 0.027531 | 0.045574 | 0.06879 | 0.097146 | 0.13057 | 0.16895 | 0.21218 | 0.26014 | 0.30116 | 0.3361 | 0.36574 | 0.39081 | 0.41253 | 0.43101 | 0.44739 | 0.46247 | 0.47675 | 0.49066
F1_Commercial_Interruptible - Health_Existing_Food Preparation_Natural Gas_Double Rack Oven_A_Achievable Technical Potential | F1 | Commercial | Interruptible - Health | Existing | Food Preparation | Natural Gas | Double Rack Oven | A | Integrated Unit Energy Savings (kWh or therms) | Achievable Technical Potential | 0 | 1621.62 | 1621.62 | 1621.62 | 1621.62 | 1621.62 | 1621.62 | 1621.62 | 1621.62 | 1621.62 | 1621.62 | 1621.62 | 1621.62 | 1621.62 | 1621.62 | 1621.62 | 1621.62 | 1621.62 | 1621.62 | 1621.62 | 1621.62 | 1621.62 | 1621.62 | 1621.62 | 1621.62 | 1621.62 | 1621.62
F2_Commercial_Interruptible - Health_Existing_Food Preparation_Natural Gas_Double Rack Oven_A_Achievable Technical Potential | F2 | Commercial | Interruptible - Health | Existing | Food Preparation | Natural Gas | Double Rack Oven | A | Integrated Unit Summer Peak Savings (kW) | Achievable Technical Potential | 0 | 0 | 0 | 0 | 0 | 0 | 0 | 0 | 0 | 0 | 0 | 0 | 0 | 0 | 0 | 0 | 0 | 0 | 0 | 0 | 0 | 0 | 0 | 0 | 0 | 0 | 0
F3_Commercial_Interruptible - Health_Existing_Food Preparation_Natural Gas_Double Rack Oven_A_Achievable Technical Potential | F3 | Commercial | Interruptible - Health | Existing | Food Preparation | Natural Gas | Double Rack Oven | A | Integrated Unit Winter Peak Savings (kW) | Achievable Technical Potential | 0 | 0 | 0 | 0 | 0 | 0 | 0 | 0 | 0 | 0 | 0 | 0 | 0 | 0 | 0 | 0 | 0 | 0 | 0 | 0 | 0 | 0 | 0 | 0 | 0 | 0 | 0
F4_Commercial_Interruptible - Health_Existing_Food Preparation_Natural Gas_Double Rack Oven_A_Achievable Technical Potential | F4 | Commercial | Interruptible - Health | Existing | Food Preparation | Natural Gas | Double Rack Oven | A | Incremental Energy Savings (MWh or mTherms) | Achievable Technical Potential | 0 | 0 | 0.0011337 | 0.004322 | 0.0085086 | 0.013525 | 0.019229 | 0.025498 | 0.03223 | 0.039338 | 0.041217 | 0.043407 | 0.046037 | 0.049191 | 0.051779 | 0.0529 | 0.053607 | 0.054049 | 0.05434 | 0.062321 | 0.063403 | 0.063249 | 0.062333 | 0.060558 | 0.058003 | 0.054744 | 0.050849
F5_Commercial_Interruptible - Health_Existing_Food Preparation_Natural Gas_Double Rack Oven_A_Achievable Technical Potential | F5 | Commercial | Interruptible - Health | Existing | Food Preparation | Natural Gas | Double Rack Oven | A | Incremental Summer Peak Savings (MW) | Achievable Technical Potential | 0 | 0 | 0 | 0 | 0 | 0 | 0 | 0 | 0 | 0 | 0 | 0 | 0 | 0 | 0 | 0 | 0 | 0 | 0 | 0 | 0 | 0 | 0 | 0 | 0 | 0 | 0
F6_Commercial_Interruptible - Health_Existing_Food Preparation_Natural Gas_Double Rack Oven_A_Achievable Technical Potential | F6 | Commercial | Interruptible - Health | Existing | Food Preparation | Natural Gas | Double Rack Oven | A | Incremental Winter Peak Savings (MW) | Achievable Technical Potential | 0 | 0 | 0 | 0 | 0 | 0 | 0 | 0 | 0 | 0 | 0 | 0 | 0 | 0 | 0 | 0 | 0 | 0 | 0 | 0 | 0 | 0 | 0 | 0 | 0 | 0 | 0
F7_Commercial_Interruptible - Health_Existing_Food Preparation_Natural Gas_Double Rack Oven_A_Achievable Technical Potential | F7 | Commercial | Interruptible - Health | Existing | Food Preparation | Natural Gas | Double Rack Oven | A | Cumulative Energy Savings (MWh or mTherms) | Achievable Technical Potential | 0 | 0 | 0.0011337 | 0.0054556 | 0.013964 | 0.02749 | 0.046719 | 0.072217 | 0.10445 | 0.14378 | 0.185 | 0.22841 | 0.27445 | 0.32364 | 0.37542 | 0.42832 | 0.48192 | 0.53597 | 0.59031 | 0.65263 | 0.71604 | 0.77929 | 0.84162 | 0.90218 | 0.96018 | 1.0149 | 1.0658
F8_Commercial_Interruptible - Health_Existing_Food Preparation_Natural Gas_Double Rack Oven_A_Achievable Technical Potential | F8 | Commercial | Interruptible - Health | Existing | Food Preparation | Natural Gas | Double Rack Oven | A | Cumulative Summer Peak Savings (MW) | Achievable Technical Potential | 0 | 0 | 0 | 0 | 0 | 0 | 0 | 0 | 0 | 0 | 0 | 0 | 0 | 0 | 0 | 0 | 0 | 0 | 0 | 0 | 0 | 0 | 0 | 0 | 0 | 0 | 0
F9_Commercial_Interruptible - Health_Existing_Food Preparation_Natural Gas_Double Rack Oven_A_Achievable Technical Potential | F9 | Commercial | Interruptible - Health | Existing | Food Preparation | Natural Gas | Double Rack Oven | A | Cumulative Winter Peak Savings (MW) | Achievable Technical Potential | 0 | 0 | 0 | 0 | 0 | 0 | 0 | 0 | 0 | 0 | 0 | 0 | 0 | 0 | 0 | 0 | 0 | 0 | 0 | 0 | 0 | 0 | 0 | 0 | 0 | 0 | 0
F10_Commercial_Interruptible - Health_Existing_Food Preparation_Natural Gas_Double Rack Oven_A_Achievable Technical Potential | F10 | Commercial | Interruptible - Health | Existing | Food Preparation | Natural Gas | Double Rack Oven | A | Purchases (Incremental) | Achievable Technical Potential | 0 | 0 | 0.00069909 | 0.0026652 | 0.005247 | 0.0083406 | 0.011858 | 0.015724 | 0.019875 | 0.024258 | 0.025417 | 0.026768 | 0.02839 | 0.030334 | 0.03193 | 0.032622 | 0.033058 | 0.03333 | 0.03351 | 0.038432 | 0.039099 | 0.039004 | 0.038438 | 0.037344 | 0.035769 | 0.033759 | 0.031357
F11_Commercial_Interruptible - Health_Existing_Food Preparation_Natural Gas_Double Rack Oven_A_Achievable Technical Potential | F11 | Commercial | Interruptible - Health | Existing | Food Preparation | Natural Gas | Double Rack Oven | A | Purchases (Cumulative) | Achievable Technical Potential | 0 | 0 | 0.00069909 | 0.0033643 | 0.0086113 | 0.016952 | 0.02881 | 0.044534 | 0.064409 | 0.088667 | 0.11408 | 0.14085 | 0.16924 | 0.19958 | 0.23151 | 0.26413 | 0.29719 | 0.33052 | 0.36403 | 0.40246 | 0.44156 | 0.48056 | 0.519 | 0.55634 | 0.59211 | 0.62587 | 0.65723
F1_Commercial_Interruptible - Health_Existing_Food Preparation_Natural Gas_Fryer_A_Achievable Technical Potential | F1 | Commercial | Interruptible - Health | Existing | Food Preparation | Natural Gas | Fryer | A | Integrated Unit Energy Savings (kWh or therms) | Achievable Technical Potential | 0 | 395.2691 | 395.2691 | 395.2691 | 395.2691 | 395.2691 | 395.2691 | 395.2691 | 395.2691 | 395.2691 | 395.2691 | 395.2691 | 395.2691 | 395.2691 | 395.2691 | 395.2691 | 395.2691 | 395.2691 | 395.2691 | 395.2691 | 395.2691 | 395.2691 | 395.2691 | 395.2691 | 395.2691 | 395.2691 | 395.2691
F2_Commercial_Interruptible - Health_Existing_Food Preparation_Natural Gas_Fryer_A_Achievable Technical Potential | F2 | Commercial | Interruptible - Health | Existing | Food Preparation | Natural Gas | Fryer | A | Integrated Unit Summer Peak Savings (kW) | Achievable Technical Potential | 0 | 0 | 0 | 0 | 0 | 0 | 0 | 0 | 0 | 0 | 0 | 0 | 0 | 0 | 0 | 0 | 0 | 0 | 0 | 0 | 0 | 0 | 0 | 0 | 0 | 0 | 0
F3_Commercial_Interruptible - Health_Existing_Food Preparation_Natural Gas_Fryer_A_Achievable Technical Potential | F3 | Commercial | Interruptible - Health | Existing | Food Preparation | Natural Gas | Fryer | A | Integrated Unit Winter Peak Savings (kW) | Achievable Technical Potential | 0 | 0 | 0 | 0 | 0 | 0 | 0 | 0 | 0 | 0 | 0 | 0 | 0 | 0 | 0 | 0 | 0 | 0 | 0 | 0 | 0 | 0 | 0 | 0 | 0 | 0 | 0
F4_Commercial_Interruptible - Health_Existing_Food Preparation_Natural Gas_Fryer_A_Achievable Technical Potential | F4 | Commercial | Interruptible - Health | Existing | Food Preparation | Natural Gas | Fryer | A | Incremental Energy Savings (MWh or mTherms) | Achievable Technical Potential | 0 | 0 | 0.11182 | 0.23297 | 0.36844 | 0.5153 | 0.67484 | 0.85604 | 1.0498 | 1.3787 | 1.6734 | 1.7975 | 1.8402 | 1.7973 | 2.4114 | 2.0499 | 1.6752 | 1.3688 | 0.97511 | 0.64199 | 0.38081 | 0.19677 | 0.28723 | 0 | 0 | 0 | 0.061844
F5_Commercial_Interruptible - Health_Existing_Food Preparation_Natural Gas_Fryer_A_Achievable Technical Potential | F5 | Commercial | Interruptible - Health | Existing | Food Preparation | Natural Gas | Fryer | A | Incremental Summer Peak Savings (MW) | Achievable Technical Potential | 0 | 0 | 0 | 0 | 0 | 0 | 0 | 0 | 0 | 0 | 0 | 0 | 0 | 0 | 0 | 0 | 0 | 0 | 0 | 0 | 0 | 0 | 0 | 0 | 0 | 0 | 0
F6_Commercial_Interruptible - Health_Existing_Food Preparation_Natural Gas_Fryer_A_Achievable Technical Potential | F6 | Commercial | Interruptible - Health | Existing | Food Preparation | Natural Gas | Fryer | A | Incremental Winter Peak Savings (MW) | Achievable Technical Potential | 0 | 0 | 0 | 0 | 0 | 0 | 0 | 0 | 0 | 0 | 0 | 0 | 0 | 0 | 0 | 0 | 0 | 0 | 0 | 0 | 0 | 0 | 0 | 0 | 0 | 0 | 0
F7_Commercial_Interruptible - Health_Existing_Food Preparation_Natural Gas_Fryer_A_Achievable Technical Potential | F7 | Commercial | Interruptible - Health | Existing | Food Preparation | Natural Gas | Fryer | A | Cumulative Energy Savings (MWh or mTherms) | Achievable Technical Potential | 0 | 0 | 0.11182 | 0.34479 | 0.71323 | 1.2285 | 1.9034 | 2.7594 | 3.8092 | 5.1879 | 6.8613 | 8.6588 | 10.4989 | 12.2962 | 14.7076 | 16.7575 | 18.4327 | 19.8014 | 20.7766 | 21.4185 | 21.7994 | 21.9961 | 22.2834 | 22.2834 | 22.2834 | 22.2834 | 22.3452
F8_Commercial_Interruptible - Health_Existing_Food Preparation_Natural Gas_Fryer_A_Achievable Technical Potential | F8 | Commercial | Interruptible - Health | Existing | Food Preparation | Natural Gas | Fryer | A | Cumulative Summer Peak Savings (MW) | Achievable Technical Potential | 0 | 0 | 0 | 0 | 0 | 0 | 0 | 0 | 0 | 0 | 0 | 0 | 0 | 0 | 0 | 0 | 0 | 0 | 0 | 0 | 0 | 0 | 0 | 0 | 0 | 0 | 0
F9_Commercial_Interruptible - Health_Existing_Food Preparation_Natural Gas_Fryer_A_Achievable Technical Potential | F9 | Commercial | Interruptible - Health | Existing | Food Preparation | Natural Gas | Fryer | A | Cumulative Winter Peak Savings (MW) | Achievable Technical Potential | 0 | 0 | 0 | 0 | 0 | 0 | 0 | 0 | 0 | 0 | 0 | 0 | 0 | 0 | 0 | 0 | 0 | 0 | 0 | 0 | 0 | 0 | 0 | 0 | 0 | 0 | 0
F10_Commercial_Interruptible - Health_Existing_Food Preparation_Natural Gas_Fryer_A_Achievable Technical Potential | F10 | Commercial | Interruptible - Health | Existing | Food Preparation | Natural Gas | Fryer | A | Purchases (Incremental) | Achievable Technical Potential | 0 | 0 | 0.28291 | 0.58939 | 0.93212 | 1.3037 | 1.7073 | 2.1657 | 2.656 | 3.4879 | 4.2336 | 4.5475 | 4.6555 | 4.5469 | 6.1006 | 5.1861 | 4.2381 | 3.4629 | 2.4669 | 1.6242 | 0.96342 | 0.49781 | 0.72668 | 0 | 0 | 0 | 0.15646
F11_Commercial_Interruptible - Health_Existing_Food Preparation_Natural Gas_Fryer_A_Achievable Technical Potential | F11 | Commercial | Interruptible - Health | Existing | Food Preparation | Natural Gas | Fryer | A | Purchases (Cumulative) | Achievable Technical Potential | 0 | 0 | 0.28291 | 0.87229 | 1.8044 | 3.1081 | 4.8154 | 6.9811 | 9.637 | 13.1249 | 17.3586 | 21.9061 | 26.5615 | 31.1084 | 37.209 | 42.3952 | 46.6332 | 50.0961 | 52.5631 | 54.1872 | 55.1507 | 55.6485 | 56.3751 | 56.3751 | 56.3751 | 56.3751 | 56.5316
F1_Commercial_Interruptible - Health_Existing_Food Preparation_Natural Gas_Broiler_A_Achievable Technical Potential | F1 | Commercial | Interruptible - Health | Existing | Food Preparation | Natural Gas | Broiler | A | Integrated Unit Energy Savings (kWh or therms) | Achievable Technical Potential | 0 | 240.24 | 240.24 | 240.24 | 240.24 | 240.24 | 240.24 | 240.24 | 240.24 | 240.24 | 240.24 | 240.24 | 240.24 | 240.24 | 240.24 | 240.24 | 240.24 | 240.24 | 240.24 | 240.24 | 240.24 | 240.24 | 240.24 | 240.24 | 240.24 | 240.24 | 240.24
F2_Commercial_Interruptible - Health_Existing_Food Preparation_Natural Gas_Broiler_A_Achievable Technical Potential | F2 | Commercial | Interruptible - Health | Existing | Food Preparation | Natural Gas | Broiler | A | Integrated Unit Summer Peak Savings (kW) | Achievable Technical Potential | 0 | 0 | 0 | 0 | 0 | 0 | 0 | 0 | 0 | 0 | 0 | 0 | 0 | 0 | 0 | 0 | 0 | 0 | 0 | 0 | 0 | 0 | 0 | 0 | 0 | 0 | 0
F3_Commercial_Interruptible - Health_Existing_Food Preparation_Natural Gas_Broiler_A_Achievable Technical Potential | F3 | Commercial | Interruptible - Health | Existing | Food Preparation | Natural Gas | Broiler | A | Integrated Unit Winter Peak Savings (kW) | Achievable Technical Potential | 0 | 0 | 0 | 0 | 0 | 0 | 0 | 0 | 0 | 0 | 0 | 0 | 0 | 0 | 0 | 0 | 0 | 0 | 0 | 0 | 0 | 0 | 0 | 0 | 0 | 0 | 0
F4_Commercial_Interruptible - Health_Existing_Food Preparation_Natural Gas_Broiler_A_Achievable Technical Potential | F4 | Commercial | Interruptible - Health | Existing | Food Preparation | Natural Gas | Broiler | A | Incremental Energy Savings (MWh or mTherms) | Achievable Technical Potential | 0 | 0 | 0.0075417 | 0.025518 | 0.046386 | 0.06966 | 0.094924 | 0.12183 | 0.15007 | 0.1794 | 0.19358 | 0.20867 | 0.22503 | 0.2429 | 0.25488 | 0.25813 | 0.26018 | 0.26146 | 0.2623 | 0.33248 | 0.33278 | 0.32955 | 0.31355 | 0.29558 | 0.2758 | 0.25439 | 0.23149
F5_Commercial_Interruptible - Health_Existing_Food Preparation_Natural Gas_Broiler_A_Achievable Technical Potential | F5 | Commercial | Interruptible - Health | Existing | Food Preparation | Natural Gas | Broiler | A | Incremental Summer Peak Savings (MW) | Achievable Technical Potential | 0 | 0 | 0 | 0 | 0 | 0 | 0 | 0 | 0 | 0 | 0 | 0 | 0 | 0 | 0 | 0 | 0 | 0 | 0 | 0 | 0 | 0 | 0 | 0 | 0 | 0 | 0
F6_Commercial_Interruptible - Health_Existing_Food Preparation_Natural Gas_Broiler_A_Achievable Technical Potential | F6 | Commercial | Interruptible - Health | Existing | Food Preparation | Natural Gas | Broiler | A | Incremental Winter Peak Savings (MW) | Achievable Technical Potential | 0 | 0 | 0 | 0 | 0 | 0 | 0 | 0 | 0 | 0 | 0 | 0 | 0 | 0 | 0 | 0 | 0 | 0 | 0 | 0 | 0 | 0 | 0 | 0 | 0 | 0 | 0
F7_Commercial_Interruptible - Health_Existing_Food Preparation_Natural Gas_Broiler_A_Achievable Technical Potential | F7 | Commercial | Interruptible - Health | Existing | Food Preparation | Natural Gas | Broiler | A | Cumulative Energy Savings (MWh or mTherms) | Achievable Technical Potential | 0 | 0 | 0.0075417 | 0.033059 | 0.079446 | 0.14911 | 0.24403 | 0.36586 | 0.51593 | 0.69533 | 0.88891 | 1.0976 | 1.3226 | 1.5655 | 1.8204 | 2.0785 | 2.3387 | 2.6002 | 2.8625 | 3.195 | 3.5277 | 3.8573 | 4.1708 | 4.4664 | 4.7422 | 4.9966 | 5.2281
F8_Commercial_Interruptible - Health_Existing_Food Preparation_Natural Gas_Broiler_A_Achievable Technical Potential | F8 | Commercial | Interruptible - Health | Existing | Food Preparation | Natural Gas | Broiler | A | Cumulative Summer Peak Savings (MW) | Achievable Technical Potential | 0 | 0 | 0 | 0 | 0 | 0 | 0 | 0 | 0 | 0 | 0 | 0 | 0 | 0 | 0 | 0 | 0 | 0 | 0 | 0 | 0 | 0 | 0 | 0 | 0 | 0 | 0
F9_Commercial_Interruptible - Health_Existing_Food Preparation_Natural Gas_Broiler_A_Achievable Technical Potential | F9 | Commercial | Interruptible - Health | Existing | Food Preparation | Natural Gas | Broiler | A | Cumulative Winter Peak Savings (MW) | Achievable Technical Potential | 0 | 0 | 0 | 0 | 0 | 0 | 0 | 0 | 0 | 0 | 0 | 0 | 0 | 0 | 0 | 0 | 0 | 0 | 0 | 0 | 0 | 0 | 0 | 0 | 0 | 0 | 0
F10_Commercial_Interruptible - Health_Existing_Food Preparation_Natural Gas_Broiler_A_Achievable Technical Potential | F10 | Commercial | Interruptible - Health | Existing | Food Preparation | Natural Gas | Broiler | A | Purchases (Incremental) | Achievable Technical Potential | 0 | 0 | 0.031392 | 0.10622 | 0.19308 | 0.28996 | 0.39512 | 0.50711 | 0.62467 | 0.74676 | 0.8058 | 0.86858 | 0.93668 | 1.0111 | 1.061 | 1.0745 | 1.083 | 1.0883 | 1.0918 | 1.384 | 1.3852 | 1.3717 | 1.3052 | 1.2304 | 1.148 | 1.0589 | 0.96358
F11_Commercial_Interruptible - Health_Existing_Food Preparation_Natural Gas_Broiler_A_Achievable Technical Potential | F11 | Commercial | Interruptible - Health | Existing | Food Preparation | Natural Gas | Broiler | A | Purchases (Cumulative) | Achievable Technical Potential | 0 | 0 | 0.031392 | 0.13761 | 0.33069 | 0.62065 | 1.0158 | 1.5229 | 2.1476 | 2.8943 | 3.7001 | 4.5687 | 5.5054 | 6.5165 | 7.5774 | 8.6519 | 9.7349 | 10.8232 | 11.915 | 13.299 | 14.6842 | 16.056 | 17.3611 | 18.5915 | 19.7395 | 20.7984 | 21.762
F1_Commercial_Interruptible - Health_Existing_Food Preparation_Natural Gas_Griddle_A_Achievable Technical Potential | F1 | Commercial | Interruptible - Health | Existing | Food Preparation | Natural Gas | Griddle | A | Integrated Unit Energy Savings (kWh or therms) | Achievable Technical Potential | 0 | 167.9465 | 167.9465 | 167.9465 | 167.9465 | 167.9465 | 167.9465 | 167.9465 | 167.9465 | 167.9465 | 167.9465 | 167.9465 | 167.9465 | 167.9465 | 167.9465 | 167.9465 | 167.9465 | 167.9465 | 167.9465 | 167.9465 | 167.9465 | 167.9465 | 167.9465 | 167.9465 | 167.9465 | 167.9465 | 167.9465
F2_Commercial_Interruptible - Health_Existing_Food Preparation_Natural Gas_Griddle_A_Achievable Technical Potential | F2 | Commercial | Interruptible - Health | Existing | Food Preparation | Natural Gas | Griddle | A | Integrated Unit Summer Peak Savings (kW) | Achievable Technical Potential | 0 | 0 | 0 | 0 | 0 | 0 | 0 | 0 | 0 | 0 | 0 | 0 | 0 | 0 | 0 | 0 | 0 | 0 | 0 | 0 | 0 | 0 | 0 | 0 | 0 | 0 | 0
F3_Commercial_Interruptible - Health_Existing_Food Preparation_Natural Gas_Griddle_A_Achievable Technical Potential | F3 | Commercial | Interruptible - Health | Existing | Food Preparation | Natural Gas | Griddle | A | Integrated Unit Winter Peak Savings (kW) | Achievable Technical Potential | 0 | 0 | 0 | 0 | 0 | 0 | 0 | 0 | 0 | 0 | 0 | 0 | 0 | 0 | 0 | 0 | 0 | 0 | 0 | 0 | 0 | 0 | 0 | 0 | 0 | 0 | 0
F4_Commercial_Interruptible - Health_Existing_Food Preparation_Natural Gas_Griddle_A_Achievable Technical Potential | F4 | Commercial | Interruptible - Health | Existing | Food Preparation | Natural Gas | Griddle | A | Incremental Energy Savings (MWh or mTherms) | Achievable Technical Potential | 0 | 0 | 0.0016867 | 0.0057071 | 0.010374 | 0.01558 | 0.02123 | 0.027247 | 0.033564 | 0.040124 | 0.043296 | 0.046669 | 0.050328 | 0.054326 | 0.057006 | 0.057732 | 0.05819 | 0.058476 | 0.058665 | 0.074361 | 0.074428 | 0.073705 | 0.070127 | 0.066107 | 0.061684 | 0.056894 | 0.051774
F5_Commercial_Interruptible - Health_Existing_Food Preparation_Natural Gas_Griddle_A_Achievable Technical Potential | F5 | Commercial | Interruptible - Health | Existing | Food Preparation | Natural Gas | Griddle | A | Incremental Summer Peak Savings (MW) | Achievable Technical Potential | 0 | 0 | 0 | 0 | 0 | 0 | 0 | 0 | 0 | 0 | 0 | 0 | 0 | 0 | 0 | 0 | 0 | 0 | 0 | 0 | 0 | 0 | 0 | 0 | 0 | 0 | 0
F6_Commercial_Interruptible - Health_Existing_Food Preparation_Natural Gas_Griddle_A_Achievable Technical Potential | F6 | Commercial | Interruptible - Health | Existing | Food Preparation | Natural Gas | Griddle | A | Incremental Winter Peak Savings (MW) | Achievable Technical Potential | 0 | 0 | 0 | 0 | 0 | 0 | 0 | 0 | 0 | 0 | 0 | 0 | 0 | 0 | 0 | 0 | 0 | 0 | 0 | 0 | 0 | 0 | 0 | 0 | 0 | 0 | 0
F7_Commercial_Interruptible - Health_Existing_Food Preparation_Natural Gas_Griddle_A_Achievable Technical Potential | F7 | Commercial | Interruptible - Health | Existing | Food Preparation | Natural Gas | Griddle | A | Cumulative Energy Savings (MWh or mTherms) | Achievable Technical Potential | 0 | 0 | 0.0016867 | 0.0073939 | 0.017768 | 0.033348 | 0.054578 | 0.081825 | 0.11539 | 0.15551 | 0.19881 | 0.24548 | 0.29581 | 0.35013 | 0.40714 | 0.46487 | 0.52306 | 0.58154 | 0.6402 | 0.71456 | 0.78899 | 0.8627 | 0.93282 | 0.99893 | 1.0606 | 1.1175 | 1.1693
F8_Commercial_Interruptible - Health_Existing_Food Preparation_Natural Gas_Griddle_A_Achievable Technical Potential | F8 | Commercial | Interruptible - Health | Existing | Food Preparation | Natural Gas | Griddle | A | Cumulative Summer Peak Savings (MW) | Achievable Technical Potential | 0 | 0 | 0 | 0 | 0 | 0 | 0 | 0 | 0 | 0 | 0 | 0 | 0 | 0 | 0 | 0 | 0 | 0 | 0 | 0 | 0 | 0 | 0 | 0 | 0 | 0 | 0
F9_Commercial_Interruptible - Health_Existing_Food Preparation_Natural Gas_Griddle_A_Achievable Technical Potential | F9 | Commercial | Interruptible - Health | Existing | Food Preparation | Natural Gas | Griddle | A | Cumulative Winter Peak Savings (MW) | Achievable Technical Potential | 0 | 0 | 0 | 0 | 0 | 0 | 0 | 0 | 0 | 0 | 0 | 0 | 0 | 0 | 0 | 0 | 0 | 0 | 0 | 0 | 0 | 0 | 0 | 0 | 0 | 0 | 0
F10_Commercial_Interruptible - Health_Existing_Food Preparation_Natural Gas_Griddle_A_Achievable Technical Potential | F10 | Commercial | Interruptible - Health | Existing | Food Preparation | Natural Gas | Griddle | A | Purchases (Incremental) | Achievable Technical Potential | 0 | 0 | 0.010043 | 0.033982 | 0.061772 | 0.092766 | 0.12641 | 0.16224 | 0.19985 | 0.23891 | 0.2578 | 0.27788 | 0.29967 | 0.32347 | 0.33943 | 0.34375 | 0.34648 | 0.34819 | 0.34931 | 0.44277 | 0.44317 | 0.43886 | 0.41756 | 0.39362 | 0.36729 | 0.33877 | 0.30828
F11_Commercial_Interruptible - Health_Existing_Food Preparation_Natural Gas_Griddle_A_Achievable Technical Potential | F11 | Commercial | Interruptible - Health | Existing | Food Preparation | Natural Gas | Griddle | A | Purchases (Cumulative) | Achievable Technical Potential | 0 | 0 | 0.010043 | 0.044025 | 0.1058 | 0.19856 | 0.32497 | 0.48721 | 0.68706 | 0.92597 | 1.1838 | 1.4616 | 1.7613 | 2.0848 | 2.4242 | 2.768 | 3.1144 | 3.4626 | 3.8119 | 4.2547 | 4.6979 | 5.1367 | 5.5543 | 5.9479 | 6.3152 | 6.654 | 6.9622
F1_Commercial_Interruptible - Health_Existing_Food Preparation_Natural Gas_Range_A_Achievable Technical Potential | F1 | Commercial | Interruptible - Health | Existing | Food Preparation | Natural Gas | Range | A | Integrated Unit Energy Savings (kWh or therms) | Achievable Technical Potential | 0 | 171.4286 | 171.4286 | 171.4286 | 171.4286 | 171.4286 | 171.4286 | 171.4286 | 171.4286 | 171.4286 | 171.4286 | 171.4286 | 171.4286 | 171.4286 | 171.4286 | 171.4286 | 171.4286 | 171.4286 | 171.4286 | 171.4286 | 171.4286 | 171.4286 | 171.4286 | 171.4286 | 171.4286 | 171.4286 | 171.4286
F2_Commercial_Interruptible - Health_Existing_Food Preparation_Natural Gas_Range_A_Achievable Technical Potential | F2 | Commercial | Interruptible - Health | Existing | Food Preparation | Natural Gas | Range | A | Integrated Unit Summer Peak Savings (kW) | Achievable Technical Potential | 0 | 0 | 0 | 0 | 0 | 0 | 0 | 0 | 0 | 0 | 0 | 0 | 0 | 0 | 0 | 0 | 0 | 0 | 0 | 0 | 0 | 0 | 0 | 0 | 0 | 0 | 0
F3_Commercial_Interruptible - Health_Existing_Food Preparation_Natural Gas_Range_A_Achievable Technical Potential | F3 | Commercial | Interruptible - Health | Existing | Food Preparation | Natural Gas | Range | A | Integrated Unit Winter Peak Savings (kW) | Achievable Technical Potential | 0 | 0 | 0 | 0 | 0 | 0 | 0 | 0 | 0 | 0 | 0 | 0 | 0 | 0 | 0 | 0 | 0 | 0 | 0 | 0 | 0 | 0 | 0 | 0 | 0 | 0 | 0
F4_Commercial_Interruptible - Health_Existing_Food Preparation_Natural Gas_Range_A_Achievable Technical Potential | F4 | Commercial | Interruptible - Health | Existing | Food Preparation | Natural Gas | Range | A | Incremental Energy Savings (MWh or mTherms) | Achievable Technical Potential | 0 | 0 | 0.010825 | 0.039146 | 0.073631 | 0.11239 | 0.15404 | 0.19759 | 0.24232 | 0.28773 | 0.28994 | 0.30144 | 0.31096 | 0.31084 | 0.31122 | 0.37318 | 0.38703 | 0.3975 | 0.40539 | 0.39339 | 0.41377 | 0.42015 | 0.3811 | 0.33794 | 0.284 | 0.18287 | 0.13787
F5_Commercial_Interruptible - Health_Existing_Food Preparation_Natural Gas_Range_A_Achievable Technical Potential | F5 | Commercial | Interruptible - Health | Existing | Food Preparation | Natural Gas | Range | A | Incremental Summer Peak Savings (MW) | Achievable Technical Potential | 0 | 0 | 0 | 0 | 0 | 0 | 0 | 0 | 0 | 0 | 0 | 0 | 0 | 0 | 0 | 0 | 0 | 0 | 0 | 0 | 0 | 0 | 0 | 0 | 0 | 0 | 0
F6_Commercial_Interruptible - Health_Existing_Food Preparation_Natural Gas_Range_A_Achievable Technical Potential | F6 | Commercial | Interruptible - Health | Existing | Food Preparation | Natural Gas | Range | A | Incremental Winter Peak Savings (MW) | Achievable Technical Potential | 0 | 0 | 0 | 0 | 0 | 0 | 0 | 0 | 0 | 0 | 0 | 0 | 0 | 0 | 0 | 0 | 0 | 0 | 0 | 0 | 0 | 0 | 0 | 0 | 0 | 0 | 0
F7_Commercial_Interruptible - Health_Existing_Food Preparation_Natural Gas_Range_A_Achievable Technical Potential | F7 | Commercial | Interruptible - Health | Existing | Food Preparation | Natural Gas | Range | A | Cumulative Energy Savings (MWh or mTherms) | Achievable Technical Potential | 0 | 0 | 0.010825 | 0.049971 | 0.1236 | 0.23599 | 0.39004 | 0.58763 | 0.82995 | 1.1177 | 1.4076 | 1.7091 | 2.02 | 2.3309 | 2.6421 | 3.0153 | 3.4023 | 3.7998 | 4.2052 | 4.5986 | 5.0124 | 5.4325 | 5.8136 | 6.1515 | 6.4355 | 6.6184 | 6.7563
F8_Commercial_Interruptible - Health_Existing_Food Preparation_Natural Gas_Range_A_Achievable Technical Potential | F8 | Commercial | Interruptible - Health | Existing | Food Preparation | Natural Gas | Range | A | Cumulative Summer Peak Savings (MW) | Achievable Technical Potential | 0 | 0 | 0 | 0 | 0 | 0 | 0 | 0 | 0 | 0 | 0 | 0 | 0 | 0 | 0 | 0 | 0 | 0 | 0 | 0 | 0 | 0 | 0 | 0 | 0 | 0 | 0
F9_Commercial_Interruptible - Health_Existing_Food Preparation_Natural Gas_Range_A_Achievable Technical Potential | F9 | Commercial | Interruptible - Health | Existing | Food Preparation | Natural Gas | Range | A | Cumulative Winter Peak Savings (MW) | Achievable Technical Potential | 0 | 0 | 0 | 0 | 0 | 0 | 0 | 0 | 0 | 0 | 0 | 0 | 0 | 0 | 0 | 0 | 0 | 0 | 0 | 0 | 0 | 0 | 0 | 0 | 0 | 0 | 0
F10_Commercial_Interruptible - Health_Existing_Food Preparation_Natural Gas_Range_A_Achievable Technical Potential | F10 | Commercial | Interruptible - Health | Existing | Food Preparation | Natural Gas | Range | A | Purchases (Incremental) | Achievable Technical Potential | 0 | 0 | 0.063147 | 0.22835 | 0.42951 | 0.65561 | 0.89859 | 1.1526 | 1.4136 | 1.6784 | 1.6913 | 1.7584 | 1.8139 | 1.8132 | 1.8155 | 2.1769 | 2.2577 | 2.3187 | 2.3648 | 2.2948 | 2.4137 | 2.4509 | 2.2231 | 1.9713 | 1.6567 | 1.0668 | 0.80426
F11_Commercial_Interruptible - Health_Existing_Food Preparation_Natural Gas_Range_A_Achievable Technical Potential | F11 | Commercial | Interruptible - Health | Existing | Food Preparation | Natural Gas | Range | A | Purchases (Cumulative) | Achievable Technical Potential | 0 | 0 | 0.063147 | 0.2915 | 0.72101 | 1.3766 | 2.2752 | 3.4278 | 4.8414 | 6.5198 | 8.2111 | 9.9696 | 11.7835 | 13.5967 | 15.4122 | 17.5891 | 19.8467 | 22.1655 | 24.5303 | 26.825 | 29.2387 | 31.6896 | 33.9127 | 35.884 | 37.5407 | 38.6074 | 39.4117
F1_Commercial_Interruptible - Health_Existing_Food Preparation_Natural Gas_Steamer_A_Achievable Technical Potential | F1 | Commercial | Interruptible - Health | Existing | Food Preparation | Natural Gas | Steamer | A | Integrated Unit Energy Savings (kWh or therms) | Achievable Technical Potential | 0 | 1215.1419 | 1215.1419 | 1215.1419 | 1215.1419 | 1215.1419 | 1215.1419 | 1215.1419 | 1215.1419 | 1215.1419 | 1215.1419 | 1215.1419 | 1215.1419 | 1215.1419 | 1215.1419 | 1215.1419 | 1215.1419 | 1215.1419 | 1215.1419 | 1215.1419 | 1215.1419 | 1215.1419 | 1215.1419 | 1215.1419 | 1215.1419 | 1215.1419 | 1215.1419
F2_Commercial_Interruptible - Health_Existing_Food Preparation_Natural Gas_Steamer_A_Achievable Technical Potential | F2 | Commercial | Interruptible - Health | Existing | Food Preparation | Natural Gas | Steamer | A | Integrated Unit Summer Peak Savings (kW) | Achievable Technical Potential | 0 | 0 | 0 | 0 | 0 | 0 | 0 | 0 | 0 | 0 | 0 | 0 | 0 | 0 | 0 | 0 | 0 | 0 | 0 | 0 | 0 | 0 | 0 | 0 | 0 | 0 | 0
F3_Commercial_Interruptible - Health_Existing_Food Preparation_Natural Gas_Steamer_A_Achievable Technical Potential | F3 | Commercial | Interruptible - Health | Existing | Food Preparation | Natural Gas | Steamer | A | Integrated Unit Winter Peak Savings (kW) | Achievable Technical Potential | 0 | 0 | 0 | 0 | 0 | 0 | 0 | 0 | 0 | 0 | 0 | 0 | 0 | 0 | 0 | 0 | 0 | 0 | 0 | 0 | 0 | 0 | 0 | 0 | 0 | 0 | 0
F4_Commercial_Interruptible - Health_Existing_Food Preparation_Natural Gas_Steamer_A_Achievable Technical Potential | F4 | Commercial | Interruptible - Health | Existing | Food Preparation | Natural Gas | Steamer | A | Incremental Energy Savings (MWh or mTherms) | Achievable Technical Potential | 0 | 0 | 0.012834 | 0.038098 | 0.062269 | 0.085683 | 0.10858 | 0.13115 | 0.1594 | 0.18663 | 0.19989 | 0.19964 | 0.1995 | 0.28136 | 0.26733 | 0.25738 | 0.24448 | 0.23453 | 0.22698 | 0.2213 | 0.24784 | 0.18184 | 0.17617 | 0.16177 | 0.14184 | 0.15508 | 0.10132
F5_Commercial_Interruptible - Health_Existing_Food Preparation_Natural Gas_Steamer_A_Achievable Technical Potential | F5 | Commercial | Interruptible - Health | Existing | Food Preparation | Natural Gas | Steamer | A | Incremental Summer Peak Savings (MW) | Achievable Technical Potential | 0 | 0 | 0 | 0 | 0 | 0 | 0 | 0 | 0 | 0 | 0 | 0 | 0 | 0 | 0 | 0 | 0 | 0 | 0 | 0 | 0 | 0 | 0 | 0 | 0 | 0 | 0
F6_Commercial_Interruptible - Health_Existing_Food Preparation_Natural Gas_Steamer_A_Achievable Technical Potential | F6 | Commercial | Interruptible - Health | Existing | Food Preparation | Natural Gas | Steamer | A | Incremental Winter Peak Savings (MW) | Achievable Technical Potential | 0 | 0 | 0 | 0 | 0 | 0 | 0 | 0 | 0 | 0 | 0 | 0 | 0 | 0 | 0 | 0 | 0 | 0 | 0 | 0 | 0 | 0 | 0 | 0 | 0 | 0 | 0
F7_Commercial_Interruptible - Health_Existing_Food Preparation_Natural Gas_Steamer_A_Achievable Technical Potential | F7 | Commercial | Interruptible - Health | Existing | Food Preparation | Natural Gas | Steamer | A | Cumulative Energy Savings (MWh or mTherms) | Achievable Technical Potential | 0 | 0 | 0.012834 | 0.050932 | 0.1132 | 0.19888 | 0.30747 | 0.43862 | 0.59802 | 0.78464 | 0.98454 | 1.1842 | 1.3837 | 1.665 | 1.9324 | 2.1898 | 2.4342 | 2.6688 | 2.8957 | 3.117 | 3.3649 | 3.5467 | 3.7229 | 3.8847 | 4.0265 | 4.1816 | 4.2829
F8_Commercial_Interruptible - Health_Existing_Food Preparation_Natural Gas_Steamer_A_Achievable Technical Potential | F8 | Commercial | Interruptible - Health | Existing | Food Preparation | Natural Gas | Steamer | A | Cumulative Summer Peak Savings (MW) | Achievable Technical Potential | 0 | 0 | 0 | 0 | 0 | 0 | 0 | 0 | 0 | 0 | 0 | 0 | 0 | 0 | 0 | 0 | 0 | 0 | 0 | 0 | 0 | 0 | 0 | 0 | 0 | 0 | 0
F9_Commercial_Interruptible - Health_Existing_Food Preparation_Natural Gas_Steamer_A_Achievable Technical Potential | F9 | Commercial | Interruptible - Health | Existing | Food Preparation | Natural Gas | Steamer | A | Cumulative Winter Peak Savings (MW) | Achievable Technical Potential | 0 | 0 | 0 | 0 | 0 | 0 | 0 | 0 | 0 | 0 | 0 | 0 | 0 | 0 | 0 | 0 | 0 | 0 | 0 | 0 | 0 | 0 | 0 | 0 | 0 | 0 | 0
F10_Commercial_Interruptible - Health_Existing_Food Preparation_Natural Gas_Steamer_A_Achievable Technical Potential | F10 | Commercial | Interruptible - Health | Existing | Food Preparation | Natural Gas | Steamer | A | Purchases (Incremental) | Achievable Technical Potential | 0 | 0 | 0.010562 | 0.031353 | 0.051244 | 0.070513 | 0.08936 | 0.10793 | 0.13118 | 0.15358 | 0.1645 | 0.16429 | 0.16418 | 0.23155 | 0.22 | 0.21181 | 0.2012 | 0.19301 | 0.18679 | 0.18211 | 0.20396 | 0.14964 | 0.14498 | 0.13313 | 0.11673 | 0.12763 | 0.083381
F11_Commercial_Interruptible - Health_Existing_Food Preparation_Natural Gas_Steamer_A_Achievable Technical Potential | F11 | Commercial | Interruptible - Health | Existing | Food Preparation | Natural Gas | Steamer | A | Purchases (Cumulative) | Achievable Technical Potential | 0 | 0 | 0.010562 | 0.041915 | 0.093159 | 0.16367 | 0.25303 | 0.36096 | 0.49214 | 0.64572 | 0.81022 | 0.97451 | 1.1387 | 1.3702 | 1.5902 | 1.8021 | 2.0033 | 2.1963 | 2.383 | 2.5652 | 2.7691 | 2.9188 | 3.0637 | 3.1969 | 3.3136 | 3.4412 | 3.5246
F1_Commercial_Interruptible - Health_Existing_Food Preparation_Natural Gas_Commercial Food Prep Other_A_Achievable Technical Potential | F1 | Commercial | Interruptible - Health | Existing | Food Preparation | Natural Gas | Commercial Food Prep Other | A | Integrated Unit Energy Savings (kWh or therms) | Achievable Technical Potential | 0 | 0 | 0 | 0 | 0 | 0 | 0 | 0 | 0 | 0 | 0 | 0 | 0 | 0 | 0 | 0 | 0 | 0 | 0 | 0 | 0 | 0 | 0 | 0 | 0 | 0 | 0
F2_Commercial_Interruptible - Health_Existing_Food Preparation_Natural Gas_Commercial Food Prep Other_A_Achievable Technical Potential | F2 | Commercial | Interruptible - Health | Existing | Food Preparation | Natural Gas | Commercial Food Prep Other | A | Integrated Unit Summer Peak Savings (kW) | Achievable Technical Potential | 0 | 0 | 0 | 0 | 0 | 0 | 0 | 0 | 0 | 0 | 0 | 0 | 0 | 0 | 0 | 0 | 0 | 0 | 0 | 0 | 0 | 0 | 0 | 0 | 0 | 0 | 0
F3_Commercial_Interruptible - Health_Existing_Food Preparation_Natural Gas_Commercial Food Prep Other_A_Achievable Technical Potential | F3 | Commercial | Interruptible - Health | Existing | Food Preparation | Natural Gas | Commercial Food Prep Other | A | Integrated Unit Winter Peak Savings (kW) | Achievable Technical Potential | 0 | 0 | 0 | 0 | 0 | 0 | 0 | 0 | 0 | 0 | 0 | 0 | 0 | 0 | 0 | 0 | 0 | 0 | 0 | 0 | 0 | 0 | 0 | 0 | 0 | 0 | 0
F4_Commercial_Interruptible - Health_Existing_Food Preparation_Natural Gas_Commercial Food Prep Other_A_Achievable Technical Potential | F4 | Commercial | Interruptible - Health | Existing | Food Preparation | Natural Gas | Commercial Food Prep Other | A | Incremental Energy Savings (MWh or mTherms) | Achievable Technical Potential | 0 | 0 | 0 | 0 | 0 | 0 | 0 | 0 | 0 | 0 | 0 | 0 | 0 | 0 | 0 | 0 | 0 | 0 | 0 | 0 | 0 | 0 | 0 | 0 | 0 | 0 | 0
F5_Commercial_Interruptible - Health_Existing_Food Preparation_Natural Gas_Commercial Food Prep Other_A_Achievable Technical Potential | F5 | Commercial | Interruptible - Health | Existing | Food Preparation | Natural Gas | Commercial Food Prep Other | A | Incremental Summer Peak Savings (MW) | Achievable Technical Potential | 0 | 0 | 0 | 0 | 0 | 0 | 0 | 0 | 0 | 0 | 0 | 0 | 0 | 0 | 0 | 0 | 0 | 0 | 0 | 0 | 0 | 0 | 0 | 0 | 0 | 0 | 0
F6_Commercial_Interruptible - Health_Existing_Food Preparation_Natural Gas_Commercial Food Prep Other_A_Achievable Technical Potential | F6 | Commercial | Interruptible - Health | Existing | Food Preparation | Natural Gas | Commercial Food Prep Other | A | Incremental Winter Peak Savings (MW) | Achievable Technical Potential | 0 | 0 | 0 | 0 | 0 | 0 | 0 | 0 | 0 | 0 | 0 | 0 | 0 | 0 | 0 | 0 | 0 | 0 | 0 | 0 | 0 | 0 | 0 | 0 | 0 | 0 | 0
F7_Commercial_Interruptible - Health_Existing_Food Preparation_Natural Gas_Commercial Food Prep Other_A_Achievable Technical Potential | F7 | Commercial | Interruptible - Health | Existing | Food Preparation | Natural Gas | Commercial Food Prep Other | A | Cumulative Energy Savings (MWh or mTherms) | Achievable Technical Potential | 0 | 0 | 0 | 0 | 0 | 0 | 0 | 0 | 0 | 0 | 0 | 0 | 0 | 0 | 0 | 0 | 0 | 0 | 0 | 0 | 0 | 0 | 0 | 0 | 0 | 0 | 0
F8_Commercial_Interruptible - Health_Existing_Food Preparation_Natural Gas_Commercial Food Prep Other_A_Achievable Technical Potential | F8 | Commercial | Interruptible - Health | Existing | Food Preparation | Natural Gas | Commercial Food Prep Other | A | Cumulative Summer Peak Savings (MW) | Achievable Technical Potential | 0 | 0 | 0 | 0 | 0 | 0 | 0 | 0 | 0 | 0 | 0 | 0 | 0 | 0 | 0 | 0 | 0 | 0 | 0 | 0 | 0 | 0 | 0 | 0 | 0 | 0 | 0
F9_Commercial_Interruptible - Health_Existing_Food Preparation_Natural Gas_Commercial Food Prep Other_A_Achievable Technical Potential | F9 | Commercial | Interruptible - Health | Existing | Food Preparation | Natural Gas | Commercial Food Prep Other | A | Cumulative Winter Peak Savings (MW) | Achievable Technical Potential | 0 | 0 | 0 | 0 | 0 | 0 | 0 | 0 | 0 | 0 | 0 | 0 | 0 | 0 | 0 | 0 | 0 | 0 | 0 | 0 | 0 | 0 | 0 | 0 | 0 | 0 | 0
F10_Commercial_Interruptible - Health_Existing_Food Preparation_Natural Gas_Commercial Food Prep Other_A_Achievable Technical Potential | F10 | Commercial | Interruptible - Health | Existing | Food Preparation | Natural Gas | Commercial Food Prep Other | A | Purchases (Incremental) | Achievable Technical Potential | 0 | 0 | 0 | 0 | 0 | 0 | 0 | 0 | 0 | 0 | 0 | 0 | 0 | 0 | 0 | 0 | 0 | 0 | 0 | 0 | 0 | 0 | 0 | 0 | 0 | 0 | 0
F11_Commercial_Interruptible - Health_Existing_Food Preparation_Natural Gas_Commercial Food Prep Other_A_Achievable Technical Potential | F11 | Commercial | Interruptible - Health | Existing | Food Preparation | Natural Gas | Commercial Food Prep Other | A | Purchases (Cumulative) | Achievable Technical Potential | 0 | 0 | 0 | 0 | 0 | 0 | 0 | 0 | 0 | 0 | 0 | 0 | 0 | 0 | 0 | 0 | 0 | 0 | 0 | 0 | 0 | 0 | 0 | 0 | 0 | 0 | 0
F1_Commercial_Interruptible - Health_Existing_Miscellaneous_Natural Gas_Pool Heater_A_Achievable Technical Potential | F1 | Commercial | Interruptible - Health | Existing | Miscellaneous | Natural Gas | Pool Heater | A | Integrated Unit Energy Savings (kWh or therms) | Achievable Technical Potential | 0 | 0 | 0 | 0 | 0 | 0 | 0 | 0 | 0 | 0 | 0 | 0 | 0 | 0 | 0 | 0 | 0 | 0 | 0 | 0 | 0 | 0 | 0 | 0 | 0 | 0 | 0
F2_Commercial_Interruptible - Health_Existing_Miscellaneous_Natural Gas_Pool Heater_A_Achievable Technical Potential | F2 | Commercial | Interruptible - Health | Existing | Miscellaneous | Natural Gas | Pool Heater | A | Integrated Unit Summer Peak Savings (kW) | Achievable Technical Potential | 0 | 0 | 0 | 0 | 0 | 0 | 0 | 0 | 0 | 0 | 0 | 0 | 0 | 0 | 0 | 0 | 0 | 0 | 0 | 0 | 0 | 0 | 0 | 0 | 0 | 0 | 0
F3_Commercial_Interruptible - Health_Existing_Miscellaneous_Natural Gas_Pool Heater_A_Achievable Technical Potential | F3 | Commercial | Interruptible - Health | Existing | Miscellaneous | Natural Gas | Pool Heater | A | Integrated Unit Winter Peak Savings (kW) | Achievable Technical Potential | 0 | 0 | 0 | 0 | 0 | 0 | 0 | 0 | 0 | 0 | 0 | 0 | 0 | 0 | 0 | 0 | 0 | 0 | 0 | 0 | 0 | 0 | 0 | 0 | 0 | 0 | 0
F4_Commercial_Interruptible - Health_Existing_Miscellaneous_Natural Gas_Pool Heater_A_Achievable Technical Potential | F4 | Commercial | Interruptible - Health | Existing | Miscellaneous | Natural Gas | Pool Heater | A | Incremental Energy Savings (MWh or mTherms) | Achievable Technical Potential | 0 | 0 | 0 | 0 | 0 | 0 | 0 | 0 | 0 | 0 | 0 | 0 | 0 | 0 | 0 | 0 | 0 | 0 | 0 | 0 | 0 | 0 | 0 | 0 | 0 | 0 | 0
F5_Commercial_Interruptible - Health_Existing_Miscellaneous_Natural Gas_Pool Heater_A_Achievable Technical Potential | F5 | Commercial | Interruptible - Health | Existing | Miscellaneous | Natural Gas | Pool Heater | A | Incremental Summer Peak Savings (MW) | Achievable Technical Potential | 0 | 0 | 0 | 0 | 0 | 0 | 0 | 0 | 0 | 0 | 0 | 0 | 0 | 0 | 0 | 0 | 0 | 0 | 0 | 0 | 0 | 0 | 0 | 0 | 0 | 0 | 0
F6_Commercial_Interruptible - Health_Existing_Miscellaneous_Natural Gas_Pool Heater_A_Achievable Technical Potential | F6 | Commercial | Interruptible - Health | Existing | Miscellaneous | Natural Gas | Pool Heater | A | Incremental Winter Peak Savings (MW) | Achievable Technical Potential | 0 | 0 | 0 | 0 | 0 | 0 | 0 | 0 | 0 | 0 | 0 | 0 | 0 | 0 | 0 | 0 | 0 | 0 | 0 | 0 | 0 | 0 | 0 | 0 | 0 | 0 | 0
F7_Commercial_Interruptible - Health_Existing_Miscellaneous_Natural Gas_Pool Heater_A_Achievable Technical Potential | F7 | Commercial | Interruptible - Health | Existing | Miscellaneous | Natural Gas | Pool Heater | A | Cumulative Energy Savings (MWh or mTherms) | Achievable Technical Potential | 0 | 0 | 0 | 0 | 0 | 0 | 0 | 0 | 0 | 0 | 0 | 0 | 0 | 0 | 0 | 0 | 0 | 0 | 0 | 0 | 0 | 0 | 0 | 0 | 0 | 0 | 0
F8_Commercial_Interruptible - Health_Existing_Miscellaneous_Natural Gas_Pool Heater_A_Achievable Technical Potential | F8 | Commercial | Interruptible - Health | Existing | Miscellaneous | Natural Gas | Pool Heater | A | Cumulative Summer Peak Savings (MW) | Achievable Technical Potential | 0 | 0 | 0 | 0 | 0 | 0 | 0 | 0 | 0 | 0 | 0 | 0 | 0 | 0 | 0 | 0 | 0 | 0 | 0 | 0 | 0 | 0 | 0 | 0 | 0 | 0 | 0
F9_Commercial_Interruptible - Health_Existing_Miscellaneous_Natural Gas_Pool Heater_A_Achievable Technical Potential | F9 | Commercial | Interruptible - Health | Existing | Miscellaneous | Natural Gas | Pool Heater | A | Cumulative Winter Peak Savings (MW) | Achievable Technical Potential | 0 | 0 | 0 | 0 | 0 | 0 | 0 | 0 | 0 | 0 | 0 | 0 | 0 | 0 | 0 | 0 | 0 | 0 | 0 | 0 | 0 | 0 | 0 | 0 | 0 | 0 | 0
F10_Commercial_Interruptible - Health_Existing_Miscellaneous_Natural Gas_Pool Heater_A_Achievable Technical Potential | F10 | Commercial | Interruptible - Health | Existing | Miscellaneous | Natural Gas | Pool Heater | A | Purchases (Incremental) | Achievable Technical Potential | 0 | 0 | 0 | 0 | 0 | 0 | 0 | 0 | 0 | 0 | 0 | 0 | 0 | 0 | 0 | 0 | 0 | 0 | 0 | 0 | 0 | 0 | 0 | 0 | 0 | 0 | 0
F11_Commercial_Interruptible - Health_Existing_Miscellaneous_Natural Gas_Pool Heater_A_Achievable Technical Potential | F11 | Commercial | Interruptible - Health | Existing | Miscellaneous | Natural Gas | Pool Heater | A | Purchases (Cumulative) | Achievable Technical Potential | 0 | 0 | 0 | 0 | 0 | 0 | 0 | 0 | 0 | 0 | 0 | 0 | 0 | 0 | 0 | 0 | 0 | 0 | 0 | 0 | 0 | 0 | 0 | 0 | 0 | 0 | 0
F1_Commercial_Interruptible - Health_New_Space Heating_Natural Gas_Furnace_A_Achievable Technical Potential | F1 | Commercial | Interruptible - Health | New | Space Heating | Natural Gas | Furnace | A | Integrated Unit Energy Savings (kWh or therms) | Achievable Technical Potential | 0 | 0 | 0 | 0 | 0 | 0 | 0 | 0 | 0 | 0 | 0 | 0 | 0 | 0 | 0 | 0 | 0 | 0 | 0 | 0 | 0 | 0 | 0 | 0 | 0 | 0 | 0
F2_Commercial_Interruptible - Health_New_Space Heating_Natural Gas_Furnace_A_Achievable Technical Potential | F2 | Commercial | Interruptible - Health | New | Space Heating | Natural Gas | Furnace | A | Integrated Unit Summer Peak Savings (kW) | Achievable Technical Potential | 0 | 0 | 0 | 0 | 0 | 0 | 0 | 0 | 0 | 0 | 0 | 0 | 0 | 0 | 0 | 0 | 0 | 0 | 0 | 0 | 0 | 0 | 0 | 0 | 0 | 0 | 0
F3_Commercial_Interruptible - Health_New_Space Heating_Natural Gas_Furnace_A_Achievable Technical Potential | F3 | Commercial | Interruptible - Health | New | Space Heating | Natural Gas | Furnace | A | Integrated Unit Winter Peak Savings (kW) | Achievable Technical Potential | 0 | 0 | 0 | 0 | 0 | 0 | 0 | 0 | 0 | 0 | 0 | 0 | 0 | 0 | 0 | 0 | 0 | 0 | 0 | 0 | 0 | 0 | 0 | 0 | 0 | 0 | 0
F4_Commercial_Interruptible - Health_New_Space Heating_Natural Gas_Furnace_A_Achievable Technical Potential | F4 | Commercial | Interruptible - Health | New | Space Heating | Natural Gas | Furnace | A | Incremental Energy Savings (MWh or mTherms) | Achievable Technical Potential | 0 | 0 | 0 | 0 | 0 | 0 | 0 | 0 | 0 | 0 | 0 | 0 | 0 | 0 | 0 | 0 | 0 | 0 | 0 | 0 | 0 | 0 | 0 | 0 | 0 | 0 | 0
F5_Commercial_Interruptible - Health_New_Space Heating_Natural Gas_Furnace_A_Achievable Technical Potential | F5 | Commercial | Interruptible - Health | New | Space Heating | Natural Gas | Furnace | A | Incremental Summer Peak Savings (MW) | Achievable Technical Potential | 0 | 0 | 0 | 0 | 0 | 0 | 0 | 0 | 0 | 0 | 0 | 0 | 0 | 0 | 0 | 0 | 0 | 0 | 0 | 0 | 0 | 0 | 0 | 0 | 0 | 0 | 0
F6_Commercial_Interruptible - Health_New_Space Heating_Natural Gas_Furnace_A_Achievable Technical Potential | F6 | Commercial | Interruptible - Health | New | Space Heating | Natural Gas | Furnace | A | Incremental Winter Peak Savings (MW) | Achievable Technical Potential | 0 | 0 | 0 | 0 | 0 | 0 | 0 | 0 | 0 | 0 | 0 | 0 | 0 | 0 | 0 | 0 | 0 | 0 | 0 | 0 | 0 | 0 | 0 | 0 | 0 | 0 | 0
F7_Commercial_Interruptible - Health_New_Space Heating_Natural Gas_Furnace_A_Achievable Technical Potential | F7 | Commercial | Interruptible - Health | New | Space Heating | Natural Gas | Furnace | A | Cumulative Energy Savings (MWh or mTherms) | Achievable Technical Potential | 0 | 0 | 0 | 0 | 0 | 0 | 0 | 0 | 0 | 0 | 0 | 0 | 0 | 0 | 0 | 0 | 0 | 0 | 0 | 0 | 0 | 0 | 0 | 0 | 0 | 0 | 0
F8_Commercial_Interruptible - Health_New_Space Heating_Natural Gas_Furnace_A_Achievable Technical Potential | F8 | Commercial | Interruptible - Health | New | Space Heating | Natural Gas | Furnace | A | Cumulative Summer Peak Savings (MW) | Achievable Technical Potential | 0 | 0 | 0 | 0 | 0 | 0 | 0 | 0 | 0 | 0 | 0 | 0 | 0 | 0 | 0 | 0 | 0 | 0 | 0 | 0 | 0 | 0 | 0 | 0 | 0 | 0 | 0
F9_Commercial_Interruptible - Health_New_Space Heating_Natural Gas_Furnace_A_Achievable Technical Potential | F9 | Commercial | Interruptible - Health | New | Space Heating | Natural Gas | Furnace | A | Cumulative Winter Peak Savings (MW) | Achievable Technical Potential | 0 | 0 | 0 | 0 | 0 | 0 | 0 | 0 | 0 | 0 | 0 | 0 | 0 | 0 | 0 | 0 | 0 | 0 | 0 | 0 | 0 | 0 | 0 | 0 | 0 | 0 | 0
F10_Commercial_Interruptible - Health_New_Space Heating_Natural Gas_Furnace_A_Achievable Technical Potential | F10 | Commercial | Interruptible - Health | New | Space Heating | Natural Gas | Furnace | A | Purchases (Incremental) | Achievable Technical Potential | 0 | 0 | 0 | 0 | 0 | 0 | 0 | 0 | 0 | 0 | 0 | 0 | 0 | 0 | 0 | 0 | 0 | 0 | 0 | 0 | 0 | 0 | 0 | 0 | 0 | 0 | 0
F11_Commercial_Interruptible - Health_New_Space Heating_Natural Gas_Furnace_A_Achievable Technical Potential | F11 | Commercial | Interruptible - Health | New | Space Heating | Natural Gas | Furnace | A | Purchases (Cumulative) | Achievable Technical Potential | 0 | 0 | 0 | 0 | 0 | 0 | 0 | 0 | 0 | 0 | 0 | 0 | 0 | 0 | 0 | 0 | 0 | 0 | 0 | 0 | 0 | 0 | 0 | 0 | 0 | 0 | 0
F1_Commercial_Interruptible - Health_New_Space Heating_Natural Gas_Boiler_A_Achievable Technical Potential | F1 | Commercial | Interruptible - Health | New | Space Heating | Natural Gas | Boiler | A | Integrated Unit Energy Savings (kWh or therms) | Achievable Technical Potential | 0 | 0 | 0 | 0 | 0 | 0 | 0 | 0 | 0 | 0 | 0 | 0 | 0 | 0 | 0 | 0 | 0 | 0 | 0 | 0 | 0 | 0 | 0 | 0 | 0 | 0 | 0
F2_Commercial_Interruptible - Health_New_Space Heating_Natural Gas_Boiler_A_Achievable Technical Potential | F2 | Commercial | Interruptible - Health | New | Space Heating | Natural Gas | Boiler | A | Integrated Unit Summer Peak Savings (kW) | Achievable Technical Potential | 0 | 0 | 0 | 0 | 0 | 0 | 0 | 0 | 0 | 0 | 0 | 0 | 0 | 0 | 0 | 0 | 0 | 0 | 0 | 0 | 0 | 0 | 0 | 0 | 0 | 0 | 0
F3_Commercial_Interruptible - Health_New_Space Heating_Natural Gas_Boiler_A_Achievable Technical Potential | F3 | Commercial | Interruptible - Health | New | Space Heating | Natural Gas | Boiler | A | Integrated Unit Winter Peak Savings (kW) | Achievable Technical Potential | 0 | 0 | 0 | 0 | 0 | 0 | 0 | 0 | 0 | 0 | 0 | 0 | 0 | 0 | 0 | 0 | 0 | 0 | 0 | 0 | 0 | 0 | 0 | 0 | 0 | 0 | 0
F4_Commercial_Interruptible - Health_New_Space Heating_Natural Gas_Boiler_A_Achievable Technical Potential | F4 | Commercial | Interruptible - Health | New | Space Heating | Natural Gas | Boiler | A | Incremental Energy Savings (MWh or mTherms) | Achievable Technical Potential | 0 | 0 | 0 | 0 | 0 | 0 | 0 | 0 | 0 | 0 | 0 | 0 | 0 | 0 | 0 | 0 | 0 | 0 | 0 | 0 | 0 | 0 | 0 | 0 | 0 | 0 | 0
F5_Commercial_Interruptible - Health_New_Space Heating_Natural Gas_Boiler_A_Achievable Technical Potential | F5 | Commercial | Interruptible - Health | New | Space Heating | Natural Gas | Boiler | A | Incremental Summer Peak Savings (MW) | Achievable Technical Potential | 0 | 0 | 0 | 0 | 0 | 0 | 0 | 0 | 0 | 0 | 0 | 0 | 0 | 0 | 0 | 0 | 0 | 0 | 0 | 0 | 0 | 0 | 0 | 0 | 0 | 0 | 0
F6_Commercial_Interruptible - Health_New_Space Heating_Natural Gas_Boiler_A_Achievable Technical Potential | F6 | Commercial | Interruptible - Health | New | Space Heating | Natural Gas | Boiler | A | Incremental Winter Peak Savings (MW) | Achievable Technical Potential | 0 | 0 | 0 | 0 | 0 | 0 | 0 | 0 | 0 | 0 | 0 | 0 | 0 | 0 | 0 | 0 | 0 | 0 | 0 | 0 | 0 | 0 | 0 | 0 | 0 | 0 | 0
F7_Commercial_Interruptible - Health_New_Space Heating_Natural Gas_Boiler_A_Achievable Technical Potential | F7 | Commercial | Interruptible - Health | New | Space Heating | Natural Gas | Boiler | A | Cumulative Energy Savings (MWh or mTherms) | Achievable Technical Potential | 0 | 0 | 0 | 0 | 0 | 0 | 0 | 0 | 0 | 0 | 0 | 0 | 0 | 0 | 0 | 0 | 0 | 0 | 0 | 0 | 0 | 0 | 0 | 0 | 0 | 0 | 0
F8_Commercial_Interruptible - Health_New_Space Heating_Natural Gas_Boiler_A_Achievable Technical Potential | F8 | Commercial | Interruptible - Health | New | Space Heating | Natural Gas | Boiler | A | Cumulative Summer Peak Savings (MW) | Achievable Technical Potential | 0 | 0 | 0 | 0 | 0 | 0 | 0 | 0 | 0 | 0 | 0 | 0 | 0 | 0 | 0 | 0 | 0 | 0 | 0 | 0 | 0 | 0 | 0 | 0 | 0 | 0 | 0
F9_Commercial_Interruptible - Health_New_Space Heating_Natural Gas_Boiler_A_Achievable Technical Potential | F9 | Commercial | Interruptible - Health | New | Space Heating | Natural Gas | Boiler | A | Cumulative Winter Peak Savings (MW) | Achievable Technical Potential | 0 | 0 | 0 | 0 | 0 | 0 | 0 | 0 | 0 | 0 | 0 | 0 | 0 | 0 | 0 | 0 | 0 | 0 | 0 | 0 | 0 | 0 | 0 | 0 | 0 | 0 | 0
F10_Commercial_Interruptible - Health_New_Space Heating_Natural Gas_Boiler_A_Achievable Technical Potential | F10 | Commercial | Interruptible - Health | New | Space Heating | Natural Gas | Boiler | A | Purchases (Incremental) | Achievable Technical Potential | 0 | 0 | 0 | 0 | 0 | 0 | 0 | 0 | 0 | 0 | 0 | 0 | 0 | 0 | 0 | 0 | 0 | 0 | 0 | 0 | 0 | 0 | 0 | 0 | 0 | 0 | 0
F11_Commercial_Interruptible - Health_New_Space Heating_Natural Gas_Boiler_A_Achievable Technical Potential | F11 | Commercial | Interruptible - Health | New | Space Heating | Natural Gas | Boiler | A | Purchases (Cumulative) | Achievable Technical Potential | 0 | 0 | 0 | 0 | 0 | 0 | 0 | 0 | 0 | 0 | 0 | 0 | 0 | 0 | 0 | 0 | 0 | 0 | 0 | 0 | 0 | 0 | 0 | 0 | 0 | 0 | 0
F1_Commercial_Interruptible - Health_New_Space Heating_Natural Gas_Unit Heater_A_Achievable Technical Potential | F1 | Commercial | Interruptible - Health | New | Space Heating | Natural Gas | Unit Heater | A | Integrated Unit Energy Savings (kWh or therms) | Achievable Technical Potential | 0 | 0 | 0 | 0 | 0 | 0 | 0 | 0 | 0 | 0 | 0 | 0 | 0 | 0 | 0 | 0 | 0 | 0 | 0 | 0 | 0 | 0 | 0 | 0 | 0 | 0 | 0
F2_Commercial_Interruptible - Health_New_Space Heating_Natural Gas_Unit Heater_A_Achievable Technical Potential | F2 | Commercial | Interruptible - Health | New | Space Heating | Natural Gas | Unit Heater | A | Integrated Unit Summer Peak Savings (kW) | Achievable Technical Potential | 0 | 0 | 0 | 0 | 0 | 0 | 0 | 0 | 0 | 0 | 0 | 0 | 0 | 0 | 0 | 0 | 0 | 0 | 0 | 0 | 0 | 0 | 0 | 0 | 0 | 0 | 0
F3_Commercial_Interruptible - Health_New_Space Heating_Natural Gas_Unit Heater_A_Achievable Technical Potential | F3 | Commercial | Interruptible - Health | New | Space Heating | Natural Gas | Unit Heater | A | Integrated Unit Winter Peak Savings (kW) | Achievable Technical Potential | 0 | 0 | 0 | 0 | 0 | 0 | 0 | 0 | 0 | 0 | 0 | 0 | 0 | 0 | 0 | 0 | 0 | 0 | 0 | 0 | 0 | 0 | 0 | 0 | 0 | 0 | 0
F4_Commercial_Interruptible - Health_New_Space Heating_Natural Gas_Unit Heater_A_Achievable Technical Potential | F4 | Commercial | Interruptible - Health | New | Space Heating | Natural Gas | Unit Heater | A | Incremental Energy Savings (MWh or mTherms) | Achievable Technical Potential | 0 | 0 | 0 | 0 | 0 | 0 | 0 | 0 | 0 | 0 | 0 | 0 | 0 | 0 | 0 | 0 | 0 | 0 | 0 | 0 | 0 | 0 | 0 | 0 | 0 | 0 | 0
F5_Commercial_Interruptible - Health_New_Space Heating_Natural Gas_Unit Heater_A_Achievable Technical Potential | F5 | Commercial | Interruptible - Health | New | Space Heating | Natural Gas | Unit Heater | A | Incremental Summer Peak Savings (MW) | Achievable Technical Potential | 0 | 0 | 0 | 0 | 0 | 0 | 0 | 0 | 0 | 0 | 0 | 0 | 0 | 0 | 0 | 0 | 0 | 0 | 0 | 0 | 0 | 0 | 0 | 0 | 0 | 0 | 0
F6_Commercial_Interruptible - Health_New_Space Heating_Natural Gas_Unit Heater_A_Achievable Technical Potential | F6 | Commercial | Interruptible - Health | New | Space Heating | Natural Gas | Unit Heater | A | Incremental Winter Peak Savings (MW) | Achievable Technical Potential | 0 | 0 | 0 | 0 | 0 | 0 | 0 | 0 | 0 | 0 | 0 | 0 | 0 | 0 | 0 | 0 | 0 | 0 | 0 | 0 | 0 | 0 | 0 | 0 | 0 | 0 | 0
F7_Commercial_Interruptible - Health_New_Space Heating_Natural Gas_Unit Heater_A_Achievable Technical Potential | F7 | Commercial | Interruptible - Health | New | Space Heating | Natural Gas | Unit Heater | A | Cumulative Energy Savings (MWh or mTherms) | Achievable Technical Potential | 0 | 0 | 0 | 0 | 0 | 0 | 0 | 0 | 0 | 0 | 0 | 0 | 0 | 0 | 0 | 0 | 0 | 0 | 0 | 0 | 0 | 0 | 0 | 0 | 0 | 0 | 0
F8_Commercial_Interruptible - Health_New_Space Heating_Natural Gas_Unit Heater_A_Achievable Technical Potential | F8 | Commercial | Interruptible - Health | New | Space Heating | Natural Gas | Unit Heater | A | Cumulative Summer Peak Savings (MW) | Achievable Technical Potential | 0 | 0 | 0 | 0 | 0 | 0 | 0 | 0 | 0 | 0 | 0 | 0 | 0 | 0 | 0 | 0 | 0 | 0 | 0 | 0 | 0 | 0 | 0 | 0 | 0 | 0 | 0
F9_Commercial_Interruptible - Health_New_Space Heating_Natural Gas_Unit Heater_A_Achievable Technical Potential | F9 | Commercial | Interruptible - Health | New | Space Heating | Natural Gas | Unit Heater | A | Cumulative Winter Peak Savings (MW) | Achievable Technical Potential | 0 | 0 | 0 | 0 | 0 | 0 | 0 | 0 | 0 | 0 | 0 | 0 | 0 | 0 | 0 | 0 | 0 | 0 | 0 | 0 | 0 | 0 | 0 | 0 | 0 | 0 | 0
F10_Commercial_Interruptible - Health_New_Space Heating_Natural Gas_Unit Heater_A_Achievable Technical Potential | F10 | Commercial | Interruptible - Health | New | Space Heating | Natural Gas | Unit Heater | A | Purchases (Incremental) | Achievable Technical Potential | 0 | 0 | 0 | 0 | 0 | 0 | 0 | 0 | 0 | 0 | 0 | 0 | 0 | 0 | 0 | 0 | 0 | 0 | 0 | 0 | 0 | 0 | 0 | 0 | 0 | 0 | 0
F11_Commercial_Interruptible - Health_New_Space Heating_Natural Gas_Unit Heater_A_Achievable Technical Potential | F11 | Commercial | Interruptible - Health | New | Space Heating | Natural Gas | Unit Heater | A | Purchases (Cumulative) | Achievable Technical Potential | 0 | 0 | 0 | 0 | 0 | 0 | 0 | 0 | 0 | 0 | 0 | 0 | 0 | 0 | 0 | 0 | 0 | 0 | 0 | 0 | 0 | 0 | 0 | 0 | 0 | 0 | 0
F1_Commercial_Interruptible - Health_New_Water Heating_Natural Gas_Water Heater_A_Achievable Technical Potential | F1 | Commercial | Interruptible - Health | New | Water Heating | Natural Gas | Water Heater | A | Integrated Unit Energy Savings (kWh or therms) | Achievable Technical Potential | 0 | 0 | 0 | 0 | 0 | 0 | 0 | 0 | 0 | 0 | 0 | 0 | 0 | 0 | 0 | 0 | 0 | 0 | 0 | 0 | 0 | 0 | 0 | 0 | 0 | 0 | 0
F2_Commercial_Interruptible - Health_New_Water Heating_Natural Gas_Water Heater_A_Achievable Technical Potential | F2 | Commercial | Interruptible - Health | New | Water Heating | Natural Gas | Water Heater | A | Integrated Unit Summer Peak Savings (kW) | Achievable Technical Potential | 0 | 0 | 0 | 0 | 0 | 0 | 0 | 0 | 0 | 0 | 0 | 0 | 0 | 0 | 0 | 0 | 0 | 0 | 0 | 0 | 0 | 0 | 0 | 0 | 0 | 0 | 0
F3_Commercial_Interruptible - Health_New_Water Heating_Natural Gas_Water Heater_A_Achievable Technical Potential | F3 | Commercial | Interruptible - Health | New | Water Heating | Natural Gas | Water Heater | A | Integrated Unit Winter Peak Savings (kW) | Achievable Technical Potential | 0 | 0 | 0 | 0 | 0 | 0 | 0 | 0 | 0 | 0 | 0 | 0 | 0 | 0 | 0 | 0 | 0 | 0 | 0 | 0 | 0 | 0 | 0 | 0 | 0 | 0 | 0
F4_Commercial_Interruptible - Health_New_Water Heating_Natural Gas_Water Heater_A_Achievable Technical Potential | F4 | Commercial | Interruptible - Health | New | Water Heating | Natural Gas | Water Heater | A | Incremental Energy Savings (MWh or mTherms) | Achievable Technical Potential | 0 | 0 | 0 | 0 | 0 | 0 | 0 | 0 | 0 | 0 | 0 | 0 | 0 | 0 | 0 | 0 | 0 | 0 | 0 | 0 | 0 | 0 | 0 | 0 | 0 | 0 | 0
F5_Commercial_Interruptible - Health_New_Water Heating_Natural Gas_Water Heater_A_Achievable Technical Potential | F5 | Commercial | Interruptible - Health | New | Water Heating | Natural Gas | Water Heater | A | Incremental Summer Peak Savings (MW) | Achievable Technical Potential | 0 | 0 | 0 | 0 | 0 | 0 | 0 | 0 | 0 | 0 | 0 | 0 | 0 | 0 | 0 | 0 | 0 | 0 | 0 | 0 | 0 | 0 | 0 | 0 | 0 | 0 | 0
F6_Commercial_Interruptible - Health_New_Water Heating_Natural Gas_Water Heater_A_Achievable Technical Potential | F6 | Commercial | Interruptible - Health | New | Water Heating | Natural Gas | Water Heater | A | Incremental Winter Peak Savings (MW) | Achievable Technical Potential | 0 | 0 | 0 | 0 | 0 | 0 | 0 | 0 | 0 | 0 | 0 | 0 | 0 | 0 | 0 | 0 | 0 | 0 | 0 | 0 | 0 | 0 | 0 | 0 | 0 | 0 | 0
F7_Commercial_Interruptible - Health_New_Water Heating_Natural Gas_Water Heater_A_Achievable Technical Potential | F7 | Commercial | Interruptible - Health | New | Water Heating | Natural Gas | Water Heater | A | Cumulative Energy Savings (MWh or mTherms) | Achievable Technical Potential | 0 | 0 | 0 | 0 | 0 | 0 | 0 | 0 | 0 | 0 | 0 | 0 | 0 | 0 | 0 | 0 | 0 | 0 | 0 | 0 | 0 | 0 | 0 | 0 | 0 | 0 | 0
F8_Commercial_Interruptible - Health_New_Water Heating_Natural Gas_Water Heater_A_Achievable Technical Potential | F8 | Commercial | Interruptible - Health | New | Water Heating | Natural Gas | Water Heater | A | Cumulative Summer Peak Savings (MW) | Achievable Technical Potential | 0 | 0 | 0 | 0 | 0 | 0 | 0 | 0 | 0 | 0 | 0 | 0 | 0 | 0 | 0 | 0 | 0 | 0 | 0 | 0 | 0 | 0 | 0 | 0 | 0 | 0 | 0
F9_Commercial_Interruptible - Health_New_Water Heating_Natural Gas_Water Heater_A_Achievable Technical Potential | F9 | Commercial | Interruptible - Health | New | Water Heating | Natural Gas | Water Heater | A | Cumulative Winter Peak Savings (MW) | Achievable Technical Potential | 0 | 0 | 0 | 0 | 0 | 0 | 0 | 0 | 0 | 0 | 0 | 0 | 0 | 0 | 0 | 0 | 0 | 0 | 0 | 0 | 0 | 0 | 0 | 0 | 0 | 0 | 0
F10_Commercial_Interruptible - Health_New_Water Heating_Natural Gas_Water Heater_A_Achievable Technical Potential | F10 | Commercial | Interruptible - Health | New | Water Heating | Natural Gas | Water Heater | A | Purchases (Incremental) | Achievable Technical Potential | 0 | 0 | 0 | 0 | 0 | 0 | 0 | 0 | 0 | 0 | 0 | 0 | 0 | 0 | 0 | 0 | 0 | 0 | 0 | 0 | 0 | 0 | 0 | 0 | 0 | 0 | 0
F11_Commercial_Interruptible - Health_New_Water Heating_Natural Gas_Water Heater_A_Achievable Technical Potential | F11 | Commercial | Interruptible - Health | New | Water Heating | Natural Gas | Water Heater | A | Purchases (Cumulative) | Achievable Technical Potential | 0 | 0 | 0 | 0 | 0 | 0 | 0 | 0 | 0 | 0 | 0 | 0 | 0 | 0 | 0 | 0 | 0 | 0 | 0 | 0 | 0 | 0 | 0 | 0 | 0 | 0 | 0
F1_Commercial_Interruptible - Health_New_Food Preparation_Natural Gas_Oven_A_Achievable Technical Potential | F1 | Commercial | Interruptible - Health | New | Food Preparation | Natural Gas | Oven | A | Integrated Unit Energy Savings (kWh or therms) | Achievable Technical Potential | 0 | 0 | 0 | 0 | 0 | 0 | 0 | 0 | 0 | 0 | 0 | 0 | 0 | 0 | 0 | 0 | 0 | 0 | 0 | 0 | 0 | 0 | 0 | 0 | 0 | 0 | 0
F2_Commercial_Interruptible - Health_New_Food Preparation_Natural Gas_Oven_A_Achievable Technical Potential | F2 | Commercial | Interruptible - Health | New | Food Preparation | Natural Gas | Oven | A | Integrated Unit Summer Peak Savings (kW) | Achievable Technical Potential | 0 | 0 | 0 | 0 | 0 | 0 | 0 | 0 | 0 | 0 | 0 | 0 | 0 | 0 | 0 | 0 | 0 | 0 | 0 | 0 | 0 | 0 | 0 | 0 | 0 | 0 | 0
F3_Commercial_Interruptible - Health_New_Food Preparation_Natural Gas_Oven_A_Achievable Technical Potential | F3 | Commercial | Interruptible - Health | New | Food Preparation | Natural Gas | Oven | A | Integrated Unit Winter Peak Savings (kW) | Achievable Technical Potential | 0 | 0 | 0 | 0 | 0 | 0 | 0 | 0 | 0 | 0 | 0 | 0 | 0 | 0 | 0 | 0 | 0 | 0 | 0 | 0 | 0 | 0 | 0 | 0 | 0 | 0 | 0
F4_Commercial_Interruptible - Health_New_Food Preparation_Natural Gas_Oven_A_Achievable Technical Potential | F4 | Commercial | Interruptible - Health | New | Food Preparation | Natural Gas | Oven | A | Incremental Energy Savings (MWh or mTherms) | Achievable Technical Potential | 0 | 0 | 0 | 0 | 0 | 0 | 0 | 0 | 0 | 0 | 0 | 0 | 0 | 0 | 0 | 0 | 0 | 0 | 0 | 0 | 0 | 0 | 0 | 0 | 0 | 0 | 0
F5_Commercial_Interruptible - Health_New_Food Preparation_Natural Gas_Oven_A_Achievable Technical Potential | F5 | Commercial | Interruptible - Health | New | Food Preparation | Natural Gas | Oven | A | Incremental Summer Peak Savings (MW) | Achievable Technical Potential | 0 | 0 | 0 | 0 | 0 | 0 | 0 | 0 | 0 | 0 | 0 | 0 | 0 | 0 | 0 | 0 | 0 | 0 | 0 | 0 | 0 | 0 | 0 | 0 | 0 | 0 | 0
F6_Commercial_Interruptible - Health_New_Food Preparation_Natural Gas_Oven_A_Achievable Technical Potential | F6 | Commercial | Interruptible - Health | New | Food Preparation | Natural Gas | Oven | A | Incremental Winter Peak Savings (MW) | Achievable Technical Potential | 0 | 0 | 0 | 0 | 0 | 0 | 0 | 0 | 0 | 0 | 0 | 0 | 0 | 0 | 0 | 0 | 0 | 0 | 0 | 0 | 0 | 0 | 0 | 0 | 0 | 0 | 0
F7_Commercial_Interruptible - Health_New_Food Preparation_Natural Gas_Oven_A_Achievable Technical Potential | F7 | Commercial | Interruptible - Health | New | Food Preparation | Natural Gas | Oven | A | Cumulative Energy Savings (MWh or mTherms) | Achievable Technical Potential | 0 | 0 | 0 | 0 | 0 | 0 | 0 | 0 | 0 | 0 | 0 | 0 | 0 | 0 | 0 | 0 | 0 | 0 | 0 | 0 | 0 | 0 | 0 | 0 | 0 | 0 | 0
F8_Commercial_Interruptible - Health_New_Food Preparation_Natural Gas_Oven_A_Achievable Technical Potential | F8 | Commercial | Interruptible - Health | New | Food Preparation | Natural Gas | Oven | A | Cumulative Summer Peak Savings (MW) | Achievable Technical Potential | 0 | 0 | 0 | 0 | 0 | 0 | 0 | 0 | 0 | 0 | 0 | 0 | 0 | 0 | 0 | 0 | 0 | 0 | 0 | 0 | 0 | 0 | 0 | 0 | 0 | 0 | 0
F9_Commercial_Interruptible - Health_New_Food Preparation_Natural Gas_Oven_A_Achievable Technical Potential | F9 | Commercial | Interruptible - Health | New | Food Preparation | Natural Gas | Oven | A | Cumulative Winter Peak Savings (MW) | Achievable Technical Potential | 0 | 0 | 0 | 0 | 0 | 0 | 0 | 0 | 0 | 0 | 0 | 0 | 0 | 0 | 0 | 0 | 0 | 0 | 0 | 0 | 0 | 0 | 0 | 0 | 0 | 0 | 0
F10_Commercial_Interruptible - Health_New_Food Preparation_Natural Gas_Oven_A_Achievable Technical Potential | F10 | Commercial | Interruptible - Health | New | Food Preparation | Natural Gas | Oven | A | Purchases (Incremental) | Achievable Technical Potential | 0 | 0 | 0 | 0 | 0 | 0 | 0 | 0 | 0 | 0 | 0 | 0 | 0 | 0 | 0 | 0 | 0 | 0 | 0 | 0 | 0 | 0 | 0 | 0 | 0 | 0 | 0
F11_Commercial_Interruptible - Health_New_Food Preparation_Natural Gas_Oven_A_Achievable Technical Potential | F11 | Commercial | Interruptible - Health | New | Food Preparation | Natural Gas | Oven | A | Purchases (Cumulative) | Achievable Technical Potential | 0 | 0 | 0 | 0 | 0 | 0 | 0 | 0 | 0 | 0 | 0 | 0 | 0 | 0 | 0 | 0 | 0 | 0 | 0 | 0 | 0 | 0 | 0 | 0 | 0 | 0 | 0
F1_Commercial_Interruptible - Health_New_Food Preparation_Natural Gas_Conveyor Oven_A_Achievable Technical Potential | F1 | Commercial | Interruptible - Health | New | Food Preparation | Natural Gas | Conveyor Oven | A | Integrated Unit Energy Savings (kWh or therms) | Achievable Technical Potential | 0 | 0 | 0 | 0 | 0 | 0 | 0 | 0 | 0 | 0 | 0 | 0 | 0 | 0 | 0 | 0 | 0 | 0 | 0 | 0 | 0 | 0 | 0 | 0 | 0 | 0 | 0
F2_Commercial_Interruptible - Health_New_Food Preparation_Natural Gas_Conveyor Oven_A_Achievable Technical Potential | F2 | Commercial | Interruptible - Health | New | Food Preparation | Natural Gas | Conveyor Oven | A | Integrated Unit Summer Peak Savings (kW) | Achievable Technical Potential | 0 | 0 | 0 | 0 | 0 | 0 | 0 | 0 | 0 | 0 | 0 | 0 | 0 | 0 | 0 | 0 | 0 | 0 | 0 | 0 | 0 | 0 | 0 | 0 | 0 | 0 | 0
F3_Commercial_Interruptible - Health_New_Food Preparation_Natural Gas_Conveyor Oven_A_Achievable Technical Potential | F3 | Commercial | Interruptible - Health | New | Food Preparation | Natural Gas | Conveyor Oven | A | Integrated Unit Winter Peak Savings (kW) | Achievable Technical Potential | 0 | 0 | 0 | 0 | 0 | 0 | 0 | 0 | 0 | 0 | 0 | 0 | 0 | 0 | 0 | 0 | 0 | 0 | 0 | 0 | 0 | 0 | 0 | 0 | 0 | 0 | 0
F4_Commercial_Interruptible - Health_New_Food Preparation_Natural Gas_Conveyor Oven_A_Achievable Technical Potential | F4 | Commercial | Interruptible - Health | New | Food Preparation | Natural Gas | Conveyor Oven | A | Incremental Energy Savings (MWh or mTherms) | Achievable Technical Potential | 0 | 0 | 0 | 0 | 0 | 0 | 0 | 0 | 0 | 0 | 0 | 0 | 0 | 0 | 0 | 0 | 0 | 0 | 0 | 0 | 0 | 0 | 0 | 0 | 0 | 0 | 0
F5_Commercial_Interruptible - Health_New_Food Preparation_Natural Gas_Conveyor Oven_A_Achievable Technical Potential | F5 | Commercial | Interruptible - Health | New | Food Preparation | Natural Gas | Conveyor Oven | A | Incremental Summer Peak Savings (MW) | Achievable Technical Potential | 0 | 0 | 0 | 0 | 0 | 0 | 0 | 0 | 0 | 0 | 0 | 0 | 0 | 0 | 0 | 0 | 0 | 0 | 0 | 0 | 0 | 0 | 0 | 0 | 0 | 0 | 0
F6_Commercial_Interruptible - Health_New_Food Preparation_Natural Gas_Conveyor Oven_A_Achievable Technical Potential | F6 | Commercial | Interruptible - Health | New | Food Preparation | Natural Gas | Conveyor Oven | A | Incremental Winter Peak Savings (MW) | Achievable Technical Potential | 0 | 0 | 0 | 0 | 0 | 0 | 0 | 0 | 0 | 0 | 0 | 0 | 0 | 0 | 0 | 0 | 0 | 0 | 0 | 0 | 0 | 0 | 0 | 0 | 0 | 0 | 0
F7_Commercial_Interruptible - Health_New_Food Preparation_Natural Gas_Conveyor Oven_A_Achievable Technical Potential | F7 | Commercial | Interruptible - Health | New | Food Preparation | Natural Gas | Conveyor Oven | A | Cumulative Energy Savings (MWh or mTherms) | Achievable Technical Potential | 0 | 0 | 0 | 0 | 0 | 0 | 0 | 0 | 0 | 0 | 0 | 0 | 0 | 0 | 0 | 0 | 0 | 0 | 0 | 0 | 0 | 0 | 0 | 0 | 0 | 0 | 0
F8_Commercial_Interruptible - Health_New_Food Preparation_Natural Gas_Conveyor Oven_A_Achievable Technical Potential | F8 | Commercial | Interruptible - Health | New | Food Preparation | Natural Gas | Conveyor Oven | A | Cumulative Summer Peak Savings (MW) | Achievable Technical Potential | 0 | 0 | 0 | 0 | 0 | 0 | 0 | 0 | 0 | 0 | 0 | 0 | 0 | 0 | 0 | 0 | 0 | 0 | 0 | 0 | 0 | 0 | 0 | 0 | 0 | 0 | 0
F9_Commercial_Interruptible - Health_New_Food Preparation_Natural Gas_Conveyor Oven_A_Achievable Technical Potential | F9 | Commercial | Interruptible - Health | New | Food Preparation | Natural Gas | Conveyor Oven | A | Cumulative Winter Peak Savings (MW) | Achievable Technical Potential | 0 | 0 | 0 | 0 | 0 | 0 | 0 | 0 | 0 | 0 | 0 | 0 | 0 | 0 | 0 | 0 | 0 | 0 | 0 | 0 | 0 | 0 | 0 | 0 | 0 | 0 | 0
F10_Commercial_Interruptible - Health_New_Food Preparation_Natural Gas_Conveyor Oven_A_Achievable Technical Potential | F10 | Commercial | Interruptible - Health | New | Food Preparation | Natural Gas | Conveyor Oven | A | Purchases (Incremental) | Achievable Technical Potential | 0 | 0 | 0 | 0 | 0 | 0 | 0 | 0 | 0 | 0 | 0 | 0 | 0 | 0 | 0 | 0 | 0 | 0 | 0 | 0 | 0 | 0 | 0 | 0 | 0 | 0 | 0
F11_Commercial_Interruptible - Health_New_Food Preparation_Natural Gas_Conveyor Oven_A_Achievable Technical Potential | F11 | Commercial | Interruptible - Health | New | Food Preparation | Natural Gas | Conveyor Oven | A | Purchases (Cumulative) | Achievable Technical Potential | 0 | 0 | 0 | 0 | 0 | 0 | 0 | 0 | 0 | 0 | 0 | 0 | 0 | 0 | 0 | 0 | 0 | 0 | 0 | 0 | 0 | 0 | 0 | 0 | 0 | 0 | 0
F1_Commercial_Interruptible - Health_New_Food Preparation_Natural Gas_Double Rack Oven_A_Achievable Technical Potential | F1 | Commercial | Interruptible - Health | New | Food Preparation | Natural Gas | Double Rack Oven | A | Integrated Unit Energy Savings (kWh or therms) | Achievable Technical Potential | 0 | 0 | 0 | 0 | 0 | 0 | 0 | 0 | 0 | 0 | 0 | 0 | 0 | 0 | 0 | 0 | 0 | 0 | 0 | 0 | 0 | 0 | 0 | 0 | 0 | 0 | 0
F2_Commercial_Interruptible - Health_New_Food Preparation_Natural Gas_Double Rack Oven_A_Achievable Technical Potential | F2 | Commercial | Interruptible - Health | New | Food Preparation | Natural Gas | Double Rack Oven | A | Integrated Unit Summer Peak Savings (kW) | Achievable Technical Potential | 0 | 0 | 0 | 0 | 0 | 0 | 0 | 0 | 0 | 0 | 0 | 0 | 0 | 0 | 0 | 0 | 0 | 0 | 0 | 0 | 0 | 0 | 0 | 0 | 0 | 0 | 0
F3_Commercial_Interruptible - Health_New_Food Preparation_Natural Gas_Double Rack Oven_A_Achievable Technical Potential | F3 | Commercial | Interruptible - Health | New | Food Preparation | Natural Gas | Double Rack Oven | A | Integrated Unit Winter Peak Savings (kW) | Achievable Technical Potential | 0 | 0 | 0 | 0 | 0 | 0 | 0 | 0 | 0 | 0 | 0 | 0 | 0 | 0 | 0 | 0 | 0 | 0 | 0 | 0 | 0 | 0 | 0 | 0 | 0 | 0 | 0
F4_Commercial_Interruptible - Health_New_Food Preparation_Natural Gas_Double Rack Oven_A_Achievable Technical Potential | F4 | Commercial | Interruptible - Health | New | Food Preparation | Natural Gas | Double Rack Oven | A | Incremental Energy Savings (MWh or mTherms) | Achievable Technical Potential | 0 | 0 | 0 | 0 | 0 | 0 | 0 | 0 | 0 | 0 | 0 | 0 | 0 | 0 | 0 | 0 | 0 | 0 | 0 | 0 | 0 | 0 | 0 | 0 | 0 | 0 | 0
F5_Commercial_Interruptible - Health_New_Food Preparation_Natural Gas_Double Rack Oven_A_Achievable Technical Potential | F5 | Commercial | Interruptible - Health | New | Food Preparation | Natural Gas | Double Rack Oven | A | Incremental Summer Peak Savings (MW) | Achievable Technical Potential | 0 | 0 | 0 | 0 | 0 | 0 | 0 | 0 | 0 | 0 | 0 | 0 | 0 | 0 | 0 | 0 | 0 | 0 | 0 | 0 | 0 | 0 | 0 | 0 | 0 | 0 | 0
F6_Commercial_Interruptible - Health_New_Food Preparation_Natural Gas_Double Rack Oven_A_Achievable Technical Potential | F6 | Commercial | Interruptible - Health | New | Food Preparation | Natural Gas | Double Rack Oven | A | Incremental Winter Peak Savings (MW) | Achievable Technical Potential | 0 | 0 | 0 | 0 | 0 | 0 | 0 | 0 | 0 | 0 | 0 | 0 | 0 | 0 | 0 | 0 | 0 | 0 | 0 | 0 | 0 | 0 | 0 | 0 | 0 | 0 | 0
F7_Commercial_Interruptible - Health_New_Food Preparation_Natural Gas_Double Rack Oven_A_Achievable Technical Potential | F7 | Commercial | Interruptible - Health | New | Food Preparation | Natural Gas | Double Rack Oven | A | Cumulative Energy Savings (MWh or mTherms) | Achievable Technical Potential | 0 | 0 | 0 | 0 | 0 | 0 | 0 | 0 | 0 | 0 | 0 | 0 | 0 | 0 | 0 | 0 | 0 | 0 | 0 | 0 | 0 | 0 | 0 | 0 | 0 | 0 | 0
F8_Commercial_Interruptible - Health_New_Food Preparation_Natural Gas_Double Rack Oven_A_Achievable Technical Potential | F8 | Commercial | Interruptible - Health | New | Food Preparation | Natural Gas | Double Rack Oven | A | Cumulative Summer Peak Savings (MW) | Achievable Technical Potential | 0 | 0 | 0 | 0 | 0 | 0 | 0 | 0 | 0 | 0 | 0 | 0 | 0 | 0 | 0 | 0 | 0 | 0 | 0 | 0 | 0 | 0 | 0 | 0 | 0 | 0 | 0
F9_Commercial_Interruptible - Health_New_Food Preparation_Natural Gas_Double Rack Oven_A_Achievable Technical Potential | F9 | Commercial | Interruptible - Health | New | Food Preparation | Natural Gas | Double Rack Oven | A | Cumulative Winter Peak Savings (MW) | Achievable Technical Potential | 0 | 0 | 0 | 0 | 0 | 0 | 0 | 0 | 0 | 0 | 0 | 0 | 0 | 0 | 0 | 0 | 0 | 0 | 0 | 0 | 0 | 0 | 0 | 0 | 0 | 0 | 0
F10_Commercial_Interruptible - Health_New_Food Preparation_Natural Gas_Double Rack Oven_A_Achievable Technical Potential | F10 | Commercial | Interruptible - Health | New | Food Preparation | Natural Gas | Double Rack Oven | A | Purchases (Incremental) | Achievable Technical Potential | 0 | 0 | 0 | 0 | 0 | 0 | 0 | 0 | 0 | 0 | 0 | 0 | 0 | 0 | 0 | 0 | 0 | 0 | 0 | 0 | 0 | 0 | 0 | 0 | 0 | 0 | 0
F11_Commercial_Interruptible - Health_New_Food Preparation_Natural Gas_Double Rack Oven_A_Achievable Technical Potential | F11 | Commercial | Interruptible - Health | New | Food Preparation | Natural Gas | Double Rack Oven | A | Purchases (Cumulative) | Achievable Technical Potential | 0 | 0 | 0 | 0 | 0 | 0 | 0 | 0 | 0 | 0 | 0 | 0 | 0 | 0 | 0 | 0 | 0 | 0 | 0 | 0 | 0 | 0 | 0 | 0 | 0 | 0 | 0
F1_Commercial_Interruptible - Health_New_Food Preparation_Natural Gas_Fryer_A_Achievable Technical Potential | F1 | Commercial | Interruptible - Health | New | Food Preparation | Natural Gas | Fryer | A | Integrated Unit Energy Savings (kWh or therms) | Achievable Technical Potential | 0 | 0 | 0 | 0 | 0 | 0 | 0 | 0 | 0 | 0 | 0 | 0 | 0 | 0 | 0 | 0 | 0 | 0 | 0 | 0 | 0 | 0 | 0 | 0 | 0 | 0 | 0
F2_Commercial_Interruptible - Health_New_Food Preparation_Natural Gas_Fryer_A_Achievable Technical Potential | F2 | Commercial | Interruptible - Health | New | Food Preparation | Natural Gas | Fryer | A | Integrated Unit Summer Peak Savings (kW) | Achievable Technical Potential | 0 | 0 | 0 | 0 | 0 | 0 | 0 | 0 | 0 | 0 | 0 | 0 | 0 | 0 | 0 | 0 | 0 | 0 | 0 | 0 | 0 | 0 | 0 | 0 | 0 | 0 | 0
F3_Commercial_Interruptible - Health_New_Food Preparation_Natural Gas_Fryer_A_Achievable Technical Potential | F3 | Commercial | Interruptible - Health | New | Food Preparation | Natural Gas | Fryer | A | Integrated Unit Winter Peak Savings (kW) | Achievable Technical Potential | 0 | 0 | 0 | 0 | 0 | 0 | 0 | 0 | 0 | 0 | 0 | 0 | 0 | 0 | 0 | 0 | 0 | 0 | 0 | 0 | 0 | 0 | 0 | 0 | 0 | 0 | 0
F4_Commercial_Interruptible - Health_New_Food Preparation_Natural Gas_Fryer_A_Achievable Technical Potential | F4 | Commercial | Interruptible - Health | New | Food Preparation | Natural Gas | Fryer | A | Incremental Energy Savings (MWh or mTherms) | Achievable Technical Potential | 0 | 0 | 0 | 0 | 0 | 0 | 0 | 0 | 0 | 0 | 0 | 0 | 0 | 0 | 0 | 0 | 0 | 0 | 0 | 0 | 0 | 0 | 0 | 0 | 0 | 0 | 0
F5_Commercial_Interruptible - Health_New_Food Preparation_Natural Gas_Fryer_A_Achievable Technical Potential | F5 | Commercial | Interruptible - Health | New | Food Preparation | Natural Gas | Fryer | A | Incremental Summer Peak Savings (MW) | Achievable Technical Potential | 0 | 0 | 0 | 0 | 0 | 0 | 0 | 0 | 0 | 0 | 0 | 0 | 0 | 0 | 0 | 0 | 0 | 0 | 0 | 0 | 0 | 0 | 0 | 0 | 0 | 0 | 0
F6_Commercial_Interruptible - Health_New_Food Preparation_Natural Gas_Fryer_A_Achievable Technical Potential | F6 | Commercial | Interruptible - Health | New | Food Preparation | Natural Gas | Fryer | A | Incremental Winter Peak Savings (MW) | Achievable Technical Potential | 0 | 0 | 0 | 0 | 0 | 0 | 0 | 0 | 0 | 0 | 0 | 0 | 0 | 0 | 0 | 0 | 0 | 0 | 0 | 0 | 0 | 0 | 0 | 0 | 0 | 0 | 0
F7_Commercial_Interruptible - Health_New_Food Preparation_Natural Gas_Fryer_A_Achievable Technical Potential | F7 | Commercial | Interruptible - Health | New | Food Preparation | Natural Gas | Fryer | A | Cumulative Energy Savings (MWh or mTherms) | Achievable Technical Potential | 0 | 0 | 0 | 0 | 0 | 0 | 0 | 0 | 0 | 0 | 0 | 0 | 0 | 0 | 0 | 0 | 0 | 0 | 0 | 0 | 0 | 0 | 0 | 0 | 0 | 0 | 0
F8_Commercial_Interruptible - Health_New_Food Preparation_Natural Gas_Fryer_A_Achievable Technical Potential | F8 | Commercial | Interruptible - Health | New | Food Preparation | Natural Gas | Fryer | A | Cumulative Summer Peak Savings (MW) | Achievable Technical Potential | 0 | 0 | 0 | 0 | 0 | 0 | 0 | 0 | 0 | 0 | 0 | 0 | 0 | 0 | 0 | 0 | 0 | 0 | 0 | 0 | 0 | 0 | 0 | 0 | 0 | 0 | 0
F9_Commercial_Interruptible - Health_New_Food Preparation_Natural Gas_Fryer_A_Achievable Technical Potential | F9 | Commercial | Interruptible - Health | New | Food Preparation | Natural Gas | Fryer | A | Cumulative Winter Peak Savings (MW) | Achievable Technical Potential | 0 | 0 | 0 | 0 | 0 | 0 | 0 | 0 | 0 | 0 | 0 | 0 | 0 | 0 | 0 | 0 | 0 | 0 | 0 | 0 | 0 | 0 | 0 | 0 | 0 | 0 | 0
F10_Commercial_Interruptible - Health_New_Food Preparation_Natural Gas_Fryer_A_Achievable Technical Potential | F10 | Commercial | Interruptible - Health | New | Food Preparation | Natural Gas | Fryer | A | Purchases (Incremental) | Achievable Technical Potential | 0 | 0 | 0 | 0 | 0 | 0 | 0 | 0 | 0 | 0 | 0 | 0 | 0 | 0 | 0 | 0 | 0 | 0 | 0 | 0 | 0 | 0 | 0 | 0 | 0 | 0 | 0
F11_Commercial_Interruptible - Health_New_Food Preparation_Natural Gas_Fryer_A_Achievable Technical Potential | F11 | Commercial | Interruptible - Health | New | Food Preparation | Natural Gas | Fryer | A | Purchases (Cumulative) | Achievable Technical Potential | 0 | 0 | 0 | 0 | 0 | 0 | 0 | 0 | 0 | 0 | 0 | 0 | 0 | 0 | 0 | 0 | 0 | 0 | 0 | 0 | 0 | 0 | 0 | 0 | 0 | 0 | 0
F1_Commercial_Interruptible - Health_New_Food Preparation_Natural Gas_Broiler_A_Achievable Technical Potential | F1 | Commercial | Interruptible - Health | New | Food Preparation | Natural Gas | Broiler | A | Integrated Unit Energy Savings (kWh or therms) | Achievable Technical Potential | 0 | 0 | 0 | 0 | 0 | 0 | 0 | 0 | 0 | 0 | 0 | 0 | 0 | 0 | 0 | 0 | 0 | 0 | 0 | 0 | 0 | 0 | 0 | 0 | 0 | 0 | 0
F2_Commercial_Interruptible - Health_New_Food Preparation_Natural Gas_Broiler_A_Achievable Technical Potential | F2 | Commercial | Interruptible - Health | New | Food Preparation | Natural Gas | Broiler | A | Integrated Unit Summer Peak Savings (kW) | Achievable Technical Potential | 0 | 0 | 0 | 0 | 0 | 0 | 0 | 0 | 0 | 0 | 0 | 0 | 0 | 0 | 0 | 0 | 0 | 0 | 0 | 0 | 0 | 0 | 0 | 0 | 0 | 0 | 0
F3_Commercial_Interruptible - Health_New_Food Preparation_Natural Gas_Broiler_A_Achievable Technical Potential | F3 | Commercial | Interruptible - Health | New | Food Preparation | Natural Gas | Broiler | A | Integrated Unit Winter Peak Savings (kW) | Achievable Technical Potential | 0 | 0 | 0 | 0 | 0 | 0 | 0 | 0 | 0 | 0 | 0 | 0 | 0 | 0 | 0 | 0 | 0 | 0 | 0 | 0 | 0 | 0 | 0 | 0 | 0 | 0 | 0
F4_Commercial_Interruptible - Health_New_Food Preparation_Natural Gas_Broiler_A_Achievable Technical Potential | F4 | Commercial | Interruptible - Health | New | Food Preparation | Natural Gas | Broiler | A | Incremental Energy Savings (MWh or mTherms) | Achievable Technical Potential | 0 | 0 | 0 | 0 | 0 | 0 | 0 | 0 | 0 | 0 | 0 | 0 | 0 | 0 | 0 | 0 | 0 | 0 | 0 | 0 | 0 | 0 | 0 | 0 | 0 | 0 | 0
F5_Commercial_Interruptible - Health_New_Food Preparation_Natural Gas_Broiler_A_Achievable Technical Potential | F5 | Commercial | Interruptible - Health | New | Food Preparation | Natural Gas | Broiler | A | Incremental Summer Peak Savings (MW) | Achievable Technical Potential | 0 | 0 | 0 | 0 | 0 | 0 | 0 | 0 | 0 | 0 | 0 | 0 | 0 | 0 | 0 | 0 | 0 | 0 | 0 | 0 | 0 | 0 | 0 | 0 | 0 | 0 | 0
F6_Commercial_Interruptible - Health_New_Food Preparation_Natural Gas_Broiler_A_Achievable Technical Potential | F6 | Commercial | Interruptible - Health | New | Food Preparation | Natural Gas | Broiler | A | Incremental Winter Peak Savings (MW) | Achievable Technical Potential | 0 | 0 | 0 | 0 | 0 | 0 | 0 | 0 | 0 | 0 | 0 | 0 | 0 | 0 | 0 | 0 | 0 | 0 | 0 | 0 | 0 | 0 | 0 | 0 | 0 | 0 | 0
F7_Commercial_Interruptible - Health_New_Food Preparation_Natural Gas_Broiler_A_Achievable Technical Potential | F7 | Commercial | Interruptible - Health | New | Food Preparation | Natural Gas | Broiler | A | Cumulative Energy Savings (MWh or mTherms) | Achievable Technical Potential | 0 | 0 | 0 | 0 | 0 | 0 | 0 | 0 | 0 | 0 | 0 | 0 | 0 | 0 | 0 | 0 | 0 | 0 | 0 | 0 | 0 | 0 | 0 | 0 | 0 | 0 | 0
F8_Commercial_Interruptible - Health_New_Food Preparation_Natural Gas_Broiler_A_Achievable Technical Potential | F8 | Commercial | Interruptible - Health | New | Food Preparation | Natural Gas | Broiler | A | Cumulative Summer Peak Savings (MW) | Achievable Technical Potential | 0 | 0 | 0 | 0 | 0 | 0 | 0 | 0 | 0 | 0 | 0 | 0 | 0 | 0 | 0 | 0 | 0 | 0 | 0 | 0 | 0 | 0 | 0 | 0 | 0 | 0 | 0
F9_Commercial_Interruptible - Health_New_Food Preparation_Natural Gas_Broiler_A_Achievable Technical Potential | F9 | Commercial | Interruptible - Health | New | Food Preparation | Natural Gas | Broiler | A | Cumulative Winter Peak Savings (MW) | Achievable Technical Potential | 0 | 0 | 0 | 0 | 0 | 0 | 0 | 0 | 0 | 0 | 0 | 0 | 0 | 0 | 0 | 0 | 0 | 0 | 0 | 0 | 0 | 0 | 0 | 0 | 0 | 0 | 0
F10_Commercial_Interruptible - Health_New_Food Preparation_Natural Gas_Broiler_A_Achievable Technical Potential | F10 | Commercial | Interruptible - Health | New | Food Preparation | Natural Gas | Broiler | A | Purchases (Incremental) | Achievable Technical Potential | 0 | 0 | 0 | 0 | 0 | 0 | 0 | 0 | 0 | 0 | 0 | 0 | 0 | 0 | 0 | 0 | 0 | 0 | 0 | 0 | 0 | 0 | 0 | 0 | 0 | 0 | 0
F11_Commercial_Interruptible - Health_New_Food Preparation_Natural Gas_Broiler_A_Achievable Technical Potential | F11 | Commercial | Interruptible - Health | New | Food Preparation | Natural Gas | Broiler | A | Purchases (Cumulative) | Achievable Technical Potential | 0 | 0 | 0 | 0 | 0 | 0 | 0 | 0 | 0 | 0 | 0 | 0 | 0 | 0 | 0 | 0 | 0 | 0 | 0 | 0 | 0 | 0 | 0 | 0 | 0 | 0 | 0
F1_Commercial_Interruptible - Health_New_Food Preparation_Natural Gas_Griddle_A_Achievable Technical Potential | F1 | Commercial | Interruptible - Health | New | Food Preparation | Natural Gas | Griddle | A | Integrated Unit Energy Savings (kWh or therms) | Achievable Technical Potential | 0 | 0 | 0 | 0 | 0 | 0 | 0 | 0 | 0 | 0 | 0 | 0 | 0 | 0 | 0 | 0 | 0 | 0 | 0 | 0 | 0 | 0 | 0 | 0 | 0 | 0 | 0
F2_Commercial_Interruptible - Health_New_Food Preparation_Natural Gas_Griddle_A_Achievable Technical Potential | F2 | Commercial | Interruptible - Health | New | Food Preparation | Natural Gas | Griddle | A | Integrated Unit Summer Peak Savings (kW) | Achievable Technical Potential | 0 | 0 | 0 | 0 | 0 | 0 | 0 | 0 | 0 | 0 | 0 | 0 | 0 | 0 | 0 | 0 | 0 | 0 | 0 | 0 | 0 | 0 | 0 | 0 | 0 | 0 | 0
F3_Commercial_Interruptible - Health_New_Food Preparation_Natural Gas_Griddle_A_Achievable Technical Potential | F3 | Commercial | Interruptible - Health | New | Food Preparation | Natural Gas | Griddle | A | Integrated Unit Winter Peak Savings (kW) | Achievable Technical Potential | 0 | 0 | 0 | 0 | 0 | 0 | 0 | 0 | 0 | 0 | 0 | 0 | 0 | 0 | 0 | 0 | 0 | 0 | 0 | 0 | 0 | 0 | 0 | 0 | 0 | 0 | 0
F4_Commercial_Interruptible - Health_New_Food Preparation_Natural Gas_Griddle_A_Achievable Technical Potential | F4 | Commercial | Interruptible - Health | New | Food Preparation | Natural Gas | Griddle | A | Incremental Energy Savings (MWh or mTherms) | Achievable Technical Potential | 0 | 0 | 0 | 0 | 0 | 0 | 0 | 0 | 0 | 0 | 0 | 0 | 0 | 0 | 0 | 0 | 0 | 0 | 0 | 0 | 0 | 0 | 0 | 0 | 0 | 0 | 0
F5_Commercial_Interruptible - Health_New_Food Preparation_Natural Gas_Griddle_A_Achievable Technical Potential | F5 | Commercial | Interruptible - Health | New | Food Preparation | Natural Gas | Griddle | A | Incremental Summer Peak Savings (MW) | Achievable Technical Potential | 0 | 0 | 0 | 0 | 0 | 0 | 0 | 0 | 0 | 0 | 0 | 0 | 0 | 0 | 0 | 0 | 0 | 0 | 0 | 0 | 0 | 0 | 0 | 0 | 0 | 0 | 0
F6_Commercial_Interruptible - Health_New_Food Preparation_Natural Gas_Griddle_A_Achievable Technical Potential | F6 | Commercial | Interruptible - Health | New | Food Preparation | Natural Gas | Griddle | A | Incremental Winter Peak Savings (MW) | Achievable Technical Potential | 0 | 0 | 0 | 0 | 0 | 0 | 0 | 0 | 0 | 0 | 0 | 0 | 0 | 0 | 0 | 0 | 0 | 0 | 0 | 0 | 0 | 0 | 0 | 0 | 0 | 0 | 0
F7_Commercial_Interruptible - Health_New_Food Preparation_Natural Gas_Griddle_A_Achievable Technical Potential | F7 | Commercial | Interruptible - Health | New | Food Preparation | Natural Gas | Griddle | A | Cumulative Energy Savings (MWh or mTherms) | Achievable Technical Potential | 0 | 0 | 0 | 0 | 0 | 0 | 0 | 0 | 0 | 0 | 0 | 0 | 0 | 0 | 0 | 0 | 0 | 0 | 0 | 0 | 0 | 0 | 0 | 0 | 0 | 0 | 0
F8_Commercial_Interruptible - Health_New_Food Preparation_Natural Gas_Griddle_A_Achievable Technical Potential | F8 | Commercial | Interruptible - Health | New | Food Preparation | Natural Gas | Griddle | A | Cumulative Summer Peak Savings (MW) | Achievable Technical Potential | 0 | 0 | 0 | 0 | 0 | 0 | 0 | 0 | 0 | 0 | 0 | 0 | 0 | 0 | 0 | 0 | 0 | 0 | 0 | 0 | 0 | 0 | 0 | 0 | 0 | 0 | 0
F9_Commercial_Interruptible - Health_New_Food Preparation_Natural Gas_Griddle_A_Achievable Technical Potential | F9 | Commercial | Interruptible - Health | New | Food Preparation | Natural Gas | Griddle | A | Cumulative Winter Peak Savings (MW) | Achievable Technical Potential | 0 | 0 | 0 | 0 | 0 | 0 | 0 | 0 | 0 | 0 | 0 | 0 | 0 | 0 | 0 | 0 | 0 | 0 | 0 | 0 | 0 | 0 | 0 | 0 | 0 | 0 | 0
F10_Commercial_Interruptible - Health_New_Food Preparation_Natural Gas_Griddle_A_Achievable Technical Potential | F10 | Commercial | Interruptible - Health | New | Food Preparation | Natural Gas | Griddle | A | Purchases (Incremental) | Achievable Technical Potential | 0 | 0 | 0 | 0 | 0 | 0 | 0 | 0 | 0 | 0 | 0 | 0 | 0 | 0 | 0 | 0 | 0 | 0 | 0 | 0 | 0 | 0 | 0 | 0 | 0 | 0 | 0
F11_Commercial_Interruptible - Health_New_Food Preparation_Natural Gas_Griddle_A_Achievable Technical Potential | F11 | Commercial | Interruptible - Health | New | Food Preparation | Natural Gas | Griddle | A | Purchases (Cumulative) | Achievable Technical Potential | 0 | 0 | 0 | 0 | 0 | 0 | 0 | 0 | 0 | 0 | 0 | 0 | 0 | 0 | 0 | 0 | 0 | 0 | 0 | 0 | 0 | 0 | 0 | 0 | 0 | 0 | 0
F1_Commercial_Interruptible - Health_New_Food Preparation_Natural Gas_Range_A_Achievable Technical Potential | F1 | Commercial | Interruptible - Health | New | Food Preparation | Natural Gas | Range | A | Integrated Unit Energy Savings (kWh or therms) | Achievable Technical Potential | 0 | 0 | 0 | 0 | 0 | 0 | 0 | 0 | 0 | 0 | 0 | 0 | 0 | 0 | 0 | 0 | 0 | 0 | 0 | 0 | 0 | 0 | 0 | 0 | 0 | 0 | 0
F2_Commercial_Interruptible - Health_New_Food Preparation_Natural Gas_Range_A_Achievable Technical Potential | F2 | Commercial | Interruptible - Health | New | Food Preparation | Natural Gas | Range | A | Integrated Unit Summer Peak Savings (kW) | Achievable Technical Potential | 0 | 0 | 0 | 0 | 0 | 0 | 0 | 0 | 0 | 0 | 0 | 0 | 0 | 0 | 0 | 0 | 0 | 0 | 0 | 0 | 0 | 0 | 0 | 0 | 0 | 0 | 0
F3_Commercial_Interruptible - Health_New_Food Preparation_Natural Gas_Range_A_Achievable Technical Potential | F3 | Commercial | Interruptible - Health | New | Food Preparation | Natural Gas | Range | A | Integrated Unit Winter Peak Savings (kW) | Achievable Technical Potential | 0 | 0 | 0 | 0 | 0 | 0 | 0 | 0 | 0 | 0 | 0 | 0 | 0 | 0 | 0 | 0 | 0 | 0 | 0 | 0 | 0 | 0 | 0 | 0 | 0 | 0 | 0
F4_Commercial_Interruptible - Health_New_Food Preparation_Natural Gas_Range_A_Achievable Technical Potential | F4 | Commercial | Interruptible - Health | New | Food Preparation | Natural Gas | Range | A | Incremental Energy Savings (MWh or mTherms) | Achievable Technical Potential | 0 | 0 | 0 | 0 | 0 | 0 | 0 | 0 | 0 | 0 | 0 | 0 | 0 | 0 | 0 | 0 | 0 | 0 | 0 | 0 | 0 | 0 | 0 | 0 | 0 | 0 | 0
F5_Commercial_Interruptible - Health_New_Food Preparation_Natural Gas_Range_A_Achievable Technical Potential | F5 | Commercial | Interruptible - Health | New | Food Preparation | Natural Gas | Range | A | Incremental Summer Peak Savings (MW) | Achievable Technical Potential | 0 | 0 | 0 | 0 | 0 | 0 | 0 | 0 | 0 | 0 | 0 | 0 | 0 | 0 | 0 | 0 | 0 | 0 | 0 | 0 | 0 | 0 | 0 | 0 | 0 | 0 | 0
F6_Commercial_Interruptible - Health_New_Food Preparation_Natural Gas_Range_A_Achievable Technical Potential | F6 | Commercial | Interruptible - Health | New | Food Preparation | Natural Gas | Range | A | Incremental Winter Peak Savings (MW) | Achievable Technical Potential | 0 | 0 | 0 | 0 | 0 | 0 | 0 | 0 | 0 | 0 | 0 | 0 | 0 | 0 | 0 | 0 | 0 | 0 | 0 | 0 | 0 | 0 | 0 | 0 | 0 | 0 | 0
F7_Commercial_Interruptible - Health_New_Food Preparation_Natural Gas_Range_A_Achievable Technical Potential | F7 | Commercial | Interruptible - Health | New | Food Preparation | Natural Gas | Range | A | Cumulative Energy Savings (MWh or mTherms) | Achievable Technical Potential | 0 | 0 | 0 | 0 | 0 | 0 | 0 | 0 | 0 | 0 | 0 | 0 | 0 | 0 | 0 | 0 | 0 | 0 | 0 | 0 | 0 | 0 | 0 | 0 | 0 | 0 | 0
F8_Commercial_Interruptible - Health_New_Food Preparation_Natural Gas_Range_A_Achievable Technical Potential | F8 | Commercial | Interruptible - Health | New | Food Preparation | Natural Gas | Range | A | Cumulative Summer Peak Savings (MW) | Achievable Technical Potential | 0 | 0 | 0 | 0 | 0 | 0 | 0 | 0 | 0 | 0 | 0 | 0 | 0 | 0 | 0 | 0 | 0 | 0 | 0 | 0 | 0 | 0 | 0 | 0 | 0 | 0 | 0
F9_Commercial_Interruptible - Health_New_Food Preparation_Natural Gas_Range_A_Achievable Technical Potential | F9 | Commercial | Interruptible - Health | New | Food Preparation | Natural Gas | Range | A | Cumulative Winter Peak Savings (MW) | Achievable Technical Potential | 0 | 0 | 0 | 0 | 0 | 0 | 0 | 0 | 0 | 0 | 0 | 0 | 0 | 0 | 0 | 0 | 0 | 0 | 0 | 0 | 0 | 0 | 0 | 0 | 0 | 0 | 0
F10_Commercial_Interruptible - Health_New_Food Preparation_Natural Gas_Range_A_Achievable Technical Potential | F10 | Commercial | Interruptible - Health | New | Food Preparation | Natural Gas | Range | A | Purchases (Incremental) | Achievable Technical Potential | 0 | 0 | 0 | 0 | 0 | 0 | 0 | 0 | 0 | 0 | 0 | 0 | 0 | 0 | 0 | 0 | 0 | 0 | 0 | 0 | 0 | 0 | 0 | 0 | 0 | 0 | 0
F11_Commercial_Interruptible - Health_New_Food Preparation_Natural Gas_Range_A_Achievable Technical Potential | F11 | Commercial | Interruptible - Health | New | Food Preparation | Natural Gas | Range | A | Purchases (Cumulative) | Achievable Technical Potential | 0 | 0 | 0 | 0 | 0 | 0 | 0 | 0 | 0 | 0 | 0 | 0 | 0 | 0 | 0 | 0 | 0 | 0 | 0 | 0 | 0 | 0 | 0 | 0 | 0 | 0 | 0
F1_Commercial_Interruptible - Health_New_Food Preparation_Natural Gas_Steamer_A_Achievable Technical Potential | F1 | Commercial | Interruptible - Health | New | Food Preparation | Natural Gas | Steamer | A | Integrated Unit Energy Savings (kWh or therms) | Achievable Technical Potential | 0 | 0 | 0 | 0 | 0 | 0 | 0 | 0 | 0 | 0 | 0 | 0 | 0 | 0 | 0 | 0 | 0 | 0 | 0 | 0 | 0 | 0 | 0 | 0 | 0 | 0 | 0
F2_Commercial_Interruptible - Health_New_Food Preparation_Natural Gas_Steamer_A_Achievable Technical Potential | F2 | Commercial | Interruptible - Health | New | Food Preparation | Natural Gas | Steamer | A | Integrated Unit Summer Peak Savings (kW) | Achievable Technical Potential | 0 | 0 | 0 | 0 | 0 | 0 | 0 | 0 | 0 | 0 | 0 | 0 | 0 | 0 | 0 | 0 | 0 | 0 | 0 | 0 | 0 | 0 | 0 | 0 | 0 | 0 | 0
F3_Commercial_Interruptible - Health_New_Food Preparation_Natural Gas_Steamer_A_Achievable Technical Potential | F3 | Commercial | Interruptible - Health | New | Food Preparation | Natural Gas | Steamer | A | Integrated Unit Winter Peak Savings (kW) | Achievable Technical Potential | 0 | 0 | 0 | 0 | 0 | 0 | 0 | 0 | 0 | 0 | 0 | 0 | 0 | 0 | 0 | 0 | 0 | 0 | 0 | 0 | 0 | 0 | 0 | 0 | 0 | 0 | 0
F4_Commercial_Interruptible - Health_New_Food Preparation_Natural Gas_Steamer_A_Achievable Technical Potential | F4 | Commercial | Interruptible - Health | New | Food Preparation | Natural Gas | Steamer | A | Incremental Energy Savings (MWh or mTherms) | Achievable Technical Potential | 0 | 0 | 0 | 0 | 0 | 0 | 0 | 0 | 0 | 0 | 0 | 0 | 0 | 0 | 0 | 0 | 0 | 0 | 0 | 0 | 0 | 0 | 0 | 0 | 0 | 0 | 0
F5_Commercial_Interruptible - Health_New_Food Preparation_Natural Gas_Steamer_A_Achievable Technical Potential | F5 | Commercial | Interruptible - Health | New | Food Preparation | Natural Gas | Steamer | A | Incremental Summer Peak Savings (MW) | Achievable Technical Potential | 0 | 0 | 0 | 0 | 0 | 0 | 0 | 0 | 0 | 0 | 0 | 0 | 0 | 0 | 0 | 0 | 0 | 0 | 0 | 0 | 0 | 0 | 0 | 0 | 0 | 0 | 0
F6_Commercial_Interruptible - Health_New_Food Preparation_Natural Gas_Steamer_A_Achievable Technical Potential | F6 | Commercial | Interruptible - Health | New | Food Preparation | Natural Gas | Steamer | A | Incremental Winter Peak Savings (MW) | Achievable Technical Potential | 0 | 0 | 0 | 0 | 0 | 0 | 0 | 0 | 0 | 0 | 0 | 0 | 0 | 0 | 0 | 0 | 0 | 0 | 0 | 0 | 0 | 0 | 0 | 0 | 0 | 0 | 0
F7_Commercial_Interruptible - Health_New_Food Preparation_Natural Gas_Steamer_A_Achievable Technical Potential | F7 | Commercial | Interruptible - Health | New | Food Preparation | Natural Gas | Steamer | A | Cumulative Energy Savings (MWh or mTherms) | Achievable Technical Potential | 0 | 0 | 0 | 0 | 0 | 0 | 0 | 0 | 0 | 0 | 0 | 0 | 0 | 0 | 0 | 0 | 0 | 0 | 0 | 0 | 0 | 0 | 0 | 0 | 0 | 0 | 0
F8_Commercial_Interruptible - Health_New_Food Preparation_Natural Gas_Steamer_A_Achievable Technical Potential | F8 | Commercial | Interruptible - Health | New | Food Preparation | Natural Gas | Steamer | A | Cumulative Summer Peak Savings (MW) | Achievable Technical Potential | 0 | 0 | 0 | 0 | 0 | 0 | 0 | 0 | 0 | 0 | 0 | 0 | 0 | 0 | 0 | 0 | 0 | 0 | 0 | 0 | 0 | 0 | 0 | 0 | 0 | 0 | 0
F9_Commercial_Interruptible - Health_New_Food Preparation_Natural Gas_Steamer_A_Achievable Technical Potential | F9 | Commercial | Interruptible - Health | New | Food Preparation | Natural Gas | Steamer | A | Cumulative Winter Peak Savings (MW) | Achievable Technical Potential | 0 | 0 | 0 | 0 | 0 | 0 | 0 | 0 | 0 | 0 | 0 | 0 | 0 | 0 | 0 | 0 | 0 | 0 | 0 | 0 | 0 | 0 | 0 | 0 | 0 | 0 | 0
F10_Commercial_Interruptible - Health_New_Food Preparation_Natural Gas_Steamer_A_Achievable Technical Potential | F10 | Commercial | Interruptible - Health | New | Food Preparation | Natural Gas | Steamer | A | Purchases (Incremental) | Achievable Technical Potential | 0 | 0 | 0 | 0 | 0 | 0 | 0 | 0 | 0 | 0 | 0 | 0 | 0 | 0 | 0 | 0 | 0 | 0 | 0 | 0 | 0 | 0 | 0 | 0 | 0 | 0 | 0
F11_Commercial_Interruptible - Health_New_Food Preparation_Natural Gas_Steamer_A_Achievable Technical Potential | F11 | Commercial | Interruptible - Health | New | Food Preparation | Natural Gas | Steamer | A | Purchases (Cumulative) | Achievable Technical Potential | 0 | 0 | 0 | 0 | 0 | 0 | 0 | 0 | 0 | 0 | 0 | 0 | 0 | 0 | 0 | 0 | 0 | 0 | 0 | 0 | 0 | 0 | 0 | 0 | 0 | 0 | 0
F1_Commercial_Interruptible - Health_New_Food Preparation_Natural Gas_Commercial Food Prep Other_A_Achievable Technical Potential | F1 | Commercial | Interruptible - Health | New | Food Preparation | Natural Gas | Commercial Food Prep Other | A | Integrated Unit Energy Savings (kWh or therms) | Achievable Technical Potential | 0 | 0 | 0 | 0 | 0 | 0 | 0 | 0 | 0 | 0 | 0 | 0 | 0 | 0 | 0 | 0 | 0 | 0 | 0 | 0 | 0 | 0 | 0 | 0 | 0 | 0 | 0
F2_Commercial_Interruptible - Health_New_Food Preparation_Natural Gas_Commercial Food Prep Other_A_Achievable Technical Potential | F2 | Commercial | Interruptible - Health | New | Food Preparation | Natural Gas | Commercial Food Prep Other | A | Integrated Unit Summer Peak Savings (kW) | Achievable Technical Potential | 0 | 0 | 0 | 0 | 0 | 0 | 0 | 0 | 0 | 0 | 0 | 0 | 0 | 0 | 0 | 0 | 0 | 0 | 0 | 0 | 0 | 0 | 0 | 0 | 0 | 0 | 0
F3_Commercial_Interruptible - Health_New_Food Preparation_Natural Gas_Commercial Food Prep Other_A_Achievable Technical Potential | F3 | Commercial | Interruptible - Health | New | Food Preparation | Natural Gas | Commercial Food Prep Other | A | Integrated Unit Winter Peak Savings (kW) | Achievable Technical Potential | 0 | 0 | 0 | 0 | 0 | 0 | 0 | 0 | 0 | 0 | 0 | 0 | 0 | 0 | 0 | 0 | 0 | 0 | 0 | 0 | 0 | 0 | 0 | 0 | 0 | 0 | 0
F4_Commercial_Interruptible - Health_New_Food Preparation_Natural Gas_Commercial Food Prep Other_A_Achievable Technical Potential | F4 | Commercial | Interruptible - Health | New | Food Preparation | Natural Gas | Commercial Food Prep Other | A | Incremental Energy Savings (MWh or mTherms) | Achievable Technical Potential | 0 | 0 | 0 | 0 | 0 | 0 | 0 | 0 | 0 | 0 | 0 | 0 | 0 | 0 | 0 | 0 | 0 | 0 | 0 | 0 | 0 | 0 | 0 | 0 | 0 | 0 | 0
F5_Commercial_Interruptible - Health_New_Food Preparation_Natural Gas_Commercial Food Prep Other_A_Achievable Technical Potential | F5 | Commercial | Interruptible - Health | New | Food Preparation | Natural Gas | Commercial Food Prep Other | A | Incremental Summer Peak Savings (MW) | Achievable Technical Potential | 0 | 0 | 0 | 0 | 0 | 0 | 0 | 0 | 0 | 0 | 0 | 0 | 0 | 0 | 0 | 0 | 0 | 0 | 0 | 0 | 0 | 0 | 0 | 0 | 0 | 0 | 0
F6_Commercial_Interruptible - Health_New_Food Preparation_Natural Gas_Commercial Food Prep Other_A_Achievable Technical Potential | F6 | Commercial | Interruptible - Health | New | Food Preparation | Natural Gas | Commercial Food Prep Other | A | Incremental Winter Peak Savings (MW) | Achievable Technical Potential | 0 | 0 | 0 | 0 | 0 | 0 | 0 | 0 | 0 | 0 | 0 | 0 | 0 | 0 | 0 | 0 | 0 | 0 | 0 | 0 | 0 | 0 | 0 | 0 | 0 | 0 | 0
F7_Commercial_Interruptible - Health_New_Food Preparation_Natural Gas_Commercial Food Prep Other_A_Achievable Technical Potential | F7 | Commercial | Interruptible - Health | New | Food Preparation | Natural Gas | Commercial Food Prep Other | A | Cumulative Energy Savings (MWh or mTherms) | Achievable Technical Potential | 0 | 0 | 0 | 0 | 0 | 0 | 0 | 0 | 0 | 0 | 0 | 0 | 0 | 0 | 0 | 0 | 0 | 0 | 0 | 0 | 0 | 0 | 0 | 0 | 0 | 0 | 0
F8_Commercial_Interruptible - Health_New_Food Preparation_Natural Gas_Commercial Food Prep Other_A_Achievable Technical Potential | F8 | Commercial | Interruptible - Health | New | Food Preparation | Natural Gas | Commercial Food Prep Other | A | Cumulative Summer Peak Savings (MW) | Achievable Technical Potential | 0 | 0 | 0 | 0 | 0 | 0 | 0 | 0 | 0 | 0 | 0 | 0 | 0 | 0 | 0 | 0 | 0 | 0 | 0 | 0 | 0 | 0 | 0 | 0 | 0 | 0 | 0
F9_Commercial_Interruptible - Health_New_Food Preparation_Natural Gas_Commercial Food Prep Other_A_Achievable Technical Potential | F9 | Commercial | Interruptible - Health | New | Food Preparation | Natural Gas | Commercial Food Prep Other | A | Cumulative Winter Peak Savings (MW) | Achievable Technical Potential | 0 | 0 | 0 | 0 | 0 | 0 | 0 | 0 | 0 | 0 | 0 | 0 | 0 | 0 | 0 | 0 | 0 | 0 | 0 | 0 | 0 | 0 | 0 | 0 | 0 | 0 | 0
F10_Commercial_Interruptible - Health_New_Food Preparation_Natural Gas_Commercial Food Prep Other_A_Achievable Technical Potential | F10 | Commercial | Interruptible - Health | New | Food Preparation | Natural Gas | Commercial Food Prep Other | A | Purchases (Incremental) | Achievable Technical Potential | 0 | 0 | 0 | 0 | 0 | 0 | 0 | 0 | 0 | 0 | 0 | 0 | 0 | 0 | 0 | 0 | 0 | 0 | 0 | 0 | 0 | 0 | 0 | 0 | 0 | 0 | 0
F11_Commercial_Interruptible - Health_New_Food Preparation_Natural Gas_Commercial Food Prep Other_A_Achievable Technical Potential | F11 | Commercial | Interruptible - Health | New | Food Preparation | Natural Gas | Commercial Food Prep Other | A | Purchases (Cumulative) | Achievable Technical Potential | 0 | 0 | 0 | 0 | 0 | 0 | 0 | 0 | 0 | 0 | 0 | 0 | 0 | 0 | 0 | 0 | 0 | 0 | 0 | 0 | 0 | 0 | 0 | 0 | 0 | 0 | 0
F1_Commercial_Interruptible - Health_New_Miscellaneous_Natural Gas_Pool Heater_A_Achievable Technical Potential | F1 | Commercial | Interruptible - Health | New | Miscellaneous | Natural Gas | Pool Heater | A | Integrated Unit Energy Savings (kWh or therms) | Achievable Technical Potential | 0 | 0 | 0 | 0 | 0 | 0 | 0 | 0 | 0 | 0 | 0 | 0 | 0 | 0 | 0 | 0 | 0 | 0 | 0 | 0 | 0 | 0 | 0 | 0 | 0 | 0 | 0
F2_Commercial_Interruptible - Health_New_Miscellaneous_Natural Gas_Pool Heater_A_Achievable Technical Potential | F2 | Commercial | Interruptible - Health | New | Miscellaneous | Natural Gas | Pool Heater | A | Integrated Unit Summer Peak Savings (kW) | Achievable Technical Potential | 0 | 0 | 0 | 0 | 0 | 0 | 0 | 0 | 0 | 0 | 0 | 0 | 0 | 0 | 0 | 0 | 0 | 0 | 0 | 0 | 0 | 0 | 0 | 0 | 0 | 0 | 0
F3_Commercial_Interruptible - Health_New_Miscellaneous_Natural Gas_Pool Heater_A_Achievable Technical Potential | F3 | Commercial | Interruptible - Health | New | Miscellaneous | Natural Gas | Pool Heater | A | Integrated Unit Winter Peak Savings (kW) | Achievable Technical Potential | 0 | 0 | 0 | 0 | 0 | 0 | 0 | 0 | 0 | 0 | 0 | 0 | 0 | 0 | 0 | 0 | 0 | 0 | 0 | 0 | 0 | 0 | 0 | 0 | 0 | 0 | 0
F4_Commercial_Interruptible - Health_New_Miscellaneous_Natural Gas_Pool Heater_A_Achievable Technical Potential | F4 | Commercial | Interruptible - Health | New | Miscellaneous | Natural Gas | Pool Heater | A | Incremental Energy Savings (MWh or mTherms) | Achievable Technical Potential | 0 | 0 | 0 | 0 | 0 | 0 | 0 | 0 | 0 | 0 | 0 | 0 | 0 | 0 | 0 | 0 | 0 | 0 | 0 | 0 | 0 | 0 | 0 | 0 | 0 | 0 | 0
F5_Commercial_Interruptible - Health_New_Miscellaneous_Natural Gas_Pool Heater_A_Achievable Technical Potential | F5 | Commercial | Interruptible - Health | New | Miscellaneous | Natural Gas | Pool Heater | A | Incremental Summer Peak Savings (MW) | Achievable Technical Potential | 0 | 0 | 0 | 0 | 0 | 0 | 0 | 0 | 0 | 0 | 0 | 0 | 0 | 0 | 0 | 0 | 0 | 0 | 0 | 0 | 0 | 0 | 0 | 0 | 0 | 0 | 0
F6_Commercial_Interruptible - Health_New_Miscellaneous_Natural Gas_Pool Heater_A_Achievable Technical Potential | F6 | Commercial | Interruptible - Health | New | Miscellaneous | Natural Gas | Pool Heater | A | Incremental Winter Peak Savings (MW) | Achievable Technical Potential | 0 | 0 | 0 | 0 | 0 | 0 | 0 | 0 | 0 | 0 | 0 | 0 | 0 | 0 | 0 | 0 | 0 | 0 | 0 | 0 | 0 | 0 | 0 | 0 | 0 | 0 | 0
F7_Commercial_Interruptible - Health_New_Miscellaneous_Natural Gas_Pool Heater_A_Achievable Technical Potential | F7 | Commercial | Interruptible - Health | New | Miscellaneous | Natural Gas | Pool Heater | A | Cumulative Energy Savings (MWh or mTherms) | Achievable Technical Potential | 0 | 0 | 0 | 0 | 0 | 0 | 0 | 0 | 0 | 0 | 0 | 0 | 0 | 0 | 0 | 0 | 0 | 0 | 0 | 0 | 0 | 0 | 0 | 0 | 0 | 0 | 0
F8_Commercial_Interruptible - Health_New_Miscellaneous_Natural Gas_Pool Heater_A_Achievable Technical Potential | F8 | Commercial | Interruptible - Health | New | Miscellaneous | Natural Gas | Pool Heater | A | Cumulative Summer Peak Savings (MW) | Achievable Technical Potential | 0 | 0 | 0 | 0 | 0 | 0 | 0 | 0 | 0 | 0 | 0 | 0 | 0 | 0 | 0 | 0 | 0 | 0 | 0 | 0 | 0 | 0 | 0 | 0 | 0 | 0 | 0
F9_Commercial_Interruptible - Health_New_Miscellaneous_Natural Gas_Pool Heater_A_Achievable Technical Potential | F9 | Commercial | Interruptible - Health | New | Miscellaneous | Natural Gas | Pool Heater | A | Cumulative Winter Peak Savings (MW) | Achievable Technical Potential | 0 | 0 | 0 | 0 | 0 | 0 | 0 | 0 | 0 | 0 | 0 | 0 | 0 | 0 | 0 | 0 | 0 | 0 | 0 | 0 | 0 | 0 | 0 | 0 | 0 | 0 | 0
F10_Commercial_Interruptible - Health_New_Miscellaneous_Natural Gas_Pool Heater_A_Achievable Technical Potential | F10 | Commercial | Interruptible - Health | New | Miscellaneous | Natural Gas | Pool Heater | A | Purchases (Incremental) | Achievable Technical Potential | 0 | 0 | 0 | 0 | 0 | 0 | 0 | 0 | 0 | 0 | 0 | 0 | 0 | 0 | 0 | 0 | 0 | 0 | 0 | 0 | 0 | 0 | 0 | 0 | 0 | 0 | 0
F11_Commercial_Interruptible - Health_New_Miscellaneous_Natural Gas_Pool Heater_A_Achievable Technical Potential | F11 | Commercial | Interruptible - Health | New | Miscellaneous | Natural Gas | Pool Heater | A | Purchases (Cumulative) | Achievable Technical Potential | 0 | 0 | 0 | 0 | 0 | 0 | 0 | 0 | 0 | 0 | 0 | 0 | 0 | 0 | 0 | 0 | 0 | 0 | 0 | 0 | 0 | 0 | 0 | 0 | 0 | 0 | 0
F1_Commercial_Interruptible - Miscellaneous_Existing_Space Heating_Natural Gas_Furnace_A_Achievable Technical Potential | F1 | Commercial | Interruptible - Miscellaneous | Existing | Space Heating | Natural Gas | Furnace | A | Integrated Unit Energy Savings (kWh or therms) | Achievable Technical Potential | 0 | 638.6601 | 636.1836 | 212.0612 | 212.0612 | 212.0612 | 212.0612 | 212.0612 | 212.0612 | 212.0612 | 212.0612 | 212.0612 | 212.0612 | 212.0612 | 212.0612 | 212.0612 | 212.0612 | 212.0612 | 212.0612 | 212.0612 | 212.0612 | 212.0612 | 212.0612 | 212.0612 | 212.0612 | 212.0612 | 212.0612
F2_Commercial_Interruptible - Miscellaneous_Existing_Space Heating_Natural Gas_Furnace_A_Achievable Technical Potential | F2 | Commercial | Interruptible - Miscellaneous | Existing | Space Heating | Natural Gas | Furnace | A | Integrated Unit Summer Peak Savings (kW) | Achievable Technical Potential | 0 | 0 | 0 | 0 | 0 | 0 | 0 | 0 | 0 | 0 | 0 | 0 | 0 | 0 | 0 | 0 | 0 | 0 | 0 | 0 | 0 | 0 | 0 | 0 | 0 | 0 | 0
F3_Commercial_Interruptible - Miscellaneous_Existing_Space Heating_Natural Gas_Furnace_A_Achievable Technical Potential | F3 | Commercial | Interruptible - Miscellaneous | Existing | Space Heating | Natural Gas | Furnace | A | Integrated Unit Winter Peak Savings (kW) | Achievable Technical Potential | 0 | 0 | 0 | 0 | 0 | 0 | 0 | 0 | 0 | 0 | 0 | 0 | 0 | 0 | 0 | 0 | 0 | 0 | 0 | 0 | 0 | 0 | 0 | 0 | 0 | 0 | 0
F4_Commercial_Interruptible - Miscellaneous_Existing_Space Heating_Natural Gas_Furnace_A_Achievable Technical Potential | F4 | Commercial | Interruptible - Miscellaneous | Existing | Space Heating | Natural Gas | Furnace | A | Incremental Energy Savings (MWh or mTherms) | Achievable Technical Potential | 0 | 0 | 0.0002956 | 0.00017224 | 0.0004242 | 0.00089386 | 0.0017014 | 0.003 | 0.0049704 | 0.0078047 | 0.011582 | 0.016343 | 0.022022 | 0.028425 | 0.035236 | 0.042056 | 0.04847 | 0.054132 | 0.058833 | 0.057734 | 0.055888 | 0.054148 | 0.051918 | 0.050092 | 0.048649 | 0.047473 | 0.046669
F5_Commercial_Interruptible - Miscellaneous_Existing_Space Heating_Natural Gas_Furnace_A_Achievable Technical Potential | F5 | Commercial | Interruptible - Miscellaneous | Existing | Space Heating | Natural Gas | Furnace | A | Incremental Summer Peak Savings (MW) | Achievable Technical Potential | 0 | 0 | 0 | 0 | 0 | 0 | 0 | 0 | 0 | 0 | 0 | 0 | 0 | 0 | 0 | 0 | 0 | 0 | 0 | 0 | 0 | 0 | 0 | 0 | 0 | 0 | 0
F6_Commercial_Interruptible - Miscellaneous_Existing_Space Heating_Natural Gas_Furnace_A_Achievable Technical Potential | F6 | Commercial | Interruptible - Miscellaneous | Existing | Space Heating | Natural Gas | Furnace | A | Incremental Winter Peak Savings (MW) | Achievable Technical Potential | 0 | 0 | 0 | 0 | 0 | 0 | 0 | 0 | 0 | 0 | 0 | 0 | 0 | 0 | 0 | 0 | 0 | 0 | 0 | 0 | 0 | 0 | 0 | 0 | 0 | 0 | 0
F7_Commercial_Interruptible - Miscellaneous_Existing_Space Heating_Natural Gas_Furnace_A_Achievable Technical Potential | F7 | Commercial | Interruptible - Miscellaneous | Existing | Space Heating | Natural Gas | Furnace | A | Cumulative Energy Savings (MWh or mTherms) | Achievable Technical Potential | 0 | 0 | 0.0002956 | 0.00027077 | 0.00069497 | 0.0015888 | 0.0032902 | 0.0062902 | 0.011261 | 0.019065 | 0.030647 | 0.046991 | 0.069013 | 0.097438 | 0.13267 | 0.17473 | 0.2232 | 0.27733 | 0.33616 | 0.3939 | 0.44979 | 0.50393 | 0.55585 | 0.60594 | 0.65459 | 0.70207 | 0.74873
F8_Commercial_Interruptible - Miscellaneous_Existing_Space Heating_Natural Gas_Furnace_A_Achievable Technical Potential | F8 | Commercial | Interruptible - Miscellaneous | Existing | Space Heating | Natural Gas | Furnace | A | Cumulative Summer Peak Savings (MW) | Achievable Technical Potential | 0 | 0 | 0 | 0 | 0 | 0 | 0 | 0 | 0 | 0 | 0 | 0 | 0 | 0 | 0 | 0 | 0 | 0 | 0 | 0 | 0 | 0 | 0 | 0 | 0 | 0 | 0
F9_Commercial_Interruptible - Miscellaneous_Existing_Space Heating_Natural Gas_Furnace_A_Achievable Technical Potential | F9 | Commercial | Interruptible - Miscellaneous | Existing | Space Heating | Natural Gas | Furnace | A | Cumulative Winter Peak Savings (MW) | Achievable Technical Potential | 0 | 0 | 0 | 0 | 0 | 0 | 0 | 0 | 0 | 0 | 0 | 0 | 0 | 0 | 0 | 0 | 0 | 0 | 0 | 0 | 0 | 0 | 0 | 0 | 0 | 0 | 0
F10_Commercial_Interruptible - Miscellaneous_Existing_Space Heating_Natural Gas_Furnace_A_Achievable Technical Potential | F10 | Commercial | Interruptible - Miscellaneous | Existing | Space Heating | Natural Gas | Furnace | A | Purchases (Incremental) | Achievable Technical Potential | 0 | 0 | 0.00046464 | 0.00081222 | 0.0020004 | 0.0042151 | 0.008023 | 0.014147 | 0.023438 | 0.036804 | 0.054617 | 0.07707 | 0.10385 | 0.13404 | 0.16616 | 0.19832 | 0.22857 | 0.25527 | 0.27743 | 0.27225 | 0.26355 | 0.25534 | 0.24482 | 0.23621 | 0.22941 | 0.22387 | 0.22007
F11_Commercial_Interruptible - Miscellaneous_Existing_Space Heating_Natural Gas_Furnace_A_Achievable Technical Potential | F11 | Commercial | Interruptible - Miscellaneous | Existing | Space Heating | Natural Gas | Furnace | A | Purchases (Cumulative) | Achievable Technical Potential | 0 | 0 | 0.00046464 | 0.0012769 | 0.0032772 | 0.0074924 | 0.015515 | 0.029662 | 0.053101 | 0.089904 | 0.14452 | 0.22159 | 0.32544 | 0.45948 | 0.62564 | 0.82396 | 1.0525 | 1.3078 | 1.5852 | 1.8575 | 2.121 | 2.3764 | 2.6212 | 2.8574 | 3.0868 | 3.3107 | 3.5307
F1_Commercial_Interruptible - Miscellaneous_Existing_Space Heating_Natural Gas_Boiler_A_Achievable Technical Potential | F1 | Commercial | Interruptible - Miscellaneous | Existing | Space Heating | Natural Gas | Boiler | A | Integrated Unit Energy Savings (kWh or therms) | Achievable Technical Potential | 0 | 1962.3855 | 1954.7759 | 1954.7759 | 1954.7759 | 1954.7759 | 1954.7759 | 1954.7759 | 1954.7759 | 1954.7759 | 1954.7759 | 1954.7759 | 1954.7759 | 1954.7759 | 1954.7759 | 1954.7759 | 1954.7759 | 1954.7759 | 1954.7759 | 1954.7759 | 1954.7759 | 1954.7759 | 1954.7759 | 1954.7759 | 1954.7759 | 1954.7759 | 1954.7759
F2_Commercial_Interruptible - Miscellaneous_Existing_Space Heating_Natural Gas_Boiler_A_Achievable Technical Potential | F2 | Commercial | Interruptible - Miscellaneous | Existing | Space Heating | Natural Gas | Boiler | A | Integrated Unit Summer Peak Savings (kW) | Achievable Technical Potential | 0 | 0 | 0 | 0 | 0 | 0 | 0 | 0 | 0 | 0 | 0 | 0 | 0 | 0 | 0 | 0 | 0 | 0 | 0 | 0 | 0 | 0 | 0 | 0 | 0 | 0 | 0
F3_Commercial_Interruptible - Miscellaneous_Existing_Space Heating_Natural Gas_Boiler_A_Achievable Technical Potential | F3 | Commercial | Interruptible - Miscellaneous | Existing | Space Heating | Natural Gas | Boiler | A | Integrated Unit Winter Peak Savings (kW) | Achievable Technical Potential | 0 | 0 | 0 | 0 | 0 | 0 | 0 | 0 | 0 | 0 | 0 | 0 | 0 | 0 | 0 | 0 | 0 | 0 | 0 | 0 | 0 | 0 | 0 | 0 | 0 | 0 | 0
F4_Commercial_Interruptible - Miscellaneous_Existing_Space Heating_Natural Gas_Boiler_A_Achievable Technical Potential | F4 | Commercial | Interruptible - Miscellaneous | Existing | Space Heating | Natural Gas | Boiler | A | Incremental Energy Savings (MWh or mTherms) | Achievable Technical Potential | 0 | 0 | 0.022388 | 0.038393 | 0.049709 | 0.058691 | 0.066668 | 0.073664 | 0.079737 | 0.084965 | 0.089435 | 0.093236 | 0.096454 | 0.099015 | 0.10106 | 0.10269 | 0.104 | 0.10506 | 0.10591 | 0.10679 | 0.1075 | 0.10841 | 0.10763 | 0.10701 | 0.10652 | 0.10615 | 0.10587
F5_Commercial_Interruptible - Miscellaneous_Existing_Space Heating_Natural Gas_Boiler_A_Achievable Technical Potential | F5 | Commercial | Interruptible - Miscellaneous | Existing | Space Heating | Natural Gas | Boiler | A | Incremental Summer Peak Savings (MW) | Achievable Technical Potential | 0 | 0 | 0 | 0 | 0 | 0 | 0 | 0 | 0 | 0 | 0 | 0 | 0 | 0 | 0 | 0 | 0 | 0 | 0 | 0 | 0 | 0 | 0 | 0 | 0 | 0 | 0
F6_Commercial_Interruptible - Miscellaneous_Existing_Space Heating_Natural Gas_Boiler_A_Achievable Technical Potential | F6 | Commercial | Interruptible - Miscellaneous | Existing | Space Heating | Natural Gas | Boiler | A | Incremental Winter Peak Savings (MW) | Achievable Technical Potential | 0 | 0 | 0 | 0 | 0 | 0 | 0 | 0 | 0 | 0 | 0 | 0 | 0 | 0 | 0 | 0 | 0 | 0 | 0 | 0 | 0 | 0 | 0 | 0 | 0 | 0 | 0
F7_Commercial_Interruptible - Miscellaneous_Existing_Space Heating_Natural Gas_Boiler_A_Achievable Technical Potential | F7 | Commercial | Interruptible - Miscellaneous | Existing | Space Heating | Natural Gas | Boiler | A | Cumulative Energy Savings (MWh or mTherms) | Achievable Technical Potential | 0 | 0 | 0.022388 | 0.060781 | 0.11049 | 0.16918 | 0.23585 | 0.30951 | 0.38925 | 0.47422 | 0.56365 | 0.65689 | 0.75334 | 0.85236 | 0.95341 | 1.0561 | 1.1601 | 1.2652 | 1.3711 | 1.4779 | 1.5854 | 1.6938 | 1.8014 | 1.9084 | 2.0149 | 2.1211 | 2.2269
F8_Commercial_Interruptible - Miscellaneous_Existing_Space Heating_Natural Gas_Boiler_A_Achievable Technical Potential | F8 | Commercial | Interruptible - Miscellaneous | Existing | Space Heating | Natural Gas | Boiler | A | Cumulative Summer Peak Savings (MW) | Achievable Technical Potential | 0 | 0 | 0 | 0 | 0 | 0 | 0 | 0 | 0 | 0 | 0 | 0 | 0 | 0 | 0 | 0 | 0 | 0 | 0 | 0 | 0 | 0 | 0 | 0 | 0 | 0 | 0
F9_Commercial_Interruptible - Miscellaneous_Existing_Space Heating_Natural Gas_Boiler_A_Achievable Technical Potential | F9 | Commercial | Interruptible - Miscellaneous | Existing | Space Heating | Natural Gas | Boiler | A | Cumulative Winter Peak Savings (MW) | Achievable Technical Potential | 0 | 0 | 0 | 0 | 0 | 0 | 0 | 0 | 0 | 0 | 0 | 0 | 0 | 0 | 0 | 0 | 0 | 0 | 0 | 0 | 0 | 0 | 0 | 0 | 0 | 0 | 0
F10_Commercial_Interruptible - Miscellaneous_Existing_Space Heating_Natural Gas_Boiler_A_Achievable Technical Potential | F10 | Commercial | Interruptible - Miscellaneous | Existing | Space Heating | Natural Gas | Boiler | A | Purchases (Incremental) | Achievable Technical Potential | 0 | 0 | 0.011453 | 0.01964 | 0.02543 | 0.030024 | 0.034105 | 0.037684 | 0.040791 | 0.043465 | 0.045752 | 0.047697 | 0.049342 | 0.050653 | 0.051698 | 0.052534 | 0.053204 | 0.053743 | 0.054179 | 0.054631 | 0.054992 | 0.055457 | 0.055061 | 0.054744 | 0.054494 | 0.054301 | 0.054158
F11_Commercial_Interruptible - Miscellaneous_Existing_Space Heating_Natural Gas_Boiler_A_Achievable Technical Potential | F11 | Commercial | Interruptible - Miscellaneous | Existing | Space Heating | Natural Gas | Boiler | A | Purchases (Cumulative) | Achievable Technical Potential | 0 | 0 | 0.011453 | 0.031094 | 0.056523 | 0.086548 | 0.12065 | 0.15834 | 0.19913 | 0.24259 | 0.28835 | 0.33604 | 0.38538 | 0.43604 | 0.48774 | 0.54027 | 0.59347 | 0.64722 | 0.7014 | 0.75603 | 0.81102 | 0.86647 | 0.92154 | 0.97628 | 1.0308 | 1.0851 | 1.1392
F1_Commercial_Interruptible - Miscellaneous_Existing_Space Heating_Natural Gas_Unit Heater_A_Achievable Technical Potential | F1 | Commercial | Interruptible - Miscellaneous | Existing | Space Heating | Natural Gas | Unit Heater | A | Integrated Unit Energy Savings (kWh or therms) | Achievable Technical Potential | 0 | 30983.2092 | 30863.0652 | 30863.0652 | 30863.0652 | 30863.0652 | 30863.0652 | 30863.0652 | 30863.0652 | 30863.0652 | 30863.0652 | 30863.0652 | 30863.0652 | 30863.0652 | 30863.0652 | 30863.0652 | 30863.0652 | 30863.0652 | 30863.0652 | 30863.0652 | 30863.0652 | 30863.0652 | 30863.0652 | 30863.0652 | 30863.0652 | 30863.0652 | 30863.0652
F2_Commercial_Interruptible - Miscellaneous_Existing_Space Heating_Natural Gas_Unit Heater_A_Achievable Technical Potential | F2 | Commercial | Interruptible - Miscellaneous | Existing | Space Heating | Natural Gas | Unit Heater | A | Integrated Unit Summer Peak Savings (kW) | Achievable Technical Potential | 0 | 0 | 0 | 0 | 0 | 0 | 0 | 0 | 0 | 0 | 0 | 0 | 0 | 0 | 0 | 0 | 0 | 0 | 0 | 0 | 0 | 0 | 0 | 0 | 0 | 0 | 0
F3_Commercial_Interruptible - Miscellaneous_Existing_Space Heating_Natural Gas_Unit Heater_A_Achievable Technical Potential | F3 | Commercial | Interruptible - Miscellaneous | Existing | Space Heating | Natural Gas | Unit Heater | A | Integrated Unit Winter Peak Savings (kW) | Achievable Technical Potential | 0 | 0 | 0 | 0 | 0 | 0 | 0 | 0 | 0 | 0 | 0 | 0 | 0 | 0 | 0 | 0 | 0 | 0 | 0 | 0 | 0 | 0 | 0 | 0 | 0 | 0 | 0
F4_Commercial_Interruptible - Miscellaneous_Existing_Space Heating_Natural Gas_Unit Heater_A_Achievable Technical Potential | F4 | Commercial | Interruptible - Miscellaneous | Existing | Space Heating | Natural Gas | Unit Heater | A | Incremental Energy Savings (MWh or mTherms) | Achievable Technical Potential | 0 | 0 | 1.5112e-06 | 6.5328e-06 | 1.7696e-05 | 3.7829e-05 | 7.0152e-05 | 0.00011925 | 0.00018795 | 0.00027684 | 0.00037441 | 0.00047291 | 0.0005648 | 0.0006448 | 0.00071111 | 0.00076402 | 0.0008033 | 0.00072986 | 0.00066154 | 0.00059585 | 0.00052997 | 0.00046063 | 0.00038315 | 0.00029453 | 0.00019397 | 9.2764e-05 | 0
F5_Commercial_Interruptible - Miscellaneous_Existing_Space Heating_Natural Gas_Unit Heater_A_Achievable Technical Potential | F5 | Commercial | Interruptible - Miscellaneous | Existing | Space Heating | Natural Gas | Unit Heater | A | Incremental Summer Peak Savings (MW) | Achievable Technical Potential | 0 | 0 | 0 | 0 | 0 | 0 | 0 | 0 | 0 | 0 | 0 | 0 | 0 | 0 | 0 | 0 | 0 | 0 | 0 | 0 | 0 | 0 | 0 | 0 | 0 | 0 | 0
F6_Commercial_Interruptible - Miscellaneous_Existing_Space Heating_Natural Gas_Unit Heater_A_Achievable Technical Potential | F6 | Commercial | Interruptible - Miscellaneous | Existing | Space Heating | Natural Gas | Unit Heater | A | Incremental Winter Peak Savings (MW) | Achievable Technical Potential | 0 | 0 | 0 | 0 | 0 | 0 | 0 | 0 | 0 | 0 | 0 | 0 | 0 | 0 | 0 | 0 | 0 | 0 | 0 | 0 | 0 | 0 | 0 | 0 | 0 | 0 | 0
F7_Commercial_Interruptible - Miscellaneous_Existing_Space Heating_Natural Gas_Unit Heater_A_Achievable Technical Potential | F7 | Commercial | Interruptible - Miscellaneous | Existing | Space Heating | Natural Gas | Unit Heater | A | Cumulative Energy Savings (MWh or mTherms) | Achievable Technical Potential | 0 | 0 | 1.5112e-06 | 8.044e-06 | 2.574e-05 | 6.3568e-05 | 0.00013372 | 0.00025297 | 0.00044092 | 0.00071776 | 0.0010922 | 0.0015651 | 0.0021299 | 0.0027747 | 0.0034858 | 0.0042498 | 0.0050531 | 0.005783 | 0.0064445 | 0.0070403 | 0.0075703 | 0.0080309 | 0.0084141 | 0.0087086 | 0.0089026 | 0.0089954 | 0.0089954
F8_Commercial_Interruptible - Miscellaneous_Existing_Space Heating_Natural Gas_Unit Heater_A_Achievable Technical Potential | F8 | Commercial | Interruptible - Miscellaneous | Existing | Space Heating | Natural Gas | Unit Heater | A | Cumulative Summer Peak Savings (MW) | Achievable Technical Potential | 0 | 0 | 0 | 0 | 0 | 0 | 0 | 0 | 0 | 0 | 0 | 0 | 0 | 0 | 0 | 0 | 0 | 0 | 0 | 0 | 0 | 0 | 0 | 0 | 0 | 0 | 0
F9_Commercial_Interruptible - Miscellaneous_Existing_Space Heating_Natural Gas_Unit Heater_A_Achievable Technical Potential | F9 | Commercial | Interruptible - Miscellaneous | Existing | Space Heating | Natural Gas | Unit Heater | A | Cumulative Winter Peak Savings (MW) | Achievable Technical Potential | 0 | 0 | 0 | 0 | 0 | 0 | 0 | 0 | 0 | 0 | 0 | 0 | 0 | 0 | 0 | 0 | 0 | 0 | 0 | 0 | 0 | 0 | 0 | 0 | 0 | 0 | 0
F10_Commercial_Interruptible - Miscellaneous_Existing_Space Heating_Natural Gas_Unit Heater_A_Achievable Technical Potential | F10 | Commercial | Interruptible - Miscellaneous | Existing | Space Heating | Natural Gas | Unit Heater | A | Purchases (Incremental) | Achievable Technical Potential | 0 | 0 | 4.8966e-08 | 2.1167e-07 | 5.7336e-07 | 1.2257e-06 | 2.273e-06 | 3.8638e-06 | 6.0899e-06 | 8.97e-06 | 1.2131e-05 | 1.5323e-05 | 1.83e-05 | 2.0892e-05 | 2.3041e-05 | 2.4755e-05 | 2.6028e-05 | 2.3648e-05 | 2.1435e-05 | 1.9306e-05 | 1.7172e-05 | 1.4925e-05 | 1.2415e-05 | 9.5431e-06 | 6.285e-06 | 3.0057e-06 | 0
F11_Commercial_Interruptible - Miscellaneous_Existing_Space Heating_Natural Gas_Unit Heater_A_Achievable Technical Potential | F11 | Commercial | Interruptible - Miscellaneous | Existing | Space Heating | Natural Gas | Unit Heater | A | Purchases (Cumulative) | Achievable Technical Potential | 0 | 0 | 4.8966e-08 | 2.6064e-07 | 8.34e-07 | 2.0597e-06 | 4.3327e-06 | 8.1965e-06 | 1.4286e-05 | 2.3256e-05 | 3.5388e-05 | 5.071e-05 | 6.901e-05 | 8.9903e-05 | 0.00011294 | 0.0001377 | 0.00016373 | 0.00018737 | 0.00020881 | 0.00022812 | 0.00024529 | 0.00026021 | 0.00027263 | 0.00028217 | 0.00028845 | 0.00029146 | 0.00029146
F1_Commercial_Interruptible - Miscellaneous_Existing_Water Heating_Natural Gas_Water Heater_A_Achievable Technical Potential | F1 | Commercial | Interruptible - Miscellaneous | Existing | Water Heating | Natural Gas | Water Heater | A | Integrated Unit Energy Savings (kWh or therms) | Achievable Technical Potential | 0 | 2.8505 | 2.8505 | 2.8505 | 2.8505 | 2.8505 | 2.8505 | 2.8505 | 2.8505 | 2.8505 | 2.8505 | 2.8505 | 2.8505 | 2.8505 | 2.8505 | 2.8505 | 2.8505 | 2.8505 | 2.8505 | 2.8505 | 2.8505 | 2.8505 | 2.8505 | 2.8505 | 2.8505 | 2.8505 | 2.8505
F2_Commercial_Interruptible - Miscellaneous_Existing_Water Heating_Natural Gas_Water Heater_A_Achievable Technical Potential | F2 | Commercial | Interruptible - Miscellaneous | Existing | Water Heating | Natural Gas | Water Heater | A | Integrated Unit Summer Peak Savings (kW) | Achievable Technical Potential | 0 | 0 | 0 | 0 | 0 | 0 | 0 | 0 | 0 | 0 | 0 | 0 | 0 | 0 | 0 | 0 | 0 | 0 | 0 | 0 | 0 | 0 | 0 | 0 | 0 | 0 | 0
F3_Commercial_Interruptible - Miscellaneous_Existing_Water Heating_Natural Gas_Water Heater_A_Achievable Technical Potential | F3 | Commercial | Interruptible - Miscellaneous | Existing | Water Heating | Natural Gas | Water Heater | A | Integrated Unit Winter Peak Savings (kW) | Achievable Technical Potential | 0 | 0 | 0 | 0 | 0 | 0 | 0 | 0 | 0 | 0 | 0 | 0 | 0 | 0 | 0 | 0 | 0 | 0 | 0 | 0 | 0 | 0 | 0 | 0 | 0 | 0 | 0
F4_Commercial_Interruptible - Miscellaneous_Existing_Water Heating_Natural Gas_Water Heater_A_Achievable Technical Potential | F4 | Commercial | Interruptible - Miscellaneous | Existing | Water Heating | Natural Gas | Water Heater | A | Incremental Energy Savings (MWh or mTherms) | Achievable Technical Potential | 0 | 0 | 0.0092594 | 0.017621 | 0.025354 | 0.032656 | 0.03967 | 0.045726 | 0.050333 | 0.053865 | 0.06089 | 0.06592 | 0.060075 | 0.053882 | 0.047389 | 0.063562 | 0.050999 | 0.040372 | 0.031338 | 0.025282 | 0.016852 | 0.011025 | 0.0071033 | 0.0045295 | 0.0089148 | 0 | 0
F5_Commercial_Interruptible - Miscellaneous_Existing_Water Heating_Natural Gas_Water Heater_A_Achievable Technical Potential | F5 | Commercial | Interruptible - Miscellaneous | Existing | Water Heating | Natural Gas | Water Heater | A | Incremental Summer Peak Savings (MW) | Achievable Technical Potential | 0 | 0 | 0 | 0 | 0 | 0 | 0 | 0 | 0 | 0 | 0 | 0 | 0 | 0 | 0 | 0 | 0 | 0 | 0 | 0 | 0 | 0 | 0 | 0 | 0 | 0 | 0
F6_Commercial_Interruptible - Miscellaneous_Existing_Water Heating_Natural Gas_Water Heater_A_Achievable Technical Potential | F6 | Commercial | Interruptible - Miscellaneous | Existing | Water Heating | Natural Gas | Water Heater | A | Incremental Winter Peak Savings (MW) | Achievable Technical Potential | 0 | 0 | 0 | 0 | 0 | 0 | 0 | 0 | 0 | 0 | 0 | 0 | 0 | 0 | 0 | 0 | 0 | 0 | 0 | 0 | 0 | 0 | 0 | 0 | 0 | 0 | 0
F7_Commercial_Interruptible - Miscellaneous_Existing_Water Heating_Natural Gas_Water Heater_A_Achievable Technical Potential | F7 | Commercial | Interruptible - Miscellaneous | Existing | Water Heating | Natural Gas | Water Heater | A | Cumulative Energy Savings (MWh or mTherms) | Achievable Technical Potential | 0 | 0 | 0.0092594 | 0.02688 | 0.052234 | 0.08489 | 0.12456 | 0.17029 | 0.22062 | 0.27448 | 0.33537 | 0.40129 | 0.46137 | 0.51525 | 0.56264 | 0.6262 | 0.6772 | 0.71757 | 0.74891 | 0.77419 | 0.79105 | 0.80207 | 0.80917 | 0.8137 | 0.82262 | 0.82262 | 0.82262
F8_Commercial_Interruptible - Miscellaneous_Existing_Water Heating_Natural Gas_Water Heater_A_Achievable Technical Potential | F8 | Commercial | Interruptible - Miscellaneous | Existing | Water Heating | Natural Gas | Water Heater | A | Cumulative Summer Peak Savings (MW) | Achievable Technical Potential | 0 | 0 | 0 | 0 | 0 | 0 | 0 | 0 | 0 | 0 | 0 | 0 | 0 | 0 | 0 | 0 | 0 | 0 | 0 | 0 | 0 | 0 | 0 | 0 | 0 | 0 | 0
F9_Commercial_Interruptible - Miscellaneous_Existing_Water Heating_Natural Gas_Water Heater_A_Achievable Technical Potential | F9 | Commercial | Interruptible - Miscellaneous | Existing | Water Heating | Natural Gas | Water Heater | A | Cumulative Winter Peak Savings (MW) | Achievable Technical Potential | 0 | 0 | 0 | 0 | 0 | 0 | 0 | 0 | 0 | 0 | 0 | 0 | 0 | 0 | 0 | 0 | 0 | 0 | 0 | 0 | 0 | 0 | 0 | 0 | 0 | 0 | 0
F10_Commercial_Interruptible - Miscellaneous_Existing_Water Heating_Natural Gas_Water Heater_A_Achievable Technical Potential | F10 | Commercial | Interruptible - Miscellaneous | Existing | Water Heating | Natural Gas | Water Heater | A | Purchases (Incremental) | Achievable Technical Potential | 0 | 0 | 3.2484 | 6.1817 | 8.8946 | 11.4563 | 13.9172 | 16.0417 | 17.6577 | 18.8969 | 21.3615 | 23.1259 | 21.0756 | 18.9029 | 16.6251 | 22.2987 | 17.8913 | 14.1633 | 10.9938 | 8.8696 | 5.912 | 3.868 | 2.492 | 1.589 | 3.1275 | 0 | 0
F11_Commercial_Interruptible - Miscellaneous_Existing_Water Heating_Natural Gas_Water Heater_A_Achievable Technical Potential | F11 | Commercial | Interruptible - Miscellaneous | Existing | Water Heating | Natural Gas | Water Heater | A | Purchases (Cumulative) | Achievable Technical Potential | 0 | 0 | 3.2484 | 9.4301 | 18.3248 | 29.7811 | 43.6983 | 59.74 | 77.3976 | 96.2946 | 117.6561 | 140.782 | 161.8577 | 180.7606 | 197.3856 | 219.6843 | 237.5756 | 251.739 | 262.7328 | 271.6024 | 277.5144 | 281.3824 | 283.8744 | 285.4634 | 288.5909 | 288.5909 | 288.5909
F1_Commercial_Interruptible - Miscellaneous_Existing_Food Preparation_Natural Gas_Oven_A_Achievable Technical Potential | F1 | Commercial | Interruptible - Miscellaneous | Existing | Food Preparation | Natural Gas | Oven | A | Integrated Unit Energy Savings (kWh or therms) | Achievable Technical Potential | 0 | 106.6752 | 106.6752 | 106.6752 | 106.6752 | 106.6752 | 106.6752 | 106.6752 | 106.6752 | 106.6752 | 106.6752 | 106.6752 | 106.6752 | 106.6752 | 106.6752 | 106.6752 | 106.6752 | 106.6752 | 106.6752 | 106.6752 | 106.6752 | 106.6752 | 106.6752 | 106.6752 | 106.6752 | 106.6752 | 106.6752
F2_Commercial_Interruptible - Miscellaneous_Existing_Food Preparation_Natural Gas_Oven_A_Achievable Technical Potential | F2 | Commercial | Interruptible - Miscellaneous | Existing | Food Preparation | Natural Gas | Oven | A | Integrated Unit Summer Peak Savings (kW) | Achievable Technical Potential | 0 | 0 | 0 | 0 | 0 | 0 | 0 | 0 | 0 | 0 | 0 | 0 | 0 | 0 | 0 | 0 | 0 | 0 | 0 | 0 | 0 | 0 | 0 | 0 | 0 | 0 | 0
F3_Commercial_Interruptible - Miscellaneous_Existing_Food Preparation_Natural Gas_Oven_A_Achievable Technical Potential | F3 | Commercial | Interruptible - Miscellaneous | Existing | Food Preparation | Natural Gas | Oven | A | Integrated Unit Winter Peak Savings (kW) | Achievable Technical Potential | 0 | 0 | 0 | 0 | 0 | 0 | 0 | 0 | 0 | 0 | 0 | 0 | 0 | 0 | 0 | 0 | 0 | 0 | 0 | 0 | 0 | 0 | 0 | 0 | 0 | 0 | 0
F4_Commercial_Interruptible - Miscellaneous_Existing_Food Preparation_Natural Gas_Oven_A_Achievable Technical Potential | F4 | Commercial | Interruptible - Miscellaneous | Existing | Food Preparation | Natural Gas | Oven | A | Incremental Energy Savings (MWh or mTherms) | Achievable Technical Potential | 0 | 0 | 1.1212e-05 | 5.2734e-05 | 0.00012356 | 0.0002129 | 0.00031478 | 0.00042487 | 0.00054008 | 0.00065822 | 0.00077776 | 0.00089769 | 0.00082067 | 0.00077201 | 0.00074872 | 0.0007379 | 0.00073274 | 0.00078862 | 0.0008377 | 0.00090125 | 0.00097544 | 0.001035 | 0.00099211 | 0.00086039 | 0.00087748 | 0.00084749 | 0.00078318
F5_Commercial_Interruptible - Miscellaneous_Existing_Food Preparation_Natural Gas_Oven_A_Achievable Technical Potential | F5 | Commercial | Interruptible - Miscellaneous | Existing | Food Preparation | Natural Gas | Oven | A | Incremental Summer Peak Savings (MW) | Achievable Technical Potential | 0 | 0 | 0 | 0 | 0 | 0 | 0 | 0 | 0 | 0 | 0 | 0 | 0 | 0 | 0 | 0 | 0 | 0 | 0 | 0 | 0 | 0 | 0 | 0 | 0 | 0 | 0
F6_Commercial_Interruptible - Miscellaneous_Existing_Food Preparation_Natural Gas_Oven_A_Achievable Technical Potential | F6 | Commercial | Interruptible - Miscellaneous | Existing | Food Preparation | Natural Gas | Oven | A | Incremental Winter Peak Savings (MW) | Achievable Technical Potential | 0 | 0 | 0 | 0 | 0 | 0 | 0 | 0 | 0 | 0 | 0 | 0 | 0 | 0 | 0 | 0 | 0 | 0 | 0 | 0 | 0 | 0 | 0 | 0 | 0 | 0 | 0
F7_Commercial_Interruptible - Miscellaneous_Existing_Food Preparation_Natural Gas_Oven_A_Achievable Technical Potential | F7 | Commercial | Interruptible - Miscellaneous | Existing | Food Preparation | Natural Gas | Oven | A | Cumulative Energy Savings (MWh or mTherms) | Achievable Technical Potential | 0 | 0 | 1.1212e-05 | 6.3946e-05 | 0.0001875 | 0.0004004 | 0.00071518 | 0.0011401 | 0.0016801 | 0.0023384 | 0.0031161 | 0.0040138 | 0.0048345 | 0.0056065 | 0.0063552 | 0.0070931 | 0.0078258 | 0.0086145 | 0.0094522 | 0.010353 | 0.011329 | 0.012364 | 0.013356 | 0.014216 | 0.015094 | 0.015941 | 0.016725
F8_Commercial_Interruptible - Miscellaneous_Existing_Food Preparation_Natural Gas_Oven_A_Achievable Technical Potential | F8 | Commercial | Interruptible - Miscellaneous | Existing | Food Preparation | Natural Gas | Oven | A | Cumulative Summer Peak Savings (MW) | Achievable Technical Potential | 0 | 0 | 0 | 0 | 0 | 0 | 0 | 0 | 0 | 0 | 0 | 0 | 0 | 0 | 0 | 0 | 0 | 0 | 0 | 0 | 0 | 0 | 0 | 0 | 0 | 0 | 0
F9_Commercial_Interruptible - Miscellaneous_Existing_Food Preparation_Natural Gas_Oven_A_Achievable Technical Potential | F9 | Commercial | Interruptible - Miscellaneous | Existing | Food Preparation | Natural Gas | Oven | A | Cumulative Winter Peak Savings (MW) | Achievable Technical Potential | 0 | 0 | 0 | 0 | 0 | 0 | 0 | 0 | 0 | 0 | 0 | 0 | 0 | 0 | 0 | 0 | 0 | 0 | 0 | 0 | 0 | 0 | 0 | 0 | 0 | 0 | 0
F10_Commercial_Interruptible - Miscellaneous_Existing_Food Preparation_Natural Gas_Oven_A_Achievable Technical Potential | F10 | Commercial | Interruptible - Miscellaneous | Existing | Food Preparation | Natural Gas | Oven | A | Purchases (Incremental) | Achievable Technical Potential | 0 | 0 | 0.00010511 | 0.00049434 | 0.0011582 | 0.0019957 | 0.0029508 | 0.0039829 | 0.0050629 | 0.0061703 | 0.0072909 | 0.0084152 | 0.0076931 | 0.007237 | 0.0070187 | 0.0069172 | 0.0068689 | 0.0073927 | 0.0078528 | 0.0084486 | 0.009144 | 0.0097028 | 0.0093003 | 0.0080655 | 0.0082257 | 0.0079446 | 0.0073417
F11_Commercial_Interruptible - Miscellaneous_Existing_Food Preparation_Natural Gas_Oven_A_Achievable Technical Potential | F11 | Commercial | Interruptible - Miscellaneous | Existing | Food Preparation | Natural Gas | Oven | A | Purchases (Cumulative) | Achievable Technical Potential | 0 | 0 | 0.00010511 | 0.00059945 | 0.0017577 | 0.0037534 | 0.0067043 | 0.010687 | 0.01575 | 0.02192 | 0.029211 | 0.037626 | 0.04532 | 0.052557 | 0.059575 | 0.066492 | 0.073361 | 0.080754 | 0.088607 | 0.097055 | 0.1062 | 0.1159 | 0.1252 | 0.13327 | 0.14149 | 0.14944 | 0.15678
F1_Commercial_Interruptible - Miscellaneous_Existing_Food Preparation_Natural Gas_Conveyor Oven_A_Achievable Technical Potential | F1 | Commercial | Interruptible - Miscellaneous | Existing | Food Preparation | Natural Gas | Conveyor Oven | A | Integrated Unit Energy Savings (kWh or therms) | Achievable Technical Potential | 0 | 0 | 0 | 0 | 0 | 692.0657 | 692.0657 | 692.0657 | 692.0657 | 692.0657 | 692.0657 | 692.0657 | 692.0657 | 692.0657 | 692.0657 | 692.0657 | 692.0657 | 692.0657 | 692.0657 | 692.0657 | 692.0657 | 692.0657 | 692.0657 | 692.0657 | 692.0657 | 692.0657 | 692.0657
F2_Commercial_Interruptible - Miscellaneous_Existing_Food Preparation_Natural Gas_Conveyor Oven_A_Achievable Technical Potential | F2 | Commercial | Interruptible - Miscellaneous | Existing | Food Preparation | Natural Gas | Conveyor Oven | A | Integrated Unit Summer Peak Savings (kW) | Achievable Technical Potential | 0 | 0 | 0 | 0 | 0 | 0 | 0 | 0 | 0 | 0 | 0 | 0 | 0 | 0 | 0 | 0 | 0 | 0 | 0 | 0 | 0 | 0 | 0 | 0 | 0 | 0 | 0
F3_Commercial_Interruptible - Miscellaneous_Existing_Food Preparation_Natural Gas_Conveyor Oven_A_Achievable Technical Potential | F3 | Commercial | Interruptible - Miscellaneous | Existing | Food Preparation | Natural Gas | Conveyor Oven | A | Integrated Unit Winter Peak Savings (kW) | Achievable Technical Potential | 0 | 0 | 0 | 0 | 0 | 0 | 0 | 0 | 0 | 0 | 0 | 0 | 0 | 0 | 0 | 0 | 0 | 0 | 0 | 0 | 0 | 0 | 0 | 0 | 0 | 0 | 0
F4_Commercial_Interruptible - Miscellaneous_Existing_Food Preparation_Natural Gas_Conveyor Oven_A_Achievable Technical Potential | F4 | Commercial | Interruptible - Miscellaneous | Existing | Food Preparation | Natural Gas | Conveyor Oven | A | Incremental Energy Savings (MWh or mTherms) | Achievable Technical Potential | 0 | 0 | 0 | 0 | 0 | 2.4822e-05 | 8.9432e-05 | 0.00020466 | 0.00037828 | 0.00061574 | 0.00086044 | 0.0011071 | 0.0013523 | 0.0015938 | 0.0018305 | 0.0020617 | 0.0022872 | 0.0019561 | 0.0016659 | 0.0014136 | 0.0011955 | 0.0010359 | 0.00088157 | 0.00078105 | 0.00071898 | 0.00068117 | 0.0006633
F5_Commercial_Interruptible - Miscellaneous_Existing_Food Preparation_Natural Gas_Conveyor Oven_A_Achievable Technical Potential | F5 | Commercial | Interruptible - Miscellaneous | Existing | Food Preparation | Natural Gas | Conveyor Oven | A | Incremental Summer Peak Savings (MW) | Achievable Technical Potential | 0 | 0 | 0 | 0 | 0 | 0 | 0 | 0 | 0 | 0 | 0 | 0 | 0 | 0 | 0 | 0 | 0 | 0 | 0 | 0 | 0 | 0 | 0 | 0 | 0 | 0 | 0
F6_Commercial_Interruptible - Miscellaneous_Existing_Food Preparation_Natural Gas_Conveyor Oven_A_Achievable Technical Potential | F6 | Commercial | Interruptible - Miscellaneous | Existing | Food Preparation | Natural Gas | Conveyor Oven | A | Incremental Winter Peak Savings (MW) | Achievable Technical Potential | 0 | 0 | 0 | 0 | 0 | 0 | 0 | 0 | 0 | 0 | 0 | 0 | 0 | 0 | 0 | 0 | 0 | 0 | 0 | 0 | 0 | 0 | 0 | 0 | 0 | 0 | 0
F7_Commercial_Interruptible - Miscellaneous_Existing_Food Preparation_Natural Gas_Conveyor Oven_A_Achievable Technical Potential | F7 | Commercial | Interruptible - Miscellaneous | Existing | Food Preparation | Natural Gas | Conveyor Oven | A | Cumulative Energy Savings (MWh or mTherms) | Achievable Technical Potential | 0 | 0 | 0 | 0 | 0 | 2.4822e-05 | 0.00011425 | 0.00031892 | 0.00069719 | 0.0013129 | 0.0021734 | 0.0032805 | 0.0046328 | 0.0062266 | 0.0080571 | 0.010119 | 0.012406 | 0.014362 | 0.016028 | 0.017442 | 0.018637 | 0.019673 | 0.020554 | 0.021336 | 0.022055 | 0.022736 | 0.023399
F8_Commercial_Interruptible - Miscellaneous_Existing_Food Preparation_Natural Gas_Conveyor Oven_A_Achievable Technical Potential | F8 | Commercial | Interruptible - Miscellaneous | Existing | Food Preparation | Natural Gas | Conveyor Oven | A | Cumulative Summer Peak Savings (MW) | Achievable Technical Potential | 0 | 0 | 0 | 0 | 0 | 0 | 0 | 0 | 0 | 0 | 0 | 0 | 0 | 0 | 0 | 0 | 0 | 0 | 0 | 0 | 0 | 0 | 0 | 0 | 0 | 0 | 0
F9_Commercial_Interruptible - Miscellaneous_Existing_Food Preparation_Natural Gas_Conveyor Oven_A_Achievable Technical Potential | F9 | Commercial | Interruptible - Miscellaneous | Existing | Food Preparation | Natural Gas | Conveyor Oven | A | Cumulative Winter Peak Savings (MW) | Achievable Technical Potential | 0 | 0 | 0 | 0 | 0 | 0 | 0 | 0 | 0 | 0 | 0 | 0 | 0 | 0 | 0 | 0 | 0 | 0 | 0 | 0 | 0 | 0 | 0 | 0 | 0 | 0 | 0
F10_Commercial_Interruptible - Miscellaneous_Existing_Food Preparation_Natural Gas_Conveyor Oven_A_Achievable Technical Potential | F10 | Commercial | Interruptible - Miscellaneous | Existing | Food Preparation | Natural Gas | Conveyor Oven | A | Purchases (Incremental) | Achievable Technical Potential | 0 | 0 | 0 | 0 | 0 | 3.5866e-05 | 0.00012922 | 0.00029573 | 0.00054659 | 0.00088971 | 0.0012433 | 0.0015997 | 0.001954 | 0.002303 | 0.0026449 | 0.002979 | 0.0033049 | 0.0028264 | 0.0024072 | 0.0020425 | 0.0017275 | 0.0014968 | 0.0012738 | 0.0011286 | 0.0010389 | 0.00098425 | 0.00095844
F11_Commercial_Interruptible - Miscellaneous_Existing_Food Preparation_Natural Gas_Conveyor Oven_A_Achievable Technical Potential | F11 | Commercial | Interruptible - Miscellaneous | Existing | Food Preparation | Natural Gas | Conveyor Oven | A | Purchases (Cumulative) | Achievable Technical Potential | 0 | 0 | 0 | 0 | 0 | 3.5866e-05 | 0.00016509 | 0.00046082 | 0.0010074 | 0.0018971 | 0.0031404 | 0.0047401 | 0.0066941 | 0.0089971 | 0.011642 | 0.014621 | 0.017926 | 0.020752 | 0.02316 | 0.025202 | 0.02693 | 0.028426 | 0.0297 | 0.030829 | 0.031868 | 0.032852 | 0.03381
F1_Commercial_Interruptible - Miscellaneous_Existing_Food Preparation_Natural Gas_Double Rack Oven_A_Achievable Technical Potential | F1 | Commercial | Interruptible - Miscellaneous | Existing | Food Preparation | Natural Gas | Double Rack Oven | A | Integrated Unit Energy Savings (kWh or therms) | Achievable Technical Potential | 0 | 1621.62 | 1621.62 | 1621.62 | 1621.62 | 1621.62 | 1621.62 | 1621.62 | 1621.62 | 1621.62 | 1621.62 | 1621.62 | 1621.62 | 1621.62 | 1621.62 | 1621.62 | 1621.62 | 1621.62 | 1621.62 | 1621.62 | 1621.62 | 1621.62 | 1621.62 | 1621.62 | 1621.62 | 1621.62 | 1621.62
F2_Commercial_Interruptible - Miscellaneous_Existing_Food Preparation_Natural Gas_Double Rack Oven_A_Achievable Technical Potential | F2 | Commercial | Interruptible - Miscellaneous | Existing | Food Preparation | Natural Gas | Double Rack Oven | A | Integrated Unit Summer Peak Savings (kW) | Achievable Technical Potential | 0 | 0 | 0 | 0 | 0 | 0 | 0 | 0 | 0 | 0 | 0 | 0 | 0 | 0 | 0 | 0 | 0 | 0 | 0 | 0 | 0 | 0 | 0 | 0 | 0 | 0 | 0
F3_Commercial_Interruptible - Miscellaneous_Existing_Food Preparation_Natural Gas_Double Rack Oven_A_Achievable Technical Potential | F3 | Commercial | Interruptible - Miscellaneous | Existing | Food Preparation | Natural Gas | Double Rack Oven | A | Integrated Unit Winter Peak Savings (kW) | Achievable Technical Potential | 0 | 0 | 0 | 0 | 0 | 0 | 0 | 0 | 0 | 0 | 0 | 0 | 0 | 0 | 0 | 0 | 0 | 0 | 0 | 0 | 0 | 0 | 0 | 0 | 0 | 0 | 0
F4_Commercial_Interruptible - Miscellaneous_Existing_Food Preparation_Natural Gas_Double Rack Oven_A_Achievable Technical Potential | F4 | Commercial | Interruptible - Miscellaneous | Existing | Food Preparation | Natural Gas | Double Rack Oven | A | Incremental Energy Savings (MWh or mTherms) | Achievable Technical Potential | 0 | 0 | 7.8118e-05 | 0.00029782 | 0.00058631 | 0.000932 | 0.001325 | 0.001757 | 0.0022209 | 0.0027107 | 0.0028402 | 0.0029911 | 0.0031723 | 0.0033896 | 0.003568 | 0.0036452 | 0.0036939 | 0.0037244 | 0.0037445 | 0.0042944 | 0.004369 | 0.0043584 | 0.0042952 | 0.0041729 | 0.0039969 | 0.0037723 | 0.0035039
F5_Commercial_Interruptible - Miscellaneous_Existing_Food Preparation_Natural Gas_Double Rack Oven_A_Achievable Technical Potential | F5 | Commercial | Interruptible - Miscellaneous | Existing | Food Preparation | Natural Gas | Double Rack Oven | A | Incremental Summer Peak Savings (MW) | Achievable Technical Potential | 0 | 0 | 0 | 0 | 0 | 0 | 0 | 0 | 0 | 0 | 0 | 0 | 0 | 0 | 0 | 0 | 0 | 0 | 0 | 0 | 0 | 0 | 0 | 0 | 0 | 0 | 0
F6_Commercial_Interruptible - Miscellaneous_Existing_Food Preparation_Natural Gas_Double Rack Oven_A_Achievable Technical Potential | F6 | Commercial | Interruptible - Miscellaneous | Existing | Food Preparation | Natural Gas | Double Rack Oven | A | Incremental Winter Peak Savings (MW) | Achievable Technical Potential | 0 | 0 | 0 | 0 | 0 | 0 | 0 | 0 | 0 | 0 | 0 | 0 | 0 | 0 | 0 | 0 | 0 | 0 | 0 | 0 | 0 | 0 | 0 | 0 | 0 | 0 | 0
F7_Commercial_Interruptible - Miscellaneous_Existing_Food Preparation_Natural Gas_Double Rack Oven_A_Achievable Technical Potential | F7 | Commercial | Interruptible - Miscellaneous | Existing | Food Preparation | Natural Gas | Double Rack Oven | A | Cumulative Energy Savings (MWh or mTherms) | Achievable Technical Potential | 0 | 0 | 7.8118e-05 | 0.00037594 | 0.00096224 | 0.0018942 | 0.0032193 | 0.0049763 | 0.0071972 | 0.0099079 | 0.012748 | 0.015739 | 0.018911 | 0.022301 | 0.025869 | 0.029514 | 0.033208 | 0.036933 | 0.040677 | 0.044972 | 0.049341 | 0.053699 | 0.057994 | 0.062167 | 0.066164 | 0.069936 | 0.07344
F8_Commercial_Interruptible - Miscellaneous_Existing_Food Preparation_Natural Gas_Double Rack Oven_A_Achievable Technical Potential | F8 | Commercial | Interruptible - Miscellaneous | Existing | Food Preparation | Natural Gas | Double Rack Oven | A | Cumulative Summer Peak Savings (MW) | Achievable Technical Potential | 0 | 0 | 0 | 0 | 0 | 0 | 0 | 0 | 0 | 0 | 0 | 0 | 0 | 0 | 0 | 0 | 0 | 0 | 0 | 0 | 0 | 0 | 0 | 0 | 0 | 0 | 0
F9_Commercial_Interruptible - Miscellaneous_Existing_Food Preparation_Natural Gas_Double Rack Oven_A_Achievable Technical Potential | F9 | Commercial | Interruptible - Miscellaneous | Existing | Food Preparation | Natural Gas | Double Rack Oven | A | Cumulative Winter Peak Savings (MW) | Achievable Technical Potential | 0 | 0 | 0 | 0 | 0 | 0 | 0 | 0 | 0 | 0 | 0 | 0 | 0 | 0 | 0 | 0 | 0 | 0 | 0 | 0 | 0 | 0 | 0 | 0 | 0 | 0 | 0
F10_Commercial_Interruptible - Miscellaneous_Existing_Food Preparation_Natural Gas_Double Rack Oven_A_Achievable Technical Potential | F10 | Commercial | Interruptible - Miscellaneous | Existing | Food Preparation | Natural Gas | Double Rack Oven | A | Purchases (Incremental) | Achievable Technical Potential | 0 | 0 | 4.8173e-05 | 0.00018365 | 0.00036156 | 0.00057473 | 0.00081711 | 0.0010835 | 0.0013696 | 0.0016716 | 0.0017514 | 0.0018445 | 0.0019563 | 0.0020903 | 0.0022003 | 0.0022479 | 0.0022779 | 0.0022967 | 0.0023091 | 0.0026482 | 0.0026942 | 0.0026877 | 0.0026487 | 0.0025733 | 0.0024648 | 0.0023262 | 0.0021608
F11_Commercial_Interruptible - Miscellaneous_Existing_Food Preparation_Natural Gas_Double Rack Oven_A_Achievable Technical Potential | F11 | Commercial | Interruptible - Miscellaneous | Existing | Food Preparation | Natural Gas | Double Rack Oven | A | Purchases (Cumulative) | Achievable Technical Potential | 0 | 0 | 4.8173e-05 | 0.00023183 | 0.00059338 | 0.0011681 | 0.0019852 | 0.0030687 | 0.0044383 | 0.0061099 | 0.0078613 | 0.0097058 | 0.011662 | 0.013752 | 0.015953 | 0.018201 | 0.020478 | 0.022775 | 0.025084 | 0.027732 | 0.030427 | 0.033114 | 0.035763 | 0.038336 | 0.040801 | 0.043127 | 0.045288
F1_Commercial_Interruptible - Miscellaneous_Existing_Food Preparation_Natural Gas_Fryer_A_Achievable Technical Potential | F1 | Commercial | Interruptible - Miscellaneous | Existing | Food Preparation | Natural Gas | Fryer | A | Integrated Unit Energy Savings (kWh or therms) | Achievable Technical Potential | 0 | 395.2691 | 395.2691 | 395.2691 | 395.2691 | 395.2691 | 395.2691 | 395.2691 | 395.2691 | 395.2691 | 395.2691 | 395.2691 | 395.2691 | 395.2691 | 395.2691 | 395.2691 | 395.2691 | 395.2691 | 395.2691 | 395.2691 | 395.2691 | 395.2691 | 395.2691 | 395.2691 | 395.2691 | 395.2691 | 395.2691
F2_Commercial_Interruptible - Miscellaneous_Existing_Food Preparation_Natural Gas_Fryer_A_Achievable Technical Potential | F2 | Commercial | Interruptible - Miscellaneous | Existing | Food Preparation | Natural Gas | Fryer | A | Integrated Unit Summer Peak Savings (kW) | Achievable Technical Potential | 0 | 0 | 0 | 0 | 0 | 0 | 0 | 0 | 0 | 0 | 0 | 0 | 0 | 0 | 0 | 0 | 0 | 0 | 0 | 0 | 0 | 0 | 0 | 0 | 0 | 0 | 0
F3_Commercial_Interruptible - Miscellaneous_Existing_Food Preparation_Natural Gas_Fryer_A_Achievable Technical Potential | F3 | Commercial | Interruptible - Miscellaneous | Existing | Food Preparation | Natural Gas | Fryer | A | Integrated Unit Winter Peak Savings (kW) | Achievable Technical Potential | 0 | 0 | 0 | 0 | 0 | 0 | 0 | 0 | 0 | 0 | 0 | 0 | 0 | 0 | 0 | 0 | 0 | 0 | 0 | 0 | 0 | 0 | 0 | 0 | 0 | 0 | 0
F4_Commercial_Interruptible - Miscellaneous_Existing_Food Preparation_Natural Gas_Fryer_A_Achievable Technical Potential | F4 | Commercial | Interruptible - Miscellaneous | Existing | Food Preparation | Natural Gas | Fryer | A | Incremental Energy Savings (MWh or mTherms) | Achievable Technical Potential | 0 | 0 | 5.716e-05 | 0.00011908 | 0.00018833 | 0.0002634 | 0.00034495 | 0.00043758 | 0.00053663 | 0.00070472 | 0.00085539 | 0.00091881 | 0.00094062 | 0.00091869 | 0.0012326 | 0.0010478 | 0.00085629 | 0.00069966 | 0.00049844 | 0.00032816 | 0.00019466 | 0.00010058 | 0.00014682 | 0 | 0 | 0 | 3.1612e-05
F5_Commercial_Interruptible - Miscellaneous_Existing_Food Preparation_Natural Gas_Fryer_A_Achievable Technical Potential | F5 | Commercial | Interruptible - Miscellaneous | Existing | Food Preparation | Natural Gas | Fryer | A | Incremental Summer Peak Savings (MW) | Achievable Technical Potential | 0 | 0 | 0 | 0 | 0 | 0 | 0 | 0 | 0 | 0 | 0 | 0 | 0 | 0 | 0 | 0 | 0 | 0 | 0 | 0 | 0 | 0 | 0 | 0 | 0 | 0 | 0
F6_Commercial_Interruptible - Miscellaneous_Existing_Food Preparation_Natural Gas_Fryer_A_Achievable Technical Potential | F6 | Commercial | Interruptible - Miscellaneous | Existing | Food Preparation | Natural Gas | Fryer | A | Incremental Winter Peak Savings (MW) | Achievable Technical Potential | 0 | 0 | 0 | 0 | 0 | 0 | 0 | 0 | 0 | 0 | 0 | 0 | 0 | 0 | 0 | 0 | 0 | 0 | 0 | 0 | 0 | 0 | 0 | 0 | 0 | 0 | 0
F7_Commercial_Interruptible - Miscellaneous_Existing_Food Preparation_Natural Gas_Fryer_A_Achievable Technical Potential | F7 | Commercial | Interruptible - Miscellaneous | Existing | Food Preparation | Natural Gas | Fryer | A | Cumulative Energy Savings (MWh or mTherms) | Achievable Technical Potential | 0 | 0 | 5.716e-05 | 0.00017624 | 0.00036458 | 0.00062798 | 0.00097293 | 0.0014105 | 0.0019471 | 0.0026519 | 0.0035072 | 0.0044261 | 0.0053667 | 0.0062854 | 0.007518 | 0.0085658 | 0.0094221 | 0.010122 | 0.01062 | 0.010948 | 0.011143 | 0.011244 | 0.01139 | 0.01139 | 0.01139 | 0.01139 | 0.011422
F8_Commercial_Interruptible - Miscellaneous_Existing_Food Preparation_Natural Gas_Fryer_A_Achievable Technical Potential | F8 | Commercial | Interruptible - Miscellaneous | Existing | Food Preparation | Natural Gas | Fryer | A | Cumulative Summer Peak Savings (MW) | Achievable Technical Potential | 0 | 0 | 0 | 0 | 0 | 0 | 0 | 0 | 0 | 0 | 0 | 0 | 0 | 0 | 0 | 0 | 0 | 0 | 0 | 0 | 0 | 0 | 0 | 0 | 0 | 0 | 0
F9_Commercial_Interruptible - Miscellaneous_Existing_Food Preparation_Natural Gas_Fryer_A_Achievable Technical Potential | F9 | Commercial | Interruptible - Miscellaneous | Existing | Food Preparation | Natural Gas | Fryer | A | Cumulative Winter Peak Savings (MW) | Achievable Technical Potential | 0 | 0 | 0 | 0 | 0 | 0 | 0 | 0 | 0 | 0 | 0 | 0 | 0 | 0 | 0 | 0 | 0 | 0 | 0 | 0 | 0 | 0 | 0 | 0 | 0 | 0 | 0
F10_Commercial_Interruptible - Miscellaneous_Existing_Food Preparation_Natural Gas_Fryer_A_Achievable Technical Potential | F10 | Commercial | Interruptible - Miscellaneous | Existing | Food Preparation | Natural Gas | Fryer | A | Purchases (Incremental) | Achievable Technical Potential | 0 | 0 | 0.00014461 | 0.00030127 | 0.00047647 | 0.00066638 | 0.0008727 | 0.001107 | 0.0013576 | 0.0017829 | 0.0021641 | 0.0023245 | 0.0023797 | 0.0023242 | 0.0031184 | 0.002651 | 0.0021664 | 0.0017701 | 0.001261 | 0.00083022 | 0.00049246 | 0.00025446 | 0.00037145 | 0 | 0 | 0 | 7.9977e-05
F11_Commercial_Interruptible - Miscellaneous_Existing_Food Preparation_Natural Gas_Fryer_A_Achievable Technical Potential | F11 | Commercial | Interruptible - Miscellaneous | Existing | Food Preparation | Natural Gas | Fryer | A | Purchases (Cumulative) | Achievable Technical Potential | 0 | 0 | 0.00014461 | 0.00044588 | 0.00092235 | 0.0015887 | 0.0024614 | 0.0035685 | 0.0049261 | 0.006709 | 0.008873 | 0.011198 | 0.013577 | 0.015901 | 0.01902 | 0.021671 | 0.023837 | 0.025607 | 0.026868 | 0.027698 | 0.028191 | 0.028445 | 0.028817 | 0.028817 | 0.028817 | 0.028817 | 0.028897
F1_Commercial_Interruptible - Miscellaneous_Existing_Food Preparation_Natural Gas_Broiler_A_Achievable Technical Potential | F1 | Commercial | Interruptible - Miscellaneous | Existing | Food Preparation | Natural Gas | Broiler | A | Integrated Unit Energy Savings (kWh or therms) | Achievable Technical Potential | 0 | 240.24 | 240.24 | 240.24 | 240.24 | 240.24 | 240.24 | 240.24 | 240.24 | 240.24 | 240.24 | 240.24 | 240.24 | 240.24 | 240.24 | 240.24 | 240.24 | 240.24 | 240.24 | 240.24 | 240.24 | 240.24 | 240.24 | 240.24 | 240.24 | 240.24 | 240.24
F2_Commercial_Interruptible - Miscellaneous_Existing_Food Preparation_Natural Gas_Broiler_A_Achievable Technical Potential | F2 | Commercial | Interruptible - Miscellaneous | Existing | Food Preparation | Natural Gas | Broiler | A | Integrated Unit Summer Peak Savings (kW) | Achievable Technical Potential | 0 | 0 | 0 | 0 | 0 | 0 | 0 | 0 | 0 | 0 | 0 | 0 | 0 | 0 | 0 | 0 | 0 | 0 | 0 | 0 | 0 | 0 | 0 | 0 | 0 | 0 | 0
F3_Commercial_Interruptible - Miscellaneous_Existing_Food Preparation_Natural Gas_Broiler_A_Achievable Technical Potential | F3 | Commercial | Interruptible - Miscellaneous | Existing | Food Preparation | Natural Gas | Broiler | A | Integrated Unit Winter Peak Savings (kW) | Achievable Technical Potential | 0 | 0 | 0 | 0 | 0 | 0 | 0 | 0 | 0 | 0 | 0 | 0 | 0 | 0 | 0 | 0 | 0 | 0 | 0 | 0 | 0 | 0 | 0 | 0 | 0 | 0 | 0
F4_Commercial_Interruptible - Miscellaneous_Existing_Food Preparation_Natural Gas_Broiler_A_Achievable Technical Potential | F4 | Commercial | Interruptible - Miscellaneous | Existing | Food Preparation | Natural Gas | Broiler | A | Incremental Energy Savings (MWh or mTherms) | Achievable Technical Potential | 0 | 0 | 0.00019517 | 0.00066037 | 0.0012004 | 0.0018027 | 0.0024565 | 0.0031527 | 0.0038836 | 0.0046427 | 0.0050097 | 0.0054001 | 0.0058235 | 0.006286 | 0.0065961 | 0.0066801 | 0.0067331 | 0.0067663 | 0.0067881 | 0.0086043 | 0.008612 | 0.0085283 | 0.0081143 | 0.0076493 | 0.0071374 | 0.0065832 | 0.0059907
F5_Commercial_Interruptible - Miscellaneous_Existing_Food Preparation_Natural Gas_Broiler_A_Achievable Technical Potential | F5 | Commercial | Interruptible - Miscellaneous | Existing | Food Preparation | Natural Gas | Broiler | A | Incremental Summer Peak Savings (MW) | Achievable Technical Potential | 0 | 0 | 0 | 0 | 0 | 0 | 0 | 0 | 0 | 0 | 0 | 0 | 0 | 0 | 0 | 0 | 0 | 0 | 0 | 0 | 0 | 0 | 0 | 0 | 0 | 0 | 0
F6_Commercial_Interruptible - Miscellaneous_Existing_Food Preparation_Natural Gas_Broiler_A_Achievable Technical Potential | F6 | Commercial | Interruptible - Miscellaneous | Existing | Food Preparation | Natural Gas | Broiler | A | Incremental Winter Peak Savings (MW) | Achievable Technical Potential | 0 | 0 | 0 | 0 | 0 | 0 | 0 | 0 | 0 | 0 | 0 | 0 | 0 | 0 | 0 | 0 | 0 | 0 | 0 | 0 | 0 | 0 | 0 | 0 | 0 | 0 | 0
F7_Commercial_Interruptible - Miscellaneous_Existing_Food Preparation_Natural Gas_Broiler_A_Achievable Technical Potential | F7 | Commercial | Interruptible - Miscellaneous | Existing | Food Preparation | Natural Gas | Broiler | A | Cumulative Energy Savings (MWh or mTherms) | Achievable Technical Potential | 0 | 0 | 0.00019517 | 0.00085554 | 0.002056 | 0.0038587 | 0.0063152 | 0.0094679 | 0.013352 | 0.017994 | 0.023004 | 0.028404 | 0.034228 | 0.040514 | 0.04711 | 0.05379 | 0.060523 | 0.067289 | 0.074077 | 0.082682 | 0.091294 | 0.099822 | 0.10794 | 0.11559 | 0.12272 | 0.12931 | 0.1353
F8_Commercial_Interruptible - Miscellaneous_Existing_Food Preparation_Natural Gas_Broiler_A_Achievable Technical Potential | F8 | Commercial | Interruptible - Miscellaneous | Existing | Food Preparation | Natural Gas | Broiler | A | Cumulative Summer Peak Savings (MW) | Achievable Technical Potential | 0 | 0 | 0 | 0 | 0 | 0 | 0 | 0 | 0 | 0 | 0 | 0 | 0 | 0 | 0 | 0 | 0 | 0 | 0 | 0 | 0 | 0 | 0 | 0 | 0 | 0 | 0
F9_Commercial_Interruptible - Miscellaneous_Existing_Food Preparation_Natural Gas_Broiler_A_Achievable Technical Potential | F9 | Commercial | Interruptible - Miscellaneous | Existing | Food Preparation | Natural Gas | Broiler | A | Cumulative Winter Peak Savings (MW) | Achievable Technical Potential | 0 | 0 | 0 | 0 | 0 | 0 | 0 | 0 | 0 | 0 | 0 | 0 | 0 | 0 | 0 | 0 | 0 | 0 | 0 | 0 | 0 | 0 | 0 | 0 | 0 | 0 | 0
F10_Commercial_Interruptible - Miscellaneous_Existing_Food Preparation_Natural Gas_Broiler_A_Achievable Technical Potential | F10 | Commercial | Interruptible - Miscellaneous | Existing | Food Preparation | Natural Gas | Broiler | A | Purchases (Incremental) | Achievable Technical Potential | 0 | 0 | 0.0008124 | 0.0027488 | 0.0049967 | 0.0075038 | 0.010225 | 0.013123 | 0.016166 | 0.019325 | 0.020853 | 0.022478 | 0.02424 | 0.026166 | 0.027456 | 0.027806 | 0.028027 | 0.028165 | 0.028256 | 0.035815 | 0.035848 | 0.035499 | 0.033776 | 0.03184 | 0.02971 | 0.027403 | 0.024936
F11_Commercial_Interruptible - Miscellaneous_Existing_Food Preparation_Natural Gas_Broiler_A_Achievable Technical Potential | F11 | Commercial | Interruptible - Miscellaneous | Existing | Food Preparation | Natural Gas | Broiler | A | Purchases (Cumulative) | Achievable Technical Potential | 0 | 0 | 0.0008124 | 0.0035612 | 0.0085579 | 0.016062 | 0.026287 | 0.03941 | 0.055576 | 0.074901 | 0.095754 | 0.11823 | 0.14247 | 0.16864 | 0.19609 | 0.2239 | 0.25193 | 0.28009 | 0.30835 | 0.34416 | 0.38001 | 0.41551 | 0.44929 | 0.48113 | 0.51084 | 0.53824 | 0.56317
F1_Commercial_Interruptible - Miscellaneous_Existing_Food Preparation_Natural Gas_Griddle_A_Achievable Technical Potential | F1 | Commercial | Interruptible - Miscellaneous | Existing | Food Preparation | Natural Gas | Griddle | A | Integrated Unit Energy Savings (kWh or therms) | Achievable Technical Potential | 0 | 167.9465 | 167.9465 | 167.9465 | 167.9465 | 167.9465 | 167.9465 | 167.9465 | 167.9465 | 167.9465 | 167.9465 | 167.9465 | 167.9465 | 167.9465 | 167.9465 | 167.9465 | 167.9465 | 167.9465 | 167.9465 | 167.9465 | 167.9465 | 167.9465 | 167.9465 | 167.9465 | 167.9465 | 167.9465 | 167.9465
F2_Commercial_Interruptible - Miscellaneous_Existing_Food Preparation_Natural Gas_Griddle_A_Achievable Technical Potential | F2 | Commercial | Interruptible - Miscellaneous | Existing | Food Preparation | Natural Gas | Griddle | A | Integrated Unit Summer Peak Savings (kW) | Achievable Technical Potential | 0 | 0 | 0 | 0 | 0 | 0 | 0 | 0 | 0 | 0 | 0 | 0 | 0 | 0 | 0 | 0 | 0 | 0 | 0 | 0 | 0 | 0 | 0 | 0 | 0 | 0 | 0
F3_Commercial_Interruptible - Miscellaneous_Existing_Food Preparation_Natural Gas_Griddle_A_Achievable Technical Potential | F3 | Commercial | Interruptible - Miscellaneous | Existing | Food Preparation | Natural Gas | Griddle | A | Integrated Unit Winter Peak Savings (kW) | Achievable Technical Potential | 0 | 0 | 0 | 0 | 0 | 0 | 0 | 0 | 0 | 0 | 0 | 0 | 0 | 0 | 0 | 0 | 0 | 0 | 0 | 0 | 0 | 0 | 0 | 0 | 0 | 0 | 0
F4_Commercial_Interruptible - Miscellaneous_Existing_Food Preparation_Natural Gas_Griddle_A_Achievable Technical Potential | F4 | Commercial | Interruptible - Miscellaneous | Existing | Food Preparation | Natural Gas | Griddle | A | Incremental Energy Savings (MWh or mTherms) | Achievable Technical Potential | 0 | 0 | 4.8417e-05 | 0.00016382 | 0.00029779 | 0.0004472 | 0.0006094 | 0.00078211 | 0.00096343 | 0.0011517 | 0.0012428 | 0.0013396 | 0.0014446 | 0.0015594 | 0.0016363 | 0.0016572 | 0.0016703 | 0.0016785 | 0.0016839 | 0.0021345 | 0.0021364 | 0.0021156 | 0.0020129 | 0.0018976 | 0.0017706 | 0.0016331 | 0.0014861
F5_Commercial_Interruptible - Miscellaneous_Existing_Food Preparation_Natural Gas_Griddle_A_Achievable Technical Potential | F5 | Commercial | Interruptible - Miscellaneous | Existing | Food Preparation | Natural Gas | Griddle | A | Incremental Summer Peak Savings (MW) | Achievable Technical Potential | 0 | 0 | 0 | 0 | 0 | 0 | 0 | 0 | 0 | 0 | 0 | 0 | 0 | 0 | 0 | 0 | 0 | 0 | 0 | 0 | 0 | 0 | 0 | 0 | 0 | 0 | 0
F6_Commercial_Interruptible - Miscellaneous_Existing_Food Preparation_Natural Gas_Griddle_A_Achievable Technical Potential | F6 | Commercial | Interruptible - Miscellaneous | Existing | Food Preparation | Natural Gas | Griddle | A | Incremental Winter Peak Savings (MW) | Achievable Technical Potential | 0 | 0 | 0 | 0 | 0 | 0 | 0 | 0 | 0 | 0 | 0 | 0 | 0 | 0 | 0 | 0 | 0 | 0 | 0 | 0 | 0 | 0 | 0 | 0 | 0 | 0 | 0
F7_Commercial_Interruptible - Miscellaneous_Existing_Food Preparation_Natural Gas_Griddle_A_Achievable Technical Potential | F7 | Commercial | Interruptible - Miscellaneous | Existing | Food Preparation | Natural Gas | Griddle | A | Cumulative Energy Savings (MWh or mTherms) | Achievable Technical Potential | 0 | 0 | 4.8417e-05 | 0.00021224 | 0.00051003 | 0.00095723 | 0.0015666 | 0.0023487 | 0.0033122 | 0.0044639 | 0.0057067 | 0.0070463 | 0.0084909 | 0.01005 | 0.011687 | 0.013344 | 0.015014 | 0.016693 | 0.018377 | 0.020511 | 0.022647 | 0.024763 | 0.026776 | 0.028674 | 0.030444 | 0.032077 | 0.033563
F8_Commercial_Interruptible - Miscellaneous_Existing_Food Preparation_Natural Gas_Griddle_A_Achievable Technical Potential | F8 | Commercial | Interruptible - Miscellaneous | Existing | Food Preparation | Natural Gas | Griddle | A | Cumulative Summer Peak Savings (MW) | Achievable Technical Potential | 0 | 0 | 0 | 0 | 0 | 0 | 0 | 0 | 0 | 0 | 0 | 0 | 0 | 0 | 0 | 0 | 0 | 0 | 0 | 0 | 0 | 0 | 0 | 0 | 0 | 0 | 0
F9_Commercial_Interruptible - Miscellaneous_Existing_Food Preparation_Natural Gas_Griddle_A_Achievable Technical Potential | F9 | Commercial | Interruptible - Miscellaneous | Existing | Food Preparation | Natural Gas | Griddle | A | Cumulative Winter Peak Savings (MW) | Achievable Technical Potential | 0 | 0 | 0 | 0 | 0 | 0 | 0 | 0 | 0 | 0 | 0 | 0 | 0 | 0 | 0 | 0 | 0 | 0 | 0 | 0 | 0 | 0 | 0 | 0 | 0 | 0 | 0
F10_Commercial_Interruptible - Miscellaneous_Existing_Food Preparation_Natural Gas_Griddle_A_Achievable Technical Potential | F10 | Commercial | Interruptible - Miscellaneous | Existing | Food Preparation | Natural Gas | Griddle | A | Purchases (Incremental) | Achievable Technical Potential | 0 | 0 | 0.00028829 | 0.00097543 | 0.0017731 | 0.0026628 | 0.0036285 | 0.0046569 | 0.0057365 | 0.0068577 | 0.0073999 | 0.0079764 | 0.0086018 | 0.009285 | 0.009743 | 0.0098672 | 0.0099454 | 0.0099944 | 0.010027 | 0.012709 | 0.012721 | 0.012597 | 0.011986 | 0.011299 | 0.010543 | 0.009724 | 0.0088488
F11_Commercial_Interruptible - Miscellaneous_Existing_Food Preparation_Natural Gas_Griddle_A_Achievable Technical Potential | F11 | Commercial | Interruptible - Miscellaneous | Existing | Food Preparation | Natural Gas | Griddle | A | Purchases (Cumulative) | Achievable Technical Potential | 0 | 0 | 0.00028829 | 0.0012637 | 0.0030368 | 0.0056996 | 0.0093281 | 0.013985 | 0.019722 | 0.026579 | 0.033979 | 0.041956 | 0.050557 | 0.059842 | 0.069585 | 0.079453 | 0.089398 | 0.099392 | 0.10942 | 0.12213 | 0.13485 | 0.14745 | 0.15943 | 0.17073 | 0.18127 | 0.191 | 0.19985
F1_Commercial_Interruptible - Miscellaneous_Existing_Food Preparation_Natural Gas_Range_A_Achievable Technical Potential | F1 | Commercial | Interruptible - Miscellaneous | Existing | Food Preparation | Natural Gas | Range | A | Integrated Unit Energy Savings (kWh or therms) | Achievable Technical Potential | 0 | 171.4286 | 171.4286 | 171.4286 | 171.4286 | 171.4286 | 171.4286 | 171.4286 | 171.4286 | 171.4286 | 171.4286 | 171.4286 | 171.4286 | 171.4286 | 171.4286 | 171.4286 | 171.4286 | 171.4286 | 171.4286 | 171.4286 | 171.4286 | 171.4286 | 171.4286 | 171.4286 | 171.4286 | 171.4286 | 171.4286
F2_Commercial_Interruptible - Miscellaneous_Existing_Food Preparation_Natural Gas_Range_A_Achievable Technical Potential | F2 | Commercial | Interruptible - Miscellaneous | Existing | Food Preparation | Natural Gas | Range | A | Integrated Unit Summer Peak Savings (kW) | Achievable Technical Potential | 0 | 0 | 0 | 0 | 0 | 0 | 0 | 0 | 0 | 0 | 0 | 0 | 0 | 0 | 0 | 0 | 0 | 0 | 0 | 0 | 0 | 0 | 0 | 0 | 0 | 0 | 0
F3_Commercial_Interruptible - Miscellaneous_Existing_Food Preparation_Natural Gas_Range_A_Achievable Technical Potential | F3 | Commercial | Interruptible - Miscellaneous | Existing | Food Preparation | Natural Gas | Range | A | Integrated Unit Winter Peak Savings (kW) | Achievable Technical Potential | 0 | 0 | 0 | 0 | 0 | 0 | 0 | 0 | 0 | 0 | 0 | 0 | 0 | 0 | 0 | 0 | 0 | 0 | 0 | 0 | 0 | 0 | 0 | 0 | 0 | 0 | 0
F4_Commercial_Interruptible - Miscellaneous_Existing_Food Preparation_Natural Gas_Range_A_Achievable Technical Potential | F4 | Commercial | Interruptible - Miscellaneous | Existing | Food Preparation | Natural Gas | Range | A | Incremental Energy Savings (MWh or mTherms) | Achievable Technical Potential | 0 | 0 | 8.1712e-05 | 0.00029548 | 0.00055578 | 0.00084835 | 0.0011628 | 0.0014915 | 0.0018291 | 0.0021719 | 0.0021886 | 0.0022754 | 0.0023472 | 0.0023463 | 0.0023492 | 0.0028169 | 0.0029214 | 0.0030004 | 0.00306 | 0.0029694 | 0.0031233 | 0.0031714 | 0.0028767 | 0.0025508 | 0.0021437 | 0.0013804 | 0.0010407
F5_Commercial_Interruptible - Miscellaneous_Existing_Food Preparation_Natural Gas_Range_A_Achievable Technical Potential | F5 | Commercial | Interruptible - Miscellaneous | Existing | Food Preparation | Natural Gas | Range | A | Incremental Summer Peak Savings (MW) | Achievable Technical Potential | 0 | 0 | 0 | 0 | 0 | 0 | 0 | 0 | 0 | 0 | 0 | 0 | 0 | 0 | 0 | 0 | 0 | 0 | 0 | 0 | 0 | 0 | 0 | 0 | 0 | 0 | 0
F6_Commercial_Interruptible - Miscellaneous_Existing_Food Preparation_Natural Gas_Range_A_Achievable Technical Potential | F6 | Commercial | Interruptible - Miscellaneous | Existing | Food Preparation | Natural Gas | Range | A | Incremental Winter Peak Savings (MW) | Achievable Technical Potential | 0 | 0 | 0 | 0 | 0 | 0 | 0 | 0 | 0 | 0 | 0 | 0 | 0 | 0 | 0 | 0 | 0 | 0 | 0 | 0 | 0 | 0 | 0 | 0 | 0 | 0 | 0
F7_Commercial_Interruptible - Miscellaneous_Existing_Food Preparation_Natural Gas_Range_A_Achievable Technical Potential | F7 | Commercial | Interruptible - Miscellaneous | Existing | Food Preparation | Natural Gas | Range | A | Cumulative Energy Savings (MWh or mTherms) | Achievable Technical Potential | 0 | 0 | 8.1712e-05 | 0.0003772 | 0.00093298 | 0.0017813 | 0.0029441 | 0.0044356 | 0.0062647 | 0.0084366 | 0.010625 | 0.012901 | 0.015248 | 0.017594 | 0.019943 | 0.02276 | 0.025681 | 0.028682 | 0.031742 | 0.034711 | 0.037835 | 0.041006 | 0.043883 | 0.046434 | 0.048577 | 0.049958 | 0.050998
F8_Commercial_Interruptible - Miscellaneous_Existing_Food Preparation_Natural Gas_Range_A_Achievable Technical Potential | F8 | Commercial | Interruptible - Miscellaneous | Existing | Food Preparation | Natural Gas | Range | A | Cumulative Summer Peak Savings (MW) | Achievable Technical Potential | 0 | 0 | 0 | 0 | 0 | 0 | 0 | 0 | 0 | 0 | 0 | 0 | 0 | 0 | 0 | 0 | 0 | 0 | 0 | 0 | 0 | 0 | 0 | 0 | 0 | 0 | 0
F9_Commercial_Interruptible - Miscellaneous_Existing_Food Preparation_Natural Gas_Range_A_Achievable Technical Potential | F9 | Commercial | Interruptible - Miscellaneous | Existing | Food Preparation | Natural Gas | Range | A | Cumulative Winter Peak Savings (MW) | Achievable Technical Potential | 0 | 0 | 0 | 0 | 0 | 0 | 0 | 0 | 0 | 0 | 0 | 0 | 0 | 0 | 0 | 0 | 0 | 0 | 0 | 0 | 0 | 0 | 0 | 0 | 0 | 0 | 0
F10_Commercial_Interruptible - Miscellaneous_Existing_Food Preparation_Natural Gas_Range_A_Achievable Technical Potential | F10 | Commercial | Interruptible - Miscellaneous | Existing | Food Preparation | Natural Gas | Range | A | Purchases (Incremental) | Achievable Technical Potential | 0 | 0 | 0.00047665 | 0.0017237 | 0.0032421 | 0.0049487 | 0.0067828 | 0.0087004 | 0.01067 | 0.012669 | 0.012767 | 0.013273 | 0.013692 | 0.013687 | 0.013704 | 0.016432 | 0.017041 | 0.017503 | 0.01785 | 0.017322 | 0.018219 | 0.0185 | 0.016781 | 0.01488 | 0.012505 | 0.0080522 | 0.0060708
F11_Commercial_Interruptible - Miscellaneous_Existing_Food Preparation_Natural Gas_Range_A_Achievable Technical Potential | F11 | Commercial | Interruptible - Miscellaneous | Existing | Food Preparation | Natural Gas | Range | A | Purchases (Cumulative) | Achievable Technical Potential | 0 | 0 | 0.00047665 | 0.0022003 | 0.0054424 | 0.010391 | 0.017174 | 0.025874 | 0.036544 | 0.049213 | 0.06198 | 0.075253 | 0.088945 | 0.10263 | 0.11634 | 0.13277 | 0.14981 | 0.16731 | 0.18516 | 0.20248 | 0.2207 | 0.2392 | 0.25598 | 0.27086 | 0.28337 | 0.29142 | 0.29749
F1_Commercial_Interruptible - Miscellaneous_Existing_Food Preparation_Natural Gas_Steamer_A_Achievable Technical Potential | F1 | Commercial | Interruptible - Miscellaneous | Existing | Food Preparation | Natural Gas | Steamer | A | Integrated Unit Energy Savings (kWh or therms) | Achievable Technical Potential | 0 | 1215.1419 | 1215.1419 | 1215.1419 | 1215.1419 | 1215.1419 | 1215.1419 | 1215.1419 | 1215.1419 | 1215.1419 | 1215.1419 | 1215.1419 | 1215.1419 | 1215.1419 | 1215.1419 | 1215.1419 | 1215.1419 | 1215.1419 | 1215.1419 | 1215.1419 | 1215.1419 | 1215.1419 | 1215.1419 | 1215.1419 | 1215.1419 | 1215.1419 | 1215.1419
F2_Commercial_Interruptible - Miscellaneous_Existing_Food Preparation_Natural Gas_Steamer_A_Achievable Technical Potential | F2 | Commercial | Interruptible - Miscellaneous | Existing | Food Preparation | Natural Gas | Steamer | A | Integrated Unit Summer Peak Savings (kW) | Achievable Technical Potential | 0 | 0 | 0 | 0 | 0 | 0 | 0 | 0 | 0 | 0 | 0 | 0 | 0 | 0 | 0 | 0 | 0 | 0 | 0 | 0 | 0 | 0 | 0 | 0 | 0 | 0 | 0
F3_Commercial_Interruptible - Miscellaneous_Existing_Food Preparation_Natural Gas_Steamer_A_Achievable Technical Potential | F3 | Commercial | Interruptible - Miscellaneous | Existing | Food Preparation | Natural Gas | Steamer | A | Integrated Unit Winter Peak Savings (kW) | Achievable Technical Potential | 0 | 0 | 0 | 0 | 0 | 0 | 0 | 0 | 0 | 0 | 0 | 0 | 0 | 0 | 0 | 0 | 0 | 0 | 0 | 0 | 0 | 0 | 0 | 0 | 0 | 0 | 0
F4_Commercial_Interruptible - Miscellaneous_Existing_Food Preparation_Natural Gas_Steamer_A_Achievable Technical Potential | F4 | Commercial | Interruptible - Miscellaneous | Existing | Food Preparation | Natural Gas | Steamer | A | Incremental Energy Savings (MWh or mTherms) | Achievable Technical Potential | 0 | 0 | 3.1066e-05 | 9.2217e-05 | 0.00015072 | 0.0002074 | 0.00026283 | 0.00031745 | 0.00038583 | 0.00045173 | 0.00048384 | 0.00048323 | 0.0004829 | 0.00068105 | 0.00064709 | 0.00062299 | 0.00059178 | 0.00056769 | 0.0005494 | 0.00053565 | 0.00059992 | 0.00044015 | 0.00042643 | 0.00039157 | 0.00034334 | 0.00037539 | 0.00024525
F5_Commercial_Interruptible - Miscellaneous_Existing_Food Preparation_Natural Gas_Steamer_A_Achievable Technical Potential | F5 | Commercial | Interruptible - Miscellaneous | Existing | Food Preparation | Natural Gas | Steamer | A | Incremental Summer Peak Savings (MW) | Achievable Technical Potential | 0 | 0 | 0 | 0 | 0 | 0 | 0 | 0 | 0 | 0 | 0 | 0 | 0 | 0 | 0 | 0 | 0 | 0 | 0 | 0 | 0 | 0 | 0 | 0 | 0 | 0 | 0
F6_Commercial_Interruptible - Miscellaneous_Existing_Food Preparation_Natural Gas_Steamer_A_Achievable Technical Potential | F6 | Commercial | Interruptible - Miscellaneous | Existing | Food Preparation | Natural Gas | Steamer | A | Incremental Winter Peak Savings (MW) | Achievable Technical Potential | 0 | 0 | 0 | 0 | 0 | 0 | 0 | 0 | 0 | 0 | 0 | 0 | 0 | 0 | 0 | 0 | 0 | 0 | 0 | 0 | 0 | 0 | 0 | 0 | 0 | 0 | 0
F7_Commercial_Interruptible - Miscellaneous_Existing_Food Preparation_Natural Gas_Steamer_A_Achievable Technical Potential | F7 | Commercial | Interruptible - Miscellaneous | Existing | Food Preparation | Natural Gas | Steamer | A | Cumulative Energy Savings (MWh or mTherms) | Achievable Technical Potential | 0 | 0 | 3.1066e-05 | 0.00012328 | 0.00027401 | 0.00048141 | 0.00074424 | 0.0010617 | 0.0014475 | 0.0018993 | 0.0023831 | 0.0028663 | 0.0033492 | 0.0040303 | 0.0046774 | 0.0053004 | 0.0058921 | 0.0064598 | 0.0070092 | 0.0075449 | 0.0081448 | 0.0085849 | 0.0090114 | 0.0094029 | 0.0097463 | 0.010122 | 0.010367
F8_Commercial_Interruptible - Miscellaneous_Existing_Food Preparation_Natural Gas_Steamer_A_Achievable Technical Potential | F8 | Commercial | Interruptible - Miscellaneous | Existing | Food Preparation | Natural Gas | Steamer | A | Cumulative Summer Peak Savings (MW) | Achievable Technical Potential | 0 | 0 | 0 | 0 | 0 | 0 | 0 | 0 | 0 | 0 | 0 | 0 | 0 | 0 | 0 | 0 | 0 | 0 | 0 | 0 | 0 | 0 | 0 | 0 | 0 | 0 | 0
F9_Commercial_Interruptible - Miscellaneous_Existing_Food Preparation_Natural Gas_Steamer_A_Achievable Technical Potential | F9 | Commercial | Interruptible - Miscellaneous | Existing | Food Preparation | Natural Gas | Steamer | A | Cumulative Winter Peak Savings (MW) | Achievable Technical Potential | 0 | 0 | 0 | 0 | 0 | 0 | 0 | 0 | 0 | 0 | 0 | 0 | 0 | 0 | 0 | 0 | 0 | 0 | 0 | 0 | 0 | 0 | 0 | 0 | 0 | 0 | 0
F10_Commercial_Interruptible - Miscellaneous_Existing_Food Preparation_Natural Gas_Steamer_A_Achievable Technical Potential | F10 | Commercial | Interruptible - Miscellaneous | Existing | Food Preparation | Natural Gas | Steamer | A | Purchases (Incremental) | Achievable Technical Potential | 0 | 0 | 2.5566e-05 | 7.589e-05 | 0.00012404 | 0.00017068 | 0.0002163 | 0.00026125 | 0.00031752 | 0.00037175 | 0.00039818 | 0.00039767 | 0.0003974 | 0.00056047 | 0.00053252 | 0.00051269 | 0.000487 | 0.00046718 | 0.00045213 | 0.00044081 | 0.0004937 | 0.00036222 | 0.00035093 | 0.00032224 | 0.00028255 | 0.00030892 | 0.00020183
F11_Commercial_Interruptible - Miscellaneous_Existing_Food Preparation_Natural Gas_Steamer_A_Achievable Technical Potential | F11 | Commercial | Interruptible - Miscellaneous | Existing | Food Preparation | Natural Gas | Steamer | A | Purchases (Cumulative) | Achievable Technical Potential | 0 | 0 | 2.5566e-05 | 0.00010146 | 0.00022549 | 0.00039617 | 0.00061247 | 0.00087372 | 0.0011912 | 0.001563 | 0.0019612 | 0.0023588 | 0.0027562 | 0.0033167 | 0.0038492 | 0.0043619 | 0.0048489 | 0.0053161 | 0.0057682 | 0.0062091 | 0.0067028 | 0.007065 | 0.0074159 | 0.0077381 | 0.0080207 | 0.0083296 | 0.0085314
F1_Commercial_Interruptible - Miscellaneous_Existing_Food Preparation_Natural Gas_Commercial Food Prep Other_A_Achievable Technical Potential | F1 | Commercial | Interruptible - Miscellaneous | Existing | Food Preparation | Natural Gas | Commercial Food Prep Other | A | Integrated Unit Energy Savings (kWh or therms) | Achievable Technical Potential | 0 | 0 | 0 | 0 | 0 | 0 | 0 | 0 | 0 | 0 | 0 | 0 | 0 | 0 | 0 | 0 | 0 | 0 | 0 | 0 | 0 | 0 | 0 | 0 | 0 | 0 | 0
F2_Commercial_Interruptible - Miscellaneous_Existing_Food Preparation_Natural Gas_Commercial Food Prep Other_A_Achievable Technical Potential | F2 | Commercial | Interruptible - Miscellaneous | Existing | Food Preparation | Natural Gas | Commercial Food Prep Other | A | Integrated Unit Summer Peak Savings (kW) | Achievable Technical Potential | 0 | 0 | 0 | 0 | 0 | 0 | 0 | 0 | 0 | 0 | 0 | 0 | 0 | 0 | 0 | 0 | 0 | 0 | 0 | 0 | 0 | 0 | 0 | 0 | 0 | 0 | 0
F3_Commercial_Interruptible - Miscellaneous_Existing_Food Preparation_Natural Gas_Commercial Food Prep Other_A_Achievable Technical Potential | F3 | Commercial | Interruptible - Miscellaneous | Existing | Food Preparation | Natural Gas | Commercial Food Prep Other | A | Integrated Unit Winter Peak Savings (kW) | Achievable Technical Potential | 0 | 0 | 0 | 0 | 0 | 0 | 0 | 0 | 0 | 0 | 0 | 0 | 0 | 0 | 0 | 0 | 0 | 0 | 0 | 0 | 0 | 0 | 0 | 0 | 0 | 0 | 0
F4_Commercial_Interruptible - Miscellaneous_Existing_Food Preparation_Natural Gas_Commercial Food Prep Other_A_Achievable Technical Potential | F4 | Commercial | Interruptible - Miscellaneous | Existing | Food Preparation | Natural Gas | Commercial Food Prep Other | A | Incremental Energy Savings (MWh or mTherms) | Achievable Technical Potential | 0 | 0 | 0 | 0 | 0 | 0 | 0 | 0 | 0 | 0 | 0 | 0 | 0 | 0 | 0 | 0 | 0 | 0 | 0 | 0 | 0 | 0 | 0 | 0 | 0 | 0 | 0
F5_Commercial_Interruptible - Miscellaneous_Existing_Food Preparation_Natural Gas_Commercial Food Prep Other_A_Achievable Technical Potential | F5 | Commercial | Interruptible - Miscellaneous | Existing | Food Preparation | Natural Gas | Commercial Food Prep Other | A | Incremental Summer Peak Savings (MW) | Achievable Technical Potential | 0 | 0 | 0 | 0 | 0 | 0 | 0 | 0 | 0 | 0 | 0 | 0 | 0 | 0 | 0 | 0 | 0 | 0 | 0 | 0 | 0 | 0 | 0 | 0 | 0 | 0 | 0
F6_Commercial_Interruptible - Miscellaneous_Existing_Food Preparation_Natural Gas_Commercial Food Prep Other_A_Achievable Technical Potential | F6 | Commercial | Interruptible - Miscellaneous | Existing | Food Preparation | Natural Gas | Commercial Food Prep Other | A | Incremental Winter Peak Savings (MW) | Achievable Technical Potential | 0 | 0 | 0 | 0 | 0 | 0 | 0 | 0 | 0 | 0 | 0 | 0 | 0 | 0 | 0 | 0 | 0 | 0 | 0 | 0 | 0 | 0 | 0 | 0 | 0 | 0 | 0
F7_Commercial_Interruptible - Miscellaneous_Existing_Food Preparation_Natural Gas_Commercial Food Prep Other_A_Achievable Technical Potential | F7 | Commercial | Interruptible - Miscellaneous | Existing | Food Preparation | Natural Gas | Commercial Food Prep Other | A | Cumulative Energy Savings (MWh or mTherms) | Achievable Technical Potential | 0 | 0 | 0 | 0 | 0 | 0 | 0 | 0 | 0 | 0 | 0 | 0 | 0 | 0 | 0 | 0 | 0 | 0 | 0 | 0 | 0 | 0 | 0 | 0 | 0 | 0 | 0
F8_Commercial_Interruptible - Miscellaneous_Existing_Food Preparation_Natural Gas_Commercial Food Prep Other_A_Achievable Technical Potential | F8 | Commercial | Interruptible - Miscellaneous | Existing | Food Preparation | Natural Gas | Commercial Food Prep Other | A | Cumulative Summer Peak Savings (MW) | Achievable Technical Potential | 0 | 0 | 0 | 0 | 0 | 0 | 0 | 0 | 0 | 0 | 0 | 0 | 0 | 0 | 0 | 0 | 0 | 0 | 0 | 0 | 0 | 0 | 0 | 0 | 0 | 0 | 0
F9_Commercial_Interruptible - Miscellaneous_Existing_Food Preparation_Natural Gas_Commercial Food Prep Other_A_Achievable Technical Potential | F9 | Commercial | Interruptible - Miscellaneous | Existing | Food Preparation | Natural Gas | Commercial Food Prep Other | A | Cumulative Winter Peak Savings (MW) | Achievable Technical Potential | 0 | 0 | 0 | 0 | 0 | 0 | 0 | 0 | 0 | 0 | 0 | 0 | 0 | 0 | 0 | 0 | 0 | 0 | 0 | 0 | 0 | 0 | 0 | 0 | 0 | 0 | 0
F10_Commercial_Interruptible - Miscellaneous_Existing_Food Preparation_Natural Gas_Commercial Food Prep Other_A_Achievable Technical Potential | F10 | Commercial | Interruptible - Miscellaneous | Existing | Food Preparation | Natural Gas | Commercial Food Prep Other | A | Purchases (Incremental) | Achievable Technical Potential | 0 | 0 | 0 | 0 | 0 | 0 | 0 | 0 | 0 | 0 | 0 | 0 | 0 | 0 | 0 | 0 | 0 | 0 | 0 | 0 | 0 | 0 | 0 | 0 | 0 | 0 | 0
F11_Commercial_Interruptible - Miscellaneous_Existing_Food Preparation_Natural Gas_Commercial Food Prep Other_A_Achievable Technical Potential | F11 | Commercial | Interruptible - Miscellaneous | Existing | Food Preparation | Natural Gas | Commercial Food Prep Other | A | Purchases (Cumulative) | Achievable Technical Potential | 0 | 0 | 0 | 0 | 0 | 0 | 0 | 0 | 0 | 0 | 0 | 0 | 0 | 0 | 0 | 0 | 0 | 0 | 0 | 0 | 0 | 0 | 0 | 0 | 0 | 0 | 0
F1_Commercial_Interruptible - Miscellaneous_Existing_Miscellaneous_Natural Gas_Pool Heater_A_Achievable Technical Potential | F1 | Commercial | Interruptible - Miscellaneous | Existing | Miscellaneous | Natural Gas | Pool Heater | A | Integrated Unit Energy Savings (kWh or therms) | Achievable Technical Potential | 0 | 2233.5 | 2233.5 | 2233.5 | 2233.5 | 2233.5 | 2233.5 | 2233.5 | 2233.5 | 2233.5 | 2233.5 | 2233.5 | 2233.5 | 2233.5 | 2233.5 | 2233.5 | 2233.5 | 2233.5 | 2233.5 | 2233.5 | 2233.5 | 2233.5 | 2233.5 | 2233.5 | 2233.5 | 2233.5 | 2233.5
F2_Commercial_Interruptible - Miscellaneous_Existing_Miscellaneous_Natural Gas_Pool Heater_A_Achievable Technical Potential | F2 | Commercial | Interruptible - Miscellaneous | Existing | Miscellaneous | Natural Gas | Pool Heater | A | Integrated Unit Summer Peak Savings (kW) | Achievable Technical Potential | 0 | 0 | 0 | 0 | 0 | 0 | 0 | 0 | 0 | 0 | 0 | 0 | 0 | 0 | 0 | 0 | 0 | 0 | 0 | 0 | 0 | 0 | 0 | 0 | 0 | 0 | 0
F3_Commercial_Interruptible - Miscellaneous_Existing_Miscellaneous_Natural Gas_Pool Heater_A_Achievable Technical Potential | F3 | Commercial | Interruptible - Miscellaneous | Existing | Miscellaneous | Natural Gas | Pool Heater | A | Integrated Unit Winter Peak Savings (kW) | Achievable Technical Potential | 0 | 0 | 0 | 0 | 0 | 0 | 0 | 0 | 0 | 0 | 0 | 0 | 0 | 0 | 0 | 0 | 0 | 0 | 0 | 0 | 0 | 0 | 0 | 0 | 0 | 0 | 0
F4_Commercial_Interruptible - Miscellaneous_Existing_Miscellaneous_Natural Gas_Pool Heater_A_Achievable Technical Potential | F4 | Commercial | Interruptible - Miscellaneous | Existing | Miscellaneous | Natural Gas | Pool Heater | A | Incremental Energy Savings (MWh or mTherms) | Achievable Technical Potential | 0 | 0 | 1.6796e-05 | 2.5122e-05 | 5.3608e-05 | 9.8998e-05 | 0.0001731 | 0.00027886 | 0.00040448 | 0.00057826 | 0.00077153 | 0.0013008 | 0.0015194 | 0.0017158 | 0.0018675 | 0.001953 | 0.0021311 | 0.001852 | 0.0017527 | 0.0015654 | 0.0012887 | 0.0013085 | 0.00078969 | 0.0003906 | 8.1104e-05 | 0 | 0
F5_Commercial_Interruptible - Miscellaneous_Existing_Miscellaneous_Natural Gas_Pool Heater_A_Achievable Technical Potential | F5 | Commercial | Interruptible - Miscellaneous | Existing | Miscellaneous | Natural Gas | Pool Heater | A | Incremental Summer Peak Savings (MW) | Achievable Technical Potential | 0 | 0 | 0 | 0 | 0 | 0 | 0 | 0 | 0 | 0 | 0 | 0 | 0 | 0 | 0 | 0 | 0 | 0 | 0 | 0 | 0 | 0 | 0 | 0 | 0 | 0 | 0
F6_Commercial_Interruptible - Miscellaneous_Existing_Miscellaneous_Natural Gas_Pool Heater_A_Achievable Technical Potential | F6 | Commercial | Interruptible - Miscellaneous | Existing | Miscellaneous | Natural Gas | Pool Heater | A | Incremental Winter Peak Savings (MW) | Achievable Technical Potential | 0 | 0 | 0 | 0 | 0 | 0 | 0 | 0 | 0 | 0 | 0 | 0 | 0 | 0 | 0 | 0 | 0 | 0 | 0 | 0 | 0 | 0 | 0 | 0 | 0 | 0 | 0
F7_Commercial_Interruptible - Miscellaneous_Existing_Miscellaneous_Natural Gas_Pool Heater_A_Achievable Technical Potential | F7 | Commercial | Interruptible - Miscellaneous | Existing | Miscellaneous | Natural Gas | Pool Heater | A | Cumulative Energy Savings (MWh or mTherms) | Achievable Technical Potential | 0 | 0 | 1.6796e-05 | 4.1918e-05 | 9.5525e-05 | 0.00019452 | 0.00036763 | 0.00064649 | 0.001051 | 0.0016292 | 0.0024008 | 0.0037016 | 0.005221 | 0.0069368 | 0.0088044 | 0.010757 | 0.012888 | 0.01474 | 0.016493 | 0.018059 | 0.019347 | 0.020656 | 0.021446 | 0.021836 | 0.021917 | 0.021917 | 0.021917
F8_Commercial_Interruptible - Miscellaneous_Existing_Miscellaneous_Natural Gas_Pool Heater_A_Achievable Technical Potential | F8 | Commercial | Interruptible - Miscellaneous | Existing | Miscellaneous | Natural Gas | Pool Heater | A | Cumulative Summer Peak Savings (MW) | Achievable Technical Potential | 0 | 0 | 0 | 0 | 0 | 0 | 0 | 0 | 0 | 0 | 0 | 0 | 0 | 0 | 0 | 0 | 0 | 0 | 0 | 0 | 0 | 0 | 0 | 0 | 0 | 0 | 0
F9_Commercial_Interruptible - Miscellaneous_Existing_Miscellaneous_Natural Gas_Pool Heater_A_Achievable Technical Potential | F9 | Commercial | Interruptible - Miscellaneous | Existing | Miscellaneous | Natural Gas | Pool Heater | A | Cumulative Winter Peak Savings (MW) | Achievable Technical Potential | 0 | 0 | 0 | 0 | 0 | 0 | 0 | 0 | 0 | 0 | 0 | 0 | 0 | 0 | 0 | 0 | 0 | 0 | 0 | 0 | 0 | 0 | 0 | 0 | 0 | 0 | 0
F10_Commercial_Interruptible - Miscellaneous_Existing_Miscellaneous_Natural Gas_Pool Heater_A_Achievable Technical Potential | F10 | Commercial | Interruptible - Miscellaneous | Existing | Miscellaneous | Natural Gas | Pool Heater | A | Purchases (Incremental) | Achievable Technical Potential | 0 | 0 | 7.5201e-06 | 1.1248e-05 | 2.4002e-05 | 4.4324e-05 | 7.7503e-05 | 0.00012485 | 0.0001811 | 0.0002589 | 0.00034544 | 0.00058241 | 0.0006803 | 0.00076822 | 0.00083615 | 0.00087441 | 0.00095415 | 0.0008292 | 0.00078474 | 0.00070087 | 0.00057699 | 0.00058587 | 0.00035356 | 0.00017488 | 3.6312e-05 | 0 | 0
F11_Commercial_Interruptible - Miscellaneous_Existing_Miscellaneous_Natural Gas_Pool Heater_A_Achievable Technical Potential | F11 | Commercial | Interruptible - Miscellaneous | Existing | Miscellaneous | Natural Gas | Pool Heater | A | Purchases (Cumulative) | Achievable Technical Potential | 0 | 0 | 7.5201e-06 | 1.8768e-05 | 4.2769e-05 | 8.7093e-05 | 0.0001646 | 0.00028945 | 0.00047055 | 0.00072945 | 0.0010749 | 0.0016573 | 0.0023376 | 0.0031058 | 0.003942 | 0.0048164 | 0.0057705 | 0.0065997 | 0.0073845 | 0.0080853 | 0.0086623 | 0.0092482 | 0.0096018 | 0.0097766 | 0.0098129 | 0.0098129 | 0.0098129
F1_Commercial_Interruptible - Miscellaneous_New_Space Heating_Natural Gas_Furnace_A_Achievable Technical Potential | F1 | Commercial | Interruptible - Miscellaneous | New | Space Heating | Natural Gas | Furnace | A | Integrated Unit Energy Savings (kWh or therms) | Achievable Technical Potential | 0 | 0 | 0 | 0 | 0 | 0 | 0 | 0 | 0 | 0 | 0 | 0 | 0 | 0 | 0 | 0 | 0 | 0 | 0 | 0 | 0 | 0 | 0 | 0 | 0 | 0 | 0
F2_Commercial_Interruptible - Miscellaneous_New_Space Heating_Natural Gas_Furnace_A_Achievable Technical Potential | F2 | Commercial | Interruptible - Miscellaneous | New | Space Heating | Natural Gas | Furnace | A | Integrated Unit Summer Peak Savings (kW) | Achievable Technical Potential | 0 | 0 | 0 | 0 | 0 | 0 | 0 | 0 | 0 | 0 | 0 | 0 | 0 | 0 | 0 | 0 | 0 | 0 | 0 | 0 | 0 | 0 | 0 | 0 | 0 | 0 | 0
F3_Commercial_Interruptible - Miscellaneous_New_Space Heating_Natural Gas_Furnace_A_Achievable Technical Potential | F3 | Commercial | Interruptible - Miscellaneous | New | Space Heating | Natural Gas | Furnace | A | Integrated Unit Winter Peak Savings (kW) | Achievable Technical Potential | 0 | 0 | 0 | 0 | 0 | 0 | 0 | 0 | 0 | 0 | 0 | 0 | 0 | 0 | 0 | 0 | 0 | 0 | 0 | 0 | 0 | 0 | 0 | 0 | 0 | 0 | 0
F4_Commercial_Interruptible - Miscellaneous_New_Space Heating_Natural Gas_Furnace_A_Achievable Technical Potential | F4 | Commercial | Interruptible - Miscellaneous | New | Space Heating | Natural Gas | Furnace | A | Incremental Energy Savings (MWh or mTherms) | Achievable Technical Potential | 0 | 0 | 0 | 0 | 0 | 0 | 0 | 0 | 0 | 0 | 0 | 0 | 0 | 0 | 0 | 0 | 0 | 0 | 0 | 0 | 0 | 0 | 0 | 0 | 0 | 0 | 0
F5_Commercial_Interruptible - Miscellaneous_New_Space Heating_Natural Gas_Furnace_A_Achievable Technical Potential | F5 | Commercial | Interruptible - Miscellaneous | New | Space Heating | Natural Gas | Furnace | A | Incremental Summer Peak Savings (MW) | Achievable Technical Potential | 0 | 0 | 0 | 0 | 0 | 0 | 0 | 0 | 0 | 0 | 0 | 0 | 0 | 0 | 0 | 0 | 0 | 0 | 0 | 0 | 0 | 0 | 0 | 0 | 0 | 0 | 0
F6_Commercial_Interruptible - Miscellaneous_New_Space Heating_Natural Gas_Furnace_A_Achievable Technical Potential | F6 | Commercial | Interruptible - Miscellaneous | New | Space Heating | Natural Gas | Furnace | A | Incremental Winter Peak Savings (MW) | Achievable Technical Potential | 0 | 0 | 0 | 0 | 0 | 0 | 0 | 0 | 0 | 0 | 0 | 0 | 0 | 0 | 0 | 0 | 0 | 0 | 0 | 0 | 0 | 0 | 0 | 0 | 0 | 0 | 0
F7_Commercial_Interruptible - Miscellaneous_New_Space Heating_Natural Gas_Furnace_A_Achievable Technical Potential | F7 | Commercial | Interruptible - Miscellaneous | New | Space Heating | Natural Gas | Furnace | A | Cumulative Energy Savings (MWh or mTherms) | Achievable Technical Potential | 0 | 0 | 0 | 0 | 0 | 0 | 0 | 0 | 0 | 0 | 0 | 0 | 0 | 0 | 0 | 0 | 0 | 0 | 0 | 0 | 0 | 0 | 0 | 0 | 0 | 0 | 0
F8_Commercial_Interruptible - Miscellaneous_New_Space Heating_Natural Gas_Furnace_A_Achievable Technical Potential | F8 | Commercial | Interruptible - Miscellaneous | New | Space Heating | Natural Gas | Furnace | A | Cumulative Summer Peak Savings (MW) | Achievable Technical Potential | 0 | 0 | 0 | 0 | 0 | 0 | 0 | 0 | 0 | 0 | 0 | 0 | 0 | 0 | 0 | 0 | 0 | 0 | 0 | 0 | 0 | 0 | 0 | 0 | 0 | 0 | 0
F9_Commercial_Interruptible - Miscellaneous_New_Space Heating_Natural Gas_Furnace_A_Achievable Technical Potential | F9 | Commercial | Interruptible - Miscellaneous | New | Space Heating | Natural Gas | Furnace | A | Cumulative Winter Peak Savings (MW) | Achievable Technical Potential | 0 | 0 | 0 | 0 | 0 | 0 | 0 | 0 | 0 | 0 | 0 | 0 | 0 | 0 | 0 | 0 | 0 | 0 | 0 | 0 | 0 | 0 | 0 | 0 | 0 | 0 | 0
F10_Commercial_Interruptible - Miscellaneous_New_Space Heating_Natural Gas_Furnace_A_Achievable Technical Potential | F10 | Commercial | Interruptible - Miscellaneous | New | Space Heating | Natural Gas | Furnace | A | Purchases (Incremental) | Achievable Technical Potential | 0 | 0 | 0 | 0 | 0 | 0 | 0 | 0 | 0 | 0 | 0 | 0 | 0 | 0 | 0 | 0 | 0 | 0 | 0 | 0 | 0 | 0 | 0 | 0 | 0 | 0 | 0
F11_Commercial_Interruptible - Miscellaneous_New_Space Heating_Natural Gas_Furnace_A_Achievable Technical Potential | F11 | Commercial | Interruptible - Miscellaneous | New | Space Heating | Natural Gas | Furnace | A | Purchases (Cumulative) | Achievable Technical Potential | 0 | 0 | 0 | 0 | 0 | 0 | 0 | 0 | 0 | 0 | 0 | 0 | 0 | 0 | 0 | 0 | 0 | 0 | 0 | 0 | 0 | 0 | 0 | 0 | 0 | 0 | 0
F1_Commercial_Interruptible - Miscellaneous_New_Space Heating_Natural Gas_Boiler_A_Achievable Technical Potential | F1 | Commercial | Interruptible - Miscellaneous | New | Space Heating | Natural Gas | Boiler | A | Integrated Unit Energy Savings (kWh or therms) | Achievable Technical Potential | 0 | 0 | 0 | 0 | 0 | 0 | 0 | 0 | 0 | 0 | 0 | 0 | 0 | 0 | 0 | 0 | 0 | 0 | 0 | 0 | 0 | 0 | 0 | 0 | 0 | 0 | 0
F2_Commercial_Interruptible - Miscellaneous_New_Space Heating_Natural Gas_Boiler_A_Achievable Technical Potential | F2 | Commercial | Interruptible - Miscellaneous | New | Space Heating | Natural Gas | Boiler | A | Integrated Unit Summer Peak Savings (kW) | Achievable Technical Potential | 0 | 0 | 0 | 0 | 0 | 0 | 0 | 0 | 0 | 0 | 0 | 0 | 0 | 0 | 0 | 0 | 0 | 0 | 0 | 0 | 0 | 0 | 0 | 0 | 0 | 0 | 0
F3_Commercial_Interruptible - Miscellaneous_New_Space Heating_Natural Gas_Boiler_A_Achievable Technical Potential | F3 | Commercial | Interruptible - Miscellaneous | New | Space Heating | Natural Gas | Boiler | A | Integrated Unit Winter Peak Savings (kW) | Achievable Technical Potential | 0 | 0 | 0 | 0 | 0 | 0 | 0 | 0 | 0 | 0 | 0 | 0 | 0 | 0 | 0 | 0 | 0 | 0 | 0 | 0 | 0 | 0 | 0 | 0 | 0 | 0 | 0
F4_Commercial_Interruptible - Miscellaneous_New_Space Heating_Natural Gas_Boiler_A_Achievable Technical Potential | F4 | Commercial | Interruptible - Miscellaneous | New | Space Heating | Natural Gas | Boiler | A | Incremental Energy Savings (MWh or mTherms) | Achievable Technical Potential | 0 | 0 | 0 | 0 | 0 | 0 | 0 | 0 | 0 | 0 | 0 | 0 | 0 | 0 | 0 | 0 | 0 | 0 | 0 | 0 | 0 | 0 | 0 | 0 | 0 | 0 | 0
F5_Commercial_Interruptible - Miscellaneous_New_Space Heating_Natural Gas_Boiler_A_Achievable Technical Potential | F5 | Commercial | Interruptible - Miscellaneous | New | Space Heating | Natural Gas | Boiler | A | Incremental Summer Peak Savings (MW) | Achievable Technical Potential | 0 | 0 | 0 | 0 | 0 | 0 | 0 | 0 | 0 | 0 | 0 | 0 | 0 | 0 | 0 | 0 | 0 | 0 | 0 | 0 | 0 | 0 | 0 | 0 | 0 | 0 | 0
F6_Commercial_Interruptible - Miscellaneous_New_Space Heating_Natural Gas_Boiler_A_Achievable Technical Potential | F6 | Commercial | Interruptible - Miscellaneous | New | Space Heating | Natural Gas | Boiler | A | Incremental Winter Peak Savings (MW) | Achievable Technical Potential | 0 | 0 | 0 | 0 | 0 | 0 | 0 | 0 | 0 | 0 | 0 | 0 | 0 | 0 | 0 | 0 | 0 | 0 | 0 | 0 | 0 | 0 | 0 | 0 | 0 | 0 | 0
F7_Commercial_Interruptible - Miscellaneous_New_Space Heating_Natural Gas_Boiler_A_Achievable Technical Potential | F7 | Commercial | Interruptible - Miscellaneous | New | Space Heating | Natural Gas | Boiler | A | Cumulative Energy Savings (MWh or mTherms) | Achievable Technical Potential | 0 | 0 | 0 | 0 | 0 | 0 | 0 | 0 | 0 | 0 | 0 | 0 | 0 | 0 | 0 | 0 | 0 | 0 | 0 | 0 | 0 | 0 | 0 | 0 | 0 | 0 | 0
F8_Commercial_Interruptible - Miscellaneous_New_Space Heating_Natural Gas_Boiler_A_Achievable Technical Potential | F8 | Commercial | Interruptible - Miscellaneous | New | Space Heating | Natural Gas | Boiler | A | Cumulative Summer Peak Savings (MW) | Achievable Technical Potential | 0 | 0 | 0 | 0 | 0 | 0 | 0 | 0 | 0 | 0 | 0 | 0 | 0 | 0 | 0 | 0 | 0 | 0 | 0 | 0 | 0 | 0 | 0 | 0 | 0 | 0 | 0
F9_Commercial_Interruptible - Miscellaneous_New_Space Heating_Natural Gas_Boiler_A_Achievable Technical Potential | F9 | Commercial | Interruptible - Miscellaneous | New | Space Heating | Natural Gas | Boiler | A | Cumulative Winter Peak Savings (MW) | Achievable Technical Potential | 0 | 0 | 0 | 0 | 0 | 0 | 0 | 0 | 0 | 0 | 0 | 0 | 0 | 0 | 0 | 0 | 0 | 0 | 0 | 0 | 0 | 0 | 0 | 0 | 0 | 0 | 0
F10_Commercial_Interruptible - Miscellaneous_New_Space Heating_Natural Gas_Boiler_A_Achievable Technical Potential | F10 | Commercial | Interruptible - Miscellaneous | New | Space Heating | Natural Gas | Boiler | A | Purchases (Incremental) | Achievable Technical Potential | 0 | 0 | 0 | 0 | 0 | 0 | 0 | 0 | 0 | 0 | 0 | 0 | 0 | 0 | 0 | 0 | 0 | 0 | 0 | 0 | 0 | 0 | 0 | 0 | 0 | 0 | 0
F11_Commercial_Interruptible - Miscellaneous_New_Space Heating_Natural Gas_Boiler_A_Achievable Technical Potential | F11 | Commercial | Interruptible - Miscellaneous | New | Space Heating | Natural Gas | Boiler | A | Purchases (Cumulative) | Achievable Technical Potential | 0 | 0 | 0 | 0 | 0 | 0 | 0 | 0 | 0 | 0 | 0 | 0 | 0 | 0 | 0 | 0 | 0 | 0 | 0 | 0 | 0 | 0 | 0 | 0 | 0 | 0 | 0
F1_Commercial_Interruptible - Miscellaneous_New_Space Heating_Natural Gas_Unit Heater_A_Achievable Technical Potential | F1 | Commercial | Interruptible - Miscellaneous | New | Space Heating | Natural Gas | Unit Heater | A | Integrated Unit Energy Savings (kWh or therms) | Achievable Technical Potential | 0 | 0 | 0 | 0 | 0 | 0 | 0 | 0 | 0 | 0 | 0 | 0 | 0 | 0 | 0 | 0 | 0 | 0 | 0 | 0 | 0 | 0 | 0 | 0 | 0 | 0 | 0
F2_Commercial_Interruptible - Miscellaneous_New_Space Heating_Natural Gas_Unit Heater_A_Achievable Technical Potential | F2 | Commercial | Interruptible - Miscellaneous | New | Space Heating | Natural Gas | Unit Heater | A | Integrated Unit Summer Peak Savings (kW) | Achievable Technical Potential | 0 | 0 | 0 | 0 | 0 | 0 | 0 | 0 | 0 | 0 | 0 | 0 | 0 | 0 | 0 | 0 | 0 | 0 | 0 | 0 | 0 | 0 | 0 | 0 | 0 | 0 | 0
F3_Commercial_Interruptible - Miscellaneous_New_Space Heating_Natural Gas_Unit Heater_A_Achievable Technical Potential | F3 | Commercial | Interruptible - Miscellaneous | New | Space Heating | Natural Gas | Unit Heater | A | Integrated Unit Winter Peak Savings (kW) | Achievable Technical Potential | 0 | 0 | 0 | 0 | 0 | 0 | 0 | 0 | 0 | 0 | 0 | 0 | 0 | 0 | 0 | 0 | 0 | 0 | 0 | 0 | 0 | 0 | 0 | 0 | 0 | 0 | 0
F4_Commercial_Interruptible - Miscellaneous_New_Space Heating_Natural Gas_Unit Heater_A_Achievable Technical Potential | F4 | Commercial | Interruptible - Miscellaneous | New | Space Heating | Natural Gas | Unit Heater | A | Incremental Energy Savings (MWh or mTherms) | Achievable Technical Potential | 0 | 0 | 0 | 0 | 0 | 0 | 0 | 0 | 0 | 0 | 0 | 0 | 0 | 0 | 0 | 0 | 0 | 0 | 0 | 0 | 0 | 0 | 0 | 0 | 0 | 0 | 0
F5_Commercial_Interruptible - Miscellaneous_New_Space Heating_Natural Gas_Unit Heater_A_Achievable Technical Potential | F5 | Commercial | Interruptible - Miscellaneous | New | Space Heating | Natural Gas | Unit Heater | A | Incremental Summer Peak Savings (MW) | Achievable Technical Potential | 0 | 0 | 0 | 0 | 0 | 0 | 0 | 0 | 0 | 0 | 0 | 0 | 0 | 0 | 0 | 0 | 0 | 0 | 0 | 0 | 0 | 0 | 0 | 0 | 0 | 0 | 0
F6_Commercial_Interruptible - Miscellaneous_New_Space Heating_Natural Gas_Unit Heater_A_Achievable Technical Potential | F6 | Commercial | Interruptible - Miscellaneous | New | Space Heating | Natural Gas | Unit Heater | A | Incremental Winter Peak Savings (MW) | Achievable Technical Potential | 0 | 0 | 0 | 0 | 0 | 0 | 0 | 0 | 0 | 0 | 0 | 0 | 0 | 0 | 0 | 0 | 0 | 0 | 0 | 0 | 0 | 0 | 0 | 0 | 0 | 0 | 0
F7_Commercial_Interruptible - Miscellaneous_New_Space Heating_Natural Gas_Unit Heater_A_Achievable Technical Potential | F7 | Commercial | Interruptible - Miscellaneous | New | Space Heating | Natural Gas | Unit Heater | A | Cumulative Energy Savings (MWh or mTherms) | Achievable Technical Potential | 0 | 0 | 0 | 0 | 0 | 0 | 0 | 0 | 0 | 0 | 0 | 0 | 0 | 0 | 0 | 0 | 0 | 0 | 0 | 0 | 0 | 0 | 0 | 0 | 0 | 0 | 0
F8_Commercial_Interruptible - Miscellaneous_New_Space Heating_Natural Gas_Unit Heater_A_Achievable Technical Potential | F8 | Commercial | Interruptible - Miscellaneous | New | Space Heating | Natural Gas | Unit Heater | A | Cumulative Summer Peak Savings (MW) | Achievable Technical Potential | 0 | 0 | 0 | 0 | 0 | 0 | 0 | 0 | 0 | 0 | 0 | 0 | 0 | 0 | 0 | 0 | 0 | 0 | 0 | 0 | 0 | 0 | 0 | 0 | 0 | 0 | 0
F9_Commercial_Interruptible - Miscellaneous_New_Space Heating_Natural Gas_Unit Heater_A_Achievable Technical Potential | F9 | Commercial | Interruptible - Miscellaneous | New | Space Heating | Natural Gas | Unit Heater | A | Cumulative Winter Peak Savings (MW) | Achievable Technical Potential | 0 | 0 | 0 | 0 | 0 | 0 | 0 | 0 | 0 | 0 | 0 | 0 | 0 | 0 | 0 | 0 | 0 | 0 | 0 | 0 | 0 | 0 | 0 | 0 | 0 | 0 | 0
F10_Commercial_Interruptible - Miscellaneous_New_Space Heating_Natural Gas_Unit Heater_A_Achievable Technical Potential | F10 | Commercial | Interruptible - Miscellaneous | New | Space Heating | Natural Gas | Unit Heater | A | Purchases (Incremental) | Achievable Technical Potential | 0 | 0 | 0 | 0 | 0 | 0 | 0 | 0 | 0 | 0 | 0 | 0 | 0 | 0 | 0 | 0 | 0 | 0 | 0 | 0 | 0 | 0 | 0 | 0 | 0 | 0 | 0
F11_Commercial_Interruptible - Miscellaneous_New_Space Heating_Natural Gas_Unit Heater_A_Achievable Technical Potential | F11 | Commercial | Interruptible - Miscellaneous | New | Space Heating | Natural Gas | Unit Heater | A | Purchases (Cumulative) | Achievable Technical Potential | 0 | 0 | 0 | 0 | 0 | 0 | 0 | 0 | 0 | 0 | 0 | 0 | 0 | 0 | 0 | 0 | 0 | 0 | 0 | 0 | 0 | 0 | 0 | 0 | 0 | 0 | 0
F1_Commercial_Interruptible - Miscellaneous_New_Water Heating_Natural Gas_Water Heater_A_Achievable Technical Potential | F1 | Commercial | Interruptible - Miscellaneous | New | Water Heating | Natural Gas | Water Heater | A | Integrated Unit Energy Savings (kWh or therms) | Achievable Technical Potential | 0 | 0 | 0 | 0 | 0 | 0 | 0 | 0 | 0 | 0 | 0 | 0 | 0 | 0 | 0 | 0 | 0 | 0 | 0 | 0 | 0 | 0 | 0 | 0 | 0 | 0 | 0
F2_Commercial_Interruptible - Miscellaneous_New_Water Heating_Natural Gas_Water Heater_A_Achievable Technical Potential | F2 | Commercial | Interruptible - Miscellaneous | New | Water Heating | Natural Gas | Water Heater | A | Integrated Unit Summer Peak Savings (kW) | Achievable Technical Potential | 0 | 0 | 0 | 0 | 0 | 0 | 0 | 0 | 0 | 0 | 0 | 0 | 0 | 0 | 0 | 0 | 0 | 0 | 0 | 0 | 0 | 0 | 0 | 0 | 0 | 0 | 0
F3_Commercial_Interruptible - Miscellaneous_New_Water Heating_Natural Gas_Water Heater_A_Achievable Technical Potential | F3 | Commercial | Interruptible - Miscellaneous | New | Water Heating | Natural Gas | Water Heater | A | Integrated Unit Winter Peak Savings (kW) | Achievable Technical Potential | 0 | 0 | 0 | 0 | 0 | 0 | 0 | 0 | 0 | 0 | 0 | 0 | 0 | 0 | 0 | 0 | 0 | 0 | 0 | 0 | 0 | 0 | 0 | 0 | 0 | 0 | 0
F4_Commercial_Interruptible - Miscellaneous_New_Water Heating_Natural Gas_Water Heater_A_Achievable Technical Potential | F4 | Commercial | Interruptible - Miscellaneous | New | Water Heating | Natural Gas | Water Heater | A | Incremental Energy Savings (MWh or mTherms) | Achievable Technical Potential | 0 | 0 | 0 | 0 | 0 | 0 | 0 | 0 | 0 | 0 | 0 | 0 | 0 | 0 | 0 | 0 | 0 | 0 | 0 | 0 | 0 | 0 | 0 | 0 | 0 | 0 | 0
F5_Commercial_Interruptible - Miscellaneous_New_Water Heating_Natural Gas_Water Heater_A_Achievable Technical Potential | F5 | Commercial | Interruptible - Miscellaneous | New | Water Heating | Natural Gas | Water Heater | A | Incremental Summer Peak Savings (MW) | Achievable Technical Potential | 0 | 0 | 0 | 0 | 0 | 0 | 0 | 0 | 0 | 0 | 0 | 0 | 0 | 0 | 0 | 0 | 0 | 0 | 0 | 0 | 0 | 0 | 0 | 0 | 0 | 0 | 0
F6_Commercial_Interruptible - Miscellaneous_New_Water Heating_Natural Gas_Water Heater_A_Achievable Technical Potential | F6 | Commercial | Interruptible - Miscellaneous | New | Water Heating | Natural Gas | Water Heater | A | Incremental Winter Peak Savings (MW) | Achievable Technical Potential | 0 | 0 | 0 | 0 | 0 | 0 | 0 | 0 | 0 | 0 | 0 | 0 | 0 | 0 | 0 | 0 | 0 | 0 | 0 | 0 | 0 | 0 | 0 | 0 | 0 | 0 | 0
F7_Commercial_Interruptible - Miscellaneous_New_Water Heating_Natural Gas_Water Heater_A_Achievable Technical Potential | F7 | Commercial | Interruptible - Miscellaneous | New | Water Heating | Natural Gas | Water Heater | A | Cumulative Energy Savings (MWh or mTherms) | Achievable Technical Potential | 0 | 0 | 0 | 0 | 0 | 0 | 0 | 0 | 0 | 0 | 0 | 0 | 0 | 0 | 0 | 0 | 0 | 0 | 0 | 0 | 0 | 0 | 0 | 0 | 0 | 0 | 0
F8_Commercial_Interruptible - Miscellaneous_New_Water Heating_Natural Gas_Water Heater_A_Achievable Technical Potential | F8 | Commercial | Interruptible - Miscellaneous | New | Water Heating | Natural Gas | Water Heater | A | Cumulative Summer Peak Savings (MW) | Achievable Technical Potential | 0 | 0 | 0 | 0 | 0 | 0 | 0 | 0 | 0 | 0 | 0 | 0 | 0 | 0 | 0 | 0 | 0 | 0 | 0 | 0 | 0 | 0 | 0 | 0 | 0 | 0 | 0
F9_Commercial_Interruptible - Miscellaneous_New_Water Heating_Natural Gas_Water Heater_A_Achievable Technical Potential | F9 | Commercial | Interruptible - Miscellaneous | New | Water Heating | Natural Gas | Water Heater | A | Cumulative Winter Peak Savings (MW) | Achievable Technical Potential | 0 | 0 | 0 | 0 | 0 | 0 | 0 | 0 | 0 | 0 | 0 | 0 | 0 | 0 | 0 | 0 | 0 | 0 | 0 | 0 | 0 | 0 | 0 | 0 | 0 | 0 | 0
F10_Commercial_Interruptible - Miscellaneous_New_Water Heating_Natural Gas_Water Heater_A_Achievable Technical Potential | F10 | Commercial | Interruptible - Miscellaneous | New | Water Heating | Natural Gas | Water Heater | A | Purchases (Incremental) | Achievable Technical Potential | 0 | 0 | 0 | 0 | 0 | 0 | 0 | 0 | 0 | 0 | 0 | 0 | 0 | 0 | 0 | 0 | 0 | 0 | 0 | 0 | 0 | 0 | 0 | 0 | 0 | 0 | 0
F11_Commercial_Interruptible - Miscellaneous_New_Water Heating_Natural Gas_Water Heater_A_Achievable Technical Potential | F11 | Commercial | Interruptible - Miscellaneous | New | Water Heating | Natural Gas | Water Heater | A | Purchases (Cumulative) | Achievable Technical Potential | 0 | 0 | 0 | 0 | 0 | 0 | 0 | 0 | 0 | 0 | 0 | 0 | 0 | 0 | 0 | 0 | 0 | 0 | 0 | 0 | 0 | 0 | 0 | 0 | 0 | 0 | 0
F1_Commercial_Interruptible - Miscellaneous_New_Food Preparation_Natural Gas_Oven_A_Achievable Technical Potential | F1 | Commercial | Interruptible - Miscellaneous | New | Food Preparation | Natural Gas | Oven | A | Integrated Unit Energy Savings (kWh or therms) | Achievable Technical Potential | 0 | 0 | 0 | 0 | 0 | 0 | 0 | 0 | 0 | 0 | 0 | 0 | 0 | 0 | 0 | 0 | 0 | 0 | 0 | 0 | 0 | 0 | 0 | 0 | 0 | 0 | 0
F2_Commercial_Interruptible - Miscellaneous_New_Food Preparation_Natural Gas_Oven_A_Achievable Technical Potential | F2 | Commercial | Interruptible - Miscellaneous | New | Food Preparation | Natural Gas | Oven | A | Integrated Unit Summer Peak Savings (kW) | Achievable Technical Potential | 0 | 0 | 0 | 0 | 0 | 0 | 0 | 0 | 0 | 0 | 0 | 0 | 0 | 0 | 0 | 0 | 0 | 0 | 0 | 0 | 0 | 0 | 0 | 0 | 0 | 0 | 0
F3_Commercial_Interruptible - Miscellaneous_New_Food Preparation_Natural Gas_Oven_A_Achievable Technical Potential | F3 | Commercial | Interruptible - Miscellaneous | New | Food Preparation | Natural Gas | Oven | A | Integrated Unit Winter Peak Savings (kW) | Achievable Technical Potential | 0 | 0 | 0 | 0 | 0 | 0 | 0 | 0 | 0 | 0 | 0 | 0 | 0 | 0 | 0 | 0 | 0 | 0 | 0 | 0 | 0 | 0 | 0 | 0 | 0 | 0 | 0
F4_Commercial_Interruptible - Miscellaneous_New_Food Preparation_Natural Gas_Oven_A_Achievable Technical Potential | F4 | Commercial | Interruptible - Miscellaneous | New | Food Preparation | Natural Gas | Oven | A | Incremental Energy Savings (MWh or mTherms) | Achievable Technical Potential | 0 | 0 | 0 | 0 | 0 | 0 | 0 | 0 | 0 | 0 | 0 | 0 | 0 | 0 | 0 | 0 | 0 | 0 | 0 | 0 | 0 | 0 | 0 | 0 | 0 | 0 | 0
F5_Commercial_Interruptible - Miscellaneous_New_Food Preparation_Natural Gas_Oven_A_Achievable Technical Potential | F5 | Commercial | Interruptible - Miscellaneous | New | Food Preparation | Natural Gas | Oven | A | Incremental Summer Peak Savings (MW) | Achievable Technical Potential | 0 | 0 | 0 | 0 | 0 | 0 | 0 | 0 | 0 | 0 | 0 | 0 | 0 | 0 | 0 | 0 | 0 | 0 | 0 | 0 | 0 | 0 | 0 | 0 | 0 | 0 | 0
F6_Commercial_Interruptible - Miscellaneous_New_Food Preparation_Natural Gas_Oven_A_Achievable Technical Potential | F6 | Commercial | Interruptible - Miscellaneous | New | Food Preparation | Natural Gas | Oven | A | Incremental Winter Peak Savings (MW) | Achievable Technical Potential | 0 | 0 | 0 | 0 | 0 | 0 | 0 | 0 | 0 | 0 | 0 | 0 | 0 | 0 | 0 | 0 | 0 | 0 | 0 | 0 | 0 | 0 | 0 | 0 | 0 | 0 | 0
F7_Commercial_Interruptible - Miscellaneous_New_Food Preparation_Natural Gas_Oven_A_Achievable Technical Potential | F7 | Commercial | Interruptible - Miscellaneous | New | Food Preparation | Natural Gas | Oven | A | Cumulative Energy Savings (MWh or mTherms) | Achievable Technical Potential | 0 | 0 | 0 | 0 | 0 | 0 | 0 | 0 | 0 | 0 | 0 | 0 | 0 | 0 | 0 | 0 | 0 | 0 | 0 | 0 | 0 | 0 | 0 | 0 | 0 | 0 | 0
F8_Commercial_Interruptible - Miscellaneous_New_Food Preparation_Natural Gas_Oven_A_Achievable Technical Potential | F8 | Commercial | Interruptible - Miscellaneous | New | Food Preparation | Natural Gas | Oven | A | Cumulative Summer Peak Savings (MW) | Achievable Technical Potential | 0 | 0 | 0 | 0 | 0 | 0 | 0 | 0 | 0 | 0 | 0 | 0 | 0 | 0 | 0 | 0 | 0 | 0 | 0 | 0 | 0 | 0 | 0 | 0 | 0 | 0 | 0
F9_Commercial_Interruptible - Miscellaneous_New_Food Preparation_Natural Gas_Oven_A_Achievable Technical Potential | F9 | Commercial | Interruptible - Miscellaneous | New | Food Preparation | Natural Gas | Oven | A | Cumulative Winter Peak Savings (MW) | Achievable Technical Potential | 0 | 0 | 0 | 0 | 0 | 0 | 0 | 0 | 0 | 0 | 0 | 0 | 0 | 0 | 0 | 0 | 0 | 0 | 0 | 0 | 0 | 0 | 0 | 0 | 0 | 0 | 0
F10_Commercial_Interruptible - Miscellaneous_New_Food Preparation_Natural Gas_Oven_A_Achievable Technical Potential | F10 | Commercial | Interruptible - Miscellaneous | New | Food Preparation | Natural Gas | Oven | A | Purchases (Incremental) | Achievable Technical Potential | 0 | 0 | 0 | 0 | 0 | 0 | 0 | 0 | 0 | 0 | 0 | 0 | 0 | 0 | 0 | 0 | 0 | 0 | 0 | 0 | 0 | 0 | 0 | 0 | 0 | 0 | 0
F11_Commercial_Interruptible - Miscellaneous_New_Food Preparation_Natural Gas_Oven_A_Achievable Technical Potential | F11 | Commercial | Interruptible - Miscellaneous | New | Food Preparation | Natural Gas | Oven | A | Purchases (Cumulative) | Achievable Technical Potential | 0 | 0 | 0 | 0 | 0 | 0 | 0 | 0 | 0 | 0 | 0 | 0 | 0 | 0 | 0 | 0 | 0 | 0 | 0 | 0 | 0 | 0 | 0 | 0 | 0 | 0 | 0
F1_Commercial_Interruptible - Miscellaneous_New_Food Preparation_Natural Gas_Conveyor Oven_A_Achievable Technical Potential | F1 | Commercial | Interruptible - Miscellaneous | New | Food Preparation | Natural Gas | Conveyor Oven | A | Integrated Unit Energy Savings (kWh or therms) | Achievable Technical Potential | 0 | 0 | 0 | 0 | 0 | 0 | 0 | 0 | 0 | 0 | 0 | 0 | 0 | 0 | 0 | 0 | 0 | 0 | 0 | 0 | 0 | 0 | 0 | 0 | 0 | 0 | 0
F2_Commercial_Interruptible - Miscellaneous_New_Food Preparation_Natural Gas_Conveyor Oven_A_Achievable Technical Potential | F2 | Commercial | Interruptible - Miscellaneous | New | Food Preparation | Natural Gas | Conveyor Oven | A | Integrated Unit Summer Peak Savings (kW) | Achievable Technical Potential | 0 | 0 | 0 | 0 | 0 | 0 | 0 | 0 | 0 | 0 | 0 | 0 | 0 | 0 | 0 | 0 | 0 | 0 | 0 | 0 | 0 | 0 | 0 | 0 | 0 | 0 | 0
F3_Commercial_Interruptible - Miscellaneous_New_Food Preparation_Natural Gas_Conveyor Oven_A_Achievable Technical Potential | F3 | Commercial | Interruptible - Miscellaneous | New | Food Preparation | Natural Gas | Conveyor Oven | A | Integrated Unit Winter Peak Savings (kW) | Achievable Technical Potential | 0 | 0 | 0 | 0 | 0 | 0 | 0 | 0 | 0 | 0 | 0 | 0 | 0 | 0 | 0 | 0 | 0 | 0 | 0 | 0 | 0 | 0 | 0 | 0 | 0 | 0 | 0
F4_Commercial_Interruptible - Miscellaneous_New_Food Preparation_Natural Gas_Conveyor Oven_A_Achievable Technical Potential | F4 | Commercial | Interruptible - Miscellaneous | New | Food Preparation | Natural Gas | Conveyor Oven | A | Incremental Energy Savings (MWh or mTherms) | Achievable Technical Potential | 0 | 0 | 0 | 0 | 0 | 0 | 0 | 0 | 0 | 0 | 0 | 0 | 0 | 0 | 0 | 0 | 0 | 0 | 0 | 0 | 0 | 0 | 0 | 0 | 0 | 0 | 0
F5_Commercial_Interruptible - Miscellaneous_New_Food Preparation_Natural Gas_Conveyor Oven_A_Achievable Technical Potential | F5 | Commercial | Interruptible - Miscellaneous | New | Food Preparation | Natural Gas | Conveyor Oven | A | Incremental Summer Peak Savings (MW) | Achievable Technical Potential | 0 | 0 | 0 | 0 | 0 | 0 | 0 | 0 | 0 | 0 | 0 | 0 | 0 | 0 | 0 | 0 | 0 | 0 | 0 | 0 | 0 | 0 | 0 | 0 | 0 | 0 | 0
F6_Commercial_Interruptible - Miscellaneous_New_Food Preparation_Natural Gas_Conveyor Oven_A_Achievable Technical Potential | F6 | Commercial | Interruptible - Miscellaneous | New | Food Preparation | Natural Gas | Conveyor Oven | A | Incremental Winter Peak Savings (MW) | Achievable Technical Potential | 0 | 0 | 0 | 0 | 0 | 0 | 0 | 0 | 0 | 0 | 0 | 0 | 0 | 0 | 0 | 0 | 0 | 0 | 0 | 0 | 0 | 0 | 0 | 0 | 0 | 0 | 0
F7_Commercial_Interruptible - Miscellaneous_New_Food Preparation_Natural Gas_Conveyor Oven_A_Achievable Technical Potential | F7 | Commercial | Interruptible - Miscellaneous | New | Food Preparation | Natural Gas | Conveyor Oven | A | Cumulative Energy Savings (MWh or mTherms) | Achievable Technical Potential | 0 | 0 | 0 | 0 | 0 | 0 | 0 | 0 | 0 | 0 | 0 | 0 | 0 | 0 | 0 | 0 | 0 | 0 | 0 | 0 | 0 | 0 | 0 | 0 | 0 | 0 | 0
F8_Commercial_Interruptible - Miscellaneous_New_Food Preparation_Natural Gas_Conveyor Oven_A_Achievable Technical Potential | F8 | Commercial | Interruptible - Miscellaneous | New | Food Preparation | Natural Gas | Conveyor Oven | A | Cumulative Summer Peak Savings (MW) | Achievable Technical Potential | 0 | 0 | 0 | 0 | 0 | 0 | 0 | 0 | 0 | 0 | 0 | 0 | 0 | 0 | 0 | 0 | 0 | 0 | 0 | 0 | 0 | 0 | 0 | 0 | 0 | 0 | 0
F9_Commercial_Interruptible - Miscellaneous_New_Food Preparation_Natural Gas_Conveyor Oven_A_Achievable Technical Potential | F9 | Commercial | Interruptible - Miscellaneous | New | Food Preparation | Natural Gas | Conveyor Oven | A | Cumulative Winter Peak Savings (MW) | Achievable Technical Potential | 0 | 0 | 0 | 0 | 0 | 0 | 0 | 0 | 0 | 0 | 0 | 0 | 0 | 0 | 0 | 0 | 0 | 0 | 0 | 0 | 0 | 0 | 0 | 0 | 0 | 0 | 0
F10_Commercial_Interruptible - Miscellaneous_New_Food Preparation_Natural Gas_Conveyor Oven_A_Achievable Technical Potential | F10 | Commercial | Interruptible - Miscellaneous | New | Food Preparation | Natural Gas | Conveyor Oven | A | Purchases (Incremental) | Achievable Technical Potential | 0 | 0 | 0 | 0 | 0 | 0 | 0 | 0 | 0 | 0 | 0 | 0 | 0 | 0 | 0 | 0 | 0 | 0 | 0 | 0 | 0 | 0 | 0 | 0 | 0 | 0 | 0
F11_Commercial_Interruptible - Miscellaneous_New_Food Preparation_Natural Gas_Conveyor Oven_A_Achievable Technical Potential | F11 | Commercial | Interruptible - Miscellaneous | New | Food Preparation | Natural Gas | Conveyor Oven | A | Purchases (Cumulative) | Achievable Technical Potential | 0 | 0 | 0 | 0 | 0 | 0 | 0 | 0 | 0 | 0 | 0 | 0 | 0 | 0 | 0 | 0 | 0 | 0 | 0 | 0 | 0 | 0 | 0 | 0 | 0 | 0 | 0
F1_Commercial_Interruptible - Miscellaneous_New_Food Preparation_Natural Gas_Double Rack Oven_A_Achievable Technical Potential | F1 | Commercial | Interruptible - Miscellaneous | New | Food Preparation | Natural Gas | Double Rack Oven | A | Integrated Unit Energy Savings (kWh or therms) | Achievable Technical Potential | 0 | 0 | 0 | 0 | 0 | 0 | 0 | 0 | 0 | 0 | 0 | 0 | 0 | 0 | 0 | 0 | 0 | 0 | 0 | 0 | 0 | 0 | 0 | 0 | 0 | 0 | 0
F2_Commercial_Interruptible - Miscellaneous_New_Food Preparation_Natural Gas_Double Rack Oven_A_Achievable Technical Potential | F2 | Commercial | Interruptible - Miscellaneous | New | Food Preparation | Natural Gas | Double Rack Oven | A | Integrated Unit Summer Peak Savings (kW) | Achievable Technical Potential | 0 | 0 | 0 | 0 | 0 | 0 | 0 | 0 | 0 | 0 | 0 | 0 | 0 | 0 | 0 | 0 | 0 | 0 | 0 | 0 | 0 | 0 | 0 | 0 | 0 | 0 | 0
F3_Commercial_Interruptible - Miscellaneous_New_Food Preparation_Natural Gas_Double Rack Oven_A_Achievable Technical Potential | F3 | Commercial | Interruptible - Miscellaneous | New | Food Preparation | Natural Gas | Double Rack Oven | A | Integrated Unit Winter Peak Savings (kW) | Achievable Technical Potential | 0 | 0 | 0 | 0 | 0 | 0 | 0 | 0 | 0 | 0 | 0 | 0 | 0 | 0 | 0 | 0 | 0 | 0 | 0 | 0 | 0 | 0 | 0 | 0 | 0 | 0 | 0
F4_Commercial_Interruptible - Miscellaneous_New_Food Preparation_Natural Gas_Double Rack Oven_A_Achievable Technical Potential | F4 | Commercial | Interruptible - Miscellaneous | New | Food Preparation | Natural Gas | Double Rack Oven | A | Incremental Energy Savings (MWh or mTherms) | Achievable Technical Potential | 0 | 0 | 0 | 0 | 0 | 0 | 0 | 0 | 0 | 0 | 0 | 0 | 0 | 0 | 0 | 0 | 0 | 0 | 0 | 0 | 0 | 0 | 0 | 0 | 0 | 0 | 0
F5_Commercial_Interruptible - Miscellaneous_New_Food Preparation_Natural Gas_Double Rack Oven_A_Achievable Technical Potential | F5 | Commercial | Interruptible - Miscellaneous | New | Food Preparation | Natural Gas | Double Rack Oven | A | Incremental Summer Peak Savings (MW) | Achievable Technical Potential | 0 | 0 | 0 | 0 | 0 | 0 | 0 | 0 | 0 | 0 | 0 | 0 | 0 | 0 | 0 | 0 | 0 | 0 | 0 | 0 | 0 | 0 | 0 | 0 | 0 | 0 | 0
F6_Commercial_Interruptible - Miscellaneous_New_Food Preparation_Natural Gas_Double Rack Oven_A_Achievable Technical Potential | F6 | Commercial | Interruptible - Miscellaneous | New | Food Preparation | Natural Gas | Double Rack Oven | A | Incremental Winter Peak Savings (MW) | Achievable Technical Potential | 0 | 0 | 0 | 0 | 0 | 0 | 0 | 0 | 0 | 0 | 0 | 0 | 0 | 0 | 0 | 0 | 0 | 0 | 0 | 0 | 0 | 0 | 0 | 0 | 0 | 0 | 0
F7_Commercial_Interruptible - Miscellaneous_New_Food Preparation_Natural Gas_Double Rack Oven_A_Achievable Technical Potential | F7 | Commercial | Interruptible - Miscellaneous | New | Food Preparation | Natural Gas | Double Rack Oven | A | Cumulative Energy Savings (MWh or mTherms) | Achievable Technical Potential | 0 | 0 | 0 | 0 | 0 | 0 | 0 | 0 | 0 | 0 | 0 | 0 | 0 | 0 | 0 | 0 | 0 | 0 | 0 | 0 | 0 | 0 | 0 | 0 | 0 | 0 | 0
F8_Commercial_Interruptible - Miscellaneous_New_Food Preparation_Natural Gas_Double Rack Oven_A_Achievable Technical Potential | F8 | Commercial | Interruptible - Miscellaneous | New | Food Preparation | Natural Gas | Double Rack Oven | A | Cumulative Summer Peak Savings (MW) | Achievable Technical Potential | 0 | 0 | 0 | 0 | 0 | 0 | 0 | 0 | 0 | 0 | 0 | 0 | 0 | 0 | 0 | 0 | 0 | 0 | 0 | 0 | 0 | 0 | 0 | 0 | 0 | 0 | 0
F9_Commercial_Interruptible - Miscellaneous_New_Food Preparation_Natural Gas_Double Rack Oven_A_Achievable Technical Potential | F9 | Commercial | Interruptible - Miscellaneous | New | Food Preparation | Natural Gas | Double Rack Oven | A | Cumulative Winter Peak Savings (MW) | Achievable Technical Potential | 0 | 0 | 0 | 0 | 0 | 0 | 0 | 0 | 0 | 0 | 0 | 0 | 0 | 0 | 0 | 0 | 0 | 0 | 0 | 0 | 0 | 0 | 0 | 0 | 0 | 0 | 0
F10_Commercial_Interruptible - Miscellaneous_New_Food Preparation_Natural Gas_Double Rack Oven_A_Achievable Technical Potential | F10 | Commercial | Interruptible - Miscellaneous | New | Food Preparation | Natural Gas | Double Rack Oven | A | Purchases (Incremental) | Achievable Technical Potential | 0 | 0 | 0 | 0 | 0 | 0 | 0 | 0 | 0 | 0 | 0 | 0 | 0 | 0 | 0 | 0 | 0 | 0 | 0 | 0 | 0 | 0 | 0 | 0 | 0 | 0 | 0
F11_Commercial_Interruptible - Miscellaneous_New_Food Preparation_Natural Gas_Double Rack Oven_A_Achievable Technical Potential | F11 | Commercial | Interruptible - Miscellaneous | New | Food Preparation | Natural Gas | Double Rack Oven | A | Purchases (Cumulative) | Achievable Technical Potential | 0 | 0 | 0 | 0 | 0 | 0 | 0 | 0 | 0 | 0 | 0 | 0 | 0 | 0 | 0 | 0 | 0 | 0 | 0 | 0 | 0 | 0 | 0 | 0 | 0 | 0 | 0
F1_Commercial_Interruptible - Miscellaneous_New_Food Preparation_Natural Gas_Fryer_A_Achievable Technical Potential | F1 | Commercial | Interruptible - Miscellaneous | New | Food Preparation | Natural Gas | Fryer | A | Integrated Unit Energy Savings (kWh or therms) | Achievable Technical Potential | 0 | 0 | 0 | 0 | 0 | 0 | 0 | 0 | 0 | 0 | 0 | 0 | 0 | 0 | 0 | 0 | 0 | 0 | 0 | 0 | 0 | 0 | 0 | 0 | 0 | 0 | 0
F2_Commercial_Interruptible - Miscellaneous_New_Food Preparation_Natural Gas_Fryer_A_Achievable Technical Potential | F2 | Commercial | Interruptible - Miscellaneous | New | Food Preparation | Natural Gas | Fryer | A | Integrated Unit Summer Peak Savings (kW) | Achievable Technical Potential | 0 | 0 | 0 | 0 | 0 | 0 | 0 | 0 | 0 | 0 | 0 | 0 | 0 | 0 | 0 | 0 | 0 | 0 | 0 | 0 | 0 | 0 | 0 | 0 | 0 | 0 | 0
F3_Commercial_Interruptible - Miscellaneous_New_Food Preparation_Natural Gas_Fryer_A_Achievable Technical Potential | F3 | Commercial | Interruptible - Miscellaneous | New | Food Preparation | Natural Gas | Fryer | A | Integrated Unit Winter Peak Savings (kW) | Achievable Technical Potential | 0 | 0 | 0 | 0 | 0 | 0 | 0 | 0 | 0 | 0 | 0 | 0 | 0 | 0 | 0 | 0 | 0 | 0 | 0 | 0 | 0 | 0 | 0 | 0 | 0 | 0 | 0
F4_Commercial_Interruptible - Miscellaneous_New_Food Preparation_Natural Gas_Fryer_A_Achievable Technical Potential | F4 | Commercial | Interruptible - Miscellaneous | New | Food Preparation | Natural Gas | Fryer | A | Incremental Energy Savings (MWh or mTherms) | Achievable Technical Potential | 0 | 0 | 0 | 0 | 0 | 0 | 0 | 0 | 0 | 0 | 0 | 0 | 0 | 0 | 0 | 0 | 0 | 0 | 0 | 0 | 0 | 0 | 0 | 0 | 0 | 0 | 0
F5_Commercial_Interruptible - Miscellaneous_New_Food Preparation_Natural Gas_Fryer_A_Achievable Technical Potential | F5 | Commercial | Interruptible - Miscellaneous | New | Food Preparation | Natural Gas | Fryer | A | Incremental Summer Peak Savings (MW) | Achievable Technical Potential | 0 | 0 | 0 | 0 | 0 | 0 | 0 | 0 | 0 | 0 | 0 | 0 | 0 | 0 | 0 | 0 | 0 | 0 | 0 | 0 | 0 | 0 | 0 | 0 | 0 | 0 | 0
F6_Commercial_Interruptible - Miscellaneous_New_Food Preparation_Natural Gas_Fryer_A_Achievable Technical Potential | F6 | Commercial | Interruptible - Miscellaneous | New | Food Preparation | Natural Gas | Fryer | A | Incremental Winter Peak Savings (MW) | Achievable Technical Potential | 0 | 0 | 0 | 0 | 0 | 0 | 0 | 0 | 0 | 0 | 0 | 0 | 0 | 0 | 0 | 0 | 0 | 0 | 0 | 0 | 0 | 0 | 0 | 0 | 0 | 0 | 0
F7_Commercial_Interruptible - Miscellaneous_New_Food Preparation_Natural Gas_Fryer_A_Achievable Technical Potential | F7 | Commercial | Interruptible - Miscellaneous | New | Food Preparation | Natural Gas | Fryer | A | Cumulative Energy Savings (MWh or mTherms) | Achievable Technical Potential | 0 | 0 | 0 | 0 | 0 | 0 | 0 | 0 | 0 | 0 | 0 | 0 | 0 | 0 | 0 | 0 | 0 | 0 | 0 | 0 | 0 | 0 | 0 | 0 | 0 | 0 | 0
F8_Commercial_Interruptible - Miscellaneous_New_Food Preparation_Natural Gas_Fryer_A_Achievable Technical Potential | F8 | Commercial | Interruptible - Miscellaneous | New | Food Preparation | Natural Gas | Fryer | A | Cumulative Summer Peak Savings (MW) | Achievable Technical Potential | 0 | 0 | 0 | 0 | 0 | 0 | 0 | 0 | 0 | 0 | 0 | 0 | 0 | 0 | 0 | 0 | 0 | 0 | 0 | 0 | 0 | 0 | 0 | 0 | 0 | 0 | 0
F9_Commercial_Interruptible - Miscellaneous_New_Food Preparation_Natural Gas_Fryer_A_Achievable Technical Potential | F9 | Commercial | Interruptible - Miscellaneous | New | Food Preparation | Natural Gas | Fryer | A | Cumulative Winter Peak Savings (MW) | Achievable Technical Potential | 0 | 0 | 0 | 0 | 0 | 0 | 0 | 0 | 0 | 0 | 0 | 0 | 0 | 0 | 0 | 0 | 0 | 0 | 0 | 0 | 0 | 0 | 0 | 0 | 0 | 0 | 0
F10_Commercial_Interruptible - Miscellaneous_New_Food Preparation_Natural Gas_Fryer_A_Achievable Technical Potential | F10 | Commercial | Interruptible - Miscellaneous | New | Food Preparation | Natural Gas | Fryer | A | Purchases (Incremental) | Achievable Technical Potential | 0 | 0 | 0 | 0 | 0 | 0 | 0 | 0 | 0 | 0 | 0 | 0 | 0 | 0 | 0 | 0 | 0 | 0 | 0 | 0 | 0 | 0 | 0 | 0 | 0 | 0 | 0
F11_Commercial_Interruptible - Miscellaneous_New_Food Preparation_Natural Gas_Fryer_A_Achievable Technical Potential | F11 | Commercial | Interruptible - Miscellaneous | New | Food Preparation | Natural Gas | Fryer | A | Purchases (Cumulative) | Achievable Technical Potential | 0 | 0 | 0 | 0 | 0 | 0 | 0 | 0 | 0 | 0 | 0 | 0 | 0 | 0 | 0 | 0 | 0 | 0 | 0 | 0 | 0 | 0 | 0 | 0 | 0 | 0 | 0
F1_Commercial_Interruptible - Miscellaneous_New_Food Preparation_Natural Gas_Broiler_A_Achievable Technical Potential | F1 | Commercial | Interruptible - Miscellaneous | New | Food Preparation | Natural Gas | Broiler | A | Integrated Unit Energy Savings (kWh or therms) | Achievable Technical Potential | 0 | 0 | 0 | 0 | 0 | 0 | 0 | 0 | 0 | 0 | 0 | 0 | 0 | 0 | 0 | 0 | 0 | 0 | 0 | 0 | 0 | 0 | 0 | 0 | 0 | 0 | 0
F2_Commercial_Interruptible - Miscellaneous_New_Food Preparation_Natural Gas_Broiler_A_Achievable Technical Potential | F2 | Commercial | Interruptible - Miscellaneous | New | Food Preparation | Natural Gas | Broiler | A | Integrated Unit Summer Peak Savings (kW) | Achievable Technical Potential | 0 | 0 | 0 | 0 | 0 | 0 | 0 | 0 | 0 | 0 | 0 | 0 | 0 | 0 | 0 | 0 | 0 | 0 | 0 | 0 | 0 | 0 | 0 | 0 | 0 | 0 | 0
F3_Commercial_Interruptible - Miscellaneous_New_Food Preparation_Natural Gas_Broiler_A_Achievable Technical Potential | F3 | Commercial | Interruptible - Miscellaneous | New | Food Preparation | Natural Gas | Broiler | A | Integrated Unit Winter Peak Savings (kW) | Achievable Technical Potential | 0 | 0 | 0 | 0 | 0 | 0 | 0 | 0 | 0 | 0 | 0 | 0 | 0 | 0 | 0 | 0 | 0 | 0 | 0 | 0 | 0 | 0 | 0 | 0 | 0 | 0 | 0
F4_Commercial_Interruptible - Miscellaneous_New_Food Preparation_Natural Gas_Broiler_A_Achievable Technical Potential | F4 | Commercial | Interruptible - Miscellaneous | New | Food Preparation | Natural Gas | Broiler | A | Incremental Energy Savings (MWh or mTherms) | Achievable Technical Potential | 0 | 0 | 0 | 0 | 0 | 0 | 0 | 0 | 0 | 0 | 0 | 0 | 0 | 0 | 0 | 0 | 0 | 0 | 0 | 0 | 0 | 0 | 0 | 0 | 0 | 0 | 0
F5_Commercial_Interruptible - Miscellaneous_New_Food Preparation_Natural Gas_Broiler_A_Achievable Technical Potential | F5 | Commercial | Interruptible - Miscellaneous | New | Food Preparation | Natural Gas | Broiler | A | Incremental Summer Peak Savings (MW) | Achievable Technical Potential | 0 | 0 | 0 | 0 | 0 | 0 | 0 | 0 | 0 | 0 | 0 | 0 | 0 | 0 | 0 | 0 | 0 | 0 | 0 | 0 | 0 | 0 | 0 | 0 | 0 | 0 | 0
F6_Commercial_Interruptible - Miscellaneous_New_Food Preparation_Natural Gas_Broiler_A_Achievable Technical Potential | F6 | Commercial | Interruptible - Miscellaneous | New | Food Preparation | Natural Gas | Broiler | A | Incremental Winter Peak Savings (MW) | Achievable Technical Potential | 0 | 0 | 0 | 0 | 0 | 0 | 0 | 0 | 0 | 0 | 0 | 0 | 0 | 0 | 0 | 0 | 0 | 0 | 0 | 0 | 0 | 0 | 0 | 0 | 0 | 0 | 0
F7_Commercial_Interruptible - Miscellaneous_New_Food Preparation_Natural Gas_Broiler_A_Achievable Technical Potential | F7 | Commercial | Interruptible - Miscellaneous | New | Food Preparation | Natural Gas | Broiler | A | Cumulative Energy Savings (MWh or mTherms) | Achievable Technical Potential | 0 | 0 | 0 | 0 | 0 | 0 | 0 | 0 | 0 | 0 | 0 | 0 | 0 | 0 | 0 | 0 | 0 | 0 | 0 | 0 | 0 | 0 | 0 | 0 | 0 | 0 | 0
F8_Commercial_Interruptible - Miscellaneous_New_Food Preparation_Natural Gas_Broiler_A_Achievable Technical Potential | F8 | Commercial | Interruptible - Miscellaneous | New | Food Preparation | Natural Gas | Broiler | A | Cumulative Summer Peak Savings (MW) | Achievable Technical Potential | 0 | 0 | 0 | 0 | 0 | 0 | 0 | 0 | 0 | 0 | 0 | 0 | 0 | 0 | 0 | 0 | 0 | 0 | 0 | 0 | 0 | 0 | 0 | 0 | 0 | 0 | 0
F9_Commercial_Interruptible - Miscellaneous_New_Food Preparation_Natural Gas_Broiler_A_Achievable Technical Potential | F9 | Commercial | Interruptible - Miscellaneous | New | Food Preparation | Natural Gas | Broiler | A | Cumulative Winter Peak Savings (MW) | Achievable Technical Potential | 0 | 0 | 0 | 0 | 0 | 0 | 0 | 0 | 0 | 0 | 0 | 0 | 0 | 0 | 0 | 0 | 0 | 0 | 0 | 0 | 0 | 0 | 0 | 0 | 0 | 0 | 0
F10_Commercial_Interruptible - Miscellaneous_New_Food Preparation_Natural Gas_Broiler_A_Achievable Technical Potential | F10 | Commercial | Interruptible - Miscellaneous | New | Food Preparation | Natural Gas | Broiler | A | Purchases (Incremental) | Achievable Technical Potential | 0 | 0 | 0 | 0 | 0 | 0 | 0 | 0 | 0 | 0 | 0 | 0 | 0 | 0 | 0 | 0 | 0 | 0 | 0 | 0 | 0 | 0 | 0 | 0 | 0 | 0 | 0
F11_Commercial_Interruptible - Miscellaneous_New_Food Preparation_Natural Gas_Broiler_A_Achievable Technical Potential | F11 | Commercial | Interruptible - Miscellaneous | New | Food Preparation | Natural Gas | Broiler | A | Purchases (Cumulative) | Achievable Technical Potential | 0 | 0 | 0 | 0 | 0 | 0 | 0 | 0 | 0 | 0 | 0 | 0 | 0 | 0 | 0 | 0 | 0 | 0 | 0 | 0 | 0 | 0 | 0 | 0 | 0 | 0 | 0
F1_Commercial_Interruptible - Miscellaneous_New_Food Preparation_Natural Gas_Griddle_A_Achievable Technical Potential | F1 | Commercial | Interruptible - Miscellaneous | New | Food Preparation | Natural Gas | Griddle | A | Integrated Unit Energy Savings (kWh or therms) | Achievable Technical Potential | 0 | 0 | 0 | 0 | 0 | 0 | 0 | 0 | 0 | 0 | 0 | 0 | 0 | 0 | 0 | 0 | 0 | 0 | 0 | 0 | 0 | 0 | 0 | 0 | 0 | 0 | 0
F2_Commercial_Interruptible - Miscellaneous_New_Food Preparation_Natural Gas_Griddle_A_Achievable Technical Potential | F2 | Commercial | Interruptible - Miscellaneous | New | Food Preparation | Natural Gas | Griddle | A | Integrated Unit Summer Peak Savings (kW) | Achievable Technical Potential | 0 | 0 | 0 | 0 | 0 | 0 | 0 | 0 | 0 | 0 | 0 | 0 | 0 | 0 | 0 | 0 | 0 | 0 | 0 | 0 | 0 | 0 | 0 | 0 | 0 | 0 | 0
F3_Commercial_Interruptible - Miscellaneous_New_Food Preparation_Natural Gas_Griddle_A_Achievable Technical Potential | F3 | Commercial | Interruptible - Miscellaneous | New | Food Preparation | Natural Gas | Griddle | A | Integrated Unit Winter Peak Savings (kW) | Achievable Technical Potential | 0 | 0 | 0 | 0 | 0 | 0 | 0 | 0 | 0 | 0 | 0 | 0 | 0 | 0 | 0 | 0 | 0 | 0 | 0 | 0 | 0 | 0 | 0 | 0 | 0 | 0 | 0
F4_Commercial_Interruptible - Miscellaneous_New_Food Preparation_Natural Gas_Griddle_A_Achievable Technical Potential | F4 | Commercial | Interruptible - Miscellaneous | New | Food Preparation | Natural Gas | Griddle | A | Incremental Energy Savings (MWh or mTherms) | Achievable Technical Potential | 0 | 0 | 0 | 0 | 0 | 0 | 0 | 0 | 0 | 0 | 0 | 0 | 0 | 0 | 0 | 0 | 0 | 0 | 0 | 0 | 0 | 0 | 0 | 0 | 0 | 0 | 0
F5_Commercial_Interruptible - Miscellaneous_New_Food Preparation_Natural Gas_Griddle_A_Achievable Technical Potential | F5 | Commercial | Interruptible - Miscellaneous | New | Food Preparation | Natural Gas | Griddle | A | Incremental Summer Peak Savings (MW) | Achievable Technical Potential | 0 | 0 | 0 | 0 | 0 | 0 | 0 | 0 | 0 | 0 | 0 | 0 | 0 | 0 | 0 | 0 | 0 | 0 | 0 | 0 | 0 | 0 | 0 | 0 | 0 | 0 | 0
F6_Commercial_Interruptible - Miscellaneous_New_Food Preparation_Natural Gas_Griddle_A_Achievable Technical Potential | F6 | Commercial | Interruptible - Miscellaneous | New | Food Preparation | Natural Gas | Griddle | A | Incremental Winter Peak Savings (MW) | Achievable Technical Potential | 0 | 0 | 0 | 0 | 0 | 0 | 0 | 0 | 0 | 0 | 0 | 0 | 0 | 0 | 0 | 0 | 0 | 0 | 0 | 0 | 0 | 0 | 0 | 0 | 0 | 0 | 0
F7_Commercial_Interruptible - Miscellaneous_New_Food Preparation_Natural Gas_Griddle_A_Achievable Technical Potential | F7 | Commercial | Interruptible - Miscellaneous | New | Food Preparation | Natural Gas | Griddle | A | Cumulative Energy Savings (MWh or mTherms) | Achievable Technical Potential | 0 | 0 | 0 | 0 | 0 | 0 | 0 | 0 | 0 | 0 | 0 | 0 | 0 | 0 | 0 | 0 | 0 | 0 | 0 | 0 | 0 | 0 | 0 | 0 | 0 | 0 | 0
F8_Commercial_Interruptible - Miscellaneous_New_Food Preparation_Natural Gas_Griddle_A_Achievable Technical Potential | F8 | Commercial | Interruptible - Miscellaneous | New | Food Preparation | Natural Gas | Griddle | A | Cumulative Summer Peak Savings (MW) | Achievable Technical Potential | 0 | 0 | 0 | 0 | 0 | 0 | 0 | 0 | 0 | 0 | 0 | 0 | 0 | 0 | 0 | 0 | 0 | 0 | 0 | 0 | 0 | 0 | 0 | 0 | 0 | 0 | 0
F9_Commercial_Interruptible - Miscellaneous_New_Food Preparation_Natural Gas_Griddle_A_Achievable Technical Potential | F9 | Commercial | Interruptible - Miscellaneous | New | Food Preparation | Natural Gas | Griddle | A | Cumulative Winter Peak Savings (MW) | Achievable Technical Potential | 0 | 0 | 0 | 0 | 0 | 0 | 0 | 0 | 0 | 0 | 0 | 0 | 0 | 0 | 0 | 0 | 0 | 0 | 0 | 0 | 0 | 0 | 0 | 0 | 0 | 0 | 0
F10_Commercial_Interruptible - Miscellaneous_New_Food Preparation_Natural Gas_Griddle_A_Achievable Technical Potential | F10 | Commercial | Interruptible - Miscellaneous | New | Food Preparation | Natural Gas | Griddle | A | Purchases (Incremental) | Achievable Technical Potential | 0 | 0 | 0 | 0 | 0 | 0 | 0 | 0 | 0 | 0 | 0 | 0 | 0 | 0 | 0 | 0 | 0 | 0 | 0 | 0 | 0 | 0 | 0 | 0 | 0 | 0 | 0
F11_Commercial_Interruptible - Miscellaneous_New_Food Preparation_Natural Gas_Griddle_A_Achievable Technical Potential | F11 | Commercial | Interruptible - Miscellaneous | New | Food Preparation | Natural Gas | Griddle | A | Purchases (Cumulative) | Achievable Technical Potential | 0 | 0 | 0 | 0 | 0 | 0 | 0 | 0 | 0 | 0 | 0 | 0 | 0 | 0 | 0 | 0 | 0 | 0 | 0 | 0 | 0 | 0 | 0 | 0 | 0 | 0 | 0
F1_Commercial_Interruptible - Miscellaneous_New_Food Preparation_Natural Gas_Range_A_Achievable Technical Potential | F1 | Commercial | Interruptible - Miscellaneous | New | Food Preparation | Natural Gas | Range | A | Integrated Unit Energy Savings (kWh or therms) | Achievable Technical Potential | 0 | 0 | 0 | 0 | 0 | 0 | 0 | 0 | 0 | 0 | 0 | 0 | 0 | 0 | 0 | 0 | 0 | 0 | 0 | 0 | 0 | 0 | 0 | 0 | 0 | 0 | 0
F2_Commercial_Interruptible - Miscellaneous_New_Food Preparation_Natural Gas_Range_A_Achievable Technical Potential | F2 | Commercial | Interruptible - Miscellaneous | New | Food Preparation | Natural Gas | Range | A | Integrated Unit Summer Peak Savings (kW) | Achievable Technical Potential | 0 | 0 | 0 | 0 | 0 | 0 | 0 | 0 | 0 | 0 | 0 | 0 | 0 | 0 | 0 | 0 | 0 | 0 | 0 | 0 | 0 | 0 | 0 | 0 | 0 | 0 | 0
F3_Commercial_Interruptible - Miscellaneous_New_Food Preparation_Natural Gas_Range_A_Achievable Technical Potential | F3 | Commercial | Interruptible - Miscellaneous | New | Food Preparation | Natural Gas | Range | A | Integrated Unit Winter Peak Savings (kW) | Achievable Technical Potential | 0 | 0 | 0 | 0 | 0 | 0 | 0 | 0 | 0 | 0 | 0 | 0 | 0 | 0 | 0 | 0 | 0 | 0 | 0 | 0 | 0 | 0 | 0 | 0 | 0 | 0 | 0
F4_Commercial_Interruptible - Miscellaneous_New_Food Preparation_Natural Gas_Range_A_Achievable Technical Potential | F4 | Commercial | Interruptible - Miscellaneous | New | Food Preparation | Natural Gas | Range | A | Incremental Energy Savings (MWh or mTherms) | Achievable Technical Potential | 0 | 0 | 0 | 0 | 0 | 0 | 0 | 0 | 0 | 0 | 0 | 0 | 0 | 0 | 0 | 0 | 0 | 0 | 0 | 0 | 0 | 0 | 0 | 0 | 0 | 0 | 0
F5_Commercial_Interruptible - Miscellaneous_New_Food Preparation_Natural Gas_Range_A_Achievable Technical Potential | F5 | Commercial | Interruptible - Miscellaneous | New | Food Preparation | Natural Gas | Range | A | Incremental Summer Peak Savings (MW) | Achievable Technical Potential | 0 | 0 | 0 | 0 | 0 | 0 | 0 | 0 | 0 | 0 | 0 | 0 | 0 | 0 | 0 | 0 | 0 | 0 | 0 | 0 | 0 | 0 | 0 | 0 | 0 | 0 | 0
F6_Commercial_Interruptible - Miscellaneous_New_Food Preparation_Natural Gas_Range_A_Achievable Technical Potential | F6 | Commercial | Interruptible - Miscellaneous | New | Food Preparation | Natural Gas | Range | A | Incremental Winter Peak Savings (MW) | Achievable Technical Potential | 0 | 0 | 0 | 0 | 0 | 0 | 0 | 0 | 0 | 0 | 0 | 0 | 0 | 0 | 0 | 0 | 0 | 0 | 0 | 0 | 0 | 0 | 0 | 0 | 0 | 0 | 0
F7_Commercial_Interruptible - Miscellaneous_New_Food Preparation_Natural Gas_Range_A_Achievable Technical Potential | F7 | Commercial | Interruptible - Miscellaneous | New | Food Preparation | Natural Gas | Range | A | Cumulative Energy Savings (MWh or mTherms) | Achievable Technical Potential | 0 | 0 | 0 | 0 | 0 | 0 | 0 | 0 | 0 | 0 | 0 | 0 | 0 | 0 | 0 | 0 | 0 | 0 | 0 | 0 | 0 | 0 | 0 | 0 | 0 | 0 | 0
F8_Commercial_Interruptible - Miscellaneous_New_Food Preparation_Natural Gas_Range_A_Achievable Technical Potential | F8 | Commercial | Interruptible - Miscellaneous | New | Food Preparation | Natural Gas | Range | A | Cumulative Summer Peak Savings (MW) | Achievable Technical Potential | 0 | 0 | 0 | 0 | 0 | 0 | 0 | 0 | 0 | 0 | 0 | 0 | 0 | 0 | 0 | 0 | 0 | 0 | 0 | 0 | 0 | 0 | 0 | 0 | 0 | 0 | 0
F9_Commercial_Interruptible - Miscellaneous_New_Food Preparation_Natural Gas_Range_A_Achievable Technical Potential | F9 | Commercial | Interruptible - Miscellaneous | New | Food Preparation | Natural Gas | Range | A | Cumulative Winter Peak Savings (MW) | Achievable Technical Potential | 0 | 0 | 0 | 0 | 0 | 0 | 0 | 0 | 0 | 0 | 0 | 0 | 0 | 0 | 0 | 0 | 0 | 0 | 0 | 0 | 0 | 0 | 0 | 0 | 0 | 0 | 0
F10_Commercial_Interruptible - Miscellaneous_New_Food Preparation_Natural Gas_Range_A_Achievable Technical Potential | F10 | Commercial | Interruptible - Miscellaneous | New | Food Preparation | Natural Gas | Range | A | Purchases (Incremental) | Achievable Technical Potential | 0 | 0 | 0 | 0 | 0 | 0 | 0 | 0 | 0 | 0 | 0 | 0 | 0 | 0 | 0 | 0 | 0 | 0 | 0 | 0 | 0 | 0 | 0 | 0 | 0 | 0 | 0
F11_Commercial_Interruptible - Miscellaneous_New_Food Preparation_Natural Gas_Range_A_Achievable Technical Potential | F11 | Commercial | Interruptible - Miscellaneous | New | Food Preparation | Natural Gas | Range | A | Purchases (Cumulative) | Achievable Technical Potential | 0 | 0 | 0 | 0 | 0 | 0 | 0 | 0 | 0 | 0 | 0 | 0 | 0 | 0 | 0 | 0 | 0 | 0 | 0 | 0 | 0 | 0 | 0 | 0 | 0 | 0 | 0
F1_Commercial_Interruptible - Miscellaneous_New_Food Preparation_Natural Gas_Steamer_A_Achievable Technical Potential | F1 | Commercial | Interruptible - Miscellaneous | New | Food Preparation | Natural Gas | Steamer | A | Integrated Unit Energy Savings (kWh or therms) | Achievable Technical Potential | 0 | 0 | 0 | 0 | 0 | 0 | 0 | 0 | 0 | 0 | 0 | 0 | 0 | 0 | 0 | 0 | 0 | 0 | 0 | 0 | 0 | 0 | 0 | 0 | 0 | 0 | 0
F2_Commercial_Interruptible - Miscellaneous_New_Food Preparation_Natural Gas_Steamer_A_Achievable Technical Potential | F2 | Commercial | Interruptible - Miscellaneous | New | Food Preparation | Natural Gas | Steamer | A | Integrated Unit Summer Peak Savings (kW) | Achievable Technical Potential | 0 | 0 | 0 | 0 | 0 | 0 | 0 | 0 | 0 | 0 | 0 | 0 | 0 | 0 | 0 | 0 | 0 | 0 | 0 | 0 | 0 | 0 | 0 | 0 | 0 | 0 | 0
F3_Commercial_Interruptible - Miscellaneous_New_Food Preparation_Natural Gas_Steamer_A_Achievable Technical Potential | F3 | Commercial | Interruptible - Miscellaneous | New | Food Preparation | Natural Gas | Steamer | A | Integrated Unit Winter Peak Savings (kW) | Achievable Technical Potential | 0 | 0 | 0 | 0 | 0 | 0 | 0 | 0 | 0 | 0 | 0 | 0 | 0 | 0 | 0 | 0 | 0 | 0 | 0 | 0 | 0 | 0 | 0 | 0 | 0 | 0 | 0
F4_Commercial_Interruptible - Miscellaneous_New_Food Preparation_Natural Gas_Steamer_A_Achievable Technical Potential | F4 | Commercial | Interruptible - Miscellaneous | New | Food Preparation | Natural Gas | Steamer | A | Incremental Energy Savings (MWh or mTherms) | Achievable Technical Potential | 0 | 0 | 0 | 0 | 0 | 0 | 0 | 0 | 0 | 0 | 0 | 0 | 0 | 0 | 0 | 0 | 0 | 0 | 0 | 0 | 0 | 0 | 0 | 0 | 0 | 0 | 0
F5_Commercial_Interruptible - Miscellaneous_New_Food Preparation_Natural Gas_Steamer_A_Achievable Technical Potential | F5 | Commercial | Interruptible - Miscellaneous | New | Food Preparation | Natural Gas | Steamer | A | Incremental Summer Peak Savings (MW) | Achievable Technical Potential | 0 | 0 | 0 | 0 | 0 | 0 | 0 | 0 | 0 | 0 | 0 | 0 | 0 | 0 | 0 | 0 | 0 | 0 | 0 | 0 | 0 | 0 | 0 | 0 | 0 | 0 | 0
F6_Commercial_Interruptible - Miscellaneous_New_Food Preparation_Natural Gas_Steamer_A_Achievable Technical Potential | F6 | Commercial | Interruptible - Miscellaneous | New | Food Preparation | Natural Gas | Steamer | A | Incremental Winter Peak Savings (MW) | Achievable Technical Potential | 0 | 0 | 0 | 0 | 0 | 0 | 0 | 0 | 0 | 0 | 0 | 0 | 0 | 0 | 0 | 0 | 0 | 0 | 0 | 0 | 0 | 0 | 0 | 0 | 0 | 0 | 0
F7_Commercial_Interruptible - Miscellaneous_New_Food Preparation_Natural Gas_Steamer_A_Achievable Technical Potential | F7 | Commercial | Interruptible - Miscellaneous | New | Food Preparation | Natural Gas | Steamer | A | Cumulative Energy Savings (MWh or mTherms) | Achievable Technical Potential | 0 | 0 | 0 | 0 | 0 | 0 | 0 | 0 | 0 | 0 | 0 | 0 | 0 | 0 | 0 | 0 | 0 | 0 | 0 | 0 | 0 | 0 | 0 | 0 | 0 | 0 | 0
F8_Commercial_Interruptible - Miscellaneous_New_Food Preparation_Natural Gas_Steamer_A_Achievable Technical Potential | F8 | Commercial | Interruptible - Miscellaneous | New | Food Preparation | Natural Gas | Steamer | A | Cumulative Summer Peak Savings (MW) | Achievable Technical Potential | 0 | 0 | 0 | 0 | 0 | 0 | 0 | 0 | 0 | 0 | 0 | 0 | 0 | 0 | 0 | 0 | 0 | 0 | 0 | 0 | 0 | 0 | 0 | 0 | 0 | 0 | 0
F9_Commercial_Interruptible - Miscellaneous_New_Food Preparation_Natural Gas_Steamer_A_Achievable Technical Potential | F9 | Commercial | Interruptible - Miscellaneous | New | Food Preparation | Natural Gas | Steamer | A | Cumulative Winter Peak Savings (MW) | Achievable Technical Potential | 0 | 0 | 0 | 0 | 0 | 0 | 0 | 0 | 0 | 0 | 0 | 0 | 0 | 0 | 0 | 0 | 0 | 0 | 0 | 0 | 0 | 0 | 0 | 0 | 0 | 0 | 0
F10_Commercial_Interruptible - Miscellaneous_New_Food Preparation_Natural Gas_Steamer_A_Achievable Technical Potential | F10 | Commercial | Interruptible - Miscellaneous | New | Food Preparation | Natural Gas | Steamer | A | Purchases (Incremental) | Achievable Technical Potential | 0 | 0 | 0 | 0 | 0 | 0 | 0 | 0 | 0 | 0 | 0 | 0 | 0 | 0 | 0 | 0 | 0 | 0 | 0 | 0 | 0 | 0 | 0 | 0 | 0 | 0 | 0
F11_Commercial_Interruptible - Miscellaneous_New_Food Preparation_Natural Gas_Steamer_A_Achievable Technical Potential | F11 | Commercial | Interruptible - Miscellaneous | New | Food Preparation | Natural Gas | Steamer | A | Purchases (Cumulative) | Achievable Technical Potential | 0 | 0 | 0 | 0 | 0 | 0 | 0 | 0 | 0 | 0 | 0 | 0 | 0 | 0 | 0 | 0 | 0 | 0 | 0 | 0 | 0 | 0 | 0 | 0 | 0 | 0 | 0
F1_Commercial_Interruptible - Miscellaneous_New_Food Preparation_Natural Gas_Commercial Food Prep Other_A_Achievable Technical Potential | F1 | Commercial | Interruptible - Miscellaneous | New | Food Preparation | Natural Gas | Commercial Food Prep Other | A | Integrated Unit Energy Savings (kWh or therms) | Achievable Technical Potential | 0 | 0 | 0 | 0 | 0 | 0 | 0 | 0 | 0 | 0 | 0 | 0 | 0 | 0 | 0 | 0 | 0 | 0 | 0 | 0 | 0 | 0 | 0 | 0 | 0 | 0 | 0
F2_Commercial_Interruptible - Miscellaneous_New_Food Preparation_Natural Gas_Commercial Food Prep Other_A_Achievable Technical Potential | F2 | Commercial | Interruptible - Miscellaneous | New | Food Preparation | Natural Gas | Commercial Food Prep Other | A | Integrated Unit Summer Peak Savings (kW) | Achievable Technical Potential | 0 | 0 | 0 | 0 | 0 | 0 | 0 | 0 | 0 | 0 | 0 | 0 | 0 | 0 | 0 | 0 | 0 | 0 | 0 | 0 | 0 | 0 | 0 | 0 | 0 | 0 | 0
F3_Commercial_Interruptible - Miscellaneous_New_Food Preparation_Natural Gas_Commercial Food Prep Other_A_Achievable Technical Potential | F3 | Commercial | Interruptible - Miscellaneous | New | Food Preparation | Natural Gas | Commercial Food Prep Other | A | Integrated Unit Winter Peak Savings (kW) | Achievable Technical Potential | 0 | 0 | 0 | 0 | 0 | 0 | 0 | 0 | 0 | 0 | 0 | 0 | 0 | 0 | 0 | 0 | 0 | 0 | 0 | 0 | 0 | 0 | 0 | 0 | 0 | 0 | 0
F4_Commercial_Interruptible - Miscellaneous_New_Food Preparation_Natural Gas_Commercial Food Prep Other_A_Achievable Technical Potential | F4 | Commercial | Interruptible - Miscellaneous | New | Food Preparation | Natural Gas | Commercial Food Prep Other | A | Incremental Energy Savings (MWh or mTherms) | Achievable Technical Potential | 0 | 0 | 0 | 0 | 0 | 0 | 0 | 0 | 0 | 0 | 0 | 0 | 0 | 0 | 0 | 0 | 0 | 0 | 0 | 0 | 0 | 0 | 0 | 0 | 0 | 0 | 0
F5_Commercial_Interruptible - Miscellaneous_New_Food Preparation_Natural Gas_Commercial Food Prep Other_A_Achievable Technical Potential | F5 | Commercial | Interruptible - Miscellaneous | New | Food Preparation | Natural Gas | Commercial Food Prep Other | A | Incremental Summer Peak Savings (MW) | Achievable Technical Potential | 0 | 0 | 0 | 0 | 0 | 0 | 0 | 0 | 0 | 0 | 0 | 0 | 0 | 0 | 0 | 0 | 0 | 0 | 0 | 0 | 0 | 0 | 0 | 0 | 0 | 0 | 0
F6_Commercial_Interruptible - Miscellaneous_New_Food Preparation_Natural Gas_Commercial Food Prep Other_A_Achievable Technical Potential | F6 | Commercial | Interruptible - Miscellaneous | New | Food Preparation | Natural Gas | Commercial Food Prep Other | A | Incremental Winter Peak Savings (MW) | Achievable Technical Potential | 0 | 0 | 0 | 0 | 0 | 0 | 0 | 0 | 0 | 0 | 0 | 0 | 0 | 0 | 0 | 0 | 0 | 0 | 0 | 0 | 0 | 0 | 0 | 0 | 0 | 0 | 0
F7_Commercial_Interruptible - Miscellaneous_New_Food Preparation_Natural Gas_Commercial Food Prep Other_A_Achievable Technical Potential | F7 | Commercial | Interruptible - Miscellaneous | New | Food Preparation | Natural Gas | Commercial Food Prep Other | A | Cumulative Energy Savings (MWh or mTherms) | Achievable Technical Potential | 0 | 0 | 0 | 0 | 0 | 0 | 0 | 0 | 0 | 0 | 0 | 0 | 0 | 0 | 0 | 0 | 0 | 0 | 0 | 0 | 0 | 0 | 0 | 0 | 0 | 0 | 0
F8_Commercial_Interruptible - Miscellaneous_New_Food Preparation_Natural Gas_Commercial Food Prep Other_A_Achievable Technical Potential | F8 | Commercial | Interruptible - Miscellaneous | New | Food Preparation | Natural Gas | Commercial Food Prep Other | A | Cumulative Summer Peak Savings (MW) | Achievable Technical Potential | 0 | 0 | 0 | 0 | 0 | 0 | 0 | 0 | 0 | 0 | 0 | 0 | 0 | 0 | 0 | 0 | 0 | 0 | 0 | 0 | 0 | 0 | 0 | 0 | 0 | 0 | 0
F9_Commercial_Interruptible - Miscellaneous_New_Food Preparation_Natural Gas_Commercial Food Prep Other_A_Achievable Technical Potential | F9 | Commercial | Interruptible - Miscellaneous | New | Food Preparation | Natural Gas | Commercial Food Prep Other | A | Cumulative Winter Peak Savings (MW) | Achievable Technical Potential | 0 | 0 | 0 | 0 | 0 | 0 | 0 | 0 | 0 | 0 | 0 | 0 | 0 | 0 | 0 | 0 | 0 | 0 | 0 | 0 | 0 | 0 | 0 | 0 | 0 | 0 | 0
F10_Commercial_Interruptible - Miscellaneous_New_Food Preparation_Natural Gas_Commercial Food Prep Other_A_Achievable Technical Potential | F10 | Commercial | Interruptible - Miscellaneous | New | Food Preparation | Natural Gas | Commercial Food Prep Other | A | Purchases (Incremental) | Achievable Technical Potential | 0 | 0 | 0 | 0 | 0 | 0 | 0 | 0 | 0 | 0 | 0 | 0 | 0 | 0 | 0 | 0 | 0 | 0 | 0 | 0 | 0 | 0 | 0 | 0 | 0 | 0 | 0
F11_Commercial_Interruptible - Miscellaneous_New_Food Preparation_Natural Gas_Commercial Food Prep Other_A_Achievable Technical Potential | F11 | Commercial | Interruptible - Miscellaneous | New | Food Preparation | Natural Gas | Commercial Food Prep Other | A | Purchases (Cumulative) | Achievable Technical Potential | 0 | 0 | 0 | 0 | 0 | 0 | 0 | 0 | 0 | 0 | 0 | 0 | 0 | 0 | 0 | 0 | 0 | 0 | 0 | 0 | 0 | 0 | 0 | 0 | 0 | 0 | 0
F1_Commercial_Interruptible - Miscellaneous_New_Miscellaneous_Natural Gas_Pool Heater_A_Achievable Technical Potential | F1 | Commercial | Interruptible - Miscellaneous | New | Miscellaneous | Natural Gas | Pool Heater | A | Integrated Unit Energy Savings (kWh or therms) | Achievable Technical Potential | 0 | 0 | 0 | 0 | 0 | 0 | 0 | 0 | 0 | 0 | 0 | 0 | 0 | 0 | 0 | 0 | 0 | 0 | 0 | 0 | 0 | 0 | 0 | 0 | 0 | 0 | 0
F2_Commercial_Interruptible - Miscellaneous_New_Miscellaneous_Natural Gas_Pool Heater_A_Achievable Technical Potential | F2 | Commercial | Interruptible - Miscellaneous | New | Miscellaneous | Natural Gas | Pool Heater | A | Integrated Unit Summer Peak Savings (kW) | Achievable Technical Potential | 0 | 0 | 0 | 0 | 0 | 0 | 0 | 0 | 0 | 0 | 0 | 0 | 0 | 0 | 0 | 0 | 0 | 0 | 0 | 0 | 0 | 0 | 0 | 0 | 0 | 0 | 0
F3_Commercial_Interruptible - Miscellaneous_New_Miscellaneous_Natural Gas_Pool Heater_A_Achievable Technical Potential | F3 | Commercial | Interruptible - Miscellaneous | New | Miscellaneous | Natural Gas | Pool Heater | A | Integrated Unit Winter Peak Savings (kW) | Achievable Technical Potential | 0 | 0 | 0 | 0 | 0 | 0 | 0 | 0 | 0 | 0 | 0 | 0 | 0 | 0 | 0 | 0 | 0 | 0 | 0 | 0 | 0 | 0 | 0 | 0 | 0 | 0 | 0
F4_Commercial_Interruptible - Miscellaneous_New_Miscellaneous_Natural Gas_Pool Heater_A_Achievable Technical Potential | F4 | Commercial | Interruptible - Miscellaneous | New | Miscellaneous | Natural Gas | Pool Heater | A | Incremental Energy Savings (MWh or mTherms) | Achievable Technical Potential | 0 | 0 | 0 | 0 | 0 | 0 | 0 | 0 | 0 | 0 | 0 | 0 | 0 | 0 | 0 | 0 | 0 | 0 | 0 | 0 | 0 | 0 | 0 | 0 | 0 | 0 | 0
F5_Commercial_Interruptible - Miscellaneous_New_Miscellaneous_Natural Gas_Pool Heater_A_Achievable Technical Potential | F5 | Commercial | Interruptible - Miscellaneous | New | Miscellaneous | Natural Gas | Pool Heater | A | Incremental Summer Peak Savings (MW) | Achievable Technical Potential | 0 | 0 | 0 | 0 | 0 | 0 | 0 | 0 | 0 | 0 | 0 | 0 | 0 | 0 | 0 | 0 | 0 | 0 | 0 | 0 | 0 | 0 | 0 | 0 | 0 | 0 | 0
F6_Commercial_Interruptible - Miscellaneous_New_Miscellaneous_Natural Gas_Pool Heater_A_Achievable Technical Potential | F6 | Commercial | Interruptible - Miscellaneous | New | Miscellaneous | Natural Gas | Pool Heater | A | Incremental Winter Peak Savings (MW) | Achievable Technical Potential | 0 | 0 | 0 | 0 | 0 | 0 | 0 | 0 | 0 | 0 | 0 | 0 | 0 | 0 | 0 | 0 | 0 | 0 | 0 | 0 | 0 | 0 | 0 | 0 | 0 | 0 | 0
F7_Commercial_Interruptible - Miscellaneous_New_Miscellaneous_Natural Gas_Pool Heater_A_Achievable Technical Potential | F7 | Commercial | Interruptible - Miscellaneous | New | Miscellaneous | Natural Gas | Pool Heater | A | Cumulative Energy Savings (MWh or mTherms) | Achievable Technical Potential | 0 | 0 | 0 | 0 | 0 | 0 | 0 | 0 | 0 | 0 | 0 | 0 | 0 | 0 | 0 | 0 | 0 | 0 | 0 | 0 | 0 | 0 | 0 | 0 | 0 | 0 | 0
F8_Commercial_Interruptible - Miscellaneous_New_Miscellaneous_Natural Gas_Pool Heater_A_Achievable Technical Potential | F8 | Commercial | Interruptible - Miscellaneous | New | Miscellaneous | Natural Gas | Pool Heater | A | Cumulative Summer Peak Savings (MW) | Achievable Technical Potential | 0 | 0 | 0 | 0 | 0 | 0 | 0 | 0 | 0 | 0 | 0 | 0 | 0 | 0 | 0 | 0 | 0 | 0 | 0 | 0 | 0 | 0 | 0 | 0 | 0 | 0 | 0
F9_Commercial_Interruptible - Miscellaneous_New_Miscellaneous_Natural Gas_Pool Heater_A_Achievable Technical Potential | F9 | Commercial | Interruptible - Miscellaneous | New | Miscellaneous | Natural Gas | Pool Heater | A | Cumulative Winter Peak Savings (MW) | Achievable Technical Potential | 0 | 0 | 0 | 0 | 0 | 0 | 0 | 0 | 0 | 0 | 0 | 0 | 0 | 0 | 0 | 0 | 0 | 0 | 0 | 0 | 0 | 0 | 0 | 0 | 0 | 0 | 0
F10_Commercial_Interruptible - Miscellaneous_New_Miscellaneous_Natural Gas_Pool Heater_A_Achievable Technical Potential | F10 | Commercial | Interruptible - Miscellaneous | New | Miscellaneous | Natural Gas | Pool Heater | A | Purchases (Incremental) | Achievable Technical Potential | 0 | 0 | 0 | 0 | 0 | 0 | 0 | 0 | 0 | 0 | 0 | 0 | 0 | 0 | 0 | 0 | 0 | 0 | 0 | 0 | 0 | 0 | 0 | 0 | 0 | 0 | 0
F11_Commercial_Interruptible - Miscellaneous_New_Miscellaneous_Natural Gas_Pool Heater_A_Achievable Technical Potential | F11 | Commercial | Interruptible - Miscellaneous | New | Miscellaneous | Natural Gas | Pool Heater | A | Purchases (Cumulative) | Achievable Technical Potential | 0 | 0 | 0 | 0 | 0 | 0 | 0 | 0 | 0 | 0 | 0 | 0 | 0 | 0 | 0 | 0 | 0 | 0 | 0 | 0 | 0 | 0 | 0 | 0 | 0 | 0 | 0
F1_Commercial_WA - College_Existing_Space Heating_Natural Gas_Insulation - Ceiling_A_Achievable Technical Potential | F1 | Commercial | WA - College | Existing | Space Heating | Natural Gas | Insulation - Ceiling | A | Integrated Unit Energy Savings (kWh or therms) | Achievable Technical Potential | 0 | 0 | 0.062431 | 0.061959 | 0.061268 | 0.060536 | 0.059773 | 0.05897 | 0.058116 | 0.057212 | 0.056259 | 0.055262 | 0.054234 | 0.053222 | 0.052244 | 0.051308 | 0.050415 | 0.049588 | 0.048924 | 0.04843 | 0.048002 | 0.047664 | 0.047345 | 0.047222 | 0.047104 | 0.046991 | 0.046883
F2_Commercial_WA - College_Existing_Space Heating_Natural Gas_Insulation - Ceiling_A_Achievable Technical Potential | F2 | Commercial | WA - College | Existing | Space Heating | Natural Gas | Insulation - Ceiling | A | Integrated Unit Summer Peak Savings (kW) | Achievable Technical Potential | 0 | 0 | 0 | 0 | 0 | 0 | 0 | 0 | 0 | 0 | 0 | 0 | 0 | 0 | 0 | 0 | 0 | 0 | 0 | 0 | 0 | 0 | 0 | 0 | 0 | 0 | 0
F3_Commercial_WA - College_Existing_Space Heating_Natural Gas_Insulation - Ceiling_A_Achievable Technical Potential | F3 | Commercial | WA - College | Existing | Space Heating | Natural Gas | Insulation - Ceiling | A | Integrated Unit Winter Peak Savings (kW) | Achievable Technical Potential | 0 | 0 | 0 | 0 | 0 | 0 | 0 | 0 | 0 | 0 | 0 | 0 | 0 | 0 | 0 | 0 | 0 | 0 | 0 | 0 | 0 | 0 | 0 | 0 | 0 | 0 | 0
F4_Commercial_WA - College_Existing_Space Heating_Natural Gas_Insulation - Ceiling_A_Achievable Technical Potential | F4 | Commercial | WA - College | Existing | Space Heating | Natural Gas | Insulation - Ceiling | A | Incremental Energy Savings (MWh or mTherms) | Achievable Technical Potential | 0 | 0 | 0 | 2.2968 | 1.2221 | 4.085 | 6.561 | 9.8248 | 13.8676 | 18.5702 | 23.6727 | 28.7603 | 33.2844 | 36.646 | 38.2681 | 37.7392 | 34.9563 | 30.2307 | 24.2789 | 17.9639 | 13.0452 | 7.0677 | 5.6163 | 0 | 0 | 0 | 0
F5_Commercial_WA - College_Existing_Space Heating_Natural Gas_Insulation - Ceiling_A_Achievable Technical Potential | F5 | Commercial | WA - College | Existing | Space Heating | Natural Gas | Insulation - Ceiling | A | Incremental Summer Peak Savings (MW) | Achievable Technical Potential | 0 | 0 | 0 | 0 | 0 | 0 | 0 | 0 | 0 | 0 | 0 | 0 | 0 | 0 | 0 | 0 | 0 | 0 | 0 | 0 | 0 | 0 | 0 | 0 | 0 | 0 | 0
F6_Commercial_WA - College_Existing_Space Heating_Natural Gas_Insulation - Ceiling_A_Achievable Technical Potential | F6 | Commercial | WA - College | Existing | Space Heating | Natural Gas | Insulation - Ceiling | A | Incremental Winter Peak Savings (MW) | Achievable Technical Potential | 0 | 0 | 0 | 0 | 0 | 0 | 0 | 0 | 0 | 0 | 0 | 0 | 0 | 0 | 0 | 0 | 0 | 0 | 0 | 0 | 0 | 0 | 0 | 0 | 0 | 0 | 0
F7_Commercial_WA - College_Existing_Space Heating_Natural Gas_Insulation - Ceiling_A_Achievable Technical Potential | F7 | Commercial | WA - College | Existing | Space Heating | Natural Gas | Insulation - Ceiling | A | Cumulative Energy Savings (MWh or mTherms) | Achievable Technical Potential | 0 | 0 | 0 | 2.2968 | 3.4934 | 7.5366 | 14.0026 | 23.6392 | 37.1646 | 55.1566 | 77.9107 | 105.2905 | 136.6163 | 170.7129 | 205.8438 | 239.894 | 270.6748 | 296.4693 | 316.7783 | 331.5417 | 341.6569 | 346.3157 | 349.6151 | 348.7051 | 347.8362 | 347.0045 | 346.2064
F8_Commercial_WA - College_Existing_Space Heating_Natural Gas_Insulation - Ceiling_A_Achievable Technical Potential | F8 | Commercial | WA - College | Existing | Space Heating | Natural Gas | Insulation - Ceiling | A | Cumulative Summer Peak Savings (MW) | Achievable Technical Potential | 0 | 0 | 0 | 0 | 0 | 0 | 0 | 0 | 0 | 0 | 0 | 0 | 0 | 0 | 0 | 0 | 0 | 0 | 0 | 0 | 0 | 0 | 0 | 0 | 0 | 0 | 0
F9_Commercial_WA - College_Existing_Space Heating_Natural Gas_Insulation - Ceiling_A_Achievable Technical Potential | F9 | Commercial | WA - College | Existing | Space Heating | Natural Gas | Insulation - Ceiling | A | Cumulative Winter Peak Savings (MW) | Achievable Technical Potential | 0 | 0 | 0 | 0 | 0 | 0 | 0 | 0 | 0 | 0 | 0 | 0 | 0 | 0 | 0 | 0 | 0 | 0 | 0 | 0 | 0 | 0 | 0 | 0 | 0 | 0 | 0
F10_Commercial_WA - College_Existing_Space Heating_Natural Gas_Insulation - Ceiling_A_Achievable Technical Potential | F10 | Commercial | WA - College | Existing | Space Heating | Natural Gas | Insulation - Ceiling | A | Purchases (Incremental) | Achievable Technical Potential | 0 | 0 | 0 | 37070.5421 | 19947.352 | 67479.9112 | 109765.3245 | 166608.4314 | 238618.8743 | 324587.199 | 420782.2425 | 520435.113 | 613716.6284 | 688550.173 | 732487.7451 | 735545.7847 | 693375.9493 | 609632.5375 | 496252.7155 | 370924.6202 | 271762.9394 | 148282.1684 | 118625.7347 | 0 | 0 | 0 | 0
F11_Commercial_WA - College_Existing_Space Heating_Natural Gas_Insulation - Ceiling_A_Achievable Technical Potential | F11 | Commercial | WA - College | Existing | Space Heating | Natural Gas | Insulation - Ceiling | A | Purchases (Cumulative) | Achievable Technical Potential | 0 | 0 | 0 | 37070.5421 | 57017.8941 | 124497.8053 | 234263.1298 | 400871.5613 | 639490.4356 | 964077.6346 | 1384859.8772 | 1905294.9902 | 2519011.6186 | 3207561.7916 | 3940049.5367 | 4675595.3214 | 5368971.2707 | 5978603.8082 | 6474856.5237 | 6845781.1439 | 7117544.0833 | 7265826.2517 | 7384451.9864 | 7384451.9864 | 7384451.9864 | 7384451.9864 | 7384451.9864
F1_Commercial_WA - College_Existing_Space Heating_Natural Gas_Insulation - Ducting_A_Achievable Technical Potential | F1 | Commercial | WA - College | Existing | Space Heating | Natural Gas | Insulation - Ducting | A | Integrated Unit Energy Savings (kWh or therms) | Achievable Technical Potential | 0 | 0 | 0 | 0 | 0 | 0 | 0 | 0 | 0 | 0 | 0 | 0 | 0 | 0 | 0 | 0 | 0 | 0 | 0 | 0 | 0 | 0 | 0 | 0 | 0 | 0 | 0
F2_Commercial_WA - College_Existing_Space Heating_Natural Gas_Insulation - Ducting_A_Achievable Technical Potential | F2 | Commercial | WA - College | Existing | Space Heating | Natural Gas | Insulation - Ducting | A | Integrated Unit Summer Peak Savings (kW) | Achievable Technical Potential | 0 | 0 | 0 | 0 | 0 | 0 | 0 | 0 | 0 | 0 | 0 | 0 | 0 | 0 | 0 | 0 | 0 | 0 | 0 | 0 | 0 | 0 | 0 | 0 | 0 | 0 | 0
F3_Commercial_WA - College_Existing_Space Heating_Natural Gas_Insulation - Ducting_A_Achievable Technical Potential | F3 | Commercial | WA - College | Existing | Space Heating | Natural Gas | Insulation - Ducting | A | Integrated Unit Winter Peak Savings (kW) | Achievable Technical Potential | 0 | 0 | 0 | 0 | 0 | 0 | 0 | 0 | 0 | 0 | 0 | 0 | 0 | 0 | 0 | 0 | 0 | 0 | 0 | 0 | 0 | 0 | 0 | 0 | 0 | 0 | 0
F4_Commercial_WA - College_Existing_Space Heating_Natural Gas_Insulation - Ducting_A_Achievable Technical Potential | F4 | Commercial | WA - College | Existing | Space Heating | Natural Gas | Insulation - Ducting | A | Incremental Energy Savings (MWh or mTherms) | Achievable Technical Potential | 0 | 0 | 0 | 0 | 0 | 0 | 0 | 0 | 0 | 0 | 0 | 0 | 0 | 0 | 0 | 0 | 0 | 0 | 0 | 0 | 0 | 0 | 0 | 0 | 0 | 0 | 0
F5_Commercial_WA - College_Existing_Space Heating_Natural Gas_Insulation - Ducting_A_Achievable Technical Potential | F5 | Commercial | WA - College | Existing | Space Heating | Natural Gas | Insulation - Ducting | A | Incremental Summer Peak Savings (MW) | Achievable Technical Potential | 0 | 0 | 0 | 0 | 0 | 0 | 0 | 0 | 0 | 0 | 0 | 0 | 0 | 0 | 0 | 0 | 0 | 0 | 0 | 0 | 0 | 0 | 0 | 0 | 0 | 0 | 0
F6_Commercial_WA - College_Existing_Space Heating_Natural Gas_Insulation - Ducting_A_Achievable Technical Potential | F6 | Commercial | WA - College | Existing | Space Heating | Natural Gas | Insulation - Ducting | A | Incremental Winter Peak Savings (MW) | Achievable Technical Potential | 0 | 0 | 0 | 0 | 0 | 0 | 0 | 0 | 0 | 0 | 0 | 0 | 0 | 0 | 0 | 0 | 0 | 0 | 0 | 0 | 0 | 0 | 0 | 0 | 0 | 0 | 0
F7_Commercial_WA - College_Existing_Space Heating_Natural Gas_Insulation - Ducting_A_Achievable Technical Potential | F7 | Commercial | WA - College | Existing | Space Heating | Natural Gas | Insulation - Ducting | A | Cumulative Energy Savings (MWh or mTherms) | Achievable Technical Potential | 0 | 0 | 0 | 0 | 0 | 0 | 0 | 0 | 0 | 0 | 0 | 0 | 0 | 0 | 0 | 0 | 0 | 0 | 0 | 0 | 0 | 0 | 0 | 0 | 0 | 0 | 0
F8_Commercial_WA - College_Existing_Space Heating_Natural Gas_Insulation - Ducting_A_Achievable Technical Potential | F8 | Commercial | WA - College | Existing | Space Heating | Natural Gas | Insulation - Ducting | A | Cumulative Summer Peak Savings (MW) | Achievable Technical Potential | 0 | 0 | 0 | 0 | 0 | 0 | 0 | 0 | 0 | 0 | 0 | 0 | 0 | 0 | 0 | 0 | 0 | 0 | 0 | 0 | 0 | 0 | 0 | 0 | 0 | 0 | 0
F9_Commercial_WA - College_Existing_Space Heating_Natural Gas_Insulation - Ducting_A_Achievable Technical Potential | F9 | Commercial | WA - College | Existing | Space Heating | Natural Gas | Insulation - Ducting | A | Cumulative Winter Peak Savings (MW) | Achievable Technical Potential | 0 | 0 | 0 | 0 | 0 | 0 | 0 | 0 | 0 | 0 | 0 | 0 | 0 | 0 | 0 | 0 | 0 | 0 | 0 | 0 | 0 | 0 | 0 | 0 | 0 | 0 | 0
F10_Commercial_WA - College_Existing_Space Heating_Natural Gas_Insulation - Ducting_A_Achievable Technical Potential | F10 | Commercial | WA - College | Existing | Space Heating | Natural Gas | Insulation - Ducting | A | Purchases (Incremental) | Achievable Technical Potential | 0 | 0 | 0 | 9267.6355 | 4986.838 | 16869.9778 | 27441.3311 | 41652.1079 | 59654.7186 | 81146.7998 | 105195.5606 | 130108.7783 | 153429.1571 | 172137.5432 | 183121.9363 | 183886.4462 | 173343.9873 | 152408.1344 | 124063.1789 | 92731.155 | 67940.7349 | 37070.5421 | 29656.4337 | 0 | 0 | 0 | 0
F11_Commercial_WA - College_Existing_Space Heating_Natural Gas_Insulation - Ducting_A_Achievable Technical Potential | F11 | Commercial | WA - College | Existing | Space Heating | Natural Gas | Insulation - Ducting | A | Purchases (Cumulative) | Achievable Technical Potential | 0 | 0 | 0 | 9267.6355 | 14254.4735 | 31124.4513 | 58565.7825 | 100217.8903 | 159872.6089 | 241019.4087 | 346214.9693 | 476323.7475 | 629752.9046 | 801890.4479 | 985012.3842 | 1168898.8303 | 1342242.8177 | 1494650.9521 | 1618714.1309 | 1711445.286 | 1779386.0208 | 1816456.5629 | 1846112.9966 | 1846112.9966 | 1846112.9966 | 1846112.9966 | 1846112.9966
F1_Commercial_WA - College_Existing_Space Heating_Natural Gas_Insulation - Wall Cavity_A_Achievable Technical Potential | F1 | Commercial | WA - College | Existing | Space Heating | Natural Gas | Insulation - Wall Cavity | A | Integrated Unit Energy Savings (kWh or therms) | Achievable Technical Potential | 0 | 0 | 0.19663 | 0.19579 | 0.19471 | 0.19362 | 0.19253 | 0.19143 | 0.19033 | 0.18924 | 0.18817 | 0.18711 | 0.18605 | 0.18501 | 0.18398 | 0.18297 | 0.18198 | 0.181 | 0.18017 | 0.17949 | 0.17883 | 0.1782 | 0.1776 | 0.17714 | 0.1767 | 0.17628 | 0.17587
F2_Commercial_WA - College_Existing_Space Heating_Natural Gas_Insulation - Wall Cavity_A_Achievable Technical Potential | F2 | Commercial | WA - College | Existing | Space Heating | Natural Gas | Insulation - Wall Cavity | A | Integrated Unit Summer Peak Savings (kW) | Achievable Technical Potential | 0 | 0 | 0 | 0 | 0 | 0 | 0 | 0 | 0 | 0 | 0 | 0 | 0 | 0 | 0 | 0 | 0 | 0 | 0 | 0 | 0 | 0 | 0 | 0 | 0 | 0 | 0
F3_Commercial_WA - College_Existing_Space Heating_Natural Gas_Insulation - Wall Cavity_A_Achievable Technical Potential | F3 | Commercial | WA - College | Existing | Space Heating | Natural Gas | Insulation - Wall Cavity | A | Integrated Unit Winter Peak Savings (kW) | Achievable Technical Potential | 0 | 0 | 0 | 0 | 0 | 0 | 0 | 0 | 0 | 0 | 0 | 0 | 0 | 0 | 0 | 0 | 0 | 0 | 0 | 0 | 0 | 0 | 0 | 0 | 0 | 0 | 0
F4_Commercial_WA - College_Existing_Space Heating_Natural Gas_Insulation - Wall Cavity_A_Achievable Technical Potential | F4 | Commercial | WA - College | Existing | Space Heating | Natural Gas | Insulation - Wall Cavity | A | Incremental Energy Savings (MWh or mTherms) | Achievable Technical Potential | 0 | 0 | 0 | 2.7653 | 1.4798 | 4.978 | 8.0515 | 12.1514 | 17.3036 | 23.4033 | 30.1672 | 37.1005 | 43.5039 | 48.5352 | 51.3455 | 51.2761 | 48.0735 | 42.0405 | 34.0643 | 25.3656 | 18.5167 | 10.0678 | 8.0269 | 0 | 0 | 0 | 0
F5_Commercial_WA - College_Existing_Space Heating_Natural Gas_Insulation - Wall Cavity_A_Achievable Technical Potential | F5 | Commercial | WA - College | Existing | Space Heating | Natural Gas | Insulation - Wall Cavity | A | Incremental Summer Peak Savings (MW) | Achievable Technical Potential | 0 | 0 | 0 | 0 | 0 | 0 | 0 | 0 | 0 | 0 | 0 | 0 | 0 | 0 | 0 | 0 | 0 | 0 | 0 | 0 | 0 | 0 | 0 | 0 | 0 | 0 | 0
F6_Commercial_WA - College_Existing_Space Heating_Natural Gas_Insulation - Wall Cavity_A_Achievable Technical Potential | F6 | Commercial | WA - College | Existing | Space Heating | Natural Gas | Insulation - Wall Cavity | A | Incremental Winter Peak Savings (MW) | Achievable Technical Potential | 0 | 0 | 0 | 0 | 0 | 0 | 0 | 0 | 0 | 0 | 0 | 0 | 0 | 0 | 0 | 0 | 0 | 0 | 0 | 0 | 0 | 0 | 0 | 0 | 0 | 0 | 0
F7_Commercial_WA - College_Existing_Space Heating_Natural Gas_Insulation - Wall Cavity_A_Achievable Technical Potential | F7 | Commercial | WA - College | Existing | Space Heating | Natural Gas | Insulation - Wall Cavity | A | Cumulative Energy Savings (MWh or mTherms) | Achievable Technical Potential | 0 | 0 | 0 | 2.7653 | 4.2299 | 9.1842 | 17.1837 | 29.2371 | 46.3731 | 69.5116 | 99.2848 | 135.8238 | 178.5626 | 226.0979 | 276.1871 | 325.9437 | 372.2443 | 412.2867 | 444.4538 | 468.1473 | 484.9579 | 493.3204 | 499.6742 | 498.376 | 497.1365 | 495.95 | 494.8112
F8_Commercial_WA - College_Existing_Space Heating_Natural Gas_Insulation - Wall Cavity_A_Achievable Technical Potential | F8 | Commercial | WA - College | Existing | Space Heating | Natural Gas | Insulation - Wall Cavity | A | Cumulative Summer Peak Savings (MW) | Achievable Technical Potential | 0 | 0 | 0 | 0 | 0 | 0 | 0 | 0 | 0 | 0 | 0 | 0 | 0 | 0 | 0 | 0 | 0 | 0 | 0 | 0 | 0 | 0 | 0 | 0 | 0 | 0 | 0
F9_Commercial_WA - College_Existing_Space Heating_Natural Gas_Insulation - Wall Cavity_A_Achievable Technical Potential | F9 | Commercial | WA - College | Existing | Space Heating | Natural Gas | Insulation - Wall Cavity | A | Cumulative Winter Peak Savings (MW) | Achievable Technical Potential | 0 | 0 | 0 | 0 | 0 | 0 | 0 | 0 | 0 | 0 | 0 | 0 | 0 | 0 | 0 | 0 | 0 | 0 | 0 | 0 | 0 | 0 | 0 | 0 | 0 | 0 | 0
F10_Commercial_WA - College_Existing_Space Heating_Natural Gas_Insulation - Wall Cavity_A_Achievable Technical Potential | F10 | Commercial | WA - College | Existing | Space Heating | Natural Gas | Insulation - Wall Cavity | A | Purchases (Incremental) | Achievable Technical Potential | 0 | 0 | 0 | 14123.8765 | 7599.9411 | 25709.8462 | 41820.5886 | 63477.8124 | 90913.7911 | 123667.7228 | 160318.0344 | 198285.7781 | 233826.0354 | 262337.6159 | 279077.8309 | 280242.944 | 264176.2367 | 232269.9968 | 189072.2846 | 141322.2803 | 103541.6799 | 56495.5062 | 45196.4049 | 0 | 0 | 0 | 0
F11_Commercial_WA - College_Existing_Space Heating_Natural Gas_Insulation - Wall Cavity_A_Achievable Technical Potential | F11 | Commercial | WA - College | Existing | Space Heating | Natural Gas | Insulation - Wall Cavity | A | Purchases (Cumulative) | Achievable Technical Potential | 0 | 0 | 0 | 14123.8765 | 21723.8176 | 47433.6638 | 89254.2525 | 152732.0648 | 243645.856 | 367313.5788 | 527631.6132 | 725917.3913 | 959743.4267 | 1222081.0426 | 1501158.8735 | 1781401.8174 | 2045578.0541 | 2277848.0509 | 2466920.3355 | 2608242.6158 | 2711784.2957 | 2768279.8019 | 2813476.2068 | 2813476.2068 | 2813476.2068 | 2813476.2068 | 2813476.2068
F1_Commercial_WA - College_Existing_Space Heating_Natural Gas_Green Roof - Vegetated Rooftop_A_Achievable Technical Potential | F1 | Commercial | WA - College | Existing | Space Heating | Natural Gas | Green Roof - Vegetated Rooftop | A | Integrated Unit Energy Savings (kWh or therms) | Achievable Technical Potential | 0 | 0 | 0.0035599 | 0.0035156 | 0.0034486 | 0.0033769 | 0.0033056 | 0.0032335 | 0.0031569 | 0.0030749 | 0.0029881 | 0.002898 | 0.0028065 | 0.0027164 | 0.0026296 | 0.0025477 | 0.0024716 | 0.0024036 | 0.0023491 | 0.0023086 | 0.0022745 | 0.0022488 | 0.0022249 | 0.0022191 | 0.0022136 | 0.0022082 | 0.0022032
F2_Commercial_WA - College_Existing_Space Heating_Natural Gas_Green Roof - Vegetated Rooftop_A_Achievable Technical Potential | F2 | Commercial | WA - College | Existing | Space Heating | Natural Gas | Green Roof - Vegetated Rooftop | A | Integrated Unit Summer Peak Savings (kW) | Achievable Technical Potential | 0 | 0 | 0 | 0 | 0 | 0 | 0 | 0 | 0 | 0 | 0 | 0 | 0 | 0 | 0 | 0 | 0 | 0 | 0 | 0 | 0 | 0 | 0 | 0 | 0 | 0 | 0
F3_Commercial_WA - College_Existing_Space Heating_Natural Gas_Green Roof - Vegetated Rooftop_A_Achievable Technical Potential | F3 | Commercial | WA - College | Existing | Space Heating | Natural Gas | Green Roof - Vegetated Rooftop | A | Integrated Unit Winter Peak Savings (kW) | Achievable Technical Potential | 0 | 0 | 0 | 0 | 0 | 0 | 0 | 0 | 0 | 0 | 0 | 0 | 0 | 0 | 0 | 0 | 0 | 0 | 0 | 0 | 0 | 0 | 0 | 0 | 0 | 0 | 0
F4_Commercial_WA - College_Existing_Space Heating_Natural Gas_Green Roof - Vegetated Rooftop_A_Achievable Technical Potential | F4 | Commercial | WA - College | Existing | Space Heating | Natural Gas | Green Roof - Vegetated Rooftop | A | Incremental Energy Savings (MWh or mTherms) | Achievable Technical Potential | 0 | 0 | 0 | 0 | 0 | 0 | 0 | 0 | 0 | 0 | 0 | 0 | 0 | 0 | 0 | 0 | 0 | 0 | 0 | 0 | 0 | 0 | 0 | 0 | 0 | 0 | 0
F5_Commercial_WA - College_Existing_Space Heating_Natural Gas_Green Roof - Vegetated Rooftop_A_Achievable Technical Potential | F5 | Commercial | WA - College | Existing | Space Heating | Natural Gas | Green Roof - Vegetated Rooftop | A | Incremental Summer Peak Savings (MW) | Achievable Technical Potential | 0 | 0 | 0 | 0 | 0 | 0 | 0 | 0 | 0 | 0 | 0 | 0 | 0 | 0 | 0 | 0 | 0 | 0 | 0 | 0 | 0 | 0 | 0 | 0 | 0 | 0 | 0
F6_Commercial_WA - College_Existing_Space Heating_Natural Gas_Green Roof - Vegetated Rooftop_A_Achievable Technical Potential | F6 | Commercial | WA - College | Existing | Space Heating | Natural Gas | Green Roof - Vegetated Rooftop | A | Incremental Winter Peak Savings (MW) | Achievable Technical Potential | 0 | 0 | 0 | 0 | 0 | 0 | 0 | 0 | 0 | 0 | 0 | 0 | 0 | 0 | 0 | 0 | 0 | 0 | 0 | 0 | 0 | 0 | 0 | 0 | 0 | 0 | 0
F7_Commercial_WA - College_Existing_Space Heating_Natural Gas_Green Roof - Vegetated Rooftop_A_Achievable Technical Potential | F7 | Commercial | WA - College | Existing | Space Heating | Natural Gas | Green Roof - Vegetated Rooftop | A | Cumulative Energy Savings (MWh or mTherms) | Achievable Technical Potential | 0 | 0 | 0 | 0 | 0 | 0 | 0 | 0 | 0 | 0 | 0 | 0 | 0 | 0 | 0 | 0 | 0 | 0 | 0 | 0 | 0 | 0 | 0 | 0 | 0 | 0 | 0
F8_Commercial_WA - College_Existing_Space Heating_Natural Gas_Green Roof - Vegetated Rooftop_A_Achievable Technical Potential | F8 | Commercial | WA - College | Existing | Space Heating | Natural Gas | Green Roof - Vegetated Rooftop | A | Cumulative Summer Peak Savings (MW) | Achievable Technical Potential | 0 | 0 | 0 | 0 | 0 | 0 | 0 | 0 | 0 | 0 | 0 | 0 | 0 | 0 | 0 | 0 | 0 | 0 | 0 | 0 | 0 | 0 | 0 | 0 | 0 | 0 | 0
F9_Commercial_WA - College_Existing_Space Heating_Natural Gas_Green Roof - Vegetated Rooftop_A_Achievable Technical Potential | F9 | Commercial | WA - College | Existing | Space Heating | Natural Gas | Green Roof - Vegetated Rooftop | A | Cumulative Winter Peak Savings (MW) | Achievable Technical Potential | 0 | 0 | 0 | 0 | 0 | 0 | 0 | 0 | 0 | 0 | 0 | 0 | 0 | 0 | 0 | 0 | 0 | 0 | 0 | 0 | 0 | 0 | 0 | 0 | 0 | 0 | 0
F10_Commercial_WA - College_Existing_Space Heating_Natural Gas_Green Roof - Vegetated Rooftop_A_Achievable Technical Potential | F10 | Commercial | WA - College | Existing | Space Heating | Natural Gas | Green Roof - Vegetated Rooftop | A | Purchases (Incremental) | Achievable Technical Potential | 0 | 0 | 0 | 0 | 0 | 0 | 0 | 0 | 0 | 0 | 0 | 0 | 0 | 0 | 0 | 0 | 0 | 0 | 0 | 0 | 0 | 0 | 0 | 0 | 0 | 0 | 0
F11_Commercial_WA - College_Existing_Space Heating_Natural Gas_Green Roof - Vegetated Rooftop_A_Achievable Technical Potential | F11 | Commercial | WA - College | Existing | Space Heating | Natural Gas | Green Roof - Vegetated Rooftop | A | Purchases (Cumulative) | Achievable Technical Potential | 0 | 0 | 0 | 0 | 0 | 0 | 0 | 0 | 0 | 0 | 0 | 0 | 0 | 0 | 0 | 0 | 0 | 0 | 0 | 0 | 0 | 0 | 0 | 0 | 0 | 0 | 0
F1_Commercial_WA - College_Existing_Space Heating_Natural Gas_Ducting - Repair and Sealing_A_Achievable Technical Potential | F1 | Commercial | WA - College | Existing | Space Heating | Natural Gas | Ducting - Repair and Sealing | A | Integrated Unit Energy Savings (kWh or therms) | Achievable Technical Potential | 0 | 0 | 0.20342 | 0.20248 | 0.20127 | 0.2 | 0.19868 | 0.1973 | 0.19585 | 0.19433 | 0.19272 | 0.19103 | 0.18925 | 0.18743 | 0.18558 | 0.18375 | 0.18199 | 0.18034 | 0.17899 | 0.17795 | 0.17703 | 0.17627 | 0.17555 | 0.1751 | 0.17466 | 0.17424 | 0.17384
F2_Commercial_WA - College_Existing_Space Heating_Natural Gas_Ducting - Repair and Sealing_A_Achievable Technical Potential | F2 | Commercial | WA - College | Existing | Space Heating | Natural Gas | Ducting - Repair and Sealing | A | Integrated Unit Summer Peak Savings (kW) | Achievable Technical Potential | 0 | 0 | 0 | 0 | 0 | 0 | 0 | 0 | 0 | 0 | 0 | 0 | 0 | 0 | 0 | 0 | 0 | 0 | 0 | 0 | 0 | 0 | 0 | 0 | 0 | 0 | 0
F3_Commercial_WA - College_Existing_Space Heating_Natural Gas_Ducting - Repair and Sealing_A_Achievable Technical Potential | F3 | Commercial | WA - College | Existing | Space Heating | Natural Gas | Ducting - Repair and Sealing | A | Integrated Unit Winter Peak Savings (kW) | Achievable Technical Potential | 0 | 0 | 0 | 0 | 0 | 0 | 0 | 0 | 0 | 0 | 0 | 0 | 0 | 0 | 0 | 0 | 0 | 0 | 0 | 0 | 0 | 0 | 0 | 0 | 0 | 0 | 0
F4_Commercial_WA - College_Existing_Space Heating_Natural Gas_Ducting - Repair and Sealing_A_Achievable Technical Potential | F4 | Commercial | WA - College | Existing | Space Heating | Natural Gas | Ducting - Repair and Sealing | A | Incremental Energy Savings (MWh or mTherms) | Achievable Technical Potential | 0 | 0 | 0 | 3.0616 | 1.6376 | 5.5049 | 8.8955 | 13.4084 | 19.0625 | 25.7283 | 33.0776 | 40.5516 | 47.3763 | 52.6397 | 55.4462 | 55.1296 | 51.4716 | 44.8453 | 36.2308 | 26.9235 | 19.6243 | 7.9959 | 7.066 | 0 | 0 | 0 | 0
F5_Commercial_WA - College_Existing_Space Heating_Natural Gas_Ducting - Repair and Sealing_A_Achievable Technical Potential | F5 | Commercial | WA - College | Existing | Space Heating | Natural Gas | Ducting - Repair and Sealing | A | Incremental Summer Peak Savings (MW) | Achievable Technical Potential | 0 | 0 | 0 | 0 | 0 | 0 | 0 | 0 | 0 | 0 | 0 | 0 | 0 | 0 | 0 | 0 | 0 | 0 | 0 | 0 | 0 | 0 | 0 | 0 | 0 | 0 | 0
F6_Commercial_WA - College_Existing_Space Heating_Natural Gas_Ducting - Repair and Sealing_A_Achievable Technical Potential | F6 | Commercial | WA - College | Existing | Space Heating | Natural Gas | Ducting - Repair and Sealing | A | Incremental Winter Peak Savings (MW) | Achievable Technical Potential | 0 | 0 | 0 | 0 | 0 | 0 | 0 | 0 | 0 | 0 | 0 | 0 | 0 | 0 | 0 | 0 | 0 | 0 | 0 | 0 | 0 | 0 | 0 | 0 | 0 | 0 | 0
F7_Commercial_WA - College_Existing_Space Heating_Natural Gas_Ducting - Repair and Sealing_A_Achievable Technical Potential | F7 | Commercial | WA - College | Existing | Space Heating | Natural Gas | Ducting - Repair and Sealing | A | Cumulative Energy Savings (MWh or mTherms) | Achievable Technical Potential | 0 | 0 | 0 | 3.0616 | 4.681 | 10.1563 | 18.9849 | 32.2615 | 51.0869 | 76.4173 | 108.8634 | 148.4579 | 194.4569 | 245.2184 | 298.2452 | 350.4384 | 398.5566 | 439.7933 | 472.7217 | 496.8989 | 513.9654 | 519.7317 | 524.6932 | 523.33 | 522.0285 | 520.7825 | 519.5866
F8_Commercial_WA - College_Existing_Space Heating_Natural Gas_Ducting - Repair and Sealing_A_Achievable Technical Potential | F8 | Commercial | WA - College | Existing | Space Heating | Natural Gas | Ducting - Repair and Sealing | A | Cumulative Summer Peak Savings (MW) | Achievable Technical Potential | 0 | 0 | 0 | 0 | 0 | 0 | 0 | 0 | 0 | 0 | 0 | 0 | 0 | 0 | 0 | 0 | 0 | 0 | 0 | 0 | 0 | 0 | 0 | 0 | 0 | 0 | 0
F9_Commercial_WA - College_Existing_Space Heating_Natural Gas_Ducting - Repair and Sealing_A_Achievable Technical Potential | F9 | Commercial | WA - College | Existing | Space Heating | Natural Gas | Ducting - Repair and Sealing | A | Cumulative Winter Peak Savings (MW) | Achievable Technical Potential | 0 | 0 | 0 | 0 | 0 | 0 | 0 | 0 | 0 | 0 | 0 | 0 | 0 | 0 | 0 | 0 | 0 | 0 | 0 | 0 | 0 | 0 | 0 | 0 | 0 | 0 | 0
F10_Commercial_WA - College_Existing_Space Heating_Natural Gas_Ducting - Repair and Sealing_A_Achievable Technical Potential | F10 | Commercial | WA - College | Existing | Space Heating | Natural Gas | Ducting - Repair and Sealing | A | Purchases (Incremental) | Achievable Technical Potential | 0 | 0 | 0 | 15120.879 | 8136.4199 | 27524.7006 | 44772.6982 | 67958.7023 | 97331.3829 | 132397.4101 | 171634.8621 | 212282.7435 | 250331.7826 | 280855.9916 | 298777.896 | 300025.2543 | 282824.4004 | 248665.9035 | 202418.8708 | 151298.2003 | 110850.6727 | 45362.637 | 40250.393 | 0 | 0 | 0 | 0
F11_Commercial_WA - College_Existing_Space Heating_Natural Gas_Ducting - Repair and Sealing_A_Achievable Technical Potential | F11 | Commercial | WA - College | Existing | Space Heating | Natural Gas | Ducting - Repair and Sealing | A | Purchases (Cumulative) | Achievable Technical Potential | 0 | 0 | 0 | 15120.879 | 23257.2989 | 50781.9995 | 95554.6977 | 163513.4 | 260844.7829 | 393242.1931 | 564877.0552 | 777159.7986 | 1027491.5813 | 1308347.5729 | 1607125.4689 | 1907150.7232 | 2189975.1236 | 2438641.027 | 2641059.8978 | 2792358.0982 | 2903208.7708 | 2948571.4079 | 2988821.8008 | 2988821.8008 | 2988821.8008 | 2988821.8008 | 2988821.8008
F1_Commercial_WA - College_Existing_Space Heating_Natural Gas_Windows - High Efficiency Glazing_A_Achievable Technical Potential | F1 | Commercial | WA - College | Existing | Space Heating | Natural Gas | Windows - High Efficiency Glazing | A | Integrated Unit Energy Savings (kWh or therms) | Achievable Technical Potential | 0 | 0 | 0 | 0 | 0 | 0 | 0 | 0 | 0 | 0 | 0 | 0 | 0 | 0 | 0 | 0 | 0 | 0 | 0 | 0 | 0 | 0 | 0 | 0 | 0 | 0 | 0
F2_Commercial_WA - College_Existing_Space Heating_Natural Gas_Windows - High Efficiency Glazing_A_Achievable Technical Potential | F2 | Commercial | WA - College | Existing | Space Heating | Natural Gas | Windows - High Efficiency Glazing | A | Integrated Unit Summer Peak Savings (kW) | Achievable Technical Potential | 0 | 0 | 0 | 0 | 0 | 0 | 0 | 0 | 0 | 0 | 0 | 0 | 0 | 0 | 0 | 0 | 0 | 0 | 0 | 0 | 0 | 0 | 0 | 0 | 0 | 0 | 0
F3_Commercial_WA - College_Existing_Space Heating_Natural Gas_Windows - High Efficiency Glazing_A_Achievable Technical Potential | F3 | Commercial | WA - College | Existing | Space Heating | Natural Gas | Windows - High Efficiency Glazing | A | Integrated Unit Winter Peak Savings (kW) | Achievable Technical Potential | 0 | 0 | 0 | 0 | 0 | 0 | 0 | 0 | 0 | 0 | 0 | 0 | 0 | 0 | 0 | 0 | 0 | 0 | 0 | 0 | 0 | 0 | 0 | 0 | 0 | 0 | 0
F4_Commercial_WA - College_Existing_Space Heating_Natural Gas_Windows - High Efficiency Glazing_A_Achievable Technical Potential | F4 | Commercial | WA - College | Existing | Space Heating | Natural Gas | Windows - High Efficiency Glazing | A | Incremental Energy Savings (MWh or mTherms) | Achievable Technical Potential | 0 | 0 | 0 | 0 | 0 | 0 | 0 | 0 | 0 | 0 | 0 | 0 | 0 | 0 | 0 | 0 | 0 | 0 | 0 | 0 | 0 | 0 | 0 | 0 | 0 | 0 | 0
F5_Commercial_WA - College_Existing_Space Heating_Natural Gas_Windows - High Efficiency Glazing_A_Achievable Technical Potential | F5 | Commercial | WA - College | Existing | Space Heating | Natural Gas | Windows - High Efficiency Glazing | A | Incremental Summer Peak Savings (MW) | Achievable Technical Potential | 0 | 0 | 0 | 0 | 0 | 0 | 0 | 0 | 0 | 0 | 0 | 0 | 0 | 0 | 0 | 0 | 0 | 0 | 0 | 0 | 0 | 0 | 0 | 0 | 0 | 0 | 0
F6_Commercial_WA - College_Existing_Space Heating_Natural Gas_Windows - High Efficiency Glazing_A_Achievable Technical Potential | F6 | Commercial | WA - College | Existing | Space Heating | Natural Gas | Windows - High Efficiency Glazing | A | Incremental Winter Peak Savings (MW) | Achievable Technical Potential | 0 | 0 | 0 | 0 | 0 | 0 | 0 | 0 | 0 | 0 | 0 | 0 | 0 | 0 | 0 | 0 | 0 | 0 | 0 | 0 | 0 | 0 | 0 | 0 | 0 | 0 | 0
F7_Commercial_WA - College_Existing_Space Heating_Natural Gas_Windows - High Efficiency Glazing_A_Achievable Technical Potential | F7 | Commercial | WA - College | Existing | Space Heating | Natural Gas | Windows - High Efficiency Glazing | A | Cumulative Energy Savings (MWh or mTherms) | Achievable Technical Potential | 0 | 0 | 0 | 0 | 0 | 0 | 0 | 0 | 0 | 0 | 0 | 0 | 0 | 0 | 0 | 0 | 0 | 0 | 0 | 0 | 0 | 0 | 0 | 0 | 0 | 0 | 0
F8_Commercial_WA - College_Existing_Space Heating_Natural Gas_Windows - High Efficiency Glazing_A_Achievable Technical Potential | F8 | Commercial | WA - College | Existing | Space Heating | Natural Gas | Windows - High Efficiency Glazing | A | Cumulative Summer Peak Savings (MW) | Achievable Technical Potential | 0 | 0 | 0 | 0 | 0 | 0 | 0 | 0 | 0 | 0 | 0 | 0 | 0 | 0 | 0 | 0 | 0 | 0 | 0 | 0 | 0 | 0 | 0 | 0 | 0 | 0 | 0
F9_Commercial_WA - College_Existing_Space Heating_Natural Gas_Windows - High Efficiency Glazing_A_Achievable Technical Potential | F9 | Commercial | WA - College | Existing | Space Heating | Natural Gas | Windows - High Efficiency Glazing | A | Cumulative Winter Peak Savings (MW) | Achievable Technical Potential | 0 | 0 | 0 | 0 | 0 | 0 | 0 | 0 | 0 | 0 | 0 | 0 | 0 | 0 | 0 | 0 | 0 | 0 | 0 | 0 | 0 | 0 | 0 | 0 | 0 | 0 | 0
F10_Commercial_WA - College_Existing_Space Heating_Natural Gas_Windows - High Efficiency Glazing_A_Achievable Technical Potential | F10 | Commercial | WA - College | Existing | Space Heating | Natural Gas | Windows - High Efficiency Glazing | A | Purchases (Incremental) | Achievable Technical Potential | 0 | 0 | 0 | 1777.8945 | 956.6703 | 3236.3208 | 5264.3193 | 7990.5014 | 11444.1054 | 15567.1261 | 20180.6179 | 24959.9462 | 29433.7059 | 33022.7052 | 35129.9409 | 35276.6037 | 33254.1483 | 29237.8338 | 23800.1641 | 17789.458 | 13033.687 | 7111.5781 | 5689.2625 | 0 | 0 | 0 | 0
F11_Commercial_WA - College_Existing_Space Heating_Natural Gas_Windows - High Efficiency Glazing_A_Achievable Technical Potential | F11 | Commercial | WA - College | Existing | Space Heating | Natural Gas | Windows - High Efficiency Glazing | A | Purchases (Cumulative) | Achievable Technical Potential | 0 | 0 | 0 | 1777.8945 | 2734.5649 | 5970.8856 | 11235.2049 | 19225.7063 | 30669.8116 | 46236.9378 | 66417.5556 | 91377.5019 | 120811.2078 | 153833.9129 | 188963.8538 | 224240.4575 | 257494.6058 | 286732.4396 | 310532.6037 | 328322.0617 | 341355.7487 | 348467.3268 | 354156.5893 | 354156.5893 | 354156.5893 | 354156.5893 | 354156.5893
F1_Commercial_WA - College_Existing_Space Heating_Natural Gas_Windows - Secondary Glazing Systems_A_Achievable Technical Potential | F1 | Commercial | WA - College | Existing | Space Heating | Natural Gas | Windows - Secondary Glazing Systems | A | Integrated Unit Energy Savings (kWh or therms) | Achievable Technical Potential | 0 | 0 | 2.1575 | 2.1392 | 2.1122 | 2.0833 | 2.0527 | 2.0202 | 1.9852 | 1.9477 | 1.9077 | 1.8657 | 1.8221 | 1.779 | 1.7372 | 1.6974 | 1.6598 | 1.6256 | 1.5987 | 1.5794 | 1.5632 | 1.5509 | 1.5396 | 1.5356 | 1.5318 | 1.5281 | 1.5246
F2_Commercial_WA - College_Existing_Space Heating_Natural Gas_Windows - Secondary Glazing Systems_A_Achievable Technical Potential | F2 | Commercial | WA - College | Existing | Space Heating | Natural Gas | Windows - Secondary Glazing Systems | A | Integrated Unit Summer Peak Savings (kW) | Achievable Technical Potential | 0 | 0 | 0 | 0 | 0 | 0 | 0 | 0 | 0 | 0 | 0 | 0 | 0 | 0 | 0 | 0 | 0 | 0 | 0 | 0 | 0 | 0 | 0 | 0 | 0 | 0 | 0
F3_Commercial_WA - College_Existing_Space Heating_Natural Gas_Windows - Secondary Glazing Systems_A_Achievable Technical Potential | F3 | Commercial | WA - College | Existing | Space Heating | Natural Gas | Windows - Secondary Glazing Systems | A | Integrated Unit Winter Peak Savings (kW) | Achievable Technical Potential | 0 | 0 | 0 | 0 | 0 | 0 | 0 | 0 | 0 | 0 | 0 | 0 | 0 | 0 | 0 | 0 | 0 | 0 | 0 | 0 | 0 | 0 | 0 | 0 | 0 | 0 | 0
F4_Commercial_WA - College_Existing_Space Heating_Natural Gas_Windows - Secondary Glazing Systems_A_Achievable Technical Potential | F4 | Commercial | WA - College | Existing | Space Heating | Natural Gas | Windows - Secondary Glazing Systems | A | Incremental Energy Savings (MWh or mTherms) | Achievable Technical Potential | 0 | 0 | 0 | 3.8032 | 2.0207 | 6.7421 | 10.8063 | 16.1427 | 22.7192 | 30.32 | 38.4993 | 46.567 | 53.6324 | 58.7483 | 61.0292 | 59.8777 | 55.1954 | 47.5286 | 38.0493 | 28.0967 | 20.3738 | 11.0297 | 8.7593 | 0 | 0 | 0 | 0
F5_Commercial_WA - College_Existing_Space Heating_Natural Gas_Windows - Secondary Glazing Systems_A_Achievable Technical Potential | F5 | Commercial | WA - College | Existing | Space Heating | Natural Gas | Windows - Secondary Glazing Systems | A | Incremental Summer Peak Savings (MW) | Achievable Technical Potential | 0 | 0 | 0 | 0 | 0 | 0 | 0 | 0 | 0 | 0 | 0 | 0 | 0 | 0 | 0 | 0 | 0 | 0 | 0 | 0 | 0 | 0 | 0 | 0 | 0 | 0 | 0
F6_Commercial_WA - College_Existing_Space Heating_Natural Gas_Windows - Secondary Glazing Systems_A_Achievable Technical Potential | F6 | Commercial | WA - College | Existing | Space Heating | Natural Gas | Windows - Secondary Glazing Systems | A | Incremental Winter Peak Savings (MW) | Achievable Technical Potential | 0 | 0 | 0 | 0 | 0 | 0 | 0 | 0 | 0 | 0 | 0 | 0 | 0 | 0 | 0 | 0 | 0 | 0 | 0 | 0 | 0 | 0 | 0 | 0 | 0 | 0 | 0
F7_Commercial_WA - College_Existing_Space Heating_Natural Gas_Windows - Secondary Glazing Systems_A_Achievable Technical Potential | F7 | Commercial | WA - College | Existing | Space Heating | Natural Gas | Windows - Secondary Glazing Systems | A | Cumulative Energy Savings (MWh or mTherms) | Achievable Technical Potential | 0 | 0 | 0 | 3.8032 | 5.7759 | 12.4389 | 23.063 | 38.8404 | 60.8867 | 90.0554 | 126.7073 | 170.4802 | 220.1352 | 273.6745 | 328.2759 | 380.6208 | 427.391 | 466.108 | 496.4486 | 518.5532 | 533.5947 | 540.4546 | 545.2635 | 543.8432 | 542.4874 | 541.1895 | 539.9439
F8_Commercial_WA - College_Existing_Space Heating_Natural Gas_Windows - Secondary Glazing Systems_A_Achievable Technical Potential | F8 | Commercial | WA - College | Existing | Space Heating | Natural Gas | Windows - Secondary Glazing Systems | A | Cumulative Summer Peak Savings (MW) | Achievable Technical Potential | 0 | 0 | 0 | 0 | 0 | 0 | 0 | 0 | 0 | 0 | 0 | 0 | 0 | 0 | 0 | 0 | 0 | 0 | 0 | 0 | 0 | 0 | 0 | 0 | 0 | 0 | 0
F9_Commercial_WA - College_Existing_Space Heating_Natural Gas_Windows - Secondary Glazing Systems_A_Achievable Technical Potential | F9 | Commercial | WA - College | Existing | Space Heating | Natural Gas | Windows - Secondary Glazing Systems | A | Cumulative Winter Peak Savings (MW) | Achievable Technical Potential | 0 | 0 | 0 | 0 | 0 | 0 | 0 | 0 | 0 | 0 | 0 | 0 | 0 | 0 | 0 | 0 | 0 | 0 | 0 | 0 | 0 | 0 | 0 | 0 | 0 | 0 | 0
F10_Commercial_WA - College_Existing_Space Heating_Natural Gas_Windows - Secondary Glazing Systems_A_Achievable Technical Potential | F10 | Commercial | WA - College | Existing | Space Heating | Natural Gas | Windows - Secondary Glazing Systems | A | Purchases (Incremental) | Achievable Technical Potential | 0 | 0 | 0 | 1777.8945 | 956.6703 | 3236.3208 | 5264.3193 | 7990.5014 | 11444.1054 | 15567.1261 | 20180.6179 | 24959.9462 | 29433.7059 | 33022.7052 | 35129.9409 | 35276.6037 | 33254.1483 | 29237.8338 | 23800.1641 | 17789.458 | 13033.687 | 7111.5781 | 5689.2625 | 0 | 0 | 0 | 0
F11_Commercial_WA - College_Existing_Space Heating_Natural Gas_Windows - Secondary Glazing Systems_A_Achievable Technical Potential | F11 | Commercial | WA - College | Existing | Space Heating | Natural Gas | Windows - Secondary Glazing Systems | A | Purchases (Cumulative) | Achievable Technical Potential | 0 | 0 | 0 | 1777.8945 | 2734.5649 | 5970.8856 | 11235.2049 | 19225.7063 | 30669.8116 | 46236.9378 | 66417.5556 | 91377.5019 | 120811.2078 | 153833.9129 | 188963.8538 | 224240.4575 | 257494.6058 | 286732.4396 | 310532.6037 | 328322.0617 | 341355.7487 | 348467.3268 | 354156.5893 | 354156.5893 | 354156.5893 | 354156.5893 | 354156.5893
F1_Commercial_WA - College_Existing_Space Heating_Natural Gas_HVAC - Energy Recovery Ventilator_A_Achievable Technical Potential | F1 | Commercial | WA - College | Existing | Space Heating | Natural Gas | HVAC - Energy Recovery Ventilator | A | Integrated Unit Energy Savings (kWh or therms) | Achievable Technical Potential | 0 | 0 | 0.15257 | 0.15171 | 0.15055 | 0.14931 | 0.14799 | 0.14659 | 0.14507 | 0.14343 | 0.14165 | 0.13974 | 0.1377 | 0.13557 | 0.13341 | 0.13129 | 0.12926 | 0.1274 | 0.12595 | 0.12493 | 0.12408 | 0.12345 | 0.12288 | 0.12256 | 0.12225 | 0.12196 | 0.12168
F2_Commercial_WA - College_Existing_Space Heating_Natural Gas_HVAC - Energy Recovery Ventilator_A_Achievable Technical Potential | F2 | Commercial | WA - College | Existing | Space Heating | Natural Gas | HVAC - Energy Recovery Ventilator | A | Integrated Unit Summer Peak Savings (kW) | Achievable Technical Potential | 0 | 0 | 0 | 0 | 0 | 0 | 0 | 0 | 0 | 0 | 0 | 0 | 0 | 0 | 0 | 0 | 0 | 0 | 0 | 0 | 0 | 0 | 0 | 0 | 0 | 0 | 0
F3_Commercial_WA - College_Existing_Space Heating_Natural Gas_HVAC - Energy Recovery Ventilator_A_Achievable Technical Potential | F3 | Commercial | WA - College | Existing | Space Heating | Natural Gas | HVAC - Energy Recovery Ventilator | A | Integrated Unit Winter Peak Savings (kW) | Achievable Technical Potential | 0 | 0 | 0 | 0 | 0 | 0 | 0 | 0 | 0 | 0 | 0 | 0 | 0 | 0 | 0 | 0 | 0 | 0 | 0 | 0 | 0 | 0 | 0 | 0 | 0 | 0 | 0
F4_Commercial_WA - College_Existing_Space Heating_Natural Gas_HVAC - Energy Recovery Ventilator_A_Achievable Technical Potential | F4 | Commercial | WA - College | Existing | Space Heating | Natural Gas | HVAC - Energy Recovery Ventilator | A | Incremental Energy Savings (MWh or mTherms) | Achievable Technical Potential | 0 | 0 | 0 | 13.3197 | 27.1319 | 26.9077 | 26.6708 | 26.4174 | 26.144 | 25.8483 | 25.5283 | 25.1832 | 24.8159 | 24.433 | 24.0438 | 23.6604 | 23.2955 | 22.96 | 22.6985 | 22.5148 | 22.3612 | 22.2488 | 22.1451 | 0 | 0 | 0 | 0
F5_Commercial_WA - College_Existing_Space Heating_Natural Gas_HVAC - Energy Recovery Ventilator_A_Achievable Technical Potential | F5 | Commercial | WA - College | Existing | Space Heating | Natural Gas | HVAC - Energy Recovery Ventilator | A | Incremental Summer Peak Savings (MW) | Achievable Technical Potential | 0 | 0 | 0 | 0 | 0 | 0 | 0 | 0 | 0 | 0 | 0 | 0 | 0 | 0 | 0 | 0 | 0 | 0 | 0 | 0 | 0 | 0 | 0 | 0 | 0 | 0 | 0
F6_Commercial_WA - College_Existing_Space Heating_Natural Gas_HVAC - Energy Recovery Ventilator_A_Achievable Technical Potential | F6 | Commercial | WA - College | Existing | Space Heating | Natural Gas | HVAC - Energy Recovery Ventilator | A | Incremental Winter Peak Savings (MW) | Achievable Technical Potential | 0 | 0 | 0 | 0 | 0 | 0 | 0 | 0 | 0 | 0 | 0 | 0 | 0 | 0 | 0 | 0 | 0 | 0 | 0 | 0 | 0 | 0 | 0 | 0 | 0 | 0 | 0
F7_Commercial_WA - College_Existing_Space Heating_Natural Gas_HVAC - Energy Recovery Ventilator_A_Achievable Technical Potential | F7 | Commercial | WA - College | Existing | Space Heating | Natural Gas | HVAC - Energy Recovery Ventilator | A | Cumulative Energy Savings (MWh or mTherms) | Achievable Technical Potential | 0 | 0 | 0 | 13.3197 | 40.35 | 66.9243 | 93.0058 | 118.5398 | 143.4568 | 167.6823 | 191.1351 | 213.7345 | 235.4333 | 256.2332 | 276.1949 | 295.4519 | 314.1907 | 332.6263 | 351.5358 | 371.2054 | 391.0346 | 411.3179 | 431.5458 | 430.4231 | 429.3513 | 428.3252 | 427.3405
F8_Commercial_WA - College_Existing_Space Heating_Natural Gas_HVAC - Energy Recovery Ventilator_A_Achievable Technical Potential | F8 | Commercial | WA - College | Existing | Space Heating | Natural Gas | HVAC - Energy Recovery Ventilator | A | Cumulative Summer Peak Savings (MW) | Achievable Technical Potential | 0 | 0 | 0 | 0 | 0 | 0 | 0 | 0 | 0 | 0 | 0 | 0 | 0 | 0 | 0 | 0 | 0 | 0 | 0 | 0 | 0 | 0 | 0 | 0 | 0 | 0 | 0
F9_Commercial_WA - College_Existing_Space Heating_Natural Gas_HVAC - Energy Recovery Ventilator_A_Achievable Technical Potential | F9 | Commercial | WA - College | Existing | Space Heating | Natural Gas | HVAC - Energy Recovery Ventilator | A | Cumulative Winter Peak Savings (MW) | Achievable Technical Potential | 0 | 0 | 0 | 0 | 0 | 0 | 0 | 0 | 0 | 0 | 0 | 0 | 0 | 0 | 0 | 0 | 0 | 0 | 0 | 0 | 0 | 0 | 0 | 0 | 0 | 0 | 0
F10_Commercial_WA - College_Existing_Space Heating_Natural Gas_HVAC - Energy Recovery Ventilator_A_Achievable Technical Potential | F10 | Commercial | WA - College | Existing | Space Heating | Natural Gas | HVAC - Energy Recovery Ventilator | A | Purchases (Incremental) | Achievable Technical Potential | 0 | 0 | 0 | 87798.6523 | 180218.2864 | 180218.2864 | 180218.2864 | 180218.2864 | 180218.2864 | 180218.2864 | 180218.2864 | 180218.2864 | 180218.2864 | 180218.2864 | 180218.2864 | 180218.2864 | 180218.2864 | 180218.2864 | 180218.2864 | 180218.2864 | 180218.2864 | 180218.2864 | 180218.2864 | 0 | 0 | 0 | 0
F11_Commercial_WA - College_Existing_Space Heating_Natural Gas_HVAC - Energy Recovery Ventilator_A_Achievable Technical Potential | F11 | Commercial | WA - College | Existing | Space Heating | Natural Gas | HVAC - Energy Recovery Ventilator | A | Purchases (Cumulative) | Achievable Technical Potential | 0 | 0 | 0 | 87798.6523 | 268016.9387 | 448235.2251 | 628453.5115 | 808671.7979 | 988890.0843 | 1169108.3707 | 1349326.6571 | 1529544.9435 | 1709763.2298 | 1889981.5162 | 2070199.8026 | 2250418.089 | 2430636.3754 | 2610854.6618 | 2791072.9482 | 2971291.2346 | 3151509.521 | 3331727.8074 | 3511946.0937 | 3511946.0937 | 3511946.0937 | 3511946.0937 | 3511946.0937
F1_Commercial_WA - College_Existing_Space Heating_Natural Gas_Building Shell - Air Sealing (Infiltration Control)_A_Achievable Technical Potential | F1 | Commercial | WA - College | Existing | Space Heating | Natural Gas | Building Shell - Air Sealing (Infiltration Control) | A | Integrated Unit Energy Savings (kWh or therms) | Achievable Technical Potential | 0 | 0 | 2.6113 | 2.5966 | 2.5768 | 2.5555 | 2.5331 | 2.5091 | 2.4832 | 2.4553 | 2.4251 | 2.3925 | 2.3579 | 2.3218 | 2.2851 | 2.2489 | 2.2145 | 2.1827 | 2.158 | 2.1405 | 2.1259 | 2.1152 | 2.1054 | 2.0999 | 2.0947 | 2.0897 | 2.0849
F2_Commercial_WA - College_Existing_Space Heating_Natural Gas_Building Shell - Air Sealing (Infiltration Control)_A_Achievable Technical Potential | F2 | Commercial | WA - College | Existing | Space Heating | Natural Gas | Building Shell - Air Sealing (Infiltration Control) | A | Integrated Unit Summer Peak Savings (kW) | Achievable Technical Potential | 0 | 0 | 0 | 0 | 0 | 0 | 0 | 0 | 0 | 0 | 0 | 0 | 0 | 0 | 0 | 0 | 0 | 0 | 0 | 0 | 0 | 0 | 0 | 0 | 0 | 0 | 0
F3_Commercial_WA - College_Existing_Space Heating_Natural Gas_Building Shell - Air Sealing (Infiltration Control)_A_Achievable Technical Potential | F3 | Commercial | WA - College | Existing | Space Heating | Natural Gas | Building Shell - Air Sealing (Infiltration Control) | A | Integrated Unit Winter Peak Savings (kW) | Achievable Technical Potential | 0 | 0 | 0 | 0 | 0 | 0 | 0 | 0 | 0 | 0 | 0 | 0 | 0 | 0 | 0 | 0 | 0 | 0 | 0 | 0 | 0 | 0 | 0 | 0 | 0 | 0 | 0
F4_Commercial_WA - College_Existing_Space Heating_Natural Gas_Building Shell - Air Sealing (Infiltration Control)_A_Achievable Technical Potential | F4 | Commercial | WA - College | Existing | Space Heating | Natural Gas | Building Shell - Air Sealing (Infiltration Control) | A | Incremental Energy Savings (MWh or mTherms) | Achievable Technical Potential | 0 | 0 | 0 | 0.092204 | 0.049236 | 0.16519 | 0.26634 | 0.40044 | 0.5676 | 0.7634 | 0.97746 | 1.1927 | 1.3861 | 1.4489 | 1.5596 | 1.4392 | 1.238 | 0.92629 | 0.53256 | 0.09501 | 0 | 0 | 0 | 0 | 0 | 0 | 0
F5_Commercial_WA - College_Existing_Space Heating_Natural Gas_Building Shell - Air Sealing (Infiltration Control)_A_Achievable Technical Potential | F5 | Commercial | WA - College | Existing | Space Heating | Natural Gas | Building Shell - Air Sealing (Infiltration Control) | A | Incremental Summer Peak Savings (MW) | Achievable Technical Potential | 0 | 0 | 0 | 0 | 0 | 0 | 0 | 0 | 0 | 0 | 0 | 0 | 0 | 0 | 0 | 0 | 0 | 0 | 0 | 0 | 0 | 0 | 0 | 0 | 0 | 0 | 0
F6_Commercial_WA - College_Existing_Space Heating_Natural Gas_Building Shell - Air Sealing (Infiltration Control)_A_Achievable Technical Potential | F6 | Commercial | WA - College | Existing | Space Heating | Natural Gas | Building Shell - Air Sealing (Infiltration Control) | A | Incremental Winter Peak Savings (MW) | Achievable Technical Potential | 0 | 0 | 0 | 0 | 0 | 0 | 0 | 0 | 0 | 0 | 0 | 0 | 0 | 0 | 0 | 0 | 0 | 0 | 0 | 0 | 0 | 0 | 0 | 0 | 0 | 0 | 0
F7_Commercial_WA - College_Existing_Space Heating_Natural Gas_Building Shell - Air Sealing (Infiltration Control)_A_Achievable Technical Potential | F7 | Commercial | WA - College | Existing | Space Heating | Natural Gas | Building Shell - Air Sealing (Infiltration Control) | A | Cumulative Energy Savings (MWh or mTherms) | Achievable Technical Potential | 0 | 0 | 0 | 0.092204 | 0.14074 | 0.30476 | 0.56842 | 0.96348 | 1.5211 | 2.2674 | 3.217 | 4.3665 | 5.6894 | 7.0512 | 8.4994 | 9.804 | 10.8918 | 11.6621 | 12.0623 | 12.0598 | 11.9776 | 11.9174 | 11.8618 | 11.831 | 11.8015 | 11.7733 | 11.7462
F8_Commercial_WA - College_Existing_Space Heating_Natural Gas_Building Shell - Air Sealing (Infiltration Control)_A_Achievable Technical Potential | F8 | Commercial | WA - College | Existing | Space Heating | Natural Gas | Building Shell - Air Sealing (Infiltration Control) | A | Cumulative Summer Peak Savings (MW) | Achievable Technical Potential | 0 | 0 | 0 | 0 | 0 | 0 | 0 | 0 | 0 | 0 | 0 | 0 | 0 | 0 | 0 | 0 | 0 | 0 | 0 | 0 | 0 | 0 | 0 | 0 | 0 | 0 | 0
F9_Commercial_WA - College_Existing_Space Heating_Natural Gas_Building Shell - Air Sealing (Infiltration Control)_A_Achievable Technical Potential | F9 | Commercial | WA - College | Existing | Space Heating | Natural Gas | Building Shell - Air Sealing (Infiltration Control) | A | Cumulative Winter Peak Savings (MW) | Achievable Technical Potential | 0 | 0 | 0 | 0 | 0 | 0 | 0 | 0 | 0 | 0 | 0 | 0 | 0 | 0 | 0 | 0 | 0 | 0 | 0 | 0 | 0 | 0 | 0 | 0 | 0 | 0 | 0
F10_Commercial_WA - College_Existing_Space Heating_Natural Gas_Building Shell - Air Sealing (Infiltration Control)_A_Achievable Technical Potential | F10 | Commercial | WA - College | Existing | Space Heating | Natural Gas | Building Shell - Air Sealing (Infiltration Control) | A | Purchases (Incremental) | Achievable Technical Potential | 0 | 0 | 0 | 35.5097 | 19.1075 | 64.6387 | 105.1436 | 159.5933 | 228.5718 | 310.9204 | 403.0651 | 498.5221 | 587.8759 | 624.0489 | 682.5387 | 639.9368 | 559.0375 | 424.3705 | 246.7861 | 44.3864 | 0 | 0 | 0 | 0 | 0 | 0 | 0
F11_Commercial_WA - College_Existing_Space Heating_Natural Gas_Building Shell - Air Sealing (Infiltration Control)_A_Achievable Technical Potential | F11 | Commercial | WA - College | Existing | Space Heating | Natural Gas | Building Shell - Air Sealing (Infiltration Control) | A | Purchases (Cumulative) | Achievable Technical Potential | 0 | 0 | 0 | 35.5097 | 54.6171 | 119.2558 | 224.3994 | 383.9928 | 612.5645 | 923.4849 | 1326.55 | 1825.072 | 2412.948 | 3036.9969 | 3719.5356 | 4359.4724 | 4918.5099 | 5342.8804 | 5589.6665 | 5634.0528 | 5634.0528 | 5634.0528 | 5634.0528 | 5634.0528 | 5634.0528 | 5634.0528 | 5634.0528
F1_Commercial_WA - College_Existing_Space Heating_Natural Gas_Ventilation - Demand Controlled_A_Achievable Technical Potential | F1 | Commercial | WA - College | Existing | Space Heating | Natural Gas | Ventilation - Demand Controlled | A | Integrated Unit Energy Savings (kWh or therms) | Achievable Technical Potential | 0 | 0 | 0.037545 | 0.037281 | 0.03689 | 0.036479 | 0.036053 | 0.035607 | 0.035136 | 0.034637 | 0.034108 | 0.033549 | 0.032963 | 0.032359 | 0.031764 | 0.031195 | 0.030652 | 0.03015 | 0.029746 | 0.029445 | 0.029185 | 0.028979 | 0.028785 | 0.02871 | 0.028639 | 0.02857 | 0.028505
F2_Commercial_WA - College_Existing_Space Heating_Natural Gas_Ventilation - Demand Controlled_A_Achievable Technical Potential | F2 | Commercial | WA - College | Existing | Space Heating | Natural Gas | Ventilation - Demand Controlled | A | Integrated Unit Summer Peak Savings (kW) | Achievable Technical Potential | 0 | 0 | 0 | 0 | 0 | 0 | 0 | 0 | 0 | 0 | 0 | 0 | 0 | 0 | 0 | 0 | 0 | 0 | 0 | 0 | 0 | 0 | 0 | 0 | 0 | 0 | 0
F3_Commercial_WA - College_Existing_Space Heating_Natural Gas_Ventilation - Demand Controlled_A_Achievable Technical Potential | F3 | Commercial | WA - College | Existing | Space Heating | Natural Gas | Ventilation - Demand Controlled | A | Integrated Unit Winter Peak Savings (kW) | Achievable Technical Potential | 0 | 0 | 0 | 0 | 0 | 0 | 0 | 0 | 0 | 0 | 0 | 0 | 0 | 0 | 0 | 0 | 0 | 0 | 0 | 0 | 0 | 0 | 0 | 0 | 0 | 0 | 0
F4_Commercial_WA - College_Existing_Space Heating_Natural Gas_Ventilation - Demand Controlled_A_Achievable Technical Potential | F4 | Commercial | WA - College | Existing | Space Heating | Natural Gas | Ventilation - Demand Controlled | A | Incremental Energy Savings (MWh or mTherms) | Achievable Technical Potential | 0 | 0 | 0 | 7.5066 | 9.1202 | 11.0362 | 12.6616 | 14.2634 | 16.455 | 17.7952 | 17.9016 | 16.5934 | 14.0142 | 4.1306 | 0 | 0 | 0 | 0 | 0 | 0 | 0 | 0 | 0 | 0 | 0 | 0 | 0
F5_Commercial_WA - College_Existing_Space Heating_Natural Gas_Ventilation - Demand Controlled_A_Achievable Technical Potential | F5 | Commercial | WA - College | Existing | Space Heating | Natural Gas | Ventilation - Demand Controlled | A | Incremental Summer Peak Savings (MW) | Achievable Technical Potential | 0 | 0 | 0 | 0 | 0 | 0 | 0 | 0 | 0 | 0 | 0 | 0 | 0 | 0 | 0 | 0 | 0 | 0 | 0 | 0 | 0 | 0 | 0 | 0 | 0 | 0 | 0
F6_Commercial_WA - College_Existing_Space Heating_Natural Gas_Ventilation - Demand Controlled_A_Achievable Technical Potential | F6 | Commercial | WA - College | Existing | Space Heating | Natural Gas | Ventilation - Demand Controlled | A | Incremental Winter Peak Savings (MW) | Achievable Technical Potential | 0 | 0 | 0 | 0 | 0 | 0 | 0 | 0 | 0 | 0 | 0 | 0 | 0 | 0 | 0 | 0 | 0 | 0 | 0 | 0 | 0 | 0 | 0 | 0 | 0 | 0 | 0
F7_Commercial_WA - College_Existing_Space Heating_Natural Gas_Ventilation - Demand Controlled_A_Achievable Technical Potential | F7 | Commercial | WA - College | Existing | Space Heating | Natural Gas | Ventilation - Demand Controlled | A | Cumulative Energy Savings (MWh or mTherms) | Achievable Technical Potential | 0 | 0 | 0 | 7.5066 | 16.548 | 27.3999 | 39.7415 | 53.5131 | 69.2601 | 86.0722 | 102.6603 | 117.5696 | 129.5297 | 131.2871 | 128.8745 | 126.5649 | 124.362 | 122.3237 | 120.6858 | 119.4665 | 118.4107 | 117.5758 | 116.7892 | 116.4852 | 116.195 | 115.9172 | 115.6505
F8_Commercial_WA - College_Existing_Space Heating_Natural Gas_Ventilation - Demand Controlled_A_Achievable Technical Potential | F8 | Commercial | WA - College | Existing | Space Heating | Natural Gas | Ventilation - Demand Controlled | A | Cumulative Summer Peak Savings (MW) | Achievable Technical Potential | 0 | 0 | 0 | 0 | 0 | 0 | 0 | 0 | 0 | 0 | 0 | 0 | 0 | 0 | 0 | 0 | 0 | 0 | 0 | 0 | 0 | 0 | 0 | 0 | 0 | 0 | 0
F9_Commercial_WA - College_Existing_Space Heating_Natural Gas_Ventilation - Demand Controlled_A_Achievable Technical Potential | F9 | Commercial | WA - College | Existing | Space Heating | Natural Gas | Ventilation - Demand Controlled | A | Cumulative Winter Peak Savings (MW) | Achievable Technical Potential | 0 | 0 | 0 | 0 | 0 | 0 | 0 | 0 | 0 | 0 | 0 | 0 | 0 | 0 | 0 | 0 | 0 | 0 | 0 | 0 | 0 | 0 | 0 | 0 | 0 | 0 | 0
F10_Commercial_WA - College_Existing_Space Heating_Natural Gas_Ventilation - Demand Controlled_A_Achievable Technical Potential | F10 | Commercial | WA - College | Existing | Space Heating | Natural Gas | Ventilation - Demand Controlled | A | Purchases (Incremental) | Achievable Technical Potential | 0 | 0 | 0 | 201351.576 | 247227.6235 | 302534.2618 | 351194.6094 | 400581.9248 | 468328.4212 | 513763.551 | 524845.758 | 494604.1397 | 425154.1525 | 127650.6573 | 0 | 0 | 0 | 0 | 0 | 0 | 0 | 0 | 0 | 0 | 0 | 0 | 0
F11_Commercial_WA - College_Existing_Space Heating_Natural Gas_Ventilation - Demand Controlled_A_Achievable Technical Potential | F11 | Commercial | WA - College | Existing | Space Heating | Natural Gas | Ventilation - Demand Controlled | A | Purchases (Cumulative) | Achievable Technical Potential | 0 | 0 | 0 | 201351.576 | 448579.1995 | 751113.4613 | 1102308.0707 | 1502889.9955 | 1971218.4167 | 2484981.9676 | 3009827.7256 | 3504431.8653 | 3929586.0178 | 4057236.6751 | 4057236.6751 | 4057236.6751 | 4057236.6751 | 4057236.6751 | 4057236.6751 | 4057236.6751 | 4057236.6751 | 4057236.6751 | 4057236.6751 | 4057236.6751 | 4057236.6751 | 4057236.6751 | 4057236.6751
F1_Commercial_WA - College_Existing_Space Heating_Natural Gas_HVAC - Dedicated Outdoor Air System (DOAS)_A_Achievable Technical Potential | F1 | Commercial | WA - College | Existing | Space Heating | Natural Gas | HVAC - Dedicated Outdoor Air System (DOAS) | A | Integrated Unit Energy Savings (kWh or therms) | Achievable Technical Potential | 0 | 0 | 0.15455 | 0.1527 | 0.14994 | 0.14697 | 0.14401 | 0.14101 | 0.13781 | 0.13436 | 0.13071 | 0.12689 | 0.12301 | 0.11918 | 0.11549 | 0.112 | 0.10877 | 0.10588 | 0.10359 | 0.1019 | 0.1005 | 0.099466 | 0.098512 | 0.098254 | 0.098009 | 0.097774 | 0.097549
F2_Commercial_WA - College_Existing_Space Heating_Natural Gas_HVAC - Dedicated Outdoor Air System (DOAS)_A_Achievable Technical Potential | F2 | Commercial | WA - College | Existing | Space Heating | Natural Gas | HVAC - Dedicated Outdoor Air System (DOAS) | A | Integrated Unit Summer Peak Savings (kW) | Achievable Technical Potential | 0 | 0 | 0 | 0 | 0 | 0 | 0 | 0 | 0 | 0 | 0 | 0 | 0 | 0 | 0 | 0 | 0 | 0 | 0 | 0 | 0 | 0 | 0 | 0 | 0 | 0 | 0
F3_Commercial_WA - College_Existing_Space Heating_Natural Gas_HVAC - Dedicated Outdoor Air System (DOAS)_A_Achievable Technical Potential | F3 | Commercial | WA - College | Existing | Space Heating | Natural Gas | HVAC - Dedicated Outdoor Air System (DOAS) | A | Integrated Unit Winter Peak Savings (kW) | Achievable Technical Potential | 0 | 0 | 0 | 0 | 0 | 0 | 0 | 0 | 0 | 0 | 0 | 0 | 0 | 0 | 0 | 0 | 0 | 0 | 0 | 0 | 0 | 0 | 0 | 0 | 0 | 0 | 0
F4_Commercial_WA - College_Existing_Space Heating_Natural Gas_HVAC - Dedicated Outdoor Air System (DOAS)_A_Achievable Technical Potential | F4 | Commercial | WA - College | Existing | Space Heating | Natural Gas | HVAC - Dedicated Outdoor Air System (DOAS) | A | Incremental Energy Savings (MWh or mTherms) | Achievable Technical Potential | 0 | 0 | 0 | 6.7389 | 13.5826 | 13.3132 | 13.0454 | 12.7735 | 12.4838 | 12.1714 | 11.8399 | 11.4943 | 11.1426 | 10.7958 | 10.4616 | 10.1458 | 9.853 | 9.5914 | 9.3837 | 9.231 | 9.1042 | 9.0101 | 8.9236 | 0 | 0 | 0 | 0
F5_Commercial_WA - College_Existing_Space Heating_Natural Gas_HVAC - Dedicated Outdoor Air System (DOAS)_A_Achievable Technical Potential | F5 | Commercial | WA - College | Existing | Space Heating | Natural Gas | HVAC - Dedicated Outdoor Air System (DOAS) | A | Incremental Summer Peak Savings (MW) | Achievable Technical Potential | 0 | 0 | 0 | 0 | 0 | 0 | 0 | 0 | 0 | 0 | 0 | 0 | 0 | 0 | 0 | 0 | 0 | 0 | 0 | 0 | 0 | 0 | 0 | 0 | 0 | 0 | 0
F6_Commercial_WA - College_Existing_Space Heating_Natural Gas_HVAC - Dedicated Outdoor Air System (DOAS)_A_Achievable Technical Potential | F6 | Commercial | WA - College | Existing | Space Heating | Natural Gas | HVAC - Dedicated Outdoor Air System (DOAS) | A | Incremental Winter Peak Savings (MW) | Achievable Technical Potential | 0 | 0 | 0 | 0 | 0 | 0 | 0 | 0 | 0 | 0 | 0 | 0 | 0 | 0 | 0 | 0 | 0 | 0 | 0 | 0 | 0 | 0 | 0 | 0 | 0 | 0 | 0
F7_Commercial_WA - College_Existing_Space Heating_Natural Gas_HVAC - Dedicated Outdoor Air System (DOAS)_A_Achievable Technical Potential | F7 | Commercial | WA - College | Existing | Space Heating | Natural Gas | HVAC - Dedicated Outdoor Air System (DOAS) | A | Cumulative Energy Savings (MWh or mTherms) | Achievable Technical Potential | 0 | 0 | 0 | 6.7389 | 20.1998 | 33.1124 | 45.4918 | 57.3172 | 68.5006 | 78.9582 | 88.6474 | 97.5545 | 105.7119 | 113.2179 | 120.174 | 126.6924 | 132.8887 | 138.9523 | 145.3267 | 152.1933 | 159.2067 | 166.5722 | 173.8967 | 173.443 | 173.0098 | 172.5952 | 172.1973
F8_Commercial_WA - College_Existing_Space Heating_Natural Gas_HVAC - Dedicated Outdoor Air System (DOAS)_A_Achievable Technical Potential | F8 | Commercial | WA - College | Existing | Space Heating | Natural Gas | HVAC - Dedicated Outdoor Air System (DOAS) | A | Cumulative Summer Peak Savings (MW) | Achievable Technical Potential | 0 | 0 | 0 | 0 | 0 | 0 | 0 | 0 | 0 | 0 | 0 | 0 | 0 | 0 | 0 | 0 | 0 | 0 | 0 | 0 | 0 | 0 | 0 | 0 | 0 | 0 | 0
F9_Commercial_WA - College_Existing_Space Heating_Natural Gas_HVAC - Dedicated Outdoor Air System (DOAS)_A_Achievable Technical Potential | F9 | Commercial | WA - College | Existing | Space Heating | Natural Gas | HVAC - Dedicated Outdoor Air System (DOAS) | A | Cumulative Winter Peak Savings (MW) | Achievable Technical Potential | 0 | 0 | 0 | 0 | 0 | 0 | 0 | 0 | 0 | 0 | 0 | 0 | 0 | 0 | 0 | 0 | 0 | 0 | 0 | 0 | 0 | 0 | 0 | 0 | 0 | 0 | 0
F10_Commercial_WA - College_Existing_Space Heating_Natural Gas_HVAC - Dedicated Outdoor Air System (DOAS)_A_Achievable Technical Potential | F10 | Commercial | WA - College | Existing | Space Heating | Natural Gas | HVAC - Dedicated Outdoor Air System (DOAS) | A | Purchases (Incremental) | Achievable Technical Potential | 0 | 0 | 0 | 44131.053 | 90584.7931 | 90584.7931 | 90584.7931 | 90584.7931 | 90584.7931 | 90584.7931 | 90584.7931 | 90584.7931 | 90584.7931 | 90584.7931 | 90584.7931 | 90584.7931 | 90584.7931 | 90584.7931 | 90584.7931 | 90584.7931 | 90584.7931 | 90584.7931 | 90584.7931 | 0 | 0 | 0 | 0
F11_Commercial_WA - College_Existing_Space Heating_Natural Gas_HVAC - Dedicated Outdoor Air System (DOAS)_A_Achievable Technical Potential | F11 | Commercial | WA - College | Existing | Space Heating | Natural Gas | HVAC - Dedicated Outdoor Air System (DOAS) | A | Purchases (Cumulative) | Achievable Technical Potential | 0 | 0 | 0 | 44131.053 | 134715.8461 | 225300.6392 | 315885.4323 | 406470.2254 | 497055.0185 | 587639.8116 | 678224.6047 | 768809.3977 | 859394.1908 | 949978.9839 | 1040563.777 | 1131148.5701 | 1221733.3632 | 1312318.1563 | 1402902.9493 | 1493487.7424 | 1584072.5355 | 1674657.3286 | 1765242.1217 | 1765242.1217 | 1765242.1217 | 1765242.1217 | 1765242.1217
F1_Commercial_WA - College_Existing_Space Heating_Natural Gas_Destratification Fans (HVLS)_A_Achievable Technical Potential | F1 | Commercial | WA - College | Existing | Space Heating | Natural Gas | Destratification Fans (HVLS) | A | Integrated Unit Energy Savings (kWh or therms) | Achievable Technical Potential | 0 | 0 | 765.8654 | 759.7342 | 750.9419 | 741.4267 | 731.3241 | 720.4942 | 708.7502 | 696.0754 | 682.5092 | 668.1577 | 653.2536 | 638.4654 | 624.1248 | 610.4445 | 597.5606 | 585.8575 | 576.4798 | 569.5217 | 563.6653 | 559.2606 | 555.1727 | 553.7267 | 552.3462 | 551.0247 | 549.7565
F2_Commercial_WA - College_Existing_Space Heating_Natural Gas_Destratification Fans (HVLS)_A_Achievable Technical Potential | F2 | Commercial | WA - College | Existing | Space Heating | Natural Gas | Destratification Fans (HVLS) | A | Integrated Unit Summer Peak Savings (kW) | Achievable Technical Potential | 0 | 0 | 0 | 0 | 0 | 0 | 0 | 0 | 0 | 0 | 0 | 0 | 0 | 0 | 0 | 0 | 0 | 0 | 0 | 0 | 0 | 0 | 0 | 0 | 0 | 0 | 0
F3_Commercial_WA - College_Existing_Space Heating_Natural Gas_Destratification Fans (HVLS)_A_Achievable Technical Potential | F3 | Commercial | WA - College | Existing | Space Heating | Natural Gas | Destratification Fans (HVLS) | A | Integrated Unit Winter Peak Savings (kW) | Achievable Technical Potential | 0 | 0 | 0 | 0 | 0 | 0 | 0 | 0 | 0 | 0 | 0 | 0 | 0 | 0 | 0 | 0 | 0 | 0 | 0 | 0 | 0 | 0 | 0 | 0 | 0 | 0 | 0
F4_Commercial_WA - College_Existing_Space Heating_Natural Gas_Destratification Fans (HVLS)_A_Achievable Technical Potential | F4 | Commercial | WA - College | Existing | Space Heating | Natural Gas | Destratification Fans (HVLS) | A | Incremental Energy Savings (MWh or mTherms) | Achievable Technical Potential | 0 | 0 | 0 | 7.0282 | 14.2593 | 14.0786 | 13.8868 | 13.6811 | 13.4581 | 13.2174 | 12.9598 | 12.6873 | 12.4043 | 12.1235 | 11.8512 | 11.5914 | 11.3468 | 11.1246 | 5.6136 | 0 | 1.4018e-14 | 0 | 0 | 0 | 0 | 0 | 0
F5_Commercial_WA - College_Existing_Space Heating_Natural Gas_Destratification Fans (HVLS)_A_Achievable Technical Potential | F5 | Commercial | WA - College | Existing | Space Heating | Natural Gas | Destratification Fans (HVLS) | A | Incremental Summer Peak Savings (MW) | Achievable Technical Potential | 0 | 0 | 0 | 0 | 0 | 0 | 0 | 0 | 0 | 0 | 0 | 0 | 0 | 0 | 0 | 0 | 0 | 0 | 0 | 0 | 0 | 0 | 0 | 0 | 0 | 0 | 0
F6_Commercial_WA - College_Existing_Space Heating_Natural Gas_Destratification Fans (HVLS)_A_Achievable Technical Potential | F6 | Commercial | WA - College | Existing | Space Heating | Natural Gas | Destratification Fans (HVLS) | A | Incremental Winter Peak Savings (MW) | Achievable Technical Potential | 0 | 0 | 0 | 0 | 0 | 0 | 0 | 0 | 0 | 0 | 0 | 0 | 0 | 0 | 0 | 0 | 0 | 0 | 0 | 0 | 0 | 0 | 0 | 0 | 0 | 0 | 0
F7_Commercial_WA - College_Existing_Space Heating_Natural Gas_Destratification Fans (HVLS)_A_Achievable Technical Potential | F7 | Commercial | WA - College | Existing | Space Heating | Natural Gas | Destratification Fans (HVLS) | A | Cumulative Energy Savings (MWh or mTherms) | Achievable Technical Potential | 0 | 0 | 0 | 7.0282 | 21.2061 | 35.016 | 48.4256 | 61.3896 | 73.8471 | 85.7439 | 97.0326 | 107.6796 | 117.682 | 127.1414 | 136.1369 | 144.7443 | 153.0362 | 161.1636 | 164.1975 | 162.2156 | 160.5475 | 159.2929 | 158.1286 | 157.7167 | 157.3235 | 156.9471 | 156.5859
F8_Commercial_WA - College_Existing_Space Heating_Natural Gas_Destratification Fans (HVLS)_A_Achievable Technical Potential | F8 | Commercial | WA - College | Existing | Space Heating | Natural Gas | Destratification Fans (HVLS) | A | Cumulative Summer Peak Savings (MW) | Achievable Technical Potential | 0 | 0 | 0 | 0 | 0 | 0 | 0 | 0 | 0 | 0 | 0 | 0 | 0 | 0 | 0 | 0 | 0 | 0 | 0 | 0 | 0 | 0 | 0 | 0 | 0 | 0 | 0
F9_Commercial_WA - College_Existing_Space Heating_Natural Gas_Destratification Fans (HVLS)_A_Achievable Technical Potential | F9 | Commercial | WA - College | Existing | Space Heating | Natural Gas | Destratification Fans (HVLS) | A | Cumulative Winter Peak Savings (MW) | Achievable Technical Potential | 0 | 0 | 0 | 0 | 0 | 0 | 0 | 0 | 0 | 0 | 0 | 0 | 0 | 0 | 0 | 0 | 0 | 0 | 0 | 0 | 0 | 0 | 0 | 0 | 0 | 0 | 0
F10_Commercial_WA - College_Existing_Space Heating_Natural Gas_Destratification Fans (HVLS)_A_Achievable Technical Potential | F10 | Commercial | WA - College | Existing | Space Heating | Natural Gas | Destratification Fans (HVLS) | A | Purchases (Incremental) | Achievable Technical Potential | 0 | 0 | 0 | 9.2508 | 18.9885 | 18.9885 | 18.9885 | 18.9885 | 18.9885 | 18.9885 | 18.9885 | 18.9885 | 18.9885 | 18.9885 | 18.9885 | 18.9885 | 18.9885 | 18.9885 | 9.7377 | 0 | 2.4869e-14 | 0 | 0 | 0 | 0 | 0 | 0
F11_Commercial_WA - College_Existing_Space Heating_Natural Gas_Destratification Fans (HVLS)_A_Achievable Technical Potential | F11 | Commercial | WA - College | Existing | Space Heating | Natural Gas | Destratification Fans (HVLS) | A | Purchases (Cumulative) | Achievable Technical Potential | 0 | 0 | 0 | 9.2508 | 28.2393 | 47.2278 | 66.2164 | 85.2049 | 104.1934 | 123.1819 | 142.1704 | 161.1589 | 180.1475 | 199.136 | 218.1245 | 237.113 | 256.1015 | 275.0901 | 284.8278 | 284.8278 | 284.8278 | 284.8278 | 284.8278 | 284.8278 | 284.8278 | 284.8278 | 284.8278
F1_Commercial_WA - College_Existing_Space Heating_Natural Gas_Gas Boiler - Maintenance_A_Achievable Technical Potential | F1 | Commercial | WA - College | Existing | Space Heating | Natural Gas | Gas Boiler - Maintenance | A | Integrated Unit Energy Savings (kWh or therms) | Achievable Technical Potential | 0 | 0 | 0.14986 | 0.14813 | 0.14553 | 0.14273 | 0.13994 | 0.13711 | 0.13409 | 0.13084 | 0.12738 | 0.12376 | 0.12006 | 0.11639 | 0.11284 | 0.10947 | 0.10634 | 0.10353 | 0.10131 | 0.099682 | 0.09833 | 0.09733 | 0.09641 | 0.096173 | 0.095945 | 0.095727 | 0.095517
F2_Commercial_WA - College_Existing_Space Heating_Natural Gas_Gas Boiler - Maintenance_A_Achievable Technical Potential | F2 | Commercial | WA - College | Existing | Space Heating | Natural Gas | Gas Boiler - Maintenance | A | Integrated Unit Summer Peak Savings (kW) | Achievable Technical Potential | 0 | 0 | 0 | 0 | 0 | 0 | 0 | 0 | 0 | 0 | 0 | 0 | 0 | 0 | 0 | 0 | 0 | 0 | 0 | 0 | 0 | 0 | 0 | 0 | 0 | 0 | 0
F3_Commercial_WA - College_Existing_Space Heating_Natural Gas_Gas Boiler - Maintenance_A_Achievable Technical Potential | F3 | Commercial | WA - College | Existing | Space Heating | Natural Gas | Gas Boiler - Maintenance | A | Integrated Unit Winter Peak Savings (kW) | Achievable Technical Potential | 0 | 0 | 0 | 0 | 0 | 0 | 0 | 0 | 0 | 0 | 0 | 0 | 0 | 0 | 0 | 0 | 0 | 0 | 0 | 0 | 0 | 0 | 0 | 0 | 0 | 0 | 0
F4_Commercial_WA - College_Existing_Space Heating_Natural Gas_Gas Boiler - Maintenance_A_Achievable Technical Potential | F4 | Commercial | WA - College | Existing | Space Heating | Natural Gas | Gas Boiler - Maintenance | A | Incremental Energy Savings (MWh or mTherms) | Achievable Technical Potential | 0 | 0 | 0 | 2.2002 | 2.1615 | 2.12 | 0 | 0 | 0 | 0 | 0 | 0 | 0 | 0 | 0 | 0 | 0 | 0 | 0 | 0 | 0 | 0 | 0 | 0 | 0 | 0 | 0
F5_Commercial_WA - College_Existing_Space Heating_Natural Gas_Gas Boiler - Maintenance_A_Achievable Technical Potential | F5 | Commercial | WA - College | Existing | Space Heating | Natural Gas | Gas Boiler - Maintenance | A | Incremental Summer Peak Savings (MW) | Achievable Technical Potential | 0 | 0 | 0 | 0 | 0 | 0 | 0 | 0 | 0 | 0 | 0 | 0 | 0 | 0 | 0 | 0 | 0 | 0 | 0 | 0 | 0 | 0 | 0 | 0 | 0 | 0 | 0
F6_Commercial_WA - College_Existing_Space Heating_Natural Gas_Gas Boiler - Maintenance_A_Achievable Technical Potential | F6 | Commercial | WA - College | Existing | Space Heating | Natural Gas | Gas Boiler - Maintenance | A | Incremental Winter Peak Savings (MW) | Achievable Technical Potential | 0 | 0 | 0 | 0 | 0 | 0 | 0 | 0 | 0 | 0 | 0 | 0 | 0 | 0 | 0 | 0 | 0 | 0 | 0 | 0 | 0 | 0 | 0 | 0 | 0 | 0 | 0
F7_Commercial_WA - College_Existing_Space Heating_Natural Gas_Gas Boiler - Maintenance_A_Achievable Technical Potential | F7 | Commercial | WA - College | Existing | Space Heating | Natural Gas | Gas Boiler - Maintenance | A | Cumulative Energy Savings (MWh or mTherms) | Achievable Technical Potential | 0 | 0 | 0 | 2.2002 | 4.3231 | 6.3599 | 6.2353 | 6.1092 | 5.9748 | 5.8299 | 5.6757 | 5.5144 | 5.3494 | 5.186 | 5.0277 | 4.8777 | 4.7381 | 4.6132 | 4.5142 | 4.4416 | 4.3813 | 4.3368 | 4.2958 | 4.2852 | 4.2751 | 4.2654 | 4.256
F8_Commercial_WA - College_Existing_Space Heating_Natural Gas_Gas Boiler - Maintenance_A_Achievable Technical Potential | F8 | Commercial | WA - College | Existing | Space Heating | Natural Gas | Gas Boiler - Maintenance | A | Cumulative Summer Peak Savings (MW) | Achievable Technical Potential | 0 | 0 | 0 | 0 | 0 | 0 | 0 | 0 | 0 | 0 | 0 | 0 | 0 | 0 | 0 | 0 | 0 | 0 | 0 | 0 | 0 | 0 | 0 | 0 | 0 | 0 | 0
F9_Commercial_WA - College_Existing_Space Heating_Natural Gas_Gas Boiler - Maintenance_A_Achievable Technical Potential | F9 | Commercial | WA - College | Existing | Space Heating | Natural Gas | Gas Boiler - Maintenance | A | Cumulative Winter Peak Savings (MW) | Achievable Technical Potential | 0 | 0 | 0 | 0 | 0 | 0 | 0 | 0 | 0 | 0 | 0 | 0 | 0 | 0 | 0 | 0 | 0 | 0 | 0 | 0 | 0 | 0 | 0 | 0 | 0 | 0 | 0
F10_Commercial_WA - College_Existing_Space Heating_Natural Gas_Gas Boiler - Maintenance_A_Achievable Technical Potential | F10 | Commercial | WA - College | Existing | Space Heating | Natural Gas | Gas Boiler - Maintenance | A | Purchases (Incremental) | Achievable Technical Potential | 0 | 0 | 0 | 14852.5493 | 14852.5493 | 14852.5493 | 0 | 0 | 0 | 0 | 0 | 0 | 0 | 0 | 0 | 0 | 0 | 0 | 0 | 0 | 0 | 0 | 0 | 0 | 0 | 0 | 0
F11_Commercial_WA - College_Existing_Space Heating_Natural Gas_Gas Boiler - Maintenance_A_Achievable Technical Potential | F11 | Commercial | WA - College | Existing | Space Heating | Natural Gas | Gas Boiler - Maintenance | A | Purchases (Cumulative) | Achievable Technical Potential | 0 | 0 | 0 | 14852.5493 | 29705.0986 | 44557.6479 | 44557.6479 | 44557.6479 | 44557.6479 | 44557.6479 | 44557.6479 | 44557.6479 | 44557.6479 | 44557.6479 | 44557.6479 | 44557.6479 | 44557.6479 | 44557.6479 | 44557.6479 | 44557.6479 | 44557.6479 | 44557.6479 | 44557.6479 | 44557.6479 | 44557.6479 | 44557.6479 | 44557.6479
F1_Commercial_WA - College_Existing_Space Heating_Natural Gas_Gas Furnace - Maintenance_A_Achievable Technical Potential | F1 | Commercial | WA - College | Existing | Space Heating | Natural Gas | Gas Furnace - Maintenance | A | Integrated Unit Energy Savings (kWh or therms) | Achievable Technical Potential | 0 | 0 | 0.067917 | 0.067178 | 0.066022 | 0.064752 | 0.063461 | 0.062131 | 0.060698 | 0.059136 | 0.057465 | 0.05571 | 0.053908 | 0.052115 | 0.05037 | 0.048704 | 0.047142 | 0.045726 | 0.044567 | 0.043683 | 0.042933 | 0.042352 | 0.041818 | 0.041591 | 0.041378 | 0.041177 | 0.040988
F2_Commercial_WA - College_Existing_Space Heating_Natural Gas_Gas Furnace - Maintenance_A_Achievable Technical Potential | F2 | Commercial | WA - College | Existing | Space Heating | Natural Gas | Gas Furnace - Maintenance | A | Integrated Unit Summer Peak Savings (kW) | Achievable Technical Potential | 0 | 0 | 0 | 0 | 0 | 0 | 0 | 0 | 0 | 0 | 0 | 0 | 0 | 0 | 0 | 0 | 0 | 0 | 0 | 0 | 0 | 0 | 0 | 0 | 0 | 0 | 0
F3_Commercial_WA - College_Existing_Space Heating_Natural Gas_Gas Furnace - Maintenance_A_Achievable Technical Potential | F3 | Commercial | WA - College | Existing | Space Heating | Natural Gas | Gas Furnace - Maintenance | A | Integrated Unit Winter Peak Savings (kW) | Achievable Technical Potential | 0 | 0 | 0 | 0 | 0 | 0 | 0 | 0 | 0 | 0 | 0 | 0 | 0 | 0 | 0 | 0 | 0 | 0 | 0 | 0 | 0 | 0 | 0 | 0 | 0 | 0 | 0
F4_Commercial_WA - College_Existing_Space Heating_Natural Gas_Gas Furnace - Maintenance_A_Achievable Technical Potential | F4 | Commercial | WA - College | Existing | Space Heating | Natural Gas | Gas Furnace - Maintenance | A | Incremental Energy Savings (MWh or mTherms) | Achievable Technical Potential | 0 | 0 | 0 | 0.11698 | 0.11497 | 0.11276 | 0 | 0 | 0 | 0 | 0 | 0 | 0 | 0 | 0 | 0 | 0 | 0 | 0 | 0 | 0 | 0 | 0 | 0 | 0 | 0 | 0
F5_Commercial_WA - College_Existing_Space Heating_Natural Gas_Gas Furnace - Maintenance_A_Achievable Technical Potential | F5 | Commercial | WA - College | Existing | Space Heating | Natural Gas | Gas Furnace - Maintenance | A | Incremental Summer Peak Savings (MW) | Achievable Technical Potential | 0 | 0 | 0 | 0 | 0 | 0 | 0 | 0 | 0 | 0 | 0 | 0 | 0 | 0 | 0 | 0 | 0 | 0 | 0 | 0 | 0 | 0 | 0 | 0 | 0 | 0 | 0
F6_Commercial_WA - College_Existing_Space Heating_Natural Gas_Gas Furnace - Maintenance_A_Achievable Technical Potential | F6 | Commercial | WA - College | Existing | Space Heating | Natural Gas | Gas Furnace - Maintenance | A | Incremental Winter Peak Savings (MW) | Achievable Technical Potential | 0 | 0 | 0 | 0 | 0 | 0 | 0 | 0 | 0 | 0 | 0 | 0 | 0 | 0 | 0 | 0 | 0 | 0 | 0 | 0 | 0 | 0 | 0 | 0 | 0 | 0 | 0
F7_Commercial_WA - College_Existing_Space Heating_Natural Gas_Gas Furnace - Maintenance_A_Achievable Technical Potential | F7 | Commercial | WA - College | Existing | Space Heating | Natural Gas | Gas Furnace - Maintenance | A | Cumulative Energy Savings (MWh or mTherms) | Achievable Technical Potential | 0 | 0 | 0 | 0.11698 | 0.22993 | 0.33827 | 0.33152 | 0.32457 | 0.31708 | 0.30893 | 0.3002 | 0.29103 | 0.28161 | 0.27225 | 0.26313 | 0.25443 | 0.24627 | 0.23887 | 0.23282 | 0.2282 | 0.22428 | 0.22125 | 0.21846 | 0.21727 | 0.21616 | 0.21511 | 0.21412
F8_Commercial_WA - College_Existing_Space Heating_Natural Gas_Gas Furnace - Maintenance_A_Achievable Technical Potential | F8 | Commercial | WA - College | Existing | Space Heating | Natural Gas | Gas Furnace - Maintenance | A | Cumulative Summer Peak Savings (MW) | Achievable Technical Potential | 0 | 0 | 0 | 0 | 0 | 0 | 0 | 0 | 0 | 0 | 0 | 0 | 0 | 0 | 0 | 0 | 0 | 0 | 0 | 0 | 0 | 0 | 0 | 0 | 0 | 0 | 0
F9_Commercial_WA - College_Existing_Space Heating_Natural Gas_Gas Furnace - Maintenance_A_Achievable Technical Potential | F9 | Commercial | WA - College | Existing | Space Heating | Natural Gas | Gas Furnace - Maintenance | A | Cumulative Winter Peak Savings (MW) | Achievable Technical Potential | 0 | 0 | 0 | 0 | 0 | 0 | 0 | 0 | 0 | 0 | 0 | 0 | 0 | 0 | 0 | 0 | 0 | 0 | 0 | 0 | 0 | 0 | 0 | 0 | 0 | 0 | 0
F10_Commercial_WA - College_Existing_Space Heating_Natural Gas_Gas Furnace - Maintenance_A_Achievable Technical Potential | F10 | Commercial | WA - College | Existing | Space Heating | Natural Gas | Gas Furnace - Maintenance | A | Purchases (Incremental) | Achievable Technical Potential | 0 | 0 | 0 | 1741.3345 | 1741.3345 | 1741.3345 | 0 | 0 | 0 | 0 | 0 | 0 | 0 | 0 | 0 | 0 | 0 | 0 | 0 | 0 | 0 | 0 | 0 | 0 | 0 | 0 | 0
F11_Commercial_WA - College_Existing_Space Heating_Natural Gas_Gas Furnace - Maintenance_A_Achievable Technical Potential | F11 | Commercial | WA - College | Existing | Space Heating | Natural Gas | Gas Furnace - Maintenance | A | Purchases (Cumulative) | Achievable Technical Potential | 0 | 0 | 0 | 1741.3345 | 3482.669 | 5224.0035 | 5224.0035 | 5224.0035 | 5224.0035 | 5224.0035 | 5224.0035 | 5224.0035 | 5224.0035 | 5224.0035 | 5224.0035 | 5224.0035 | 5224.0035 | 5224.0035 | 5224.0035 | 5224.0035 | 5224.0035 | 5224.0035 | 5224.0035 | 5224.0035 | 5224.0035 | 5224.0035 | 5224.0035
F1_Commercial_WA - College_Existing_Space Heating_Natural Gas_Gas Boiler - Hot Water Reset_A_Achievable Technical Potential | F1 | Commercial | WA - College | Existing | Space Heating | Natural Gas | Gas Boiler - Hot Water Reset | A | Integrated Unit Energy Savings (kWh or therms) | Achievable Technical Potential | 0 | 0 | 266.4233 | 265.3719 | 264.1019 | 262.8188 | 261.5312 | 260.2433 | 258.9593 | 257.6829 | 256.4172 | 255.1651 | 253.9291 | 252.7113 | 251.5139 | 250.3391 | 249.1884 | 248.0636 | 247.1366 | 246.4185 | 245.7297 | 245.0714 | 244.4429 | 243.8433 | 243.2699 | 242.7199 | 242.1909
F2_Commercial_WA - College_Existing_Space Heating_Natural Gas_Gas Boiler - Hot Water Reset_A_Achievable Technical Potential | F2 | Commercial | WA - College | Existing | Space Heating | Natural Gas | Gas Boiler - Hot Water Reset | A | Integrated Unit Summer Peak Savings (kW) | Achievable Technical Potential | 0 | 0 | 0 | 0 | 0 | 0 | 0 | 0 | 0 | 0 | 0 | 0 | 0 | 0 | 0 | 0 | 0 | 0 | 0 | 0 | 0 | 0 | 0 | 0 | 0 | 0 | 0
F3_Commercial_WA - College_Existing_Space Heating_Natural Gas_Gas Boiler - Hot Water Reset_A_Achievable Technical Potential | F3 | Commercial | WA - College | Existing | Space Heating | Natural Gas | Gas Boiler - Hot Water Reset | A | Integrated Unit Winter Peak Savings (kW) | Achievable Technical Potential | 0 | 0 | 0 | 0 | 0 | 0 | 0 | 0 | 0 | 0 | 0 | 0 | 0 | 0 | 0 | 0 | 0 | 0 | 0 | 0 | 0 | 0 | 0 | 0 | 0 | 0 | 0
F4_Commercial_WA - College_Existing_Space Heating_Natural Gas_Gas Boiler - Hot Water Reset_A_Achievable Technical Potential | F4 | Commercial | WA - College | Existing | Space Heating | Natural Gas | Gas Boiler - Hot Water Reset | A | Incremental Energy Savings (MWh or mTherms) | Achievable Technical Potential | 0 | 0 | 0 | 4.5045 | 9.2019 | 9.1572 | 9.1123 | 9.0674 | 9.0227 | 8.9782 | 8.9341 | 8.8905 | 8.8474 | 8.805 | 8.7633 | 8.7224 | 8.6823 | 8.6431 | 8.6108 | 8.5858 | 8.5618 | 8.5388 | 8.5169 | 0 | 0 | 0 | 0
F5_Commercial_WA - College_Existing_Space Heating_Natural Gas_Gas Boiler - Hot Water Reset_A_Achievable Technical Potential | F5 | Commercial | WA - College | Existing | Space Heating | Natural Gas | Gas Boiler - Hot Water Reset | A | Incremental Summer Peak Savings (MW) | Achievable Technical Potential | 0 | 0 | 0 | 0 | 0 | 0 | 0 | 0 | 0 | 0 | 0 | 0 | 0 | 0 | 0 | 0 | 0 | 0 | 0 | 0 | 0 | 0 | 0 | 0 | 0 | 0 | 0
F6_Commercial_WA - College_Existing_Space Heating_Natural Gas_Gas Boiler - Hot Water Reset_A_Achievable Technical Potential | F6 | Commercial | WA - College | Existing | Space Heating | Natural Gas | Gas Boiler - Hot Water Reset | A | Incremental Winter Peak Savings (MW) | Achievable Technical Potential | 0 | 0 | 0 | 0 | 0 | 0 | 0 | 0 | 0 | 0 | 0 | 0 | 0 | 0 | 0 | 0 | 0 | 0 | 0 | 0 | 0 | 0 | 0 | 0 | 0 | 0 | 0
F7_Commercial_WA - College_Existing_Space Heating_Natural Gas_Gas Boiler - Hot Water Reset_A_Achievable Technical Potential | F7 | Commercial | WA - College | Existing | Space Heating | Natural Gas | Gas Boiler - Hot Water Reset | A | Cumulative Energy Savings (MWh or mTherms) | Achievable Technical Potential | 0 | 0 | 0 | 4.5045 | 13.6849 | 22.7756 | 31.7763 | 40.6873 | 49.5092 | 58.2434 | 66.8915 | 75.4554 | 83.9373 | 92.3398 | 100.6656 | 108.9177 | 117.0994 | 125.2139 | 133.3567 | 141.555 | 149.7211 | 157.8588 | 165.9709 | 165.5638 | 165.1745 | 164.801 | 164.4418
F8_Commercial_WA - College_Existing_Space Heating_Natural Gas_Gas Boiler - Hot Water Reset_A_Achievable Technical Potential | F8 | Commercial | WA - College | Existing | Space Heating | Natural Gas | Gas Boiler - Hot Water Reset | A | Cumulative Summer Peak Savings (MW) | Achievable Technical Potential | 0 | 0 | 0 | 0 | 0 | 0 | 0 | 0 | 0 | 0 | 0 | 0 | 0 | 0 | 0 | 0 | 0 | 0 | 0 | 0 | 0 | 0 | 0 | 0 | 0 | 0 | 0
F9_Commercial_WA - College_Existing_Space Heating_Natural Gas_Gas Boiler - Hot Water Reset_A_Achievable Technical Potential | F9 | Commercial | WA - College | Existing | Space Heating | Natural Gas | Gas Boiler - Hot Water Reset | A | Cumulative Winter Peak Savings (MW) | Achievable Technical Potential | 0 | 0 | 0 | 0 | 0 | 0 | 0 | 0 | 0 | 0 | 0 | 0 | 0 | 0 | 0 | 0 | 0 | 0 | 0 | 0 | 0 | 0 | 0 | 0 | 0 | 0 | 0
F10_Commercial_WA - College_Existing_Space Heating_Natural Gas_Gas Boiler - Hot Water Reset_A_Achievable Technical Potential | F10 | Commercial | WA - College | Existing | Space Heating | Natural Gas | Gas Boiler - Hot Water Reset | A | Purchases (Incremental) | Achievable Technical Potential | 0 | 0 | 0 | 16.9744 | 34.8422 | 34.8422 | 34.8422 | 34.8422 | 34.8422 | 34.8422 | 34.8422 | 34.8422 | 34.8422 | 34.8422 | 34.8422 | 34.8422 | 34.8422 | 34.8422 | 34.8422 | 34.8422 | 34.8422 | 34.8422 | 34.8422 | 0 | 0 | 0 | 0
F11_Commercial_WA - College_Existing_Space Heating_Natural Gas_Gas Boiler - Hot Water Reset_A_Achievable Technical Potential | F11 | Commercial | WA - College | Existing | Space Heating | Natural Gas | Gas Boiler - Hot Water Reset | A | Purchases (Cumulative) | Achievable Technical Potential | 0 | 0 | 0 | 16.9744 | 51.8166 | 86.6588 | 121.501 | 156.3432 | 191.1854 | 226.0276 | 260.8698 | 295.712 | 330.5542 | 365.3964 | 400.2386 | 435.0808 | 469.923 | 504.7652 | 539.6074 | 574.4496 | 609.2918 | 644.134 | 678.9762 | 678.9762 | 678.9762 | 678.9762 | 678.9762
F1_Commercial_WA - College_Existing_Space Heating_Natural Gas_Gas Boiler - Steam Trap Replacement_A_Achievable Technical Potential | F1 | Commercial | WA - College | Existing | Space Heating | Natural Gas | Gas Boiler - Steam Trap Replacement | A | Integrated Unit Energy Savings (kWh or therms) | Achievable Technical Potential | 0 | 0 | 79.6395 | 79.2995 | 78.8677 | 78.4325 | 77.9964 | 77.5608 | 77.1268 | 76.6956 | 76.268 | 75.845 | 75.4272 | 75.0153 | 74.61 | 74.2117 | 73.8211 | 73.4385 | 73.115 | 72.8535 | 72.6009 | 72.3576 | 72.1234 | 71.9464 | 71.777 | 71.6146 | 71.4585
F2_Commercial_WA - College_Existing_Space Heating_Natural Gas_Gas Boiler - Steam Trap Replacement_A_Achievable Technical Potential | F2 | Commercial | WA - College | Existing | Space Heating | Natural Gas | Gas Boiler - Steam Trap Replacement | A | Integrated Unit Summer Peak Savings (kW) | Achievable Technical Potential | 0 | 0 | 0 | 0 | 0 | 0 | 0 | 0 | 0 | 0 | 0 | 0 | 0 | 0 | 0 | 0 | 0 | 0 | 0 | 0 | 0 | 0 | 0 | 0 | 0 | 0 | 0
F3_Commercial_WA - College_Existing_Space Heating_Natural Gas_Gas Boiler - Steam Trap Replacement_A_Achievable Technical Potential | F3 | Commercial | WA - College | Existing | Space Heating | Natural Gas | Gas Boiler - Steam Trap Replacement | A | Integrated Unit Winter Peak Savings (kW) | Achievable Technical Potential | 0 | 0 | 0 | 0 | 0 | 0 | 0 | 0 | 0 | 0 | 0 | 0 | 0 | 0 | 0 | 0 | 0 | 0 | 0 | 0 | 0 | 0 | 0 | 0 | 0 | 0 | 0
F4_Commercial_WA - College_Existing_Space Heating_Natural Gas_Gas Boiler - Steam Trap Replacement_A_Achievable Technical Potential | F4 | Commercial | WA - College | Existing | Space Heating | Natural Gas | Gas Boiler - Steam Trap Replacement | A | Incremental Energy Savings (MWh or mTherms) | Achievable Technical Potential | 0 | 0 | 0 | 0.56086 | 1.145 | 1.1387 | 1.1323 | 1.126 | 1.1197 | 0.57099 | 0 | 0 | 0 | 1.3325e-16 | 0 | 0 | 2.3604e-15 | 0 | 1.8183e-15 | 0 | 1.6765e-15 | 0 | 0 | 0 | 0 | 0 | 0
F5_Commercial_WA - College_Existing_Space Heating_Natural Gas_Gas Boiler - Steam Trap Replacement_A_Achievable Technical Potential | F5 | Commercial | WA - College | Existing | Space Heating | Natural Gas | Gas Boiler - Steam Trap Replacement | A | Incremental Summer Peak Savings (MW) | Achievable Technical Potential | 0 | 0 | 0 | 0 | 0 | 0 | 0 | 0 | 0 | 0 | 0 | 0 | 0 | 0 | 0 | 0 | 0 | 0 | 0 | 0 | 0 | 0 | 0 | 0 | 0 | 0 | 0
F6_Commercial_WA - College_Existing_Space Heating_Natural Gas_Gas Boiler - Steam Trap Replacement_A_Achievable Technical Potential | F6 | Commercial | WA - College | Existing | Space Heating | Natural Gas | Gas Boiler - Steam Trap Replacement | A | Incremental Winter Peak Savings (MW) | Achievable Technical Potential | 0 | 0 | 0 | 0 | 0 | 0 | 0 | 0 | 0 | 0 | 0 | 0 | 0 | 0 | 0 | 0 | 0 | 0 | 0 | 0 | 0 | 0 | 0 | 0 | 0 | 0 | 0
F7_Commercial_WA - College_Existing_Space Heating_Natural Gas_Gas Boiler - Steam Trap Replacement_A_Achievable Technical Potential | F7 | Commercial | WA - College | Existing | Space Heating | Natural Gas | Gas Boiler - Steam Trap Replacement | A | Cumulative Energy Savings (MWh or mTherms) | Achievable Technical Potential | 0 | 0 | 0 | 0.56086 | 1.7028 | 2.832 | 3.9486 | 5.0525 | 6.144 | 6.6806 | 6.6434 | 6.6065 | 6.5701 | 6.5342 | 6.4989 | 6.4642 | 6.4302 | 6.3969 | 6.3687 | 6.3459 | 6.3239 | 6.3027 | 6.2823 | 6.2669 | 6.2522 | 6.238 | 6.2244
F8_Commercial_WA - College_Existing_Space Heating_Natural Gas_Gas Boiler - Steam Trap Replacement_A_Achievable Technical Potential | F8 | Commercial | WA - College | Existing | Space Heating | Natural Gas | Gas Boiler - Steam Trap Replacement | A | Cumulative Summer Peak Savings (MW) | Achievable Technical Potential | 0 | 0 | 0 | 0 | 0 | 0 | 0 | 0 | 0 | 0 | 0 | 0 | 0 | 0 | 0 | 0 | 0 | 0 | 0 | 0 | 0 | 0 | 0 | 0 | 0 | 0 | 0
F9_Commercial_WA - College_Existing_Space Heating_Natural Gas_Gas Boiler - Steam Trap Replacement_A_Achievable Technical Potential | F9 | Commercial | WA - College | Existing | Space Heating | Natural Gas | Gas Boiler - Steam Trap Replacement | A | Cumulative Winter Peak Savings (MW) | Achievable Technical Potential | 0 | 0 | 0 | 0 | 0 | 0 | 0 | 0 | 0 | 0 | 0 | 0 | 0 | 0 | 0 | 0 | 0 | 0 | 0 | 0 | 0 | 0 | 0 | 0 | 0 | 0 | 0
F10_Commercial_WA - College_Existing_Space Heating_Natural Gas_Gas Boiler - Steam Trap Replacement_A_Achievable Technical Potential | F10 | Commercial | WA - College | Existing | Space Heating | Natural Gas | Gas Boiler - Steam Trap Replacement | A | Purchases (Incremental) | Achievable Technical Potential | 0 | 0 | 0 | 7.0727 | 14.5176 | 14.5176 | 14.5176 | 14.5176 | 14.5176 | 7.4449 | 0 | 0 | 0 | 1.7764e-15 | 0 | 0 | 3.1974e-14 | 0 | 2.4869e-14 | 0 | 2.3093e-14 | 0 | 0 | 0 | 0 | 0 | 0
F11_Commercial_WA - College_Existing_Space Heating_Natural Gas_Gas Boiler - Steam Trap Replacement_A_Achievable Technical Potential | F11 | Commercial | WA - College | Existing | Space Heating | Natural Gas | Gas Boiler - Steam Trap Replacement | A | Purchases (Cumulative) | Achievable Technical Potential | 0 | 0 | 0 | 7.0727 | 21.5903 | 36.1078 | 50.6254 | 65.143 | 79.6606 | 87.1055 | 87.1055 | 87.1055 | 87.1055 | 87.1055 | 87.1055 | 87.1055 | 87.1055 | 87.1055 | 87.1055 | 87.1055 | 87.1055 | 87.1055 | 87.1055 | 87.1055 | 87.1055 | 87.1055 | 87.1055
F1_Commercial_WA - College_Existing_Space Heating_Natural Gas_Gas Boiler - High Turndown Burner_A_Achievable Technical Potential | F1 | Commercial | WA - College | Existing | Space Heating | Natural Gas | Gas Boiler - High Turndown Burner | A | Integrated Unit Energy Savings (kWh or therms) | Achievable Technical Potential | 0 | 0 | 0.24977 | 0.24784 | 0.24505 | 0.24205 | 0.23888 | 0.23551 | 0.23186 | 0.22794 | 0.22374 | 0.21929 | 0.21464 | 0.21001 | 0.2055 | 0.20118 | 0.19709 | 0.19336 | 0.19037 | 0.18816 | 0.1863 | 0.18489 | 0.18358 | 0.18313 | 0.1827 | 0.18228 | 0.18188
F2_Commercial_WA - College_Existing_Space Heating_Natural Gas_Gas Boiler - High Turndown Burner_A_Achievable Technical Potential | F2 | Commercial | WA - College | Existing | Space Heating | Natural Gas | Gas Boiler - High Turndown Burner | A | Integrated Unit Summer Peak Savings (kW) | Achievable Technical Potential | 0 | 0 | 0 | 0 | 0 | 0 | 0 | 0 | 0 | 0 | 0 | 0 | 0 | 0 | 0 | 0 | 0 | 0 | 0 | 0 | 0 | 0 | 0 | 0 | 0 | 0 | 0
F3_Commercial_WA - College_Existing_Space Heating_Natural Gas_Gas Boiler - High Turndown Burner_A_Achievable Technical Potential | F3 | Commercial | WA - College | Existing | Space Heating | Natural Gas | Gas Boiler - High Turndown Burner | A | Integrated Unit Winter Peak Savings (kW) | Achievable Technical Potential | 0 | 0 | 0 | 0 | 0 | 0 | 0 | 0 | 0 | 0 | 0 | 0 | 0 | 0 | 0 | 0 | 0 | 0 | 0 | 0 | 0 | 0 | 0 | 0 | 0 | 0 | 0
F4_Commercial_WA - College_Existing_Space Heating_Natural Gas_Gas Boiler - High Turndown Burner_A_Achievable Technical Potential | F4 | Commercial | WA - College | Existing | Space Heating | Natural Gas | Gas Boiler - High Turndown Burner | A | Incremental Energy Savings (MWh or mTherms) | Achievable Technical Potential | 0 | 0 | 0 | 3.6179 | 4.3922 | 5.309 | 6.0823 | 6.8396 | 7.8726 | 8.4903 | 8.5137 | 7.8635 | 6.6161 | 5.0094 | 3.364 | 1.9707 | 0.90173 | 0 | 0 | 0 | 0 | 0 | 0 | 0 | 0 | 0 | 0
F5_Commercial_WA - College_Existing_Space Heating_Natural Gas_Gas Boiler - High Turndown Burner_A_Achievable Technical Potential | F5 | Commercial | WA - College | Existing | Space Heating | Natural Gas | Gas Boiler - High Turndown Burner | A | Incremental Summer Peak Savings (MW) | Achievable Technical Potential | 0 | 0 | 0 | 0 | 0 | 0 | 0 | 0 | 0 | 0 | 0 | 0 | 0 | 0 | 0 | 0 | 0 | 0 | 0 | 0 | 0 | 0 | 0 | 0 | 0 | 0 | 0
F6_Commercial_WA - College_Existing_Space Heating_Natural Gas_Gas Boiler - High Turndown Burner_A_Achievable Technical Potential | F6 | Commercial | WA - College | Existing | Space Heating | Natural Gas | Gas Boiler - High Turndown Burner | A | Incremental Winter Peak Savings (MW) | Achievable Technical Potential | 0 | 0 | 0 | 0 | 0 | 0 | 0 | 0 | 0 | 0 | 0 | 0 | 0 | 0 | 0 | 0 | 0 | 0 | 0 | 0 | 0 | 0 | 0 | 0 | 0 | 0 | 0
F7_Commercial_WA - College_Existing_Space Heating_Natural Gas_Gas Boiler - High Turndown Burner_A_Achievable Technical Potential | F7 | Commercial | WA - College | Existing | Space Heating | Natural Gas | Gas Boiler - High Turndown Burner | A | Cumulative Energy Savings (MWh or mTherms) | Achievable Technical Potential | 0 | 0 | 0 | 3.6179 | 7.9694 | 13.1809 | 19.0908 | 25.6605 | 33.1362 | 41.0661 | 48.8235 | 55.7152 | 61.1509 | 64.8413 | 66.8126 | 67.3778 | 66.9095 | 65.6419 | 64.6284 | 63.8785 | 63.2461 | 62.7678 | 62.3234 | 62.1701 | 62.0235 | 61.8829 | 61.7477
F8_Commercial_WA - College_Existing_Space Heating_Natural Gas_Gas Boiler - High Turndown Burner_A_Achievable Technical Potential | F8 | Commercial | WA - College | Existing | Space Heating | Natural Gas | Gas Boiler - High Turndown Burner | A | Cumulative Summer Peak Savings (MW) | Achievable Technical Potential | 0 | 0 | 0 | 0 | 0 | 0 | 0 | 0 | 0 | 0 | 0 | 0 | 0 | 0 | 0 | 0 | 0 | 0 | 0 | 0 | 0 | 0 | 0 | 0 | 0 | 0 | 0
F9_Commercial_WA - College_Existing_Space Heating_Natural Gas_Gas Boiler - High Turndown Burner_A_Achievable Technical Potential | F9 | Commercial | WA - College | Existing | Space Heating | Natural Gas | Gas Boiler - High Turndown Burner | A | Cumulative Winter Peak Savings (MW) | Achievable Technical Potential | 0 | 0 | 0 | 0 | 0 | 0 | 0 | 0 | 0 | 0 | 0 | 0 | 0 | 0 | 0 | 0 | 0 | 0 | 0 | 0 | 0 | 0 | 0 | 0 | 0 | 0 | 0
F10_Commercial_WA - College_Existing_Space Heating_Natural Gas_Gas Boiler - High Turndown Burner_A_Achievable Technical Potential | F10 | Commercial | WA - College | Existing | Space Heating | Natural Gas | Gas Boiler - High Turndown Burner | A | Purchases (Incremental) | Achievable Technical Potential | 0 | 0 | 0 | 14597.9883 | 17924.0015 | 21933.7325 | 25461.6074 | 29042.1876 | 33953.8082 | 37247.8549 | 38051.3148 | 35858.7977 | 30823.6739 | 23852.6603 | 16369.5595 | 9795.6693 | 4575.2433 | 0 | 0 | 0 | 0 | 0 | 0 | 0 | 0 | 0 | 0
F11_Commercial_WA - College_Existing_Space Heating_Natural Gas_Gas Boiler - High Turndown Burner_A_Achievable Technical Potential | F11 | Commercial | WA - College | Existing | Space Heating | Natural Gas | Gas Boiler - High Turndown Burner | A | Purchases (Cumulative) | Achievable Technical Potential | 0 | 0 | 0 | 14597.9883 | 32521.9897 | 54455.7222 | 79917.3297 | 108959.5172 | 142913.3254 | 180161.1803 | 218212.4952 | 254071.2928 | 284894.9668 | 308747.6271 | 325117.1866 | 334912.8558 | 339488.0991 | 339488.0991 | 339488.0991 | 339488.0991 | 339488.0991 | 339488.0991 | 339488.0991 | 339488.0991 | 339488.0991 | 339488.0991 | 339488.0991
F1_Commercial_WA - College_Existing_Space Heating_Natural Gas_Gas Boiler - Burner Control Optimization_A_Achievable Technical Potential | F1 | Commercial | WA - College | Existing | Space Heating | Natural Gas | Gas Boiler - Burner Control Optimization | A | Integrated Unit Energy Savings (kWh or therms) | Achievable Technical Potential | 0 | 0 | 0.072434 | 0.071854 | 0.071022 | 0.070126 | 0.069177 | 0.068164 | 0.067069 | 0.06589 | 0.064633 | 0.063306 | 0.06193 | 0.060569 | 0.05925 | 0.057993 | 0.05681 | 0.055733 | 0.054873 | 0.054236 | 0.053699 | 0.053293 | 0.052915 | 0.052785 | 0.052661 | 0.052541 | 0.052426
F2_Commercial_WA - College_Existing_Space Heating_Natural Gas_Gas Boiler - Burner Control Optimization_A_Achievable Technical Potential | F2 | Commercial | WA - College | Existing | Space Heating | Natural Gas | Gas Boiler - Burner Control Optimization | A | Integrated Unit Summer Peak Savings (kW) | Achievable Technical Potential | 0 | 0 | 0 | 0 | 0 | 0 | 0 | 0 | 0 | 0 | 0 | 0 | 0 | 0 | 0 | 0 | 0 | 0 | 0 | 0 | 0 | 0 | 0 | 0 | 0 | 0 | 0
F3_Commercial_WA - College_Existing_Space Heating_Natural Gas_Gas Boiler - Burner Control Optimization_A_Achievable Technical Potential | F3 | Commercial | WA - College | Existing | Space Heating | Natural Gas | Gas Boiler - Burner Control Optimization | A | Integrated Unit Winter Peak Savings (kW) | Achievable Technical Potential | 0 | 0 | 0 | 0 | 0 | 0 | 0 | 0 | 0 | 0 | 0 | 0 | 0 | 0 | 0 | 0 | 0 | 0 | 0 | 0 | 0 | 0 | 0 | 0 | 0 | 0 | 0
F4_Commercial_WA - College_Existing_Space Heating_Natural Gas_Gas Boiler - Burner Control Optimization_A_Achievable Technical Potential | F4 | Commercial | WA - College | Existing | Space Heating | Natural Gas | Gas Boiler - Burner Control Optimization | A | Incremental Energy Savings (MWh or mTherms) | Achievable Technical Potential | 0 | 0 | 0 | 0.3903 | 0.20758 | 0.69337 | 1.1126 | 1.6641 | 2.345 | 3.1338 | 3.985 | 4.8275 | 5.5691 | 6.1108 | 6.3592 | 6.2504 | 5.7717 | 4.9785 | 3.99 | 2.9477 | 2.1383 | 0.86843 | 0.7651 | 0 | 0 | 0 | 0
F5_Commercial_WA - College_Existing_Space Heating_Natural Gas_Gas Boiler - Burner Control Optimization_A_Achievable Technical Potential | F5 | Commercial | WA - College | Existing | Space Heating | Natural Gas | Gas Boiler - Burner Control Optimization | A | Incremental Summer Peak Savings (MW) | Achievable Technical Potential | 0 | 0 | 0 | 0 | 0 | 0 | 0 | 0 | 0 | 0 | 0 | 0 | 0 | 0 | 0 | 0 | 0 | 0 | 0 | 0 | 0 | 0 | 0 | 0 | 0 | 0 | 0
F6_Commercial_WA - College_Existing_Space Heating_Natural Gas_Gas Boiler - Burner Control Optimization_A_Achievable Technical Potential | F6 | Commercial | WA - College | Existing | Space Heating | Natural Gas | Gas Boiler - Burner Control Optimization | A | Incremental Winter Peak Savings (MW) | Achievable Technical Potential | 0 | 0 | 0 | 0 | 0 | 0 | 0 | 0 | 0 | 0 | 0 | 0 | 0 | 0 | 0 | 0 | 0 | 0 | 0 | 0 | 0 | 0 | 0 | 0 | 0 | 0 | 0
F7_Commercial_WA - College_Existing_Space Heating_Natural Gas_Gas Boiler - Burner Control Optimization_A_Achievable Technical Potential | F7 | Commercial | WA - College | Existing | Space Heating | Natural Gas | Gas Boiler - Burner Control Optimization | A | Cumulative Energy Savings (MWh or mTherms) | Achievable Technical Potential | 0 | 0 | 0 | 0.3903 | 0.59336 | 1.2792 | 2.3746 | 4.0038 | 6.2845 | 9.3079 | 13.1152 | 17.6735 | 22.8586 | 28.4667 | 34.2064 | 39.7312 | 44.6918 | 48.8236 | 52.0597 | 54.4033 | 56.003 | 56.4478 | 56.8132 | 56.6735 | 56.5398 | 56.4115 | 56.2883
F8_Commercial_WA - College_Existing_Space Heating_Natural Gas_Gas Boiler - Burner Control Optimization_A_Achievable Technical Potential | F8 | Commercial | WA - College | Existing | Space Heating | Natural Gas | Gas Boiler - Burner Control Optimization | A | Cumulative Summer Peak Savings (MW) | Achievable Technical Potential | 0 | 0 | 0 | 0 | 0 | 0 | 0 | 0 | 0 | 0 | 0 | 0 | 0 | 0 | 0 | 0 | 0 | 0 | 0 | 0 | 0 | 0 | 0 | 0 | 0 | 0 | 0
F9_Commercial_WA - College_Existing_Space Heating_Natural Gas_Gas Boiler - Burner Control Optimization_A_Achievable Technical Potential | F9 | Commercial | WA - College | Existing | Space Heating | Natural Gas | Gas Boiler - Burner Control Optimization | A | Cumulative Winter Peak Savings (MW) | Achievable Technical Potential | 0 | 0 | 0 | 0 | 0 | 0 | 0 | 0 | 0 | 0 | 0 | 0 | 0 | 0 | 0 | 0 | 0 | 0 | 0 | 0 | 0 | 0 | 0 | 0 | 0 | 0 | 0
F10_Commercial_WA - College_Existing_Space Heating_Natural Gas_Gas Boiler - Burner Control Optimization_A_Achievable Technical Potential | F10 | Commercial | WA - College | Existing | Space Heating | Natural Gas | Gas Boiler - Burner Control Optimization | A | Purchases (Incremental) | Achievable Technical Potential | 0 | 0 | 0 | 5431.8096 | 2922.8118 | 9887.5821 | 16083.5075 | 24412.518 | 34963.9421 | 47560.5632 | 61655.6675 | 76257.4345 | 89925.6303 | 100890.7132 | 107328.7233 | 107776.8065 | 101597.8164 | 89327.2036 | 72714.0771 | 54350.2143 | 39820.4196 | 16295.4288 | 14458.9789 | 0 | 0 | 0 | 0
F11_Commercial_WA - College_Existing_Space Heating_Natural Gas_Gas Boiler - Burner Control Optimization_A_Achievable Technical Potential | F11 | Commercial | WA - College | Existing | Space Heating | Natural Gas | Gas Boiler - Burner Control Optimization | A | Purchases (Cumulative) | Achievable Technical Potential | 0 | 0 | 0 | 5431.8096 | 8354.6214 | 18242.2035 | 34325.711 | 58738.229 | 93702.1711 | 141262.7343 | 202918.4018 | 279175.8363 | 369101.4666 | 469992.1798 | 577320.9031 | 685097.7097 | 786695.526 | 876022.7296 | 948736.8067 | 1003087.021 | 1042907.4406 | 1059202.8693 | 1073661.8482 | 1073661.8482 | 1073661.8482 | 1073661.8482 | 1073661.8482
F1_Commercial_WA - College_Existing_Space Heating_Natural Gas_Gas Boiler - Stack Economizer_A_Achievable Technical Potential | F1 | Commercial | WA - College | Existing | Space Heating | Natural Gas | Gas Boiler - Stack Economizer | A | Integrated Unit Energy Savings (kWh or therms) | Achievable Technical Potential | 0 | 0 | 0.23978 | 0.23711 | 0.23307 | 0.22872 | 0.2244 | 0.22003 | 0.2154 | 0.21039 | 0.20504 | 0.19941 | 0.19361 | 0.18782 | 0.18217 | 0.17678 | 0.17174 | 0.16721 | 0.16363 | 0.16099 | 0.15881 | 0.1572 | 0.15571 | 0.15533 | 0.15496 | 0.15461 | 0.15427
F2_Commercial_WA - College_Existing_Space Heating_Natural Gas_Gas Boiler - Stack Economizer_A_Achievable Technical Potential | F2 | Commercial | WA - College | Existing | Space Heating | Natural Gas | Gas Boiler - Stack Economizer | A | Integrated Unit Summer Peak Savings (kW) | Achievable Technical Potential | 0 | 0 | 0 | 0 | 0 | 0 | 0 | 0 | 0 | 0 | 0 | 0 | 0 | 0 | 0 | 0 | 0 | 0 | 0 | 0 | 0 | 0 | 0 | 0 | 0 | 0 | 0
F3_Commercial_WA - College_Existing_Space Heating_Natural Gas_Gas Boiler - Stack Economizer_A_Achievable Technical Potential | F3 | Commercial | WA - College | Existing | Space Heating | Natural Gas | Gas Boiler - Stack Economizer | A | Integrated Unit Winter Peak Savings (kW) | Achievable Technical Potential | 0 | 0 | 0 | 0 | 0 | 0 | 0 | 0 | 0 | 0 | 0 | 0 | 0 | 0 | 0 | 0 | 0 | 0 | 0 | 0 | 0 | 0 | 0 | 0 | 0 | 0 | 0
F4_Commercial_WA - College_Existing_Space Heating_Natural Gas_Gas Boiler - Stack Economizer_A_Achievable Technical Potential | F4 | Commercial | WA - College | Existing | Space Heating | Natural Gas | Gas Boiler - Stack Economizer | A | Incremental Energy Savings (MWh or mTherms) | Achievable Technical Potential | 0 | 0 | 0 | 5.5381 | 6.684 | 8.0268 | 9.1417 | 10.2244 | 11.7016 | 12.5383 | 12.4831 | 11.4407 | 9.5482 | 7.1678 | 4.7712 | 2.7707 | 1.2572 | 0 | 0 | 0 | 0 | 0 | 0 | 0 | 0 | 0 | 0
F5_Commercial_WA - College_Existing_Space Heating_Natural Gas_Gas Boiler - Stack Economizer_A_Achievable Technical Potential | F5 | Commercial | WA - College | Existing | Space Heating | Natural Gas | Gas Boiler - Stack Economizer | A | Incremental Summer Peak Savings (MW) | Achievable Technical Potential | 0 | 0 | 0 | 0 | 0 | 0 | 0 | 0 | 0 | 0 | 0 | 0 | 0 | 0 | 0 | 0 | 0 | 0 | 0 | 0 | 0 | 0 | 0 | 0 | 0 | 0 | 0
F6_Commercial_WA - College_Existing_Space Heating_Natural Gas_Gas Boiler - Stack Economizer_A_Achievable Technical Potential | F6 | Commercial | WA - College | Existing | Space Heating | Natural Gas | Gas Boiler - Stack Economizer | A | Incremental Winter Peak Savings (MW) | Achievable Technical Potential | 0 | 0 | 0 | 0 | 0 | 0 | 0 | 0 | 0 | 0 | 0 | 0 | 0 | 0 | 0 | 0 | 0 | 0 | 0 | 0 | 0 | 0 | 0 | 0 | 0 | 0 | 0
F7_Commercial_WA - College_Existing_Space Heating_Natural Gas_Gas Boiler - Stack Economizer_A_Achievable Technical Potential | F7 | Commercial | WA - College | Existing | Space Heating | Natural Gas | Gas Boiler - Stack Economizer | A | Cumulative Energy Savings (MWh or mTherms) | Achievable Technical Potential | 0 | 0 | 0 | 5.5381 | 12.1276 | 19.9284 | 28.6933 | 38.3596 | 49.2528 | 60.6454 | 71.5864 | 81.0613 | 88.2517 | 92.78 | 94.7608 | 94.7283 | 93.2874 | 90.8279 | 88.8784 | 87.4487 | 86.2629 | 85.386 | 84.5794 | 84.3709 | 84.1715 | 83.9803 | 83.7965
F8_Commercial_WA - College_Existing_Space Heating_Natural Gas_Gas Boiler - Stack Economizer_A_Achievable Technical Potential | F8 | Commercial | WA - College | Existing | Space Heating | Natural Gas | Gas Boiler - Stack Economizer | A | Cumulative Summer Peak Savings (MW) | Achievable Technical Potential | 0 | 0 | 0 | 0 | 0 | 0 | 0 | 0 | 0 | 0 | 0 | 0 | 0 | 0 | 0 | 0 | 0 | 0 | 0 | 0 | 0 | 0 | 0 | 0 | 0 | 0 | 0
F9_Commercial_WA - College_Existing_Space Heating_Natural Gas_Gas Boiler - Stack Economizer_A_Achievable Technical Potential | F9 | Commercial | WA - College | Existing | Space Heating | Natural Gas | Gas Boiler - Stack Economizer | A | Cumulative Winter Peak Savings (MW) | Achievable Technical Potential | 0 | 0 | 0 | 0 | 0 | 0 | 0 | 0 | 0 | 0 | 0 | 0 | 0 | 0 | 0 | 0 | 0 | 0 | 0 | 0 | 0 | 0 | 0 | 0 | 0 | 0 | 0
F10_Commercial_WA - College_Existing_Space Heating_Natural Gas_Gas Boiler - Stack Economizer_A_Achievable Technical Potential | F10 | Commercial | WA - College | Existing | Space Heating | Natural Gas | Gas Boiler - Stack Economizer | A | Purchases (Incremental) | Achievable Technical Potential | 0 | 0 | 0 | 23356.7812 | 28678.4024 | 35093.972 | 40738.5719 | 46467.5001 | 54326.0931 | 59596.5678 | 60882.1038 | 57374.0763 | 49317.8783 | 38164.2565 | 26191.2952 | 15673.0708 | 7320.3893 | 0 | 0 | 0 | 0 | 0 | 0 | 0 | 0 | 0 | 0
F11_Commercial_WA - College_Existing_Space Heating_Natural Gas_Gas Boiler - Stack Economizer_A_Achievable Technical Potential | F11 | Commercial | WA - College | Existing | Space Heating | Natural Gas | Gas Boiler - Stack Economizer | A | Purchases (Cumulative) | Achievable Technical Potential | 0 | 0 | 0 | 23356.7812 | 52035.1836 | 87129.1555 | 127867.7274 | 174335.2275 | 228661.3207 | 288257.8885 | 349139.9923 | 406514.0685 | 455831.9468 | 493996.2033 | 520187.4985 | 535860.5693 | 543180.9586 | 543180.9586 | 543180.9586 | 543180.9586 | 543180.9586 | 543180.9586 | 543180.9586 | 543180.9586 | 543180.9586 | 543180.9586 | 543180.9586
F1_Commercial_WA - College_Existing_Space Heating_Natural Gas_Gas Boiler - Thermostatic Radiator Valves_A_Achievable Technical Potential | F1 | Commercial | WA - College | Existing | Space Heating | Natural Gas | Gas Boiler - Thermostatic Radiator Valves | A | Integrated Unit Energy Savings (kWh or therms) | Achievable Technical Potential | 0 | 0 | 16.7743 | 16.6922 | 16.5904 | 16.4792 | 16.3602 | 16.2313 | 16.09 | 15.9351 | 15.7653 | 15.5798 | 15.3805 | 15.171 | 14.9571 | 14.7462 | 14.546 | 14.3632 | 14.2147 | 14.1025 | 14.0088 | 13.9408 | 13.878 | 13.8439 | 13.8113 | 13.7801 | 13.75
F2_Commercial_WA - College_Existing_Space Heating_Natural Gas_Gas Boiler - Thermostatic Radiator Valves_A_Achievable Technical Potential | F2 | Commercial | WA - College | Existing | Space Heating | Natural Gas | Gas Boiler - Thermostatic Radiator Valves | A | Integrated Unit Summer Peak Savings (kW) | Achievable Technical Potential | 0 | 0 | 0 | 0 | 0 | 0 | 0 | 0 | 0 | 0 | 0 | 0 | 0 | 0 | 0 | 0 | 0 | 0 | 0 | 0 | 0 | 0 | 0 | 0 | 0 | 0 | 0
F3_Commercial_WA - College_Existing_Space Heating_Natural Gas_Gas Boiler - Thermostatic Radiator Valves_A_Achievable Technical Potential | F3 | Commercial | WA - College | Existing | Space Heating | Natural Gas | Gas Boiler - Thermostatic Radiator Valves | A | Integrated Unit Winter Peak Savings (kW) | Achievable Technical Potential | 0 | 0 | 0 | 0 | 0 | 0 | 0 | 0 | 0 | 0 | 0 | 0 | 0 | 0 | 0 | 0 | 0 | 0 | 0 | 0 | 0 | 0 | 0 | 0 | 0 | 0 | 0
F4_Commercial_WA - College_Existing_Space Heating_Natural Gas_Gas Boiler - Thermostatic Radiator Valves_A_Achievable Technical Potential | F4 | Commercial | WA - College | Existing | Space Heating | Natural Gas | Gas Boiler - Thermostatic Radiator Valves | A | Incremental Energy Savings (MWh or mTherms) | Achievable Technical Potential | 0 | 0 | 0 | 10.5475 | 21.518 | 21.3738 | 21.2195 | 21.0522 | 20.869 | 20.6681 | 20.4478 | 20.2073 | 19.9487 | 19.6769 | 19.3996 | 19.1261 | 18.8664 | 18.6293 | 9.4547 | 0 | 2.2297e-14 | 0 | 0 | 0 | 0 | 0 | 0
F5_Commercial_WA - College_Existing_Space Heating_Natural Gas_Gas Boiler - Thermostatic Radiator Valves_A_Achievable Technical Potential | F5 | Commercial | WA - College | Existing | Space Heating | Natural Gas | Gas Boiler - Thermostatic Radiator Valves | A | Incremental Summer Peak Savings (MW) | Achievable Technical Potential | 0 | 0 | 0 | 0 | 0 | 0 | 0 | 0 | 0 | 0 | 0 | 0 | 0 | 0 | 0 | 0 | 0 | 0 | 0 | 0 | 0 | 0 | 0 | 0 | 0 | 0 | 0
F6_Commercial_WA - College_Existing_Space Heating_Natural Gas_Gas Boiler - Thermostatic Radiator Valves_A_Achievable Technical Potential | F6 | Commercial | WA - College | Existing | Space Heating | Natural Gas | Gas Boiler - Thermostatic Radiator Valves | A | Incremental Winter Peak Savings (MW) | Achievable Technical Potential | 0 | 0 | 0 | 0 | 0 | 0 | 0 | 0 | 0 | 0 | 0 | 0 | 0 | 0 | 0 | 0 | 0 | 0 | 0 | 0 | 0 | 0 | 0 | 0 | 0 | 0 | 0
F7_Commercial_WA - College_Existing_Space Heating_Natural Gas_Gas Boiler - Thermostatic Radiator Valves_A_Achievable Technical Potential | F7 | Commercial | WA - College | Existing | Space Heating | Natural Gas | Gas Boiler - Thermostatic Radiator Valves | A | Cumulative Energy Savings (MWh or mTherms) | Achievable Technical Potential | 0 | 0 | 0 | 10.5475 | 32.0012 | 53.1604 | 73.9961 | 94.4649 | 114.5118 | 134.0774 | 153.0962 | 171.5026 | 189.2567 | 206.3557 | 222.8467 | 238.8307 | 254.454 | 269.8858 | 276.55 | 274.3663 | 272.5446 | 271.2208 | 269.9993 | 269.3366 | 268.7027 | 268.0947 | 267.51
F8_Commercial_WA - College_Existing_Space Heating_Natural Gas_Gas Boiler - Thermostatic Radiator Valves_A_Achievable Technical Potential | F8 | Commercial | WA - College | Existing | Space Heating | Natural Gas | Gas Boiler - Thermostatic Radiator Valves | A | Cumulative Summer Peak Savings (MW) | Achievable Technical Potential | 0 | 0 | 0 | 0 | 0 | 0 | 0 | 0 | 0 | 0 | 0 | 0 | 0 | 0 | 0 | 0 | 0 | 0 | 0 | 0 | 0 | 0 | 0 | 0 | 0 | 0 | 0
F9_Commercial_WA - College_Existing_Space Heating_Natural Gas_Gas Boiler - Thermostatic Radiator Valves_A_Achievable Technical Potential | F9 | Commercial | WA - College | Existing | Space Heating | Natural Gas | Gas Boiler - Thermostatic Radiator Valves | A | Cumulative Winter Peak Savings (MW) | Achievable Technical Potential | 0 | 0 | 0 | 0 | 0 | 0 | 0 | 0 | 0 | 0 | 0 | 0 | 0 | 0 | 0 | 0 | 0 | 0 | 0 | 0 | 0 | 0 | 0 | 0 | 0 | 0 | 0
F10_Commercial_WA - College_Existing_Space Heating_Natural Gas_Gas Boiler - Thermostatic Radiator Valves_A_Achievable Technical Potential | F10 | Commercial | WA - College | Existing | Space Heating | Natural Gas | Gas Boiler - Thermostatic Radiator Valves | A | Purchases (Incremental) | Achievable Technical Potential | 0 | 0 | 0 | 631.8787 | 1297.0142 | 1297.0142 | 1297.0142 | 1297.0142 | 1297.0142 | 1297.0142 | 1297.0142 | 1297.0142 | 1297.0142 | 1297.0142 | 1297.0142 | 1297.0142 | 1297.0142 | 1297.0142 | 665.1355 | 0 | 1.5916e-12 | 0 | 0 | 0 | 0 | 0 | 0
F11_Commercial_WA - College_Existing_Space Heating_Natural Gas_Gas Boiler - Thermostatic Radiator Valves_A_Achievable Technical Potential | F11 | Commercial | WA - College | Existing | Space Heating | Natural Gas | Gas Boiler - Thermostatic Radiator Valves | A | Purchases (Cumulative) | Achievable Technical Potential | 0 | 0 | 0 | 631.8787 | 1928.8929 | 3225.9071 | 4522.9214 | 5819.9356 | 7116.9498 | 8413.964 | 9710.9782 | 11007.9924 | 12305.0066 | 13602.0208 | 14899.035 | 16196.0493 | 17493.0635 | 18790.0777 | 19455.2132 | 19455.2132 | 19455.2132 | 19455.2132 | 19455.2132 | 19455.2132 | 19455.2132 | 19455.2132 | 19455.2132
F1_Commercial_WA - College_Existing_Space Heating_Natural Gas_HVAC - Shut Off Damper_A_Achievable Technical Potential | F1 | Commercial | WA - College | Existing | Space Heating | Natural Gas | HVAC - Shut Off Damper | A | Integrated Unit Energy Savings (kWh or therms) | Achievable Technical Potential | 0 | 0 | 31.392 | 31.0251 | 30.4752 | 29.8831 | 29.296 | 28.701 | 28.0678 | 27.3848 | 26.658 | 25.8975 | 25.1196 | 24.3489 | 23.6023 | 22.8941 | 22.2352 | 21.6449 | 21.1762 | 20.8316 | 20.5455 | 20.3332 | 20.138 | 20.0855 | 20.0353 | 19.9873 | 19.9412
F2_Commercial_WA - College_Existing_Space Heating_Natural Gas_HVAC - Shut Off Damper_A_Achievable Technical Potential | F2 | Commercial | WA - College | Existing | Space Heating | Natural Gas | HVAC - Shut Off Damper | A | Integrated Unit Summer Peak Savings (kW) | Achievable Technical Potential | 0 | 0 | 0 | 0 | 0 | 0 | 0 | 0 | 0 | 0 | 0 | 0 | 0 | 0 | 0 | 0 | 0 | 0 | 0 | 0 | 0 | 0 | 0 | 0 | 0 | 0 | 0
F3_Commercial_WA - College_Existing_Space Heating_Natural Gas_HVAC - Shut Off Damper_A_Achievable Technical Potential | F3 | Commercial | WA - College | Existing | Space Heating | Natural Gas | HVAC - Shut Off Damper | A | Integrated Unit Winter Peak Savings (kW) | Achievable Technical Potential | 0 | 0 | 0 | 0 | 0 | 0 | 0 | 0 | 0 | 0 | 0 | 0 | 0 | 0 | 0 | 0 | 0 | 0 | 0 | 0 | 0 | 0 | 0 | 0 | 0 | 0 | 0
F4_Commercial_WA - College_Existing_Space Heating_Natural Gas_HVAC - Shut Off Damper_A_Achievable Technical Potential | F4 | Commercial | WA - College | Existing | Space Heating | Natural Gas | HVAC - Shut Off Damper | A | Incremental Energy Savings (MWh or mTherms) | Achievable Technical Potential | 0 | 0 | 0 | 3.795 | 4.5771 | 5.4922 | 6.2503 | 6.9845 | 7.9856 | 8.5471 | 8.4997 | 7.7815 | 6.4879 | 4.8666 | 3.2374 | 1.8792 | 0.85244 | 0 | 0 | 0 | 0 | 0 | 0 | 0 | 0 | 0 | 0
F5_Commercial_WA - College_Existing_Space Heating_Natural Gas_HVAC - Shut Off Damper_A_Achievable Technical Potential | F5 | Commercial | WA - College | Existing | Space Heating | Natural Gas | HVAC - Shut Off Damper | A | Incremental Summer Peak Savings (MW) | Achievable Technical Potential | 0 | 0 | 0 | 0 | 0 | 0 | 0 | 0 | 0 | 0 | 0 | 0 | 0 | 0 | 0 | 0 | 0 | 0 | 0 | 0 | 0 | 0 | 0 | 0 | 0 | 0 | 0
F6_Commercial_WA - College_Existing_Space Heating_Natural Gas_HVAC - Shut Off Damper_A_Achievable Technical Potential | F6 | Commercial | WA - College | Existing | Space Heating | Natural Gas | HVAC - Shut Off Damper | A | Incremental Winter Peak Savings (MW) | Achievable Technical Potential | 0 | 0 | 0 | 0 | 0 | 0 | 0 | 0 | 0 | 0 | 0 | 0 | 0 | 0 | 0 | 0 | 0 | 0 | 0 | 0 | 0 | 0 | 0 | 0 | 0 | 0 | 0
F7_Commercial_WA - College_Existing_Space Heating_Natural Gas_HVAC - Shut Off Damper_A_Achievable Technical Potential | F7 | Commercial | WA - College | Existing | Space Heating | Natural Gas | HVAC - Shut Off Damper | A | Cumulative Energy Savings (MWh or mTherms) | Achievable Technical Potential | 0 | 0 | 0 | 3.795 | 8.3049 | 13.6357 | 19.6181 | 26.2042 | 33.6117 | 41.3408 | 48.7434 | 55.1343 | 59.9662 | 62.9928 | 64.2987 | 64.2485 | 63.252 | 61.5728 | 60.2394 | 59.2593 | 58.4452 | 57.8415 | 57.2862 | 57.1367 | 56.994 | 56.8574 | 56.7263
F8_Commercial_WA - College_Existing_Space Heating_Natural Gas_HVAC - Shut Off Damper_A_Achievable Technical Potential | F8 | Commercial | WA - College | Existing | Space Heating | Natural Gas | HVAC - Shut Off Damper | A | Cumulative Summer Peak Savings (MW) | Achievable Technical Potential | 0 | 0 | 0 | 0 | 0 | 0 | 0 | 0 | 0 | 0 | 0 | 0 | 0 | 0 | 0 | 0 | 0 | 0 | 0 | 0 | 0 | 0 | 0 | 0 | 0 | 0 | 0
F9_Commercial_WA - College_Existing_Space Heating_Natural Gas_HVAC - Shut Off Damper_A_Achievable Technical Potential | F9 | Commercial | WA - College | Existing | Space Heating | Natural Gas | HVAC - Shut Off Damper | A | Cumulative Winter Peak Savings (MW) | Achievable Technical Potential | 0 | 0 | 0 | 0 | 0 | 0 | 0 | 0 | 0 | 0 | 0 | 0 | 0 | 0 | 0 | 0 | 0 | 0 | 0 | 0 | 0 | 0 | 0 | 0 | 0 | 0 | 0
F10_Commercial_WA - College_Existing_Space Heating_Natural Gas_HVAC - Shut Off Damper_A_Achievable Technical Potential | F10 | Commercial | WA - College | Existing | Space Heating | Natural Gas | HVAC - Shut Off Damper | A | Purchases (Incremental) | Achievable Technical Potential | 0 | 0 | 0 | 122.3211 | 150.1908 | 183.7896 | 213.3507 | 243.3535 | 284.5095 | 312.1114 | 318.8438 | 300.472 | 258.2811 | 199.8689 | 137.1656 | 82.081 | 38.3374 | 0 | 0 | 0 | 0 | 0 | 0 | 0 | 0 | 0 | 0
F11_Commercial_WA - College_Existing_Space Heating_Natural Gas_HVAC - Shut Off Damper_A_Achievable Technical Potential | F11 | Commercial | WA - College | Existing | Space Heating | Natural Gas | HVAC - Shut Off Damper | A | Purchases (Cumulative) | Achievable Technical Potential | 0 | 0 | 0 | 122.3211 | 272.5119 | 456.3014 | 669.6522 | 913.0057 | 1197.5152 | 1509.6265 | 1828.4703 | 2128.9424 | 2387.2235 | 2587.0924 | 2724.258 | 2806.3389 | 2844.6763 | 2844.6763 | 2844.6763 | 2844.6763 | 2844.6763 | 2844.6763 | 2844.6763 | 2844.6763 | 2844.6763 | 2844.6763 | 2844.6763
F1_Commercial_WA - College_Existing_Space Heating_Natural Gas_Gas Furnace - Tube Inserts_A_Achievable Technical Potential | F1 | Commercial | WA - College | Existing | Space Heating | Natural Gas | Gas Furnace - Tube Inserts | A | Integrated Unit Energy Savings (kWh or therms) | Achievable Technical Potential | 0 | 0 | 0 | 0 | 0 | 0 | 0 | 0 | 0 | 0 | 0 | 0 | 0 | 0 | 0 | 0 | 0 | 0 | 0 | 0 | 0 | 0 | 0 | 0 | 0 | 0 | 0
F2_Commercial_WA - College_Existing_Space Heating_Natural Gas_Gas Furnace - Tube Inserts_A_Achievable Technical Potential | F2 | Commercial | WA - College | Existing | Space Heating | Natural Gas | Gas Furnace - Tube Inserts | A | Integrated Unit Summer Peak Savings (kW) | Achievable Technical Potential | 0 | 0 | 0 | 0 | 0 | 0 | 0 | 0 | 0 | 0 | 0 | 0 | 0 | 0 | 0 | 0 | 0 | 0 | 0 | 0 | 0 | 0 | 0 | 0 | 0 | 0 | 0
F3_Commercial_WA - College_Existing_Space Heating_Natural Gas_Gas Furnace - Tube Inserts_A_Achievable Technical Potential | F3 | Commercial | WA - College | Existing | Space Heating | Natural Gas | Gas Furnace - Tube Inserts | A | Integrated Unit Winter Peak Savings (kW) | Achievable Technical Potential | 0 | 0 | 0 | 0 | 0 | 0 | 0 | 0 | 0 | 0 | 0 | 0 | 0 | 0 | 0 | 0 | 0 | 0 | 0 | 0 | 0 | 0 | 0 | 0 | 0 | 0 | 0
F4_Commercial_WA - College_Existing_Space Heating_Natural Gas_Gas Furnace - Tube Inserts_A_Achievable Technical Potential | F4 | Commercial | WA - College | Existing | Space Heating | Natural Gas | Gas Furnace - Tube Inserts | A | Incremental Energy Savings (MWh or mTherms) | Achievable Technical Potential | 0 | 0 | 0 | 0 | 0 | 0 | 0 | 0 | 0 | 0 | 0 | 0 | 0 | 0 | 0 | 0 | 0 | 0 | 0 | 0 | 0 | 0 | 0 | 0 | 0 | 0 | 0
F5_Commercial_WA - College_Existing_Space Heating_Natural Gas_Gas Furnace - Tube Inserts_A_Achievable Technical Potential | F5 | Commercial | WA - College | Existing | Space Heating | Natural Gas | Gas Furnace - Tube Inserts | A | Incremental Summer Peak Savings (MW) | Achievable Technical Potential | 0 | 0 | 0 | 0 | 0 | 0 | 0 | 0 | 0 | 0 | 0 | 0 | 0 | 0 | 0 | 0 | 0 | 0 | 0 | 0 | 0 | 0 | 0 | 0 | 0 | 0 | 0
F6_Commercial_WA - College_Existing_Space Heating_Natural Gas_Gas Furnace - Tube Inserts_A_Achievable Technical Potential | F6 | Commercial | WA - College | Existing | Space Heating | Natural Gas | Gas Furnace - Tube Inserts | A | Incremental Winter Peak Savings (MW) | Achievable Technical Potential | 0 | 0 | 0 | 0 | 0 | 0 | 0 | 0 | 0 | 0 | 0 | 0 | 0 | 0 | 0 | 0 | 0 | 0 | 0 | 0 | 0 | 0 | 0 | 0 | 0 | 0 | 0
F7_Commercial_WA - College_Existing_Space Heating_Natural Gas_Gas Furnace - Tube Inserts_A_Achievable Technical Potential | F7 | Commercial | WA - College | Existing | Space Heating | Natural Gas | Gas Furnace - Tube Inserts | A | Cumulative Energy Savings (MWh or mTherms) | Achievable Technical Potential | 0 | 0 | 0 | 0 | 0 | 0 | 0 | 0 | 0 | 0 | 0 | 0 | 0 | 0 | 0 | 0 | 0 | 0 | 0 | 0 | 0 | 0 | 0 | 0 | 0 | 0 | 0
F8_Commercial_WA - College_Existing_Space Heating_Natural Gas_Gas Furnace - Tube Inserts_A_Achievable Technical Potential | F8 | Commercial | WA - College | Existing | Space Heating | Natural Gas | Gas Furnace - Tube Inserts | A | Cumulative Summer Peak Savings (MW) | Achievable Technical Potential | 0 | 0 | 0 | 0 | 0 | 0 | 0 | 0 | 0 | 0 | 0 | 0 | 0 | 0 | 0 | 0 | 0 | 0 | 0 | 0 | 0 | 0 | 0 | 0 | 0 | 0 | 0
F9_Commercial_WA - College_Existing_Space Heating_Natural Gas_Gas Furnace - Tube Inserts_A_Achievable Technical Potential | F9 | Commercial | WA - College | Existing | Space Heating | Natural Gas | Gas Furnace - Tube Inserts | A | Cumulative Winter Peak Savings (MW) | Achievable Technical Potential | 0 | 0 | 0 | 0 | 0 | 0 | 0 | 0 | 0 | 0 | 0 | 0 | 0 | 0 | 0 | 0 | 0 | 0 | 0 | 0 | 0 | 0 | 0 | 0 | 0 | 0 | 0
F10_Commercial_WA - College_Existing_Space Heating_Natural Gas_Gas Furnace - Tube Inserts_A_Achievable Technical Potential | F10 | Commercial | WA - College | Existing | Space Heating | Natural Gas | Gas Furnace - Tube Inserts | A | Purchases (Incremental) | Achievable Technical Potential | 0 | 0 | 0 | 3316.8399 | 1784.7641 | 6037.6798 | 9821.1137 | 14907.0789 | 18033.2824 | 27257.2654 | 31611.2797 | 36744.1604 | 40004.441 | 40257.0344 | 36496.386 | 28163.0702 | 15473.6628 | 0 | 0 | 0 | 0 | 0 | 0 | 0 | 0 | 0 | 0
F11_Commercial_WA - College_Existing_Space Heating_Natural Gas_Gas Furnace - Tube Inserts_A_Achievable Technical Potential | F11 | Commercial | WA - College | Existing | Space Heating | Natural Gas | Gas Furnace - Tube Inserts | A | Purchases (Cumulative) | Achievable Technical Potential | 0 | 0 | 0 | 3316.8399 | 5101.604 | 11139.2838 | 20960.3975 | 35867.4764 | 53900.7588 | 81158.0242 | 112769.3039 | 149513.4643 | 189517.9053 | 229774.9397 | 266271.3257 | 294434.3959 | 309908.0587 | 309908.0587 | 309908.0587 | 309908.0587 | 309908.0587 | 309908.0587 | 309908.0587 | 309908.0587 | 309908.0587 | 309908.0587 | 309908.0587
F1_Commercial_WA - College_Existing_Space Heating_Natural Gas_Gas Boiler - Insulate Steam Lines/Condensate Tank_A_Achievable Technical Potential | F1 | Commercial | WA - College | Existing | Space Heating | Natural Gas | Gas Boiler - Insulate Steam Lines/Condensate Tank | A | Integrated Unit Energy Savings (kWh or therms) | Achievable Technical Potential | 0 | 0 | 6.3796 | 6.3587 | 6.337 | 6.315 | 6.2928 | 6.2706 | 6.2483 | 6.2262 | 6.2043 | 6.1827 | 6.1614 | 6.1405 | 6.12 | 6.1 | 6.0806 | 6.0617 | 6.0435 | 6.026 | 6.0091 | 5.9931 | 5.9777 | 5.9631 | 5.9491 | 5.9356 | 5.9227
F2_Commercial_WA - College_Existing_Space Heating_Natural Gas_Gas Boiler - Insulate Steam Lines/Condensate Tank_A_Achievable Technical Potential | F2 | Commercial | WA - College | Existing | Space Heating | Natural Gas | Gas Boiler - Insulate Steam Lines/Condensate Tank | A | Integrated Unit Summer Peak Savings (kW) | Achievable Technical Potential | 0 | 0 | 0 | 0 | 0 | 0 | 0 | 0 | 0 | 0 | 0 | 0 | 0 | 0 | 0 | 0 | 0 | 0 | 0 | 0 | 0 | 0 | 0 | 0 | 0 | 0 | 0
F3_Commercial_WA - College_Existing_Space Heating_Natural Gas_Gas Boiler - Insulate Steam Lines/Condensate Tank_A_Achievable Technical Potential | F3 | Commercial | WA - College | Existing | Space Heating | Natural Gas | Gas Boiler - Insulate Steam Lines/Condensate Tank | A | Integrated Unit Winter Peak Savings (kW) | Achievable Technical Potential | 0 | 0 | 0 | 0 | 0 | 0 | 0 | 0 | 0 | 0 | 0 | 0 | 0 | 0 | 0 | 0 | 0 | 0 | 0 | 0 | 0 | 0 | 0 | 0 | 0 | 0 | 0
F4_Commercial_WA - College_Existing_Space Heating_Natural Gas_Gas Boiler - Insulate Steam Lines/Condensate Tank_A_Achievable Technical Potential | F4 | Commercial | WA - College | Existing | Space Heating | Natural Gas | Gas Boiler - Insulate Steam Lines/Condensate Tank | A | Incremental Energy Savings (MWh or mTherms) | Achievable Technical Potential | 0 | 0 | 0 | 9.4224 | 19.2749 | 19.2079 | 19.1404 | 19.0727 | 19.0051 | 18.9378 | 18.8712 | 18.8054 | 18.7406 | 18.677 | 18.6148 | 18.554 | 18.4949 | 18.4375 | 9.4267 | 0 | 2.7326e-14 | 0 | 0 | 0 | 0 | 0 | 0
F5_Commercial_WA - College_Existing_Space Heating_Natural Gas_Gas Boiler - Insulate Steam Lines/Condensate Tank_A_Achievable Technical Potential | F5 | Commercial | WA - College | Existing | Space Heating | Natural Gas | Gas Boiler - Insulate Steam Lines/Condensate Tank | A | Incremental Summer Peak Savings (MW) | Achievable Technical Potential | 0 | 0 | 0 | 0 | 0 | 0 | 0 | 0 | 0 | 0 | 0 | 0 | 0 | 0 | 0 | 0 | 0 | 0 | 0 | 0 | 0 | 0 | 0 | 0 | 0 | 0 | 0
F6_Commercial_WA - College_Existing_Space Heating_Natural Gas_Gas Boiler - Insulate Steam Lines/Condensate Tank_A_Achievable Technical Potential | F6 | Commercial | WA - College | Existing | Space Heating | Natural Gas | Gas Boiler - Insulate Steam Lines/Condensate Tank | A | Incremental Winter Peak Savings (MW) | Achievable Technical Potential | 0 | 0 | 0 | 0 | 0 | 0 | 0 | 0 | 0 | 0 | 0 | 0 | 0 | 0 | 0 | 0 | 0 | 0 | 0 | 0 | 0 | 0 | 0 | 0 | 0 | 0 | 0
F7_Commercial_WA - College_Existing_Space Heating_Natural Gas_Gas Boiler - Insulate Steam Lines/Condensate Tank_A_Achievable Technical Potential | F7 | Commercial | WA - College | Existing | Space Heating | Natural Gas | Gas Boiler - Insulate Steam Lines/Condensate Tank | A | Cumulative Energy Savings (MWh or mTherms) | Achievable Technical Potential | 0 | 0 | 0 | 9.4224 | 28.6652 | 47.7734 | 66.7459 | 85.5825 | 104.2842 | 122.8531 | 141.2922 | 159.605 | 177.7958 | 195.8694 | 213.8312 | 231.6872 | 249.4438 | 267.1077 | 275.7307 | 274.9305 | 274.163 | 273.4296 | 272.7292 | 272.0611 | 271.4221 | 270.8091 | 270.2196
F8_Commercial_WA - College_Existing_Space Heating_Natural Gas_Gas Boiler - Insulate Steam Lines/Condensate Tank_A_Achievable Technical Potential | F8 | Commercial | WA - College | Existing | Space Heating | Natural Gas | Gas Boiler - Insulate Steam Lines/Condensate Tank | A | Cumulative Summer Peak Savings (MW) | Achievable Technical Potential | 0 | 0 | 0 | 0 | 0 | 0 | 0 | 0 | 0 | 0 | 0 | 0 | 0 | 0 | 0 | 0 | 0 | 0 | 0 | 0 | 0 | 0 | 0 | 0 | 0 | 0 | 0
F9_Commercial_WA - College_Existing_Space Heating_Natural Gas_Gas Boiler - Insulate Steam Lines/Condensate Tank_A_Achievable Technical Potential | F9 | Commercial | WA - College | Existing | Space Heating | Natural Gas | Gas Boiler - Insulate Steam Lines/Condensate Tank | A | Cumulative Winter Peak Savings (MW) | Achievable Technical Potential | 0 | 0 | 0 | 0 | 0 | 0 | 0 | 0 | 0 | 0 | 0 | 0 | 0 | 0 | 0 | 0 | 0 | 0 | 0 | 0 | 0 | 0 | 0 | 0 | 0 | 0 | 0
F10_Commercial_WA - College_Existing_Space Heating_Natural Gas_Gas Boiler - Insulate Steam Lines/Condensate Tank_A_Achievable Technical Potential | F10 | Commercial | WA - College | Existing | Space Heating | Natural Gas | Gas Boiler - Insulate Steam Lines/Condensate Tank | A | Purchases (Incremental) | Achievable Technical Potential | 0 | 0 | 0 | 1481.8169 | 3041.6242 | 3041.6242 | 3041.6242 | 3041.6242 | 3041.6242 | 3041.6242 | 3041.6242 | 3041.6242 | 3041.6242 | 3041.6242 | 3041.6242 | 3041.6242 | 3041.6242 | 3041.6242 | 1559.8073 | 0 | 4.5475e-12 | 0 | 0 | 0 | 0 | 0 | 0
F11_Commercial_WA - College_Existing_Space Heating_Natural Gas_Gas Boiler - Insulate Steam Lines/Condensate Tank_A_Achievable Technical Potential | F11 | Commercial | WA - College | Existing | Space Heating | Natural Gas | Gas Boiler - Insulate Steam Lines/Condensate Tank | A | Purchases (Cumulative) | Achievable Technical Potential | 0 | 0 | 0 | 1481.8169 | 4523.441 | 7565.0652 | 10606.6894 | 13648.3135 | 16689.9377 | 19731.5618 | 22773.186 | 25814.8101 | 28856.4343 | 31898.0584 | 34939.6826 | 37981.3067 | 41022.9309 | 44064.555 | 45624.3623 | 45624.3623 | 45624.3623 | 45624.3623 | 45624.3623 | 45624.3623 | 45624.3623 | 45624.3623 | 45624.3623
F1_Commercial_WA - College_Existing_Space Heating_Natural Gas_Gas Boiler - Insulate Hot Water Lines_A_Achievable Technical Potential | F1 | Commercial | WA - College | Existing | Space Heating | Natural Gas | Gas Boiler - Insulate Hot Water Lines | A | Integrated Unit Energy Savings (kWh or therms) | Achievable Technical Potential | 0 | 0 | 4.2708 | 4.2426 | 4.2019 | 4.159 | 4.1143 | 4.0673 | 4.0174 | 3.9644 | 3.9079 | 3.8478 | 3.7846 | 3.7193 | 3.6533 | 3.5884 | 3.5266 | 3.4694 | 3.4236 | 3.3897 | 3.3603 | 3.3372 | 3.3154 | 3.3073 | 3.2995 | 3.292 | 3.2848
F2_Commercial_WA - College_Existing_Space Heating_Natural Gas_Gas Boiler - Insulate Hot Water Lines_A_Achievable Technical Potential | F2 | Commercial | WA - College | Existing | Space Heating | Natural Gas | Gas Boiler - Insulate Hot Water Lines | A | Integrated Unit Summer Peak Savings (kW) | Achievable Technical Potential | 0 | 0 | 0 | 0 | 0 | 0 | 0 | 0 | 0 | 0 | 0 | 0 | 0 | 0 | 0 | 0 | 0 | 0 | 0 | 0 | 0 | 0 | 0 | 0 | 0 | 0 | 0
F3_Commercial_WA - College_Existing_Space Heating_Natural Gas_Gas Boiler - Insulate Hot Water Lines_A_Achievable Technical Potential | F3 | Commercial | WA - College | Existing | Space Heating | Natural Gas | Gas Boiler - Insulate Hot Water Lines | A | Integrated Unit Winter Peak Savings (kW) | Achievable Technical Potential | 0 | 0 | 0 | 0 | 0 | 0 | 0 | 0 | 0 | 0 | 0 | 0 | 0 | 0 | 0 | 0 | 0 | 0 | 0 | 0 | 0 | 0 | 0 | 0 | 0 | 0 | 0
F4_Commercial_WA - College_Existing_Space Heating_Natural Gas_Gas Boiler - Insulate Hot Water Lines_A_Achievable Technical Potential | F4 | Commercial | WA - College | Existing | Space Heating | Natural Gas | Gas Boiler - Insulate Hot Water Lines | A | Incremental Energy Savings (MWh or mTherms) | Achievable Technical Potential | 0 | 0 | 0 | 6.2867 | 12.7805 | 12.65 | 12.5141 | 12.3712 | 12.2196 | 12.0583 | 11.8865 | 11.7037 | 11.5114 | 11.3127 | 5.6984 | 0 | 1.9244e-14 | 0 | 2.3353e-14 | 0 | 1.9865e-14 | 0 | 0 | 0 | 0 | 0 | 0
F5_Commercial_WA - College_Existing_Space Heating_Natural Gas_Gas Boiler - Insulate Hot Water Lines_A_Achievable Technical Potential | F5 | Commercial | WA - College | Existing | Space Heating | Natural Gas | Gas Boiler - Insulate Hot Water Lines | A | Incremental Summer Peak Savings (MW) | Achievable Technical Potential | 0 | 0 | 0 | 0 | 0 | 0 | 0 | 0 | 0 | 0 | 0 | 0 | 0 | 0 | 0 | 0 | 0 | 0 | 0 | 0 | 0 | 0 | 0 | 0 | 0 | 0 | 0
F6_Commercial_WA - College_Existing_Space Heating_Natural Gas_Gas Boiler - Insulate Hot Water Lines_A_Achievable Technical Potential | F6 | Commercial | WA - College | Existing | Space Heating | Natural Gas | Gas Boiler - Insulate Hot Water Lines | A | Incremental Winter Peak Savings (MW) | Achievable Technical Potential | 0 | 0 | 0 | 0 | 0 | 0 | 0 | 0 | 0 | 0 | 0 | 0 | 0 | 0 | 0 | 0 | 0 | 0 | 0 | 0 | 0 | 0 | 0 | 0 | 0 | 0 | 0
F7_Commercial_WA - College_Existing_Space Heating_Natural Gas_Gas Boiler - Insulate Hot Water Lines_A_Achievable Technical Potential | F7 | Commercial | WA - College | Existing | Space Heating | Natural Gas | Gas Boiler - Insulate Hot Water Lines | A | Cumulative Energy Savings (MWh or mTherms) | Achievable Technical Potential | 0 | 0 | 0 | 6.2867 | 19.0069 | 31.4628 | 43.6389 | 55.5117 | 67.051 | 78.2242 | 88.9961 | 99.3314 | 109.2111 | 118.6385 | 122.2307 | 120.0602 | 117.9915 | 116.0796 | 114.5479 | 113.4119 | 112.4299 | 111.6559 | 110.9263 | 110.6536 | 110.3928 | 110.1427 | 109.9022
F8_Commercial_WA - College_Existing_Space Heating_Natural Gas_Gas Boiler - Insulate Hot Water Lines_A_Achievable Technical Potential | F8 | Commercial | WA - College | Existing | Space Heating | Natural Gas | Gas Boiler - Insulate Hot Water Lines | A | Cumulative Summer Peak Savings (MW) | Achievable Technical Potential | 0 | 0 | 0 | 0 | 0 | 0 | 0 | 0 | 0 | 0 | 0 | 0 | 0 | 0 | 0 | 0 | 0 | 0 | 0 | 0 | 0 | 0 | 0 | 0 | 0 | 0 | 0
F9_Commercial_WA - College_Existing_Space Heating_Natural Gas_Gas Boiler - Insulate Hot Water Lines_A_Achievable Technical Potential | F9 | Commercial | WA - College | Existing | Space Heating | Natural Gas | Gas Boiler - Insulate Hot Water Lines | A | Cumulative Winter Peak Savings (MW) | Achievable Technical Potential | 0 | 0 | 0 | 0 | 0 | 0 | 0 | 0 | 0 | 0 | 0 | 0 | 0 | 0 | 0 | 0 | 0 | 0 | 0 | 0 | 0 | 0 | 0 | 0 | 0 | 0 | 0
F10_Commercial_WA - College_Existing_Space Heating_Natural Gas_Gas Boiler - Insulate Hot Water Lines_A_Achievable Technical Potential | F10 | Commercial | WA - College | Existing | Space Heating | Natural Gas | Gas Boiler - Insulate Hot Water Lines | A | Purchases (Incremental) | Achievable Technical Potential | 0 | 0 | 0 | 1481.8169 | 3041.6242 | 3041.6242 | 3041.6242 | 3041.6242 | 3041.6242 | 3041.6242 | 3041.6242 | 3041.6242 | 3041.6242 | 3041.6242 | 1559.8073 | 0 | 5.457e-12 | 0 | 6.8212e-12 | 0 | 5.9117e-12 | 0 | 0 | 0 | 0 | 0 | 0
F11_Commercial_WA - College_Existing_Space Heating_Natural Gas_Gas Boiler - Insulate Hot Water Lines_A_Achievable Technical Potential | F11 | Commercial | WA - College | Existing | Space Heating | Natural Gas | Gas Boiler - Insulate Hot Water Lines | A | Purchases (Cumulative) | Achievable Technical Potential | 0 | 0 | 0 | 1481.8169 | 4523.441 | 7565.0652 | 10606.6894 | 13648.3135 | 16689.9377 | 19731.5618 | 22773.186 | 25814.8101 | 28856.4343 | 31898.0584 | 33457.8657 | 33457.8657 | 33457.8657 | 33457.8657 | 33457.8657 | 33457.8657 | 33457.8657 | 33457.8657 | 33457.8657 | 33457.8657 | 33457.8657 | 33457.8657 | 33457.8657
F1_Commercial_WA - College_Existing_Space Heating_Natural Gas_Condensing RTU_A_Achievable Technical Potential | F1 | Commercial | WA - College | Existing | Space Heating | Natural Gas | Condensing RTU | A | Integrated Unit Energy Savings (kWh or therms) | Achievable Technical Potential | 0 | 0 | 0.029055 | 0.028734 | 0.028234 | 0.027687 | 0.027134 | 0.026566 | 0.025953 | 0.025285 | 0.024571 | 0.02382 | 0.02305 | 0.022283 | 0.021537 | 0.020825 | 0.020157 | 0.019552 | 0.019056 | 0.018678 | 0.018357 | 0.018109 | 0.017881 | 0.017783 | 0.017692 | 0.017606 | 0.017526
F2_Commercial_WA - College_Existing_Space Heating_Natural Gas_Condensing RTU_A_Achievable Technical Potential | F2 | Commercial | WA - College | Existing | Space Heating | Natural Gas | Condensing RTU | A | Integrated Unit Summer Peak Savings (kW) | Achievable Technical Potential | 0 | 0 | 0 | 0 | 0 | 0 | 0 | 0 | 0 | 0 | 0 | 0 | 0 | 0 | 0 | 0 | 0 | 0 | 0 | 0 | 0 | 0 | 0 | 0 | 0 | 0 | 0
F3_Commercial_WA - College_Existing_Space Heating_Natural Gas_Condensing RTU_A_Achievable Technical Potential | F3 | Commercial | WA - College | Existing | Space Heating | Natural Gas | Condensing RTU | A | Integrated Unit Winter Peak Savings (kW) | Achievable Technical Potential | 0 | 0 | 0 | 0 | 0 | 0 | 0 | 0 | 0 | 0 | 0 | 0 | 0 | 0 | 0 | 0 | 0 | 0 | 0 | 0 | 0 | 0 | 0 | 0 | 0 | 0 | 0
F4_Commercial_WA - College_Existing_Space Heating_Natural Gas_Condensing RTU_A_Achievable Technical Potential | F4 | Commercial | WA - College | Existing | Space Heating | Natural Gas | Condensing RTU | A | Incremental Energy Savings (MWh or mTherms) | Achievable Technical Potential | 0 | 0 | 0 | 0.26474 | 0.53396 | 0.52361 | 0.51316 | 0.50241 | 0.2517 | 0 | 0 | 0 | 0 | 0 | 0 | 0 | 8.0664e-16 | 0 | 0 | 0 | 0 | 0 | 0 | 0 | 0 | 0 | 0
F5_Commercial_WA - College_Existing_Space Heating_Natural Gas_Condensing RTU_A_Achievable Technical Potential | F5 | Commercial | WA - College | Existing | Space Heating | Natural Gas | Condensing RTU | A | Incremental Summer Peak Savings (MW) | Achievable Technical Potential | 0 | 0 | 0 | 0 | 0 | 0 | 0 | 0 | 0 | 0 | 0 | 0 | 0 | 0 | 0 | 0 | 0 | 0 | 0 | 0 | 0 | 0 | 0 | 0 | 0 | 0 | 0
F6_Commercial_WA - College_Existing_Space Heating_Natural Gas_Condensing RTU_A_Achievable Technical Potential | F6 | Commercial | WA - College | Existing | Space Heating | Natural Gas | Condensing RTU | A | Incremental Winter Peak Savings (MW) | Achievable Technical Potential | 0 | 0 | 0 | 0 | 0 | 0 | 0 | 0 | 0 | 0 | 0 | 0 | 0 | 0 | 0 | 0 | 0 | 0 | 0 | 0 | 0 | 0 | 0 | 0 | 0 | 0 | 0
F7_Commercial_WA - College_Existing_Space Heating_Natural Gas_Condensing RTU_A_Achievable Technical Potential | F7 | Commercial | WA - College | Existing | Space Heating | Natural Gas | Condensing RTU | A | Cumulative Energy Savings (MWh or mTherms) | Achievable Technical Potential | 0 | 0 | 0 | 0.26474 | 0.7941 | 1.3023 | 1.7895 | 2.2544 | 2.4541 | 2.391 | 2.3234 | 2.2524 | 2.1796 | 2.1071 | 2.0365 | 1.9692 | 1.906 | 1.8488 | 1.8019 | 1.7662 | 1.7359 | 1.7124 | 1.6908 | 1.6816 | 1.673 | 1.6648 | 1.6572
F8_Commercial_WA - College_Existing_Space Heating_Natural Gas_Condensing RTU_A_Achievable Technical Potential | F8 | Commercial | WA - College | Existing | Space Heating | Natural Gas | Condensing RTU | A | Cumulative Summer Peak Savings (MW) | Achievable Technical Potential | 0 | 0 | 0 | 0 | 0 | 0 | 0 | 0 | 0 | 0 | 0 | 0 | 0 | 0 | 0 | 0 | 0 | 0 | 0 | 0 | 0 | 0 | 0 | 0 | 0 | 0 | 0
F9_Commercial_WA - College_Existing_Space Heating_Natural Gas_Condensing RTU_A_Achievable Technical Potential | F9 | Commercial | WA - College | Existing | Space Heating | Natural Gas | Condensing RTU | A | Cumulative Winter Peak Savings (MW) | Achievable Technical Potential | 0 | 0 | 0 | 0 | 0 | 0 | 0 | 0 | 0 | 0 | 0 | 0 | 0 | 0 | 0 | 0 | 0 | 0 | 0 | 0 | 0 | 0 | 0 | 0 | 0 | 0 | 0
F10_Commercial_WA - College_Existing_Space Heating_Natural Gas_Condensing RTU_A_Achievable Technical Potential | F10 | Commercial | WA - College | Existing | Space Heating | Natural Gas | Condensing RTU | A | Purchases (Incremental) | Achievable Technical Potential | 0 | 0 | 0 | 9213.4442 | 18911.8065 | 18911.8065 | 18911.8065 | 18911.8065 | 9698.3623 | 0 | 0 | 0 | 0 | 0 | 0 | 0 | 4.0018e-11 | 0 | 0 | 0 | 0 | 0 | 0 | 0 | 0 | 0 | 0
F11_Commercial_WA - College_Existing_Space Heating_Natural Gas_Condensing RTU_A_Achievable Technical Potential | F11 | Commercial | WA - College | Existing | Space Heating | Natural Gas | Condensing RTU | A | Purchases (Cumulative) | Achievable Technical Potential | 0 | 0 | 0 | 9213.4442 | 28125.2507 | 47037.0573 | 65948.8638 | 84860.6703 | 94559.0327 | 94559.0327 | 94559.0327 | 94559.0327 | 94559.0327 | 94559.0327 | 94559.0327 | 94559.0327 | 94559.0327 | 94559.0327 | 94559.0327 | 94559.0327 | 94559.0327 | 94559.0327 | 94559.0327 | 94559.0327 | 94559.0327 | 94559.0327 | 94559.0327
F1_Commercial_WA - College_Existing_Space Heating_Natural Gas_Hydronic Heating Radiator Replacement_A_Achievable Technical Potential | F1 | Commercial | WA - College | Existing | Space Heating | Natural Gas | Hydronic Heating Radiator Replacement | A | Integrated Unit Energy Savings (kWh or therms) | Achievable Technical Potential | 0 | 0 | 36.2112 | 35.8921 | 35.4341 | 34.9313 | 34.3921 | 33.8071 | 33.1644 | 32.4614 | 31.6989 | 30.8829 | 30.0275 | 29.1691 | 28.3304 | 27.53 | 26.7825 | 26.1122 | 25.5869 | 25.21 | 24.9024 | 24.6834 | 24.4841 | 24.4238 | 24.3662 | 24.3109 | 24.2577
F2_Commercial_WA - College_Existing_Space Heating_Natural Gas_Hydronic Heating Radiator Replacement_A_Achievable Technical Potential | F2 | Commercial | WA - College | Existing | Space Heating | Natural Gas | Hydronic Heating Radiator Replacement | A | Integrated Unit Summer Peak Savings (kW) | Achievable Technical Potential | 0 | 0 | 0 | 0 | 0 | 0 | 0 | 0 | 0 | 0 | 0 | 0 | 0 | 0 | 0 | 0 | 0 | 0 | 0 | 0 | 0 | 0 | 0 | 0 | 0 | 0 | 0
F3_Commercial_WA - College_Existing_Space Heating_Natural Gas_Hydronic Heating Radiator Replacement_A_Achievable Technical Potential | F3 | Commercial | WA - College | Existing | Space Heating | Natural Gas | Hydronic Heating Radiator Replacement | A | Integrated Unit Winter Peak Savings (kW) | Achievable Technical Potential | 0 | 0 | 0 | 0 | 0 | 0 | 0 | 0 | 0 | 0 | 0 | 0 | 0 | 0 | 0 | 0 | 0 | 0 | 0 | 0 | 0 | 0 | 0 | 0 | 0 | 0 | 0
F4_Commercial_WA - College_Existing_Space Heating_Natural Gas_Hydronic Heating Radiator Replacement_A_Achievable Technical Potential | F4 | Commercial | WA - College | Existing | Space Heating | Natural Gas | Hydronic Heating Radiator Replacement | A | Incremental Energy Savings (MWh or mTherms) | Achievable Technical Potential | 0 | 0 | 0 | 9.0718 | 18.3834 | 18.1225 | 17.8428 | 17.5393 | 17.2059 | 16.8412 | 16.4456 | 16.0222 | 15.5784 | 15.1331 | 14.698 | 14.2827 | 13.8949 | 13.5472 | 13.2746 | 13.0791 | 12.9195 | 12.8059 | 12.7025 | 0 | 0 | 0 | 0
F5_Commercial_WA - College_Existing_Space Heating_Natural Gas_Hydronic Heating Radiator Replacement_A_Achievable Technical Potential | F5 | Commercial | WA - College | Existing | Space Heating | Natural Gas | Hydronic Heating Radiator Replacement | A | Incremental Summer Peak Savings (MW) | Achievable Technical Potential | 0 | 0 | 0 | 0 | 0 | 0 | 0 | 0 | 0 | 0 | 0 | 0 | 0 | 0 | 0 | 0 | 0 | 0 | 0 | 0 | 0 | 0 | 0 | 0 | 0 | 0 | 0
F6_Commercial_WA - College_Existing_Space Heating_Natural Gas_Hydronic Heating Radiator Replacement_A_Achievable Technical Potential | F6 | Commercial | WA - College | Existing | Space Heating | Natural Gas | Hydronic Heating Radiator Replacement | A | Incremental Winter Peak Savings (MW) | Achievable Technical Potential | 0 | 0 | 0 | 0 | 0 | 0 | 0 | 0 | 0 | 0 | 0 | 0 | 0 | 0 | 0 | 0 | 0 | 0 | 0 | 0 | 0 | 0 | 0 | 0 | 0 | 0 | 0
F7_Commercial_WA - College_Existing_Space Heating_Natural Gas_Hydronic Heating Radiator Replacement_A_Achievable Technical Potential | F7 | Commercial | WA - College | Existing | Space Heating | Natural Gas | Hydronic Heating Radiator Replacement | A | Cumulative Energy Savings (MWh or mTherms) | Achievable Technical Potential | 0 | 0 | 0 | 9.0718 | 27.3394 | 45.074 | 62.2212 | 78.702 | 94.4119 | 109.2517 | 123.131 | 135.9834 | 147.7952 | 158.7033 | 168.8385 | 178.3509 | 187.4033 | 196.2601 | 205.5863 | 215.6373 | 225.9261 | 236.7446 | 247.5353 | 246.926 | 246.3434 | 245.7846 | 245.2472
F8_Commercial_WA - College_Existing_Space Heating_Natural Gas_Hydronic Heating Radiator Replacement_A_Achievable Technical Potential | F8 | Commercial | WA - College | Existing | Space Heating | Natural Gas | Hydronic Heating Radiator Replacement | A | Cumulative Summer Peak Savings (MW) | Achievable Technical Potential | 0 | 0 | 0 | 0 | 0 | 0 | 0 | 0 | 0 | 0 | 0 | 0 | 0 | 0 | 0 | 0 | 0 | 0 | 0 | 0 | 0 | 0 | 0 | 0 | 0 | 0 | 0
F9_Commercial_WA - College_Existing_Space Heating_Natural Gas_Hydronic Heating Radiator Replacement_A_Achievable Technical Potential | F9 | Commercial | WA - College | Existing | Space Heating | Natural Gas | Hydronic Heating Radiator Replacement | A | Cumulative Winter Peak Savings (MW) | Achievable Technical Potential | 0 | 0 | 0 | 0 | 0 | 0 | 0 | 0 | 0 | 0 | 0 | 0 | 0 | 0 | 0 | 0 | 0 | 0 | 0 | 0 | 0 | 0 | 0 | 0 | 0 | 0 | 0
F10_Commercial_WA - College_Existing_Space Heating_Natural Gas_Hydronic Heating Radiator Replacement_A_Achievable Technical Potential | F10 | Commercial | WA - College | Existing | Space Heating | Natural Gas | Hydronic Heating Radiator Replacement | A | Purchases (Incremental) | Achievable Technical Potential | 0 | 0 | 0 | 252.7515 | 518.8057 | 518.8057 | 518.8057 | 518.8057 | 518.8057 | 518.8057 | 518.8057 | 518.8057 | 518.8057 | 518.8057 | 518.8057 | 518.8057 | 518.8057 | 518.8057 | 518.8057 | 518.8057 | 518.8057 | 518.8057 | 518.8057 | 0 | 0 | 0 | 0
F11_Commercial_WA - College_Existing_Space Heating_Natural Gas_Hydronic Heating Radiator Replacement_A_Achievable Technical Potential | F11 | Commercial | WA - College | Existing | Space Heating | Natural Gas | Hydronic Heating Radiator Replacement | A | Purchases (Cumulative) | Achievable Technical Potential | 0 | 0 | 0 | 252.7515 | 771.5572 | 1290.3629 | 1809.1685 | 2327.9742 | 2846.7799 | 3365.5856 | 3884.3913 | 4403.197 | 4922.0026 | 5440.8083 | 5959.614 | 6478.4197 | 6997.2254 | 7516.0311 | 8034.8368 | 8553.6424 | 9072.4481 | 9591.2538 | 10110.0595 | 10110.0595 | 10110.0595 | 10110.0595 | 10110.0595
F1_Commercial_WA - College_Existing_Space Heating_Natural Gas_Thermostat - Connected_A_Achievable Technical Potential | F1 | Commercial | WA - College | Existing | Space Heating | Natural Gas | Thermostat - Connected | A | Integrated Unit Energy Savings (kWh or therms) | Achievable Technical Potential | 0 | 0 | 33.905 | 33.5854 | 33.1129 | 32.5992 | 32.0522 | 31.4633 | 30.8219 | 30.1255 | 29.3753 | 28.5771 | 27.7443 | 26.9107 | 26.0974 | 25.3212 | 24.5957 | 23.9427 | 23.4242 | 23.0432 | 22.7266 | 22.4919 | 22.276 | 22.2179 | 22.1624 | 22.1093 | 22.0583
F2_Commercial_WA - College_Existing_Space Heating_Natural Gas_Thermostat - Connected_A_Achievable Technical Potential | F2 | Commercial | WA - College | Existing | Space Heating | Natural Gas | Thermostat - Connected | A | Integrated Unit Summer Peak Savings (kW) | Achievable Technical Potential | 0 | 0 | 0 | 0 | 0 | 0 | 0 | 0 | 0 | 0 | 0 | 0 | 0 | 0 | 0 | 0 | 0 | 0 | 0 | 0 | 0 | 0 | 0 | 0 | 0 | 0 | 0
F3_Commercial_WA - College_Existing_Space Heating_Natural Gas_Thermostat - Connected_A_Achievable Technical Potential | F3 | Commercial | WA - College | Existing | Space Heating | Natural Gas | Thermostat - Connected | A | Integrated Unit Winter Peak Savings (kW) | Achievable Technical Potential | 0 | 0 | 0 | 0 | 0 | 0 | 0 | 0 | 0 | 0 | 0 | 0 | 0 | 0 | 0 | 0 | 0 | 0 | 0 | 0 | 0 | 0 | 0 | 0 | 0 | 0 | 0
F4_Commercial_WA - College_Existing_Space Heating_Natural Gas_Thermostat - Connected_A_Achievable Technical Potential | F4 | Commercial | WA - College | Existing | Space Heating | Natural Gas | Thermostat - Connected | A | Incremental Energy Savings (MWh or mTherms) | Achievable Technical Potential | 0 | 0 | 0 | 7.8896 | 9.5508 | 11.5061 | 13.1327 | 14.7043 | 9.6002 | 9.3678 | 7.6189 | 4.7813 | 0.79536 | 0 | 0 | 0 | 0 | 0 | 0 | 0 | 0 | 0 | 0 | 0 | 0 | 0 | 0
F5_Commercial_WA - College_Existing_Space Heating_Natural Gas_Thermostat - Connected_A_Achievable Technical Potential | F5 | Commercial | WA - College | Existing | Space Heating | Natural Gas | Thermostat - Connected | A | Incremental Summer Peak Savings (MW) | Achievable Technical Potential | 0 | 0 | 0 | 0 | 0 | 0 | 0 | 0 | 0 | 0 | 0 | 0 | 0 | 0 | 0 | 0 | 0 | 0 | 0 | 0 | 0 | 0 | 0 | 0 | 0 | 0 | 0
F6_Commercial_WA - College_Existing_Space Heating_Natural Gas_Thermostat - Connected_A_Achievable Technical Potential | F6 | Commercial | WA - College | Existing | Space Heating | Natural Gas | Thermostat - Connected | A | Incremental Winter Peak Savings (MW) | Achievable Technical Potential | 0 | 0 | 0 | 0 | 0 | 0 | 0 | 0 | 0 | 0 | 0 | 0 | 0 | 0 | 0 | 0 | 0 | 0 | 0 | 0 | 0 | 0 | 0 | 0 | 0 | 0 | 0
F7_Commercial_WA - College_Existing_Space Heating_Natural Gas_Thermostat - Connected_A_Achievable Technical Potential | F7 | Commercial | WA - College | Existing | Space Heating | Natural Gas | Thermostat - Connected | A | Cumulative Energy Savings (MWh or mTherms) | Achievable Technical Potential | 0 | 0 | 0 | 7.8896 | 17.3294 | 28.5666 | 41.22 | 55.1669 | 63.6424 | 71.5722 | 77.4087 | 80.0866 | 78.5481 | 76.1882 | 73.8855 | 71.688 | 69.6339 | 67.7854 | 66.3174 | 65.2385 | 64.3424 | 63.6778 | 63.0665 | 62.902 | 62.7449 | 62.5946 | 62.4503
F8_Commercial_WA - College_Existing_Space Heating_Natural Gas_Thermostat - Connected_A_Achievable Technical Potential | F8 | Commercial | WA - College | Existing | Space Heating | Natural Gas | Thermostat - Connected | A | Cumulative Summer Peak Savings (MW) | Achievable Technical Potential | 0 | 0 | 0 | 0 | 0 | 0 | 0 | 0 | 0 | 0 | 0 | 0 | 0 | 0 | 0 | 0 | 0 | 0 | 0 | 0 | 0 | 0 | 0 | 0 | 0 | 0 | 0
F9_Commercial_WA - College_Existing_Space Heating_Natural Gas_Thermostat - Connected_A_Achievable Technical Potential | F9 | Commercial | WA - College | Existing | Space Heating | Natural Gas | Thermostat - Connected | A | Cumulative Winter Peak Savings (MW) | Achievable Technical Potential | 0 | 0 | 0 | 0 | 0 | 0 | 0 | 0 | 0 | 0 | 0 | 0 | 0 | 0 | 0 | 0 | 0 | 0 | 0 | 0 | 0 | 0 | 0 | 0 | 0 | 0 | 0
F10_Commercial_WA - College_Existing_Space Heating_Natural Gas_Thermostat - Connected_A_Achievable Technical Potential | F10 | Commercial | WA - College | Existing | Space Heating | Natural Gas | Thermostat - Connected | A | Purchases (Incremental) | Achievable Technical Potential | 0 | 0 | 0 | 234.9102 | 288.4322 | 352.9566 | 409.727 | 467.3456 | 311.473 | 310.9586 | 259.3634 | 167.3111 | 28.6676 | 0 | 0 | 0 | 0 | 0 | 0 | 0 | 0 | 0 | 0 | 0 | 0 | 0 | 0
F11_Commercial_WA - College_Existing_Space Heating_Natural Gas_Thermostat - Connected_A_Achievable Technical Potential | F11 | Commercial | WA - College | Existing | Space Heating | Natural Gas | Thermostat - Connected | A | Purchases (Cumulative) | Achievable Technical Potential | 0 | 0 | 0 | 234.9102 | 523.3424 | 876.299 | 1286.0261 | 1753.3717 | 2064.8446 | 2375.8032 | 2635.1666 | 2802.4778 | 2831.1454 | 2831.1454 | 2831.1454 | 2831.1454 | 2831.1454 | 2831.1454 | 2831.1454 | 2831.1454 | 2831.1454 | 2831.1454 | 2831.1454 | 2831.1454 | 2831.1454 | 2831.1454 | 2831.1454
F1_Commercial_WA - College_Existing_Water Heating_Natural Gas_Water Heater - Thermostatic Shower Restriction Valve_A_Achievable Technical Potential | F1 | Commercial | WA - College | Existing | Water Heating | Natural Gas | Water Heater - Thermostatic Shower Restriction Valve | A | Integrated Unit Energy Savings (kWh or therms) | Achievable Technical Potential | 0 | 0 | 2.3917 | 2.3443 | 2.2989 | 2.257 | 2.2171 | 2.179 | 2.1419 | 2.1079 | 2.0755 | 2.0456 | 2.0192 | 1.9977 | 1.9839 | 1.9705 | 1.9604 | 1.9531 | 1.9473 | 1.9426 | 1.9392 | 1.9367 | 1.935 | 1.9337 | 1.9321 | 1.9317 | 1.9314
F2_Commercial_WA - College_Existing_Water Heating_Natural Gas_Water Heater - Thermostatic Shower Restriction Valve_A_Achievable Technical Potential | F2 | Commercial | WA - College | Existing | Water Heating | Natural Gas | Water Heater - Thermostatic Shower Restriction Valve | A | Integrated Unit Summer Peak Savings (kW) | Achievable Technical Potential | 0 | 0 | 0 | 0 | 0 | 0 | 0 | 0 | 0 | 0 | 0 | 0 | 0 | 0 | 0 | 0 | 0 | 0 | 0 | 0 | 0 | 0 | 0 | 0 | 0 | 0 | 0
F3_Commercial_WA - College_Existing_Water Heating_Natural Gas_Water Heater - Thermostatic Shower Restriction Valve_A_Achievable Technical Potential | F3 | Commercial | WA - College | Existing | Water Heating | Natural Gas | Water Heater - Thermostatic Shower Restriction Valve | A | Integrated Unit Winter Peak Savings (kW) | Achievable Technical Potential | 0 | 0 | 0 | 0 | 0 | 0 | 0 | 0 | 0 | 0 | 0 | 0 | 0 | 0 | 0 | 0 | 0 | 0 | 0 | 0 | 0 | 0 | 0 | 0 | 0 | 0 | 0
F4_Commercial_WA - College_Existing_Water Heating_Natural Gas_Water Heater - Thermostatic Shower Restriction Valve_A_Achievable Technical Potential | F4 | Commercial | WA - College | Existing | Water Heating | Natural Gas | Water Heater - Thermostatic Shower Restriction Valve | A | Incremental Energy Savings (MWh or mTherms) | Achievable Technical Potential | 0 | 0 | 0 | 0 | 0 | 0 | 0 | 0 | 0 | 0 | 0 | 0 | 0 | 0 | 0 | 0 | 0 | 0 | 0 | 0 | 0 | 0 | 0 | 0 | 0 | 0 | 0
F5_Commercial_WA - College_Existing_Water Heating_Natural Gas_Water Heater - Thermostatic Shower Restriction Valve_A_Achievable Technical Potential | F5 | Commercial | WA - College | Existing | Water Heating | Natural Gas | Water Heater - Thermostatic Shower Restriction Valve | A | Incremental Summer Peak Savings (MW) | Achievable Technical Potential | 0 | 0 | 0 | 0 | 0 | 0 | 0 | 0 | 0 | 0 | 0 | 0 | 0 | 0 | 0 | 0 | 0 | 0 | 0 | 0 | 0 | 0 | 0 | 0 | 0 | 0 | 0
F6_Commercial_WA - College_Existing_Water Heating_Natural Gas_Water Heater - Thermostatic Shower Restriction Valve_A_Achievable Technical Potential | F6 | Commercial | WA - College | Existing | Water Heating | Natural Gas | Water Heater - Thermostatic Shower Restriction Valve | A | Incremental Winter Peak Savings (MW) | Achievable Technical Potential | 0 | 0 | 0 | 0 | 0 | 0 | 0 | 0 | 0 | 0 | 0 | 0 | 0 | 0 | 0 | 0 | 0 | 0 | 0 | 0 | 0 | 0 | 0 | 0 | 0 | 0 | 0
F7_Commercial_WA - College_Existing_Water Heating_Natural Gas_Water Heater - Thermostatic Shower Restriction Valve_A_Achievable Technical Potential | F7 | Commercial | WA - College | Existing | Water Heating | Natural Gas | Water Heater - Thermostatic Shower Restriction Valve | A | Cumulative Energy Savings (MWh or mTherms) | Achievable Technical Potential | 0 | 0 | 0 | 0 | 0 | 0 | 0 | 0 | 0 | 0 | 0 | 0 | 0 | 0 | 0 | 0 | 0 | 0 | 0 | 0 | 0 | 0 | 0 | 0 | 0 | 0 | 0
F8_Commercial_WA - College_Existing_Water Heating_Natural Gas_Water Heater - Thermostatic Shower Restriction Valve_A_Achievable Technical Potential | F8 | Commercial | WA - College | Existing | Water Heating | Natural Gas | Water Heater - Thermostatic Shower Restriction Valve | A | Cumulative Summer Peak Savings (MW) | Achievable Technical Potential | 0 | 0 | 0 | 0 | 0 | 0 | 0 | 0 | 0 | 0 | 0 | 0 | 0 | 0 | 0 | 0 | 0 | 0 | 0 | 0 | 0 | 0 | 0 | 0 | 0 | 0 | 0
F9_Commercial_WA - College_Existing_Water Heating_Natural Gas_Water Heater - Thermostatic Shower Restriction Valve_A_Achievable Technical Potential | F9 | Commercial | WA - College | Existing | Water Heating | Natural Gas | Water Heater - Thermostatic Shower Restriction Valve | A | Cumulative Winter Peak Savings (MW) | Achievable Technical Potential | 0 | 0 | 0 | 0 | 0 | 0 | 0 | 0 | 0 | 0 | 0 | 0 | 0 | 0 | 0 | 0 | 0 | 0 | 0 | 0 | 0 | 0 | 0 | 0 | 0 | 0 | 0
F10_Commercial_WA - College_Existing_Water Heating_Natural Gas_Water Heater - Thermostatic Shower Restriction Valve_A_Achievable Technical Potential | F10 | Commercial | WA - College | Existing | Water Heating | Natural Gas | Water Heater - Thermostatic Shower Restriction Valve | A | Purchases (Incremental) | Achievable Technical Potential | 0 | 0 | 0 | 0 | 0 | 0 | 0 | 0 | 0 | 0 | 0 | 0 | 0 | 0 | 0 | 0 | 0 | 0 | 0 | 0 | 0 | 0 | 0 | 0 | 0 | 0 | 0
F11_Commercial_WA - College_Existing_Water Heating_Natural Gas_Water Heater - Thermostatic Shower Restriction Valve_A_Achievable Technical Potential | F11 | Commercial | WA - College | Existing | Water Heating | Natural Gas | Water Heater - Thermostatic Shower Restriction Valve | A | Purchases (Cumulative) | Achievable Technical Potential | 0 | 0 | 0 | 0 | 0 | 0 | 0 | 0 | 0 | 0 | 0 | 0 | 0 | 0 | 0 | 0 | 0 | 0 | 0 | 0 | 0 | 0 | 0 | 0 | 0 | 0 | 0
F1_Commercial_WA - College_Existing_Water Heating_Natural Gas_Water Heater - Pre-Rinse Spray Valve_A_Achievable Technical Potential | F1 | Commercial | WA - College | Existing | Water Heating | Natural Gas | Water Heater - Pre-Rinse Spray Valve | A | Integrated Unit Energy Savings (kWh or therms) | Achievable Technical Potential | 0 | 0 | 16.1979 | 15.8708 | 15.5512 | 15.2559 | 14.9799 | 14.7226 | 14.472 | 14.2422 | 14.0231 | 13.8212 | 13.6425 | 13.4972 | 13.404 | 13.3138 | 13.2456 | 13.1961 | 13.1567 | 13.1251 | 13.1022 | 13.0856 | 13.0736 | 13.0649 | 13.054 | 13.0515 | 13.0495
F2_Commercial_WA - College_Existing_Water Heating_Natural Gas_Water Heater - Pre-Rinse Spray Valve_A_Achievable Technical Potential | F2 | Commercial | WA - College | Existing | Water Heating | Natural Gas | Water Heater - Pre-Rinse Spray Valve | A | Integrated Unit Summer Peak Savings (kW) | Achievable Technical Potential | 0 | 0 | 0 | 0 | 0 | 0 | 0 | 0 | 0 | 0 | 0 | 0 | 0 | 0 | 0 | 0 | 0 | 0 | 0 | 0 | 0 | 0 | 0 | 0 | 0 | 0 | 0
F3_Commercial_WA - College_Existing_Water Heating_Natural Gas_Water Heater - Pre-Rinse Spray Valve_A_Achievable Technical Potential | F3 | Commercial | WA - College | Existing | Water Heating | Natural Gas | Water Heater - Pre-Rinse Spray Valve | A | Integrated Unit Winter Peak Savings (kW) | Achievable Technical Potential | 0 | 0 | 0 | 0 | 0 | 0 | 0 | 0 | 0 | 0 | 0 | 0 | 0 | 0 | 0 | 0 | 0 | 0 | 0 | 0 | 0 | 0 | 0 | 0 | 0 | 0 | 0
F4_Commercial_WA - College_Existing_Water Heating_Natural Gas_Water Heater - Pre-Rinse Spray Valve_A_Achievable Technical Potential | F4 | Commercial | WA - College | Existing | Water Heating | Natural Gas | Water Heater - Pre-Rinse Spray Valve | A | Incremental Energy Savings (MWh or mTherms) | Achievable Technical Potential | 0 | 0 | 0 | 0.25498 | 0.30677 | 0.36827 | 0.41977 | 0.23404 | 0.25531 | 0.24004 | 0.1943 | 0.10369 | 0 | 0 | 0 | 0 | 0 | 0 | 0 | 0 | 0 | 0 | 0 | 0 | 0 | 0 | 0
F5_Commercial_WA - College_Existing_Water Heating_Natural Gas_Water Heater - Pre-Rinse Spray Valve_A_Achievable Technical Potential | F5 | Commercial | WA - College | Existing | Water Heating | Natural Gas | Water Heater - Pre-Rinse Spray Valve | A | Incremental Summer Peak Savings (MW) | Achievable Technical Potential | 0 | 0 | 0 | 0 | 0 | 0 | 0 | 0 | 0 | 0 | 0 | 0 | 0 | 0 | 0 | 0 | 0 | 0 | 0 | 0 | 0 | 0 | 0 | 0 | 0 | 0 | 0
F6_Commercial_WA - College_Existing_Water Heating_Natural Gas_Water Heater - Pre-Rinse Spray Valve_A_Achievable Technical Potential | F6 | Commercial | WA - College | Existing | Water Heating | Natural Gas | Water Heater - Pre-Rinse Spray Valve | A | Incremental Winter Peak Savings (MW) | Achievable Technical Potential | 0 | 0 | 0 | 0 | 0 | 0 | 0 | 0 | 0 | 0 | 0 | 0 | 0 | 0 | 0 | 0 | 0 | 0 | 0 | 0 | 0 | 0 | 0 | 0 | 0 | 0 | 0
F7_Commercial_WA - College_Existing_Water Heating_Natural Gas_Water Heater - Pre-Rinse Spray Valve_A_Achievable Technical Potential | F7 | Commercial | WA - College | Existing | Water Heating | Natural Gas | Water Heater - Pre-Rinse Spray Valve | A | Cumulative Energy Savings (MWh or mTherms) | Achievable Technical Potential | 0 | 0 | 0 | 0.25498 | 0.55662 | 0.91432 | 1.3176 | 1.529 | 1.7583 | 1.9704 | 2.1344 | 2.2073 | 2.1788 | 2.1556 | 2.1407 | 2.1263 | 2.1154 | 2.1075 | 2.1012 | 2.0962 | 2.0925 | 2.0898 | 2.0879 | 2.0865 | 2.0848 | 2.0844 | 2.0841
F8_Commercial_WA - College_Existing_Water Heating_Natural Gas_Water Heater - Pre-Rinse Spray Valve_A_Achievable Technical Potential | F8 | Commercial | WA - College | Existing | Water Heating | Natural Gas | Water Heater - Pre-Rinse Spray Valve | A | Cumulative Summer Peak Savings (MW) | Achievable Technical Potential | 0 | 0 | 0 | 0 | 0 | 0 | 0 | 0 | 0 | 0 | 0 | 0 | 0 | 0 | 0 | 0 | 0 | 0 | 0 | 0 | 0 | 0 | 0 | 0 | 0 | 0 | 0
F9_Commercial_WA - College_Existing_Water Heating_Natural Gas_Water Heater - Pre-Rinse Spray Valve_A_Achievable Technical Potential | F9 | Commercial | WA - College | Existing | Water Heating | Natural Gas | Water Heater - Pre-Rinse Spray Valve | A | Cumulative Winter Peak Savings (MW) | Achievable Technical Potential | 0 | 0 | 0 | 0 | 0 | 0 | 0 | 0 | 0 | 0 | 0 | 0 | 0 | 0 | 0 | 0 | 0 | 0 | 0 | 0 | 0 | 0 | 0 | 0 | 0 | 0 | 0
F10_Commercial_WA - College_Existing_Water Heating_Natural Gas_Water Heater - Pre-Rinse Spray Valve_A_Achievable Technical Potential | F10 | Commercial | WA - College | Existing | Water Heating | Natural Gas | Water Heater - Pre-Rinse Spray Valve | A | Purchases (Incremental) | Achievable Technical Potential | 0 | 0 | 0 | 16.0661 | 19.7266 | 24.1396 | 28.0222 | 15.8968 | 17.6419 | 16.8542 | 13.8558 | 7.5021 | 0 | 0 | 0 | 0 | 0 | 0 | 0 | 0 | 0 | 0 | 0 | 0 | 0 | 0 | 0
F11_Commercial_WA - College_Existing_Water Heating_Natural Gas_Water Heater - Pre-Rinse Spray Valve_A_Achievable Technical Potential | F11 | Commercial | WA - College | Existing | Water Heating | Natural Gas | Water Heater - Pre-Rinse Spray Valve | A | Purchases (Cumulative) | Achievable Technical Potential | 0 | 0 | 0 | 16.0661 | 35.7927 | 59.9322 | 87.9545 | 103.8513 | 121.4932 | 138.3474 | 152.2033 | 159.7054 | 159.7054 | 159.7054 | 159.7054 | 159.7054 | 159.7054 | 159.7054 | 159.7054 | 159.7054 | 159.7054 | 159.7054 | 159.7054 | 159.7054 | 159.7054 | 159.7054 | 159.7054
F1_Commercial_WA - College_Existing_Water Heating_Natural Gas_Water Heater - Temperature Setback_A_Achievable Technical Potential | F1 | Commercial | WA - College | Existing | Water Heating | Natural Gas | Water Heater - Temperature Setback | A | Integrated Unit Energy Savings (kWh or therms) | Achievable Technical Potential | 0 | 0 | 100.1381 | 98.473 | 96.9487 | 95.5517 | 94.2748 | 93.1102 | 92.0508 | 91.1035 | 90.2331 | 89.436 | 88.7111 | 88.0994 | 87.5915 | 87.0654 | 86.6472 | 86.3233 | 86.0657 | 85.859 | 85.7091 | 85.6008 | 85.5224 | 85.4653 | 85.3937 | 85.3776 | 85.3647
F2_Commercial_WA - College_Existing_Water Heating_Natural Gas_Water Heater - Temperature Setback_A_Achievable Technical Potential | F2 | Commercial | WA - College | Existing | Water Heating | Natural Gas | Water Heater - Temperature Setback | A | Integrated Unit Summer Peak Savings (kW) | Achievable Technical Potential | 0 | 0 | 0 | 0 | 0 | 0 | 0 | 0 | 0 | 0 | 0 | 0 | 0 | 0 | 0 | 0 | 0 | 0 | 0 | 0 | 0 | 0 | 0 | 0 | 0 | 0 | 0
F3_Commercial_WA - College_Existing_Water Heating_Natural Gas_Water Heater - Temperature Setback_A_Achievable Technical Potential | F3 | Commercial | WA - College | Existing | Water Heating | Natural Gas | Water Heater - Temperature Setback | A | Integrated Unit Winter Peak Savings (kW) | Achievable Technical Potential | 0 | 0 | 0 | 0 | 0 | 0 | 0 | 0 | 0 | 0 | 0 | 0 | 0 | 0 | 0 | 0 | 0 | 0 | 0 | 0 | 0 | 0 | 0 | 0 | 0 | 0 | 0
F4_Commercial_WA - College_Existing_Water Heating_Natural Gas_Water Heater - Temperature Setback_A_Achievable Technical Potential | F4 | Commercial | WA - College | Existing | Water Heating | Natural Gas | Water Heater - Temperature Setback | A | Incremental Energy Savings (MWh or mTherms) | Achievable Technical Potential | 0 | 0 | 0 | 6.1325 | 7.4131 | 2.9903 | 3.0315 | 2.8236 | 3.3348 | 0 | 0 | 0 | 0 | 0 | 0 | 0 | 0 | 0 | 0 | 0 | 0 | 0 | 0 | 0 | 0 | 0 | 0
F5_Commercial_WA - College_Existing_Water Heating_Natural Gas_Water Heater - Temperature Setback_A_Achievable Technical Potential | F5 | Commercial | WA - College | Existing | Water Heating | Natural Gas | Water Heater - Temperature Setback | A | Incremental Summer Peak Savings (MW) | Achievable Technical Potential | 0 | 0 | 0 | 0 | 0 | 0 | 0 | 0 | 0 | 0 | 0 | 0 | 0 | 0 | 0 | 0 | 0 | 0 | 0 | 0 | 0 | 0 | 0 | 0 | 0 | 0 | 0
F6_Commercial_WA - College_Existing_Water Heating_Natural Gas_Water Heater - Temperature Setback_A_Achievable Technical Potential | F6 | Commercial | WA - College | Existing | Water Heating | Natural Gas | Water Heater - Temperature Setback | A | Incremental Winter Peak Savings (MW) | Achievable Technical Potential | 0 | 0 | 0 | 0 | 0 | 0 | 0 | 0 | 0 | 0 | 0 | 0 | 0 | 0 | 0 | 0 | 0 | 0 | 0 | 0 | 0 | 0 | 0 | 0 | 0 | 0 | 0
F7_Commercial_WA - College_Existing_Water Heating_Natural Gas_Water Heater - Temperature Setback_A_Achievable Technical Potential | F7 | Commercial | WA - College | Existing | Water Heating | Natural Gas | Water Heater - Temperature Setback | A | Cumulative Energy Savings (MWh or mTherms) | Achievable Technical Potential | 0 | 0 | 0 | 6.1325 | 13.4507 | 16.2471 | 19.0615 | 21.6496 | 24.7381 | 24.4835 | 24.2496 | 24.0353 | 23.8405 | 23.6761 | 23.5397 | 23.3983 | 23.2859 | 23.1988 | 23.1296 | 23.0741 | 23.0338 | 23.0047 | 22.9836 | 22.9682 | 22.949 | 22.9447 | 22.9412
F8_Commercial_WA - College_Existing_Water Heating_Natural Gas_Water Heater - Temperature Setback_A_Achievable Technical Potential | F8 | Commercial | WA - College | Existing | Water Heating | Natural Gas | Water Heater - Temperature Setback | A | Cumulative Summer Peak Savings (MW) | Achievable Technical Potential | 0 | 0 | 0 | 0 | 0 | 0 | 0 | 0 | 0 | 0 | 0 | 0 | 0 | 0 | 0 | 0 | 0 | 0 | 0 | 0 | 0 | 0 | 0 | 0 | 0 | 0 | 0
F9_Commercial_WA - College_Existing_Water Heating_Natural Gas_Water Heater - Temperature Setback_A_Achievable Technical Potential | F9 | Commercial | WA - College | Existing | Water Heating | Natural Gas | Water Heater - Temperature Setback | A | Cumulative Winter Peak Savings (MW) | Achievable Technical Potential | 0 | 0 | 0 | 0 | 0 | 0 | 0 | 0 | 0 | 0 | 0 | 0 | 0 | 0 | 0 | 0 | 0 | 0 | 0 | 0 | 0 | 0 | 0 | 0 | 0 | 0 | 0
F10_Commercial_WA - College_Existing_Water Heating_Natural Gas_Water Heater - Temperature Setback_A_Achievable Technical Potential | F10 | Commercial | WA - College | Existing | Water Heating | Natural Gas | Water Heater - Temperature Setback | A | Purchases (Incremental) | Achievable Technical Potential | 0 | 0 | 0 | 62.2756 | 76.4646 | 31.2946 | 32.1557 | 30.325 | 36.2281 | 0 | 0 | 0 | 0 | 0 | 0 | 0 | 0 | 0 | 0 | 0 | 0 | 0 | 0 | 0 | 0 | 0 | 0
F11_Commercial_WA - College_Existing_Water Heating_Natural Gas_Water Heater - Temperature Setback_A_Achievable Technical Potential | F11 | Commercial | WA - College | Existing | Water Heating | Natural Gas | Water Heater - Temperature Setback | A | Purchases (Cumulative) | Achievable Technical Potential | 0 | 0 | 0 | 62.2756 | 138.7402 | 170.0348 | 202.1905 | 232.5155 | 268.7436 | 268.7436 | 268.7436 | 268.7436 | 268.7436 | 268.7436 | 268.7436 | 268.7436 | 268.7436 | 268.7436 | 268.7436 | 268.7436 | 268.7436 | 268.7436 | 268.7436 | 268.7436 | 268.7436 | 268.7436 | 268.7436
F1_Commercial_WA - College_Existing_Water Heating_Natural Gas_Water Heater - Faucet Aerators_A_Achievable Technical Potential | F1 | Commercial | WA - College | Existing | Water Heating | Natural Gas | Water Heater - Faucet Aerators | A | Integrated Unit Energy Savings (kWh or therms) | Achievable Technical Potential | 0 | 0 | 12.8867 | 12.6605 | 12.4501 | 12.2649 | 12.0951 | 11.9401 | 11.7978 | 11.6764 | 11.5648 | 11.4626 | 11.3697 | 11.2913 | 11.2263 | 11.1588 | 11.1052 | 11.0637 | 11.0307 | 11.0042 | 10.985 | 10.9711 | 10.9611 | 10.9537 | 10.9446 | 10.9425 | 10.9408
F2_Commercial_WA - College_Existing_Water Heating_Natural Gas_Water Heater - Faucet Aerators_A_Achievable Technical Potential | F2 | Commercial | WA - College | Existing | Water Heating | Natural Gas | Water Heater - Faucet Aerators | A | Integrated Unit Summer Peak Savings (kW) | Achievable Technical Potential | 0 | 0 | 0 | 0 | 0 | 0 | 0 | 0 | 0 | 0 | 0 | 0 | 0 | 0 | 0 | 0 | 0 | 0 | 0 | 0 | 0 | 0 | 0 | 0 | 0 | 0 | 0
F3_Commercial_WA - College_Existing_Water Heating_Natural Gas_Water Heater - Faucet Aerators_A_Achievable Technical Potential | F3 | Commercial | WA - College | Existing | Water Heating | Natural Gas | Water Heater - Faucet Aerators | A | Integrated Unit Winter Peak Savings (kW) | Achievable Technical Potential | 0 | 0 | 0 | 0 | 0 | 0 | 0 | 0 | 0 | 0 | 0 | 0 | 0 | 0 | 0 | 0 | 0 | 0 | 0 | 0 | 0 | 0 | 0 | 0 | 0 | 0 | 0
F4_Commercial_WA - College_Existing_Water Heating_Natural Gas_Water Heater - Faucet Aerators_A_Achievable Technical Potential | F4 | Commercial | WA - College | Existing | Water Heating | Natural Gas | Water Heater - Faucet Aerators | A | Incremental Energy Savings (MWh or mTherms) | Achievable Technical Potential | 0 | 0 | 0 | 0 | 0 | 0 | 0 | 0 | 0 | 0 | 0 | 0 | 0 | 0 | 0 | 0 | 0 | 0 | 0 | 0 | 0 | 0 | 0 | 0 | 0 | 0 | 0
F5_Commercial_WA - College_Existing_Water Heating_Natural Gas_Water Heater - Faucet Aerators_A_Achievable Technical Potential | F5 | Commercial | WA - College | Existing | Water Heating | Natural Gas | Water Heater - Faucet Aerators | A | Incremental Summer Peak Savings (MW) | Achievable Technical Potential | 0 | 0 | 0 | 0 | 0 | 0 | 0 | 0 | 0 | 0 | 0 | 0 | 0 | 0 | 0 | 0 | 0 | 0 | 0 | 0 | 0 | 0 | 0 | 0 | 0 | 0 | 0
F6_Commercial_WA - College_Existing_Water Heating_Natural Gas_Water Heater - Faucet Aerators_A_Achievable Technical Potential | F6 | Commercial | WA - College | Existing | Water Heating | Natural Gas | Water Heater - Faucet Aerators | A | Incremental Winter Peak Savings (MW) | Achievable Technical Potential | 0 | 0 | 0 | 0 | 0 | 0 | 0 | 0 | 0 | 0 | 0 | 0 | 0 | 0 | 0 | 0 | 0 | 0 | 0 | 0 | 0 | 0 | 0 | 0 | 0 | 0 | 0
F7_Commercial_WA - College_Existing_Water Heating_Natural Gas_Water Heater - Faucet Aerators_A_Achievable Technical Potential | F7 | Commercial | WA - College | Existing | Water Heating | Natural Gas | Water Heater - Faucet Aerators | A | Cumulative Energy Savings (MWh or mTherms) | Achievable Technical Potential | 0 | 0 | 0 | 0 | 0 | 0 | 0 | 0 | 0 | 0 | 0 | 0 | 0 | 0 | 0 | 0 | 0 | 0 | 0 | 0 | 0 | 0 | 0 | 0 | 0 | 0 | 0
F8_Commercial_WA - College_Existing_Water Heating_Natural Gas_Water Heater - Faucet Aerators_A_Achievable Technical Potential | F8 | Commercial | WA - College | Existing | Water Heating | Natural Gas | Water Heater - Faucet Aerators | A | Cumulative Summer Peak Savings (MW) | Achievable Technical Potential | 0 | 0 | 0 | 0 | 0 | 0 | 0 | 0 | 0 | 0 | 0 | 0 | 0 | 0 | 0 | 0 | 0 | 0 | 0 | 0 | 0 | 0 | 0 | 0 | 0 | 0 | 0
F9_Commercial_WA - College_Existing_Water Heating_Natural Gas_Water Heater - Faucet Aerators_A_Achievable Technical Potential | F9 | Commercial | WA - College | Existing | Water Heating | Natural Gas | Water Heater - Faucet Aerators | A | Cumulative Winter Peak Savings (MW) | Achievable Technical Potential | 0 | 0 | 0 | 0 | 0 | 0 | 0 | 0 | 0 | 0 | 0 | 0 | 0 | 0 | 0 | 0 | 0 | 0 | 0 | 0 | 0 | 0 | 0 | 0 | 0 | 0 | 0
F10_Commercial_WA - College_Existing_Water Heating_Natural Gas_Water Heater - Faucet Aerators_A_Achievable Technical Potential | F10 | Commercial | WA - College | Existing | Water Heating | Natural Gas | Water Heater - Faucet Aerators | A | Purchases (Incremental) | Achievable Technical Potential | 0 | 0 | 0 | 0 | 0 | 0 | 0 | 0 | 0 | 0 | 0 | 0 | 0 | 0 | 0 | 0 | 0 | 0 | 0 | 0 | 0 | 0 | 0 | 0 | 0 | 0 | 0
F11_Commercial_WA - College_Existing_Water Heating_Natural Gas_Water Heater - Faucet Aerators_A_Achievable Technical Potential | F11 | Commercial | WA - College | Existing | Water Heating | Natural Gas | Water Heater - Faucet Aerators | A | Purchases (Cumulative) | Achievable Technical Potential | 0 | 0 | 0 | 0 | 0 | 0 | 0 | 0 | 0 | 0 | 0 | 0 | 0 | 0 | 0 | 0 | 0 | 0 | 0 | 0 | 0 | 0 | 0 | 0 | 0 | 0 | 0
F1_Commercial_WA - College_Existing_Water Heating_Natural Gas_Water Heater - Low-Flow Showerheads_A_Achievable Technical Potential | F1 | Commercial | WA - College | Existing | Water Heating | Natural Gas | Water Heater - Low-Flow Showerheads | A | Integrated Unit Energy Savings (kWh or therms) | Achievable Technical Potential | 0 | 0 | 4.6349 | 4.5463 | 4.4621 | 4.3853 | 4.3127 | 4.244 | 4.1779 | 4.1181 | 4.0618 | 4.01 | 3.964 | 3.9263 | 3.9022 | 3.8783 | 3.8595 | 3.8451 | 3.8336 | 3.8244 | 3.8177 | 3.8129 | 3.8094 | 3.8068 | 3.8036 | 3.8029 | 3.8024
F2_Commercial_WA - College_Existing_Water Heating_Natural Gas_Water Heater - Low-Flow Showerheads_A_Achievable Technical Potential | F2 | Commercial | WA - College | Existing | Water Heating | Natural Gas | Water Heater - Low-Flow Showerheads | A | Integrated Unit Summer Peak Savings (kW) | Achievable Technical Potential | 0 | 0 | 0 | 0 | 0 | 0 | 0 | 0 | 0 | 0 | 0 | 0 | 0 | 0 | 0 | 0 | 0 | 0 | 0 | 0 | 0 | 0 | 0 | 0 | 0 | 0 | 0
F3_Commercial_WA - College_Existing_Water Heating_Natural Gas_Water Heater - Low-Flow Showerheads_A_Achievable Technical Potential | F3 | Commercial | WA - College | Existing | Water Heating | Natural Gas | Water Heater - Low-Flow Showerheads | A | Integrated Unit Winter Peak Savings (kW) | Achievable Technical Potential | 0 | 0 | 0 | 0 | 0 | 0 | 0 | 0 | 0 | 0 | 0 | 0 | 0 | 0 | 0 | 0 | 0 | 0 | 0 | 0 | 0 | 0 | 0 | 0 | 0 | 0 | 0
F4_Commercial_WA - College_Existing_Water Heating_Natural Gas_Water Heater - Low-Flow Showerheads_A_Achievable Technical Potential | F4 | Commercial | WA - College | Existing | Water Heating | Natural Gas | Water Heater - Low-Flow Showerheads | A | Incremental Energy Savings (MWh or mTherms) | Achievable Technical Potential | 0 | 0 | 0 | 0 | 0 | 0 | 0 | 0 | 0 | 0 | 0 | 0 | 0 | 0 | 0 | 0 | 0 | 0 | 0 | 0 | 0 | 0 | 0 | 0 | 0 | 0 | 0
F5_Commercial_WA - College_Existing_Water Heating_Natural Gas_Water Heater - Low-Flow Showerheads_A_Achievable Technical Potential | F5 | Commercial | WA - College | Existing | Water Heating | Natural Gas | Water Heater - Low-Flow Showerheads | A | Incremental Summer Peak Savings (MW) | Achievable Technical Potential | 0 | 0 | 0 | 0 | 0 | 0 | 0 | 0 | 0 | 0 | 0 | 0 | 0 | 0 | 0 | 0 | 0 | 0 | 0 | 0 | 0 | 0 | 0 | 0 | 0 | 0 | 0
F6_Commercial_WA - College_Existing_Water Heating_Natural Gas_Water Heater - Low-Flow Showerheads_A_Achievable Technical Potential | F6 | Commercial | WA - College | Existing | Water Heating | Natural Gas | Water Heater - Low-Flow Showerheads | A | Incremental Winter Peak Savings (MW) | Achievable Technical Potential | 0 | 0 | 0 | 0 | 0 | 0 | 0 | 0 | 0 | 0 | 0 | 0 | 0 | 0 | 0 | 0 | 0 | 0 | 0 | 0 | 0 | 0 | 0 | 0 | 0 | 0 | 0
F7_Commercial_WA - College_Existing_Water Heating_Natural Gas_Water Heater - Low-Flow Showerheads_A_Achievable Technical Potential | F7 | Commercial | WA - College | Existing | Water Heating | Natural Gas | Water Heater - Low-Flow Showerheads | A | Cumulative Energy Savings (MWh or mTherms) | Achievable Technical Potential | 0 | 0 | 0 | 0 | 0 | 0 | 0 | 0 | 0 | 0 | 0 | 0 | 0 | 0 | 0 | 0 | 0 | 0 | 0 | 0 | 0 | 0 | 0 | 0 | 0 | 0 | 0
F8_Commercial_WA - College_Existing_Water Heating_Natural Gas_Water Heater - Low-Flow Showerheads_A_Achievable Technical Potential | F8 | Commercial | WA - College | Existing | Water Heating | Natural Gas | Water Heater - Low-Flow Showerheads | A | Cumulative Summer Peak Savings (MW) | Achievable Technical Potential | 0 | 0 | 0 | 0 | 0 | 0 | 0 | 0 | 0 | 0 | 0 | 0 | 0 | 0 | 0 | 0 | 0 | 0 | 0 | 0 | 0 | 0 | 0 | 0 | 0 | 0 | 0
F9_Commercial_WA - College_Existing_Water Heating_Natural Gas_Water Heater - Low-Flow Showerheads_A_Achievable Technical Potential | F9 | Commercial | WA - College | Existing | Water Heating | Natural Gas | Water Heater - Low-Flow Showerheads | A | Cumulative Winter Peak Savings (MW) | Achievable Technical Potential | 0 | 0 | 0 | 0 | 0 | 0 | 0 | 0 | 0 | 0 | 0 | 0 | 0 | 0 | 0 | 0 | 0 | 0 | 0 | 0 | 0 | 0 | 0 | 0 | 0 | 0 | 0
F10_Commercial_WA - College_Existing_Water Heating_Natural Gas_Water Heater - Low-Flow Showerheads_A_Achievable Technical Potential | F10 | Commercial | WA - College | Existing | Water Heating | Natural Gas | Water Heater - Low-Flow Showerheads | A | Purchases (Incremental) | Achievable Technical Potential | 0 | 0 | 0 | 0 | 0 | 0 | 0 | 0 | 0 | 0 | 0 | 0 | 0 | 0 | 0 | 0 | 0 | 0 | 0 | 0 | 0 | 0 | 0 | 0 | 0 | 0 | 0
F11_Commercial_WA - College_Existing_Water Heating_Natural Gas_Water Heater - Low-Flow Showerheads_A_Achievable Technical Potential | F11 | Commercial | WA - College | Existing | Water Heating | Natural Gas | Water Heater - Low-Flow Showerheads | A | Purchases (Cumulative) | Achievable Technical Potential | 0 | 0 | 0 | 0 | 0 | 0 | 0 | 0 | 0 | 0 | 0 | 0 | 0 | 0 | 0 | 0 | 0 | 0 | 0 | 0 | 0 | 0 | 0 | 0 | 0 | 0 | 0
F1_Commercial_WA - College_Existing_Water Heating_Natural Gas_Water Heater - Tank Blanket/Insulation_A_Achievable Technical Potential | F1 | Commercial | WA - College | Existing | Water Heating | Natural Gas | Water Heater - Tank Blanket/Insulation | A | Integrated Unit Energy Savings (kWh or therms) | Achievable Technical Potential | 0 | 0 | 193.4658 | 190.3508 | 187.5278 | 184.9748 | 182.674 | 180.6105 | 178.7793 | 177.1831 | 175.7373 | 174.4164 | 173.2006 | 172.1586 | 171.2704 | 170.3037 | 169.5145 | 168.8807 | 168.3769 | 167.9724 | 167.6792 | 167.4673 | 167.3139 | 167.2022 | 167.0621 | 167.0305 | 167.0053
F2_Commercial_WA - College_Existing_Water Heating_Natural Gas_Water Heater - Tank Blanket/Insulation_A_Achievable Technical Potential | F2 | Commercial | WA - College | Existing | Water Heating | Natural Gas | Water Heater - Tank Blanket/Insulation | A | Integrated Unit Summer Peak Savings (kW) | Achievable Technical Potential | 0 | 0 | 0 | 0 | 0 | 0 | 0 | 0 | 0 | 0 | 0 | 0 | 0 | 0 | 0 | 0 | 0 | 0 | 0 | 0 | 0 | 0 | 0 | 0 | 0 | 0 | 0
F3_Commercial_WA - College_Existing_Water Heating_Natural Gas_Water Heater - Tank Blanket/Insulation_A_Achievable Technical Potential | F3 | Commercial | WA - College | Existing | Water Heating | Natural Gas | Water Heater - Tank Blanket/Insulation | A | Integrated Unit Winter Peak Savings (kW) | Achievable Technical Potential | 0 | 0 | 0 | 0 | 0 | 0 | 0 | 0 | 0 | 0 | 0 | 0 | 0 | 0 | 0 | 0 | 0 | 0 | 0 | 0 | 0 | 0 | 0 | 0 | 0 | 0 | 0
F4_Commercial_WA - College_Existing_Water Heating_Natural Gas_Water Heater - Tank Blanket/Insulation_A_Achievable Technical Potential | F4 | Commercial | WA - College | Existing | Water Heating | Natural Gas | Water Heater - Tank Blanket/Insulation | A | Incremental Energy Savings (MWh or mTherms) | Achievable Technical Potential | 0 | 0 | 0 | 3.4865 | 4.2174 | 5.0906 | 5.8359 | 6.5814 | 7.6164 | 8.2808 | 8.3903 | 7.8475 | 6.6985 | 5.1524 | 3.5178 | 2.0932 | 0.97312 | 0 | 0 | 0 | 0 | 0 | 0 | 0 | 0 | 0 | 0
F5_Commercial_WA - College_Existing_Water Heating_Natural Gas_Water Heater - Tank Blanket/Insulation_A_Achievable Technical Potential | F5 | Commercial | WA - College | Existing | Water Heating | Natural Gas | Water Heater - Tank Blanket/Insulation | A | Incremental Summer Peak Savings (MW) | Achievable Technical Potential | 0 | 0 | 0 | 0 | 0 | 0 | 0 | 0 | 0 | 0 | 0 | 0 | 0 | 0 | 0 | 0 | 0 | 0 | 0 | 0 | 0 | 0 | 0 | 0 | 0 | 0 | 0
F6_Commercial_WA - College_Existing_Water Heating_Natural Gas_Water Heater - Tank Blanket/Insulation_A_Achievable Technical Potential | F6 | Commercial | WA - College | Existing | Water Heating | Natural Gas | Water Heater - Tank Blanket/Insulation | A | Incremental Winter Peak Savings (MW) | Achievable Technical Potential | 0 | 0 | 0 | 0 | 0 | 0 | 0 | 0 | 0 | 0 | 0 | 0 | 0 | 0 | 0 | 0 | 0 | 0 | 0 | 0 | 0 | 0 | 0 | 0 | 0 | 0 | 0
F7_Commercial_WA - College_Existing_Water Heating_Natural Gas_Water Heater - Tank Blanket/Insulation_A_Achievable Technical Potential | F7 | Commercial | WA - College | Existing | Water Heating | Natural Gas | Water Heater - Tank Blanket/Insulation | A | Cumulative Energy Savings (MWh or mTherms) | Achievable Technical Potential | 0 | 0 | 0 | 3.4865 | 7.6522 | 12.6387 | 18.3174 | 24.6919 | 32.058 | 40.0525 | 48.116 | 55.6018 | 61.9128 | 66.6928 | 69.8664 | 71.5652 | 72.2067 | 71.9367 | 71.7221 | 71.5499 | 71.425 | 71.3347 | 71.2693 | 71.2218 | 71.1621 | 71.1486 | 71.1379
F8_Commercial_WA - College_Existing_Water Heating_Natural Gas_Water Heater - Tank Blanket/Insulation_A_Achievable Technical Potential | F8 | Commercial | WA - College | Existing | Water Heating | Natural Gas | Water Heater - Tank Blanket/Insulation | A | Cumulative Summer Peak Savings (MW) | Achievable Technical Potential | 0 | 0 | 0 | 0 | 0 | 0 | 0 | 0 | 0 | 0 | 0 | 0 | 0 | 0 | 0 | 0 | 0 | 0 | 0 | 0 | 0 | 0 | 0 | 0 | 0 | 0 | 0
F9_Commercial_WA - College_Existing_Water Heating_Natural Gas_Water Heater - Tank Blanket/Insulation_A_Achievable Technical Potential | F9 | Commercial | WA - College | Existing | Water Heating | Natural Gas | Water Heater - Tank Blanket/Insulation | A | Cumulative Winter Peak Savings (MW) | Achievable Technical Potential | 0 | 0 | 0 | 0 | 0 | 0 | 0 | 0 | 0 | 0 | 0 | 0 | 0 | 0 | 0 | 0 | 0 | 0 | 0 | 0 | 0 | 0 | 0 | 0 | 0 | 0 | 0
F10_Commercial_WA - College_Existing_Water Heating_Natural Gas_Water Heater - Tank Blanket/Insulation_A_Achievable Technical Potential | F10 | Commercial | WA - College | Existing | Water Heating | Natural Gas | Water Heater - Tank Blanket/Insulation | A | Purchases (Incremental) | Achievable Technical Potential | 0 | 0 | 0 | 18.3164 | 22.4896 | 27.5207 | 31.9471 | 36.4398 | 42.6025 | 46.7356 | 47.7437 | 44.9927 | 38.675 | 29.9284 | 20.5392 | 12.2908 | 5.7406 | 0 | 0 | 0 | 0 | 0 | 0 | 0 | 0 | 0 | 0
F11_Commercial_WA - College_Existing_Water Heating_Natural Gas_Water Heater - Tank Blanket/Insulation_A_Achievable Technical Potential | F11 | Commercial | WA - College | Existing | Water Heating | Natural Gas | Water Heater - Tank Blanket/Insulation | A | Purchases (Cumulative) | Achievable Technical Potential | 0 | 0 | 0 | 18.3164 | 40.8059 | 68.3266 | 100.2737 | 136.7135 | 179.316 | 226.0515 | 273.7952 | 318.7879 | 357.463 | 387.3913 | 407.9305 | 420.2213 | 425.962 | 425.962 | 425.962 | 425.962 | 425.962 | 425.962 | 425.962 | 425.962 | 425.962 | 425.962 | 425.962
F1_Commercial_WA - College_Existing_Water Heating_Natural Gas_Water Heater - Drainwater Heat Recovery_A_Achievable Technical Potential | F1 | Commercial | WA - College | Existing | Water Heating | Natural Gas | Water Heater - Drainwater Heat Recovery | A | Integrated Unit Energy Savings (kWh or therms) | Achievable Technical Potential | 0 | 0 | 26.6357 | 26.1079 | 25.6023 | 25.1361 | 24.6914 | 24.2672 | 23.8542 | 23.4754 | 23.1142 | 22.7814 | 22.4868 | 22.2474 | 22.0937 | 21.945 | 21.8327 | 21.751 | 21.6861 | 21.634 | 21.5963 | 21.569 | 21.5492 | 21.5348 | 21.5168 | 21.5127 | 21.5095
F2_Commercial_WA - College_Existing_Water Heating_Natural Gas_Water Heater - Drainwater Heat Recovery_A_Achievable Technical Potential | F2 | Commercial | WA - College | Existing | Water Heating | Natural Gas | Water Heater - Drainwater Heat Recovery | A | Integrated Unit Summer Peak Savings (kW) | Achievable Technical Potential | 0 | 0 | 0 | 0 | 0 | 0 | 0 | 0 | 0 | 0 | 0 | 0 | 0 | 0 | 0 | 0 | 0 | 0 | 0 | 0 | 0 | 0 | 0 | 0 | 0 | 0 | 0
F3_Commercial_WA - College_Existing_Water Heating_Natural Gas_Water Heater - Drainwater Heat Recovery_A_Achievable Technical Potential | F3 | Commercial | WA - College | Existing | Water Heating | Natural Gas | Water Heater - Drainwater Heat Recovery | A | Integrated Unit Winter Peak Savings (kW) | Achievable Technical Potential | 0 | 0 | 0 | 0 | 0 | 0 | 0 | 0 | 0 | 0 | 0 | 0 | 0 | 0 | 0 | 0 | 0 | 0 | 0 | 0 | 0 | 0 | 0 | 0 | 0 | 0 | 0
F4_Commercial_WA - College_Existing_Water Heating_Natural Gas_Water Heater - Drainwater Heat Recovery_A_Achievable Technical Potential | F4 | Commercial | WA - College | Existing | Water Heating | Natural Gas | Water Heater - Drainwater Heat Recovery | A | Incremental Energy Savings (MWh or mTherms) | Achievable Technical Potential | 0 | 0 | 0 | 0 | 0 | 0 | 0 | 0 | 0 | 0 | 0 | 0 | 0 | 0 | 0 | 0 | 0 | 0 | 0 | 0 | 0 | 0 | 0 | 0 | 0 | 0 | 0
F5_Commercial_WA - College_Existing_Water Heating_Natural Gas_Water Heater - Drainwater Heat Recovery_A_Achievable Technical Potential | F5 | Commercial | WA - College | Existing | Water Heating | Natural Gas | Water Heater - Drainwater Heat Recovery | A | Incremental Summer Peak Savings (MW) | Achievable Technical Potential | 0 | 0 | 0 | 0 | 0 | 0 | 0 | 0 | 0 | 0 | 0 | 0 | 0 | 0 | 0 | 0 | 0 | 0 | 0 | 0 | 0 | 0 | 0 | 0 | 0 | 0 | 0
F6_Commercial_WA - College_Existing_Water Heating_Natural Gas_Water Heater - Drainwater Heat Recovery_A_Achievable Technical Potential | F6 | Commercial | WA - College | Existing | Water Heating | Natural Gas | Water Heater - Drainwater Heat Recovery | A | Incremental Winter Peak Savings (MW) | Achievable Technical Potential | 0 | 0 | 0 | 0 | 0 | 0 | 0 | 0 | 0 | 0 | 0 | 0 | 0 | 0 | 0 | 0 | 0 | 0 | 0 | 0 | 0 | 0 | 0 | 0 | 0 | 0 | 0
F7_Commercial_WA - College_Existing_Water Heating_Natural Gas_Water Heater - Drainwater Heat Recovery_A_Achievable Technical Potential | F7 | Commercial | WA - College | Existing | Water Heating | Natural Gas | Water Heater - Drainwater Heat Recovery | A | Cumulative Energy Savings (MWh or mTherms) | Achievable Technical Potential | 0 | 0 | 0 | 0 | 0 | 0 | 0 | 0 | 0 | 0 | 0 | 0 | 0 | 0 | 0 | 0 | 0 | 0 | 0 | 0 | 0 | 0 | 0 | 0 | 0 | 0 | 0
F8_Commercial_WA - College_Existing_Water Heating_Natural Gas_Water Heater - Drainwater Heat Recovery_A_Achievable Technical Potential | F8 | Commercial | WA - College | Existing | Water Heating | Natural Gas | Water Heater - Drainwater Heat Recovery | A | Cumulative Summer Peak Savings (MW) | Achievable Technical Potential | 0 | 0 | 0 | 0 | 0 | 0 | 0 | 0 | 0 | 0 | 0 | 0 | 0 | 0 | 0 | 0 | 0 | 0 | 0 | 0 | 0 | 0 | 0 | 0 | 0 | 0 | 0
F9_Commercial_WA - College_Existing_Water Heating_Natural Gas_Water Heater - Drainwater Heat Recovery_A_Achievable Technical Potential | F9 | Commercial | WA - College | Existing | Water Heating | Natural Gas | Water Heater - Drainwater Heat Recovery | A | Cumulative Winter Peak Savings (MW) | Achievable Technical Potential | 0 | 0 | 0 | 0 | 0 | 0 | 0 | 0 | 0 | 0 | 0 | 0 | 0 | 0 | 0 | 0 | 0 | 0 | 0 | 0 | 0 | 0 | 0 | 0 | 0 | 0 | 0
F10_Commercial_WA - College_Existing_Water Heating_Natural Gas_Water Heater - Drainwater Heat Recovery_A_Achievable Technical Potential | F10 | Commercial | WA - College | Existing | Water Heating | Natural Gas | Water Heater - Drainwater Heat Recovery | A | Purchases (Incremental) | Achievable Technical Potential | 0 | 0 | 0 | 0 | 0 | 0 | 0 | 0 | 0 | 0 | 0 | 0 | 0 | 0 | 0 | 0 | 0 | 0 | 0 | 0 | 0 | 0 | 0 | 0 | 0 | 0 | 0
F11_Commercial_WA - College_Existing_Water Heating_Natural Gas_Water Heater - Drainwater Heat Recovery_A_Achievable Technical Potential | F11 | Commercial | WA - College | Existing | Water Heating | Natural Gas | Water Heater - Drainwater Heat Recovery | A | Purchases (Cumulative) | Achievable Technical Potential | 0 | 0 | 0 | 0 | 0 | 0 | 0 | 0 | 0 | 0 | 0 | 0 | 0 | 0 | 0 | 0 | 0 | 0 | 0 | 0 | 0 | 0 | 0 | 0 | 0 | 0 | 0
F1_Commercial_WA - College_Existing_Water Heating_Natural Gas_Water Heater - Circulation Pump Controls_A_Achievable Technical Potential | F1 | Commercial | WA - College | Existing | Water Heating | Natural Gas | Water Heater - Circulation Pump Controls | A | Integrated Unit Energy Savings (kWh or therms) | Achievable Technical Potential | 0 | 0 | 1398.547 | 1373.9945 | 1351.1578 | 1331.0565 | 1312.6276 | 1295.8146 | 1280.3656 | 1267.1898 | 1255.0822 | 1243.9951 | 1233.9125 | 1225.404 | 1218.3406 | 1211.0227 | 1205.2059 | 1200.6994 | 1197.1176 | 1194.2421 | 1192.1573 | 1190.6505 | 1189.5598 | 1188.7657 | 1187.7696 | 1187.5454 | 1187.3661
F2_Commercial_WA - College_Existing_Water Heating_Natural Gas_Water Heater - Circulation Pump Controls_A_Achievable Technical Potential | F2 | Commercial | WA - College | Existing | Water Heating | Natural Gas | Water Heater - Circulation Pump Controls | A | Integrated Unit Summer Peak Savings (kW) | Achievable Technical Potential | 0 | 0 | 0 | 0 | 0 | 0 | 0 | 0 | 0 | 0 | 0 | 0 | 0 | 0 | 0 | 0 | 0 | 0 | 0 | 0 | 0 | 0 | 0 | 0 | 0 | 0 | 0
F3_Commercial_WA - College_Existing_Water Heating_Natural Gas_Water Heater - Circulation Pump Controls_A_Achievable Technical Potential | F3 | Commercial | WA - College | Existing | Water Heating | Natural Gas | Water Heater - Circulation Pump Controls | A | Integrated Unit Winter Peak Savings (kW) | Achievable Technical Potential | 0 | 0 | 0 | 0 | 0 | 0 | 0 | 0 | 0 | 0 | 0 | 0 | 0 | 0 | 0 | 0 | 0 | 0 | 0 | 0 | 0 | 0 | 0 | 0 | 0 | 0 | 0
F4_Commercial_WA - College_Existing_Water Heating_Natural Gas_Water Heater - Circulation Pump Controls_A_Achievable Technical Potential | F4 | Commercial | WA - College | Existing | Water Heating | Natural Gas | Water Heater - Circulation Pump Controls | A | Incremental Energy Savings (MWh or mTherms) | Achievable Technical Potential | 0 | 0 | 0 | 9.0896 | 10.9751 | 13.2305 | 15.1458 | 17.0545 | 19.701 | 21.3899 | 21.6425 | 20.2153 | 17.2359 | 13.2459 | 0.97812 | 0 | 0 | 0 | 0 | 0 | 0 | 0 | 0 | 0 | 0 | 0 | 0
F5_Commercial_WA - College_Existing_Water Heating_Natural Gas_Water Heater - Circulation Pump Controls_A_Achievable Technical Potential | F5 | Commercial | WA - College | Existing | Water Heating | Natural Gas | Water Heater - Circulation Pump Controls | A | Incremental Summer Peak Savings (MW) | Achievable Technical Potential | 0 | 0 | 0 | 0 | 0 | 0 | 0 | 0 | 0 | 0 | 0 | 0 | 0 | 0 | 0 | 0 | 0 | 0 | 0 | 0 | 0 | 0 | 0 | 0 | 0 | 0 | 0
F6_Commercial_WA - College_Existing_Water Heating_Natural Gas_Water Heater - Circulation Pump Controls_A_Achievable Technical Potential | F6 | Commercial | WA - College | Existing | Water Heating | Natural Gas | Water Heater - Circulation Pump Controls | A | Incremental Winter Peak Savings (MW) | Achievable Technical Potential | 0 | 0 | 0 | 0 | 0 | 0 | 0 | 0 | 0 | 0 | 0 | 0 | 0 | 0 | 0 | 0 | 0 | 0 | 0 | 0 | 0 | 0 | 0 | 0 | 0 | 0 | 0
F7_Commercial_WA - College_Existing_Water Heating_Natural Gas_Water Heater - Circulation Pump Controls_A_Achievable Technical Potential | F7 | Commercial | WA - College | Existing | Water Heating | Natural Gas | Water Heater - Circulation Pump Controls | A | Cumulative Energy Savings (MWh or mTherms) | Achievable Technical Potential | 0 | 0 | 0 | 9.0896 | 19.9136 | 32.8478 | 47.5388 | 63.9844 | 82.9226 | 103.4592 | 124.1132 | 143.2321 | 159.3071 | 171.4545 | 171.4444 | 170.4146 | 169.5961 | 168.9619 | 168.4579 | 168.0532 | 167.7599 | 167.5478 | 167.3944 | 167.2826 | 167.1424 | 167.1109 | 167.0857
F8_Commercial_WA - College_Existing_Water Heating_Natural Gas_Water Heater - Circulation Pump Controls_A_Achievable Technical Potential | F8 | Commercial | WA - College | Existing | Water Heating | Natural Gas | Water Heater - Circulation Pump Controls | A | Cumulative Summer Peak Savings (MW) | Achievable Technical Potential | 0 | 0 | 0 | 0 | 0 | 0 | 0 | 0 | 0 | 0 | 0 | 0 | 0 | 0 | 0 | 0 | 0 | 0 | 0 | 0 | 0 | 0 | 0 | 0 | 0 | 0 | 0
F9_Commercial_WA - College_Existing_Water Heating_Natural Gas_Water Heater - Circulation Pump Controls_A_Achievable Technical Potential | F9 | Commercial | WA - College | Existing | Water Heating | Natural Gas | Water Heater - Circulation Pump Controls | A | Cumulative Winter Peak Savings (MW) | Achievable Technical Potential | 0 | 0 | 0 | 0 | 0 | 0 | 0 | 0 | 0 | 0 | 0 | 0 | 0 | 0 | 0 | 0 | 0 | 0 | 0 | 0 | 0 | 0 | 0 | 0 | 0 | 0 | 0
F10_Commercial_WA - College_Existing_Water Heating_Natural Gas_Water Heater - Circulation Pump Controls_A_Achievable Technical Potential | F10 | Commercial | WA - College | Existing | Water Heating | Natural Gas | Water Heater - Circulation Pump Controls | A | Purchases (Incremental) | Achievable Technical Potential | 0 | 0 | 0 | 6.6154 | 8.1227 | 9.9398 | 11.5386 | 13.1612 | 15.387 | 16.8798 | 17.2439 | 16.2503 | 13.9685 | 10.8094 | 0.80283 | 0 | 0 | 0 | 0 | 0 | 0 | 0 | 0 | 0 | 0 | 0 | 0
F11_Commercial_WA - College_Existing_Water Heating_Natural Gas_Water Heater - Circulation Pump Controls_A_Achievable Technical Potential | F11 | Commercial | WA - College | Existing | Water Heating | Natural Gas | Water Heater - Circulation Pump Controls | A | Purchases (Cumulative) | Achievable Technical Potential | 0 | 0 | 0 | 6.6154 | 14.7382 | 24.678 | 36.2165 | 49.3777 | 64.7648 | 81.6446 | 98.8885 | 115.1388 | 129.1073 | 139.9168 | 140.7196 | 140.7196 | 140.7196 | 140.7196 | 140.7196 | 140.7196 | 140.7196 | 140.7196 | 140.7196 | 140.7196 | 140.7196 | 140.7196 | 140.7196
F1_Commercial_WA - College_Existing_Water Heating_Natural Gas_Water Heater - Pipe Insulation_A_Achievable Technical Potential | F1 | Commercial | WA - College | Existing | Water Heating | Natural Gas | Water Heater - Pipe Insulation | A | Integrated Unit Energy Savings (kWh or therms) | Achievable Technical Potential | 0 | 0 | 4.8372 | 4.7456 | 4.6587 | 4.5797 | 4.5052 | 4.4351 | 4.3678 | 4.3072 | 4.2502 | 4.1979 | 4.1512 | 4.1129 | 4.0885 | 4.0639 | 4.0444 | 4.0293 | 4.0173 | 4.0076 | 4.0006 | 3.9956 | 3.9919 | 3.9892 | 3.9859 | 3.9851 | 3.9845
F2_Commercial_WA - College_Existing_Water Heating_Natural Gas_Water Heater - Pipe Insulation_A_Achievable Technical Potential | F2 | Commercial | WA - College | Existing | Water Heating | Natural Gas | Water Heater - Pipe Insulation | A | Integrated Unit Summer Peak Savings (kW) | Achievable Technical Potential | 0 | 0 | 0 | 0 | 0 | 0 | 0 | 0 | 0 | 0 | 0 | 0 | 0 | 0 | 0 | 0 | 0 | 0 | 0 | 0 | 0 | 0 | 0 | 0 | 0 | 0 | 0
F3_Commercial_WA - College_Existing_Water Heating_Natural Gas_Water Heater - Pipe Insulation_A_Achievable Technical Potential | F3 | Commercial | WA - College | Existing | Water Heating | Natural Gas | Water Heater - Pipe Insulation | A | Integrated Unit Winter Peak Savings (kW) | Achievable Technical Potential | 0 | 0 | 0 | 0 | 0 | 0 | 0 | 0 | 0 | 0 | 0 | 0 | 0 | 0 | 0 | 0 | 0 | 0 | 0 | 0 | 0 | 0 | 0 | 0 | 0 | 0 | 0
F4_Commercial_WA - College_Existing_Water Heating_Natural Gas_Water Heater - Pipe Insulation_A_Achievable Technical Potential | F4 | Commercial | WA - College | Existing | Water Heating | Natural Gas | Water Heater - Pipe Insulation | A | Incremental Energy Savings (MWh or mTherms) | Achievable Technical Potential | 0 | 0 | 0 | 1.1329 | 1.3655 | 1.6427 | 1.8759 | 2.1064 | 2.4252 | 2.6236 | 2.6447 | 2.4617 | 2.0925 | 1.6043 | 1.0945 | 0.651 | 0.3026 | 0 | 0 | 0 | 0 | 0 | 0 | 0 | 0 | 0 | 0
F5_Commercial_WA - College_Existing_Water Heating_Natural Gas_Water Heater - Pipe Insulation_A_Achievable Technical Potential | F5 | Commercial | WA - College | Existing | Water Heating | Natural Gas | Water Heater - Pipe Insulation | A | Incremental Summer Peak Savings (MW) | Achievable Technical Potential | 0 | 0 | 0 | 0 | 0 | 0 | 0 | 0 | 0 | 0 | 0 | 0 | 0 | 0 | 0 | 0 | 0 | 0 | 0 | 0 | 0 | 0 | 0 | 0 | 0 | 0 | 0
F6_Commercial_WA - College_Existing_Water Heating_Natural Gas_Water Heater - Pipe Insulation_A_Achievable Technical Potential | F6 | Commercial | WA - College | Existing | Water Heating | Natural Gas | Water Heater - Pipe Insulation | A | Incremental Winter Peak Savings (MW) | Achievable Technical Potential | 0 | 0 | 0 | 0 | 0 | 0 | 0 | 0 | 0 | 0 | 0 | 0 | 0 | 0 | 0 | 0 | 0 | 0 | 0 | 0 | 0 | 0 | 0 | 0 | 0 | 0 | 0
F7_Commercial_WA - College_Existing_Water Heating_Natural Gas_Water Heater - Pipe Insulation_A_Achievable Technical Potential | F7 | Commercial | WA - College | Existing | Water Heating | Natural Gas | Water Heater - Pipe Insulation | A | Cumulative Energy Savings (MWh or mTherms) | Achievable Technical Potential | 0 | 0 | 0 | 1.1329 | 2.4777 | 4.0784 | 5.8879 | 7.9026 | 10.2079 | 12.6899 | 15.1667 | 17.4416 | 19.3403 | 20.7661 | 21.7373 | 22.2577 | 22.4534 | 22.3695 | 22.3027 | 22.2492 | 22.2103 | 22.1823 | 22.1619 | 22.1471 | 22.1286 | 22.1244 | 22.1211
F8_Commercial_WA - College_Existing_Water Heating_Natural Gas_Water Heater - Pipe Insulation_A_Achievable Technical Potential | F8 | Commercial | WA - College | Existing | Water Heating | Natural Gas | Water Heater - Pipe Insulation | A | Cumulative Summer Peak Savings (MW) | Achievable Technical Potential | 0 | 0 | 0 | 0 | 0 | 0 | 0 | 0 | 0 | 0 | 0 | 0 | 0 | 0 | 0 | 0 | 0 | 0 | 0 | 0 | 0 | 0 | 0 | 0 | 0 | 0 | 0
F9_Commercial_WA - College_Existing_Water Heating_Natural Gas_Water Heater - Pipe Insulation_A_Achievable Technical Potential | F9 | Commercial | WA - College | Existing | Water Heating | Natural Gas | Water Heater - Pipe Insulation | A | Cumulative Winter Peak Savings (MW) | Achievable Technical Potential | 0 | 0 | 0 | 0 | 0 | 0 | 0 | 0 | 0 | 0 | 0 | 0 | 0 | 0 | 0 | 0 | 0 | 0 | 0 | 0 | 0 | 0 | 0 | 0 | 0 | 0 | 0
F10_Commercial_WA - College_Existing_Water Heating_Natural Gas_Water Heater - Pipe Insulation_A_Achievable Technical Potential | F10 | Commercial | WA - College | Existing | Water Heating | Natural Gas | Water Heater - Pipe Insulation | A | Purchases (Incremental) | Achievable Technical Potential | 0 | 0 | 0 | 238.7242 | 293.1152 | 358.6872 | 416.3794 | 474.9334 | 555.2542 | 609.1225 | 622.2617 | 586.4069 | 504.0664 | 390.0679 | 267.6951 | 160.1908 | 74.82 | 0 | 0 | 0 | 0 | 0 | 0 | 0 | 0 | 0 | 0
F11_Commercial_WA - College_Existing_Water Heating_Natural Gas_Water Heater - Pipe Insulation_A_Achievable Technical Potential | F11 | Commercial | WA - College | Existing | Water Heating | Natural Gas | Water Heater - Pipe Insulation | A | Purchases (Cumulative) | Achievable Technical Potential | 0 | 0 | 0 | 238.7242 | 531.8394 | 890.5266 | 1306.906 | 1781.8394 | 2337.0936 | 2946.2161 | 3568.4777 | 4154.8847 | 4658.9511 | 5049.019 | 5316.7141 | 5476.9049 | 5551.7248 | 5551.7248 | 5551.7248 | 5551.7248 | 5551.7248 | 5551.7248 | 5551.7248 | 5551.7248 | 5551.7248 | 5551.7248 | 5551.7248
F1_Commercial_WA - College_Existing_Water Heating_Natural Gas_Water Heater - Motion Control Faucet_A_Achievable Technical Potential | F1 | Commercial | WA - College | Existing | Water Heating | Natural Gas | Water Heater - Motion Control Faucet | A | Integrated Unit Energy Savings (kWh or therms) | Achievable Technical Potential | 0 | 0 | 0 | 0 | 0 | 0 | 0 | 0 | 0 | 0 | 0 | 0 | 0 | 0 | 0 | 0 | 0 | 0 | 0 | 0 | 0 | 0 | 0 | 0 | 0 | 0 | 0
F2_Commercial_WA - College_Existing_Water Heating_Natural Gas_Water Heater - Motion Control Faucet_A_Achievable Technical Potential | F2 | Commercial | WA - College | Existing | Water Heating | Natural Gas | Water Heater - Motion Control Faucet | A | Integrated Unit Summer Peak Savings (kW) | Achievable Technical Potential | 0 | 0 | 0 | 0 | 0 | 0 | 0 | 0 | 0 | 0 | 0 | 0 | 0 | 0 | 0 | 0 | 0 | 0 | 0 | 0 | 0 | 0 | 0 | 0 | 0 | 0 | 0
F3_Commercial_WA - College_Existing_Water Heating_Natural Gas_Water Heater - Motion Control Faucet_A_Achievable Technical Potential | F3 | Commercial | WA - College | Existing | Water Heating | Natural Gas | Water Heater - Motion Control Faucet | A | Integrated Unit Winter Peak Savings (kW) | Achievable Technical Potential | 0 | 0 | 0 | 0 | 0 | 0 | 0 | 0 | 0 | 0 | 0 | 0 | 0 | 0 | 0 | 0 | 0 | 0 | 0 | 0 | 0 | 0 | 0 | 0 | 0 | 0 | 0
F4_Commercial_WA - College_Existing_Water Heating_Natural Gas_Water Heater - Motion Control Faucet_A_Achievable Technical Potential | F4 | Commercial | WA - College | Existing | Water Heating | Natural Gas | Water Heater - Motion Control Faucet | A | Incremental Energy Savings (MWh or mTherms) | Achievable Technical Potential | 0 | 0 | 0 | 0 | 0 | 0 | 0 | 0 | 0 | 0 | 0 | 0 | 0 | 0 | 0 | 0 | 0 | 0 | 0 | 0 | 0 | 0 | 0 | 0 | 0 | 0 | 0
F5_Commercial_WA - College_Existing_Water Heating_Natural Gas_Water Heater - Motion Control Faucet_A_Achievable Technical Potential | F5 | Commercial | WA - College | Existing | Water Heating | Natural Gas | Water Heater - Motion Control Faucet | A | Incremental Summer Peak Savings (MW) | Achievable Technical Potential | 0 | 0 | 0 | 0 | 0 | 0 | 0 | 0 | 0 | 0 | 0 | 0 | 0 | 0 | 0 | 0 | 0 | 0 | 0 | 0 | 0 | 0 | 0 | 0 | 0 | 0 | 0
F6_Commercial_WA - College_Existing_Water Heating_Natural Gas_Water Heater - Motion Control Faucet_A_Achievable Technical Potential | F6 | Commercial | WA - College | Existing | Water Heating | Natural Gas | Water Heater - Motion Control Faucet | A | Incremental Winter Peak Savings (MW) | Achievable Technical Potential | 0 | 0 | 0 | 0 | 0 | 0 | 0 | 0 | 0 | 0 | 0 | 0 | 0 | 0 | 0 | 0 | 0 | 0 | 0 | 0 | 0 | 0 | 0 | 0 | 0 | 0 | 0
F7_Commercial_WA - College_Existing_Water Heating_Natural Gas_Water Heater - Motion Control Faucet_A_Achievable Technical Potential | F7 | Commercial | WA - College | Existing | Water Heating | Natural Gas | Water Heater - Motion Control Faucet | A | Cumulative Energy Savings (MWh or mTherms) | Achievable Technical Potential | 0 | 0 | 0 | 0 | 0 | 0 | 0 | 0 | 0 | 0 | 0 | 0 | 0 | 0 | 0 | 0 | 0 | 0 | 0 | 0 | 0 | 0 | 0 | 0 | 0 | 0 | 0
F8_Commercial_WA - College_Existing_Water Heating_Natural Gas_Water Heater - Motion Control Faucet_A_Achievable Technical Potential | F8 | Commercial | WA - College | Existing | Water Heating | Natural Gas | Water Heater - Motion Control Faucet | A | Cumulative Summer Peak Savings (MW) | Achievable Technical Potential | 0 | 0 | 0 | 0 | 0 | 0 | 0 | 0 | 0 | 0 | 0 | 0 | 0 | 0 | 0 | 0 | 0 | 0 | 0 | 0 | 0 | 0 | 0 | 0 | 0 | 0 | 0
F9_Commercial_WA - College_Existing_Water Heating_Natural Gas_Water Heater - Motion Control Faucet_A_Achievable Technical Potential | F9 | Commercial | WA - College | Existing | Water Heating | Natural Gas | Water Heater - Motion Control Faucet | A | Cumulative Winter Peak Savings (MW) | Achievable Technical Potential | 0 | 0 | 0 | 0 | 0 | 0 | 0 | 0 | 0 | 0 | 0 | 0 | 0 | 0 | 0 | 0 | 0 | 0 | 0 | 0 | 0 | 0 | 0 | 0 | 0 | 0 | 0
F10_Commercial_WA - College_Existing_Water Heating_Natural Gas_Water Heater - Motion Control Faucet_A_Achievable Technical Potential | F10 | Commercial | WA - College | Existing | Water Heating | Natural Gas | Water Heater - Motion Control Faucet | A | Purchases (Incremental) | Achievable Technical Potential | 0 | 0 | 0 | 510334.3649 | 626609.2111 | 766786.3019 | 890118.0784 | 1015292.3867 | 676664.4761 | 675546.9511 | 563458.1981 | 363477.719 | 62279.3844 | 0 | 0 | 0 | 0 | 0 | 0 | 0 | 0 | 0 | 0 | 0 | 0 | 0 | 0
F11_Commercial_WA - College_Existing_Water Heating_Natural Gas_Water Heater - Motion Control Faucet_A_Achievable Technical Potential | F11 | Commercial | WA - College | Existing | Water Heating | Natural Gas | Water Heater - Motion Control Faucet | A | Purchases (Cumulative) | Achievable Technical Potential | 0 | 0 | 0 | 510334.3649 | 1136943.576 | 1903729.8779 | 2793847.9563 | 3809140.343 | 4485804.8191 | 5161351.7702 | 5724809.9683 | 6088287.6873 | 6150567.0717 | 6150567.0717 | 6150567.0717 | 6150567.0717 | 6150567.0717 | 6150567.0717 | 6150567.0717 | 6150567.0717 | 6150567.0717 | 6150567.0717 | 6150567.0717 | 6150567.0717 | 6150567.0717 | 6150567.0717 | 6150567.0717
F1_Commercial_WA - College_Existing_Water Heating_Natural Gas_Water Heater - Solar System_A_Achievable Technical Potential | F1 | Commercial | WA - College | Existing | Water Heating | Natural Gas | Water Heater - Solar System | A | Integrated Unit Energy Savings (kWh or therms) | Achievable Technical Potential | 0 | 0 | 38.6922 | 37.9531 | 37.2501 | 36.6089 | 36.0025 | 35.4293 | 34.8776 | 34.3784 | 33.908 | 33.4761 | 33.092 | 32.7772 | 32.5761 | 32.3766 | 32.2194 | 32.0989 | 32.0031 | 31.9263 | 31.8705 | 31.8302 | 31.8011 | 31.7799 | 31.7532 | 31.7472 | 31.7424
F2_Commercial_WA - College_Existing_Water Heating_Natural Gas_Water Heater - Solar System_A_Achievable Technical Potential | F2 | Commercial | WA - College | Existing | Water Heating | Natural Gas | Water Heater - Solar System | A | Integrated Unit Summer Peak Savings (kW) | Achievable Technical Potential | 0 | 0 | 0 | 0 | 0 | 0 | 0 | 0 | 0 | 0 | 0 | 0 | 0 | 0 | 0 | 0 | 0 | 0 | 0 | 0 | 0 | 0 | 0 | 0 | 0 | 0 | 0
F3_Commercial_WA - College_Existing_Water Heating_Natural Gas_Water Heater - Solar System_A_Achievable Technical Potential | F3 | Commercial | WA - College | Existing | Water Heating | Natural Gas | Water Heater - Solar System | A | Integrated Unit Winter Peak Savings (kW) | Achievable Technical Potential | 0 | 0 | 0 | 0 | 0 | 0 | 0 | 0 | 0 | 0 | 0 | 0 | 0 | 0 | 0 | 0 | 0 | 0 | 0 | 0 | 0 | 0 | 0 | 0 | 0 | 0 | 0
F4_Commercial_WA - College_Existing_Water Heating_Natural Gas_Water Heater - Solar System_A_Achievable Technical Potential | F4 | Commercial | WA - College | Existing | Water Heating | Natural Gas | Water Heater - Solar System | A | Incremental Energy Savings (MWh or mTherms) | Achievable Technical Potential | 0 | 0 | 0 | 4.7219 | 5.4583 | 6.3413 | 7.0355 | 7.714 | 8.7097 | 9.2721 | 9.9254 | 9.5379 | 8.2223 | 6.3201 | 4.2908 | 3.3182 | 1.4339 | 0 | 0 | 0 | 0 | 0 | 0 | 0 | 0 | 0 | 0
F5_Commercial_WA - College_Existing_Water Heating_Natural Gas_Water Heater - Solar System_A_Achievable Technical Potential | F5 | Commercial | WA - College | Existing | Water Heating | Natural Gas | Water Heater - Solar System | A | Incremental Summer Peak Savings (MW) | Achievable Technical Potential | 0 | 0 | 0 | 0 | 0 | 0 | 0 | 0 | 0 | 0 | 0 | 0 | 0 | 0 | 0 | 0 | 0 | 0 | 0 | 0 | 0 | 0 | 0 | 0 | 0 | 0 | 0
F6_Commercial_WA - College_Existing_Water Heating_Natural Gas_Water Heater - Solar System_A_Achievable Technical Potential | F6 | Commercial | WA - College | Existing | Water Heating | Natural Gas | Water Heater - Solar System | A | Incremental Winter Peak Savings (MW) | Achievable Technical Potential | 0 | 0 | 0 | 0 | 0 | 0 | 0 | 0 | 0 | 0 | 0 | 0 | 0 | 0 | 0 | 0 | 0 | 0 | 0 | 0 | 0 | 0 | 0 | 0 | 0 | 0 | 0
F7_Commercial_WA - College_Existing_Water Heating_Natural Gas_Water Heater - Solar System_A_Achievable Technical Potential | F7 | Commercial | WA - College | Existing | Water Heating | Natural Gas | Water Heater - Solar System | A | Cumulative Energy Savings (MWh or mTherms) | Achievable Technical Potential | 0 | 0 | 0 | 4.7219 | 10.0927 | 16.2603 | 23.0264 | 30.3738 | 38.6105 | 47.3299 | 56.6078 | 65.4246 | 72.8962 | 78.5227 | 82.3319 | 85.146 | 86.1662 | 85.844 | 85.5879 | 85.3823 | 85.2333 | 85.1256 | 85.0476 | 84.9908 | 84.9196 | 84.9036 | 84.8907
F8_Commercial_WA - College_Existing_Water Heating_Natural Gas_Water Heater - Solar System_A_Achievable Technical Potential | F8 | Commercial | WA - College | Existing | Water Heating | Natural Gas | Water Heater - Solar System | A | Cumulative Summer Peak Savings (MW) | Achievable Technical Potential | 0 | 0 | 0 | 0 | 0 | 0 | 0 | 0 | 0 | 0 | 0 | 0 | 0 | 0 | 0 | 0 | 0 | 0 | 0 | 0 | 0 | 0 | 0 | 0 | 0 | 0 | 0
F9_Commercial_WA - College_Existing_Water Heating_Natural Gas_Water Heater - Solar System_A_Achievable Technical Potential | F9 | Commercial | WA - College | Existing | Water Heating | Natural Gas | Water Heater - Solar System | A | Cumulative Winter Peak Savings (MW) | Achievable Technical Potential | 0 | 0 | 0 | 0 | 0 | 0 | 0 | 0 | 0 | 0 | 0 | 0 | 0 | 0 | 0 | 0 | 0 | 0 | 0 | 0 | 0 | 0 | 0 | 0 | 0 | 0 | 0
F10_Commercial_WA - College_Existing_Water Heating_Natural Gas_Water Heater - Solar System_A_Achievable Technical Potential | F10 | Commercial | WA - College | Existing | Water Heating | Natural Gas | Water Heater - Solar System | A | Purchases (Incremental) | Achievable Technical Potential | 0 | 0 | 0 | 124.413 | 146.5321 | 173.2163 | 195.4155 | 217.7302 | 249.721 | 269.7075 | 292.7156 | 284.916 | 248.4672 | 192.8195 | 131.7172 | 102.4867 | 44.5037 | 0 | 0 | 0 | 0 | 0 | 0 | 0 | 0 | 0 | 0
F11_Commercial_WA - College_Existing_Water Heating_Natural Gas_Water Heater - Solar System_A_Achievable Technical Potential | F11 | Commercial | WA - College | Existing | Water Heating | Natural Gas | Water Heater - Solar System | A | Purchases (Cumulative) | Achievable Technical Potential | 0 | 0 | 0 | 124.413 | 270.9451 | 444.1614 | 639.5769 | 857.3071 | 1107.0281 | 1376.7355 | 1669.4511 | 1954.3671 | 2202.8343 | 2395.6539 | 2527.3711 | 2629.8578 | 2674.3615 | 2674.3615 | 2674.3615 | 2674.3615 | 2674.3615 | 2674.3615 | 2674.3615 | 2674.3615 | 2674.3615 | 2674.3615 | 2674.3615
F1_Commercial_WA - College_Existing_Water Heating_Natural Gas_Commercial Laundry - Ozone Treatment_A_Achievable Technical Potential | F1 | Commercial | WA - College | Existing | Water Heating | Natural Gas | Commercial Laundry - Ozone Treatment | A | Integrated Unit Energy Savings (kWh or therms) | Achievable Technical Potential | 0 | 0 | 352.0533 | 344.7087 | 337.483 | 330.7352 | 324.3641 | 318.3695 | 312.4667 | 306.9837 | 301.7413 | 296.918 | 292.6793 | 289.2581 | 287.0511 | 285.1197 | 283.6595 | 282.5989 | 281.7558 | 281.0791 | 280.5884 | 280.2337 | 279.977 | 279.7901 | 279.5557 | 279.5029 | 279.4607
F2_Commercial_WA - College_Existing_Water Heating_Natural Gas_Commercial Laundry - Ozone Treatment_A_Achievable Technical Potential | F2 | Commercial | WA - College | Existing | Water Heating | Natural Gas | Commercial Laundry - Ozone Treatment | A | Integrated Unit Summer Peak Savings (kW) | Achievable Technical Potential | 0 | 0 | 0 | 0 | 0 | 0 | 0 | 0 | 0 | 0 | 0 | 0 | 0 | 0 | 0 | 0 | 0 | 0 | 0 | 0 | 0 | 0 | 0 | 0 | 0 | 0 | 0
F3_Commercial_WA - College_Existing_Water Heating_Natural Gas_Commercial Laundry - Ozone Treatment_A_Achievable Technical Potential | F3 | Commercial | WA - College | Existing | Water Heating | Natural Gas | Commercial Laundry - Ozone Treatment | A | Integrated Unit Winter Peak Savings (kW) | Achievable Technical Potential | 0 | 0 | 0 | 0 | 0 | 0 | 0 | 0 | 0 | 0 | 0 | 0 | 0 | 0 | 0 | 0 | 0 | 0 | 0 | 0 | 0 | 0 | 0 | 0 | 0 | 0 | 0
F4_Commercial_WA - College_Existing_Water Heating_Natural Gas_Commercial Laundry - Ozone Treatment_A_Achievable Technical Potential | F4 | Commercial | WA - College | Existing | Water Heating | Natural Gas | Commercial Laundry - Ozone Treatment | A | Incremental Energy Savings (MWh or mTherms) | Achievable Technical Potential | 0 | 0 | 0 | 1.3031 | 1.5664 | 1.8785 | 2.1387 | 2.3944 | 2.7474 | 2.961 | 2.9733 | 2.7571 | 2.3362 | 0.69323 | 0 | 0 | 0 | 0 | 0 | 0 | 0 | 0 | 0 | 0 | 0 | 0 | 0
F5_Commercial_WA - College_Existing_Water Heating_Natural Gas_Commercial Laundry - Ozone Treatment_A_Achievable Technical Potential | F5 | Commercial | WA - College | Existing | Water Heating | Natural Gas | Commercial Laundry - Ozone Treatment | A | Incremental Summer Peak Savings (MW) | Achievable Technical Potential | 0 | 0 | 0 | 0 | 0 | 0 | 0 | 0 | 0 | 0 | 0 | 0 | 0 | 0 | 0 | 0 | 0 | 0 | 0 | 0 | 0 | 0 | 0 | 0 | 0 | 0 | 0
F6_Commercial_WA - College_Existing_Water Heating_Natural Gas_Commercial Laundry - Ozone Treatment_A_Achievable Technical Potential | F6 | Commercial | WA - College | Existing | Water Heating | Natural Gas | Commercial Laundry - Ozone Treatment | A | Incremental Winter Peak Savings (MW) | Achievable Technical Potential | 0 | 0 | 0 | 0 | 0 | 0 | 0 | 0 | 0 | 0 | 0 | 0 | 0 | 0 | 0 | 0 | 0 | 0 | 0 | 0 | 0 | 0 | 0 | 0 | 0 | 0 | 0
F7_Commercial_WA - College_Existing_Water Heating_Natural Gas_Commercial Laundry - Ozone Treatment_A_Achievable Technical Potential | F7 | Commercial | WA - College | Existing | Water Heating | Natural Gas | Commercial Laundry - Ozone Treatment | A | Cumulative Energy Savings (MWh or mTherms) | Achievable Technical Potential | 0 | 0 | 0 | 1.3031 | 2.8422 | 4.6639 | 6.7128 | 8.9831 | 11.5639 | 14.322 | 17.0507 | 19.5353 | 21.5926 | 22.0334 | 21.8653 | 21.7182 | 21.607 | 21.5262 | 21.462 | 21.4104 | 21.373 | 21.346 | 21.3265 | 21.3122 | 21.2944 | 21.2903 | 21.2871
F8_Commercial_WA - College_Existing_Water Heating_Natural Gas_Commercial Laundry - Ozone Treatment_A_Achievable Technical Potential | F8 | Commercial | WA - College | Existing | Water Heating | Natural Gas | Commercial Laundry - Ozone Treatment | A | Cumulative Summer Peak Savings (MW) | Achievable Technical Potential | 0 | 0 | 0 | 0 | 0 | 0 | 0 | 0 | 0 | 0 | 0 | 0 | 0 | 0 | 0 | 0 | 0 | 0 | 0 | 0 | 0 | 0 | 0 | 0 | 0 | 0 | 0
F9_Commercial_WA - College_Existing_Water Heating_Natural Gas_Commercial Laundry - Ozone Treatment_A_Achievable Technical Potential | F9 | Commercial | WA - College | Existing | Water Heating | Natural Gas | Commercial Laundry - Ozone Treatment | A | Cumulative Winter Peak Savings (MW) | Achievable Technical Potential | 0 | 0 | 0 | 0 | 0 | 0 | 0 | 0 | 0 | 0 | 0 | 0 | 0 | 0 | 0 | 0 | 0 | 0 | 0 | 0 | 0 | 0 | 0 | 0 | 0 | 0 | 0
F10_Commercial_WA - College_Existing_Water Heating_Natural Gas_Commercial Laundry - Ozone Treatment_A_Achievable Technical Potential | F10 | Commercial | WA - College | Existing | Water Heating | Natural Gas | Commercial Laundry - Ozone Treatment | A | Purchases (Incremental) | Achievable Technical Potential | 0 | 0 | 0 | 3.7803 | 4.6415 | 5.6799 | 6.5935 | 7.5207 | 8.7926 | 9.6456 | 9.8537 | 9.2859 | 7.982 | 2.3966 | 0 | 0 | 0 | 0 | 0 | 0 | 0 | 0 | 0 | 0 | 0 | 0 | 0
F11_Commercial_WA - College_Existing_Water Heating_Natural Gas_Commercial Laundry - Ozone Treatment_A_Achievable Technical Potential | F11 | Commercial | WA - College | Existing | Water Heating | Natural Gas | Commercial Laundry - Ozone Treatment | A | Purchases (Cumulative) | Achievable Technical Potential | 0 | 0 | 0 | 3.7803 | 8.4218 | 14.1017 | 20.6952 | 28.2159 | 37.0084 | 46.654 | 56.5077 | 65.7936 | 73.7756 | 76.1722 | 76.1722 | 76.1722 | 76.1722 | 76.1722 | 76.1722 | 76.1722 | 76.1722 | 76.1722 | 76.1722 | 76.1722 | 76.1722 | 76.1722 | 76.1722
F1_Commercial_WA - College_Existing_Water Heating_Natural Gas_Commercial Laundry - ENERGY STAR Washer_A_Achievable Technical Potential | F1 | Commercial | WA - College | Existing | Water Heating | Natural Gas | Commercial Laundry - ENERGY STAR Washer | A | Integrated Unit Energy Savings (kWh or therms) | Achievable Technical Potential | 0 | 0 | 34.2159 | 33.5023 | 32.8003 | 32.1448 | 31.526 | 30.9437 | 30.3705 | 29.8381 | 29.3289 | 28.8603 | 28.4484 | 28.1159 | 27.9013 | 27.7136 | 27.5717 | 27.4686 | 27.3867 | 27.3209 | 27.2732 | 27.2387 | 27.2138 | 27.1956 | 27.1728 | 27.1677 | 27.1636
F2_Commercial_WA - College_Existing_Water Heating_Natural Gas_Commercial Laundry - ENERGY STAR Washer_A_Achievable Technical Potential | F2 | Commercial | WA - College | Existing | Water Heating | Natural Gas | Commercial Laundry - ENERGY STAR Washer | A | Integrated Unit Summer Peak Savings (kW) | Achievable Technical Potential | 0 | 0 | 0 | 0 | 0 | 0 | 0 | 0 | 0 | 0 | 0 | 0 | 0 | 0 | 0 | 0 | 0 | 0 | 0 | 0 | 0 | 0 | 0 | 0 | 0 | 0 | 0
F3_Commercial_WA - College_Existing_Water Heating_Natural Gas_Commercial Laundry - ENERGY STAR Washer_A_Achievable Technical Potential | F3 | Commercial | WA - College | Existing | Water Heating | Natural Gas | Commercial Laundry - ENERGY STAR Washer | A | Integrated Unit Winter Peak Savings (kW) | Achievable Technical Potential | 0 | 0 | 0 | 0 | 0 | 0 | 0 | 0 | 0 | 0 | 0 | 0 | 0 | 0 | 0 | 0 | 0 | 0 | 0 | 0 | 0 | 0 | 0 | 0 | 0 | 0 | 0
F4_Commercial_WA - College_Existing_Water Heating_Natural Gas_Commercial Laundry - ENERGY STAR Washer_A_Achievable Technical Potential | F4 | Commercial | WA - College | Existing | Water Heating | Natural Gas | Commercial Laundry - ENERGY STAR Washer | A | Incremental Energy Savings (MWh or mTherms) | Achievable Technical Potential | 0 | 0 | 0 | 0.044126 | 0.053045 | 0.063614 | 0.072424 | 0.081083 | 0.09304 | 0.10028 | 0.062063 | 0.046701 | 0.022818 | 0 | 0 | 0 | 0 | 0 | 0 | 0 | 0 | 0 | 0 | 0 | 0 | 0 | 0
F5_Commercial_WA - College_Existing_Water Heating_Natural Gas_Commercial Laundry - ENERGY STAR Washer_A_Achievable Technical Potential | F5 | Commercial | WA - College | Existing | Water Heating | Natural Gas | Commercial Laundry - ENERGY STAR Washer | A | Incremental Summer Peak Savings (MW) | Achievable Technical Potential | 0 | 0 | 0 | 0 | 0 | 0 | 0 | 0 | 0 | 0 | 0 | 0 | 0 | 0 | 0 | 0 | 0 | 0 | 0 | 0 | 0 | 0 | 0 | 0 | 0 | 0 | 0
F6_Commercial_WA - College_Existing_Water Heating_Natural Gas_Commercial Laundry - ENERGY STAR Washer_A_Achievable Technical Potential | F6 | Commercial | WA - College | Existing | Water Heating | Natural Gas | Commercial Laundry - ENERGY STAR Washer | A | Incremental Winter Peak Savings (MW) | Achievable Technical Potential | 0 | 0 | 0 | 0 | 0 | 0 | 0 | 0 | 0 | 0 | 0 | 0 | 0 | 0 | 0 | 0 | 0 | 0 | 0 | 0 | 0 | 0 | 0 | 0 | 0 | 0 | 0
F7_Commercial_WA - College_Existing_Water Heating_Natural Gas_Commercial Laundry - ENERGY STAR Washer_A_Achievable Technical Potential | F7 | Commercial | WA - College | Existing | Water Heating | Natural Gas | Commercial Laundry - ENERGY STAR Washer | A | Cumulative Energy Savings (MWh or mTherms) | Achievable Technical Potential | 0 | 0 | 0 | 0.044126 | 0.096246 | 0.15794 | 0.22732 | 0.30421 | 0.39161 | 0.48502 | 0.53881 | 0.5769 | 0.59149 | 0.58457 | 0.58011 | 0.57621 | 0.57326 | 0.57111 | 0.56941 | 0.56804 | 0.56705 | 0.56633 | 0.56582 | 0.56544 | 0.56496 | 0.56486 | 0.56477
F8_Commercial_WA - College_Existing_Water Heating_Natural Gas_Commercial Laundry - ENERGY STAR Washer_A_Achievable Technical Potential | F8 | Commercial | WA - College | Existing | Water Heating | Natural Gas | Commercial Laundry - ENERGY STAR Washer | A | Cumulative Summer Peak Savings (MW) | Achievable Technical Potential | 0 | 0 | 0 | 0 | 0 | 0 | 0 | 0 | 0 | 0 | 0 | 0 | 0 | 0 | 0 | 0 | 0 | 0 | 0 | 0 | 0 | 0 | 0 | 0 | 0 | 0 | 0
F9_Commercial_WA - College_Existing_Water Heating_Natural Gas_Commercial Laundry - ENERGY STAR Washer_A_Achievable Technical Potential | F9 | Commercial | WA - College | Existing | Water Heating | Natural Gas | Commercial Laundry - ENERGY STAR Washer | A | Cumulative Winter Peak Savings (MW) | Achievable Technical Potential | 0 | 0 | 0 | 0 | 0 | 0 | 0 | 0 | 0 | 0 | 0 | 0 | 0 | 0 | 0 | 0 | 0 | 0 | 0 | 0 | 0 | 0 | 0 | 0 | 0 | 0 | 0
F10_Commercial_WA - College_Existing_Water Heating_Natural Gas_Commercial Laundry - ENERGY STAR Washer_A_Achievable Technical Potential | F10 | Commercial | WA - College | Existing | Water Heating | Natural Gas | Commercial Laundry - ENERGY STAR Washer | A | Purchases (Incremental) | Achievable Technical Potential | 0 | 0 | 0 | 1.3171 | 1.6172 | 1.979 | 2.2973 | 2.6203 | 3.0635 | 3.3607 | 2.1161 | 1.6182 | 0.8021 | 0 | 0 | 0 | 0 | 0 | 0 | 0 | 0 | 0 | 0 | 0 | 0 | 0 | 0
F11_Commercial_WA - College_Existing_Water Heating_Natural Gas_Commercial Laundry - ENERGY STAR Washer_A_Achievable Technical Potential | F11 | Commercial | WA - College | Existing | Water Heating | Natural Gas | Commercial Laundry - ENERGY STAR Washer | A | Purchases (Cumulative) | Achievable Technical Potential | 0 | 0 | 0 | 1.3171 | 2.9343 | 4.9133 | 7.2106 | 9.8309 | 12.8944 | 16.2552 | 18.3712 | 19.9894 | 20.7915 | 20.7915 | 20.7915 | 20.7915 | 20.7915 | 20.7915 | 20.7915 | 20.7915 | 20.7915 | 20.7915 | 20.7915 | 20.7915 | 20.7915 | 20.7915 | 20.7915
F1_Commercial_WA - College_Existing_Water Heating_Natural Gas_Water Heater - Efficient Dishwasher_A_Achievable Technical Potential | F1 | Commercial | WA - College | Existing | Water Heating | Natural Gas | Water Heater - Efficient Dishwasher | A | Integrated Unit Energy Savings (kWh or therms) | Achievable Technical Potential | 0 | 0 | 99.0727 | 97.0683 | 95.1088 | 93.2976 | 91.6035 | 90.0263 | 88.4904 | 87.0816 | 85.739 | 84.5027 | 83.4102 | 82.5222 | 81.9519 | 81.4005 | 80.9837 | 80.6809 | 80.4402 | 80.2469 | 80.1069 | 80.0056 | 79.9323 | 79.879 | 79.812 | 79.797 | 79.7849
F2_Commercial_WA - College_Existing_Water Heating_Natural Gas_Water Heater - Efficient Dishwasher_A_Achievable Technical Potential | F2 | Commercial | WA - College | Existing | Water Heating | Natural Gas | Water Heater - Efficient Dishwasher | A | Integrated Unit Summer Peak Savings (kW) | Achievable Technical Potential | 0 | 0 | 0 | 0 | 0 | 0 | 0 | 0 | 0 | 0 | 0 | 0 | 0 | 0 | 0 | 0 | 0 | 0 | 0 | 0 | 0 | 0 | 0 | 0 | 0 | 0 | 0
F3_Commercial_WA - College_Existing_Water Heating_Natural Gas_Water Heater - Efficient Dishwasher_A_Achievable Technical Potential | F3 | Commercial | WA - College | Existing | Water Heating | Natural Gas | Water Heater - Efficient Dishwasher | A | Integrated Unit Winter Peak Savings (kW) | Achievable Technical Potential | 0 | 0 | 0 | 0 | 0 | 0 | 0 | 0 | 0 | 0 | 0 | 0 | 0 | 0 | 0 | 0 | 0 | 0 | 0 | 0 | 0 | 0 | 0 | 0 | 0 | 0 | 0
F4_Commercial_WA - College_Existing_Water Heating_Natural Gas_Water Heater - Efficient Dishwasher_A_Achievable Technical Potential | F4 | Commercial | WA - College | Existing | Water Heating | Natural Gas | Water Heater - Efficient Dishwasher | A | Incremental Energy Savings (MWh or mTherms) | Achievable Technical Potential | 0 | 0 | 0 | 4.1281 | 4.9663 | 5.9616 | 6.7948 | 7.6169 | 8.7532 | 9.4495 | 9.5045 | 8.8277 | 7.49 | 5.7344 | 3.9082 | 0 | 0 | 0 | 0 | 0 | 0 | 0 | 0 | 0 | 0 | 0 | 0
F5_Commercial_WA - College_Existing_Water Heating_Natural Gas_Water Heater - Efficient Dishwasher_A_Achievable Technical Potential | F5 | Commercial | WA - College | Existing | Water Heating | Natural Gas | Water Heater - Efficient Dishwasher | A | Incremental Summer Peak Savings (MW) | Achievable Technical Potential | 0 | 0 | 0 | 0 | 0 | 0 | 0 | 0 | 0 | 0 | 0 | 0 | 0 | 0 | 0 | 0 | 0 | 0 | 0 | 0 | 0 | 0 | 0 | 0 | 0 | 0 | 0
F6_Commercial_WA - College_Existing_Water Heating_Natural Gas_Water Heater - Efficient Dishwasher_A_Achievable Technical Potential | F6 | Commercial | WA - College | Existing | Water Heating | Natural Gas | Water Heater - Efficient Dishwasher | A | Incremental Winter Peak Savings (MW) | Achievable Technical Potential | 0 | 0 | 0 | 0 | 0 | 0 | 0 | 0 | 0 | 0 | 0 | 0 | 0 | 0 | 0 | 0 | 0 | 0 | 0 | 0 | 0 | 0 | 0 | 0 | 0 | 0 | 0
F7_Commercial_WA - College_Existing_Water Heating_Natural Gas_Water Heater - Efficient Dishwasher_A_Achievable Technical Potential | F7 | Commercial | WA - College | Existing | Water Heating | Natural Gas | Water Heater - Efficient Dishwasher | A | Cumulative Energy Savings (MWh or mTherms) | Achievable Technical Potential | 0 | 0 | 0 | 4.1281 | 9.0111 | 14.8011 | 21.3272 | 28.5769 | 36.8425 | 45.7055 | 54.5053 | 62.547 | 69.2284 | 74.2258 | 77.6211 | 77.0988 | 76.704 | 76.4172 | 76.1892 | 76.0062 | 75.8735 | 75.7776 | 75.7082 | 75.6577 | 75.5943 | 75.58 | 75.5686
F8_Commercial_WA - College_Existing_Water Heating_Natural Gas_Water Heater - Efficient Dishwasher_A_Achievable Technical Potential | F8 | Commercial | WA - College | Existing | Water Heating | Natural Gas | Water Heater - Efficient Dishwasher | A | Cumulative Summer Peak Savings (MW) | Achievable Technical Potential | 0 | 0 | 0 | 0 | 0 | 0 | 0 | 0 | 0 | 0 | 0 | 0 | 0 | 0 | 0 | 0 | 0 | 0 | 0 | 0 | 0 | 0 | 0 | 0 | 0 | 0 | 0
F9_Commercial_WA - College_Existing_Water Heating_Natural Gas_Water Heater - Efficient Dishwasher_A_Achievable Technical Potential | F9 | Commercial | WA - College | Existing | Water Heating | Natural Gas | Water Heater - Efficient Dishwasher | A | Cumulative Winter Peak Savings (MW) | Achievable Technical Potential | 0 | 0 | 0 | 0 | 0 | 0 | 0 | 0 | 0 | 0 | 0 | 0 | 0 | 0 | 0 | 0 | 0 | 0 | 0 | 0 | 0 | 0 | 0 | 0 | 0 | 0 | 0
F10_Commercial_WA - College_Existing_Water Heating_Natural Gas_Water Heater - Efficient Dishwasher_A_Achievable Technical Potential | F10 | Commercial | WA - College | Existing | Water Heating | Natural Gas | Water Heater - Efficient Dishwasher | A | Purchases (Incremental) | Achievable Technical Potential | 0 | 0 | 0 | 42.5279 | 52.2174 | 63.8989 | 74.1765 | 84.6077 | 98.9166 | 108.513 | 110.8537 | 104.4663 | 89.7976 | 69.4892 | 47.6889 | 0 | 0 | 0 | 0 | 0 | 0 | 0 | 0 | 0 | 0 | 0 | 0
F11_Commercial_WA - College_Existing_Water Heating_Natural Gas_Water Heater - Efficient Dishwasher_A_Achievable Technical Potential | F11 | Commercial | WA - College | Existing | Water Heating | Natural Gas | Water Heater - Efficient Dishwasher | A | Purchases (Cumulative) | Achievable Technical Potential | 0 | 0 | 0 | 42.5279 | 94.7453 | 158.6442 | 232.8207 | 317.4284 | 416.3449 | 524.8579 | 635.7117 | 740.178 | 829.9756 | 899.4648 | 947.1538 | 947.1538 | 947.1538 | 947.1538 | 947.1538 | 947.1538 | 947.1538 | 947.1538 | 947.1538 | 947.1538 | 947.1538 | 947.1538 | 947.1538
F1_Commercial_WA - College_Existing_Water Heating_Natural Gas_Commercial Laundry - Alternative Dry-Cleaning Methods_A_Achievable Technical Potential | F1 | Commercial | WA - College | Existing | Water Heating | Natural Gas | Commercial Laundry - Alternative Dry-Cleaning Methods | A | Integrated Unit Energy Savings (kWh or therms) | Achievable Technical Potential | 0 | 0 | 0 | 0 | 0 | 0 | 0 | 0 | 0 | 0 | 0 | 0 | 0 | 0 | 0 | 0 | 0 | 0 | 0 | 0 | 0 | 0 | 0 | 0 | 0 | 0 | 0
F2_Commercial_WA - College_Existing_Water Heating_Natural Gas_Commercial Laundry - Alternative Dry-Cleaning Methods_A_Achievable Technical Potential | F2 | Commercial | WA - College | Existing | Water Heating | Natural Gas | Commercial Laundry - Alternative Dry-Cleaning Methods | A | Integrated Unit Summer Peak Savings (kW) | Achievable Technical Potential | 0 | 0 | 0 | 0 | 0 | 0 | 0 | 0 | 0 | 0 | 0 | 0 | 0 | 0 | 0 | 0 | 0 | 0 | 0 | 0 | 0 | 0 | 0 | 0 | 0 | 0 | 0
F3_Commercial_WA - College_Existing_Water Heating_Natural Gas_Commercial Laundry - Alternative Dry-Cleaning Methods_A_Achievable Technical Potential | F3 | Commercial | WA - College | Existing | Water Heating | Natural Gas | Commercial Laundry - Alternative Dry-Cleaning Methods | A | Integrated Unit Winter Peak Savings (kW) | Achievable Technical Potential | 0 | 0 | 0 | 0 | 0 | 0 | 0 | 0 | 0 | 0 | 0 | 0 | 0 | 0 | 0 | 0 | 0 | 0 | 0 | 0 | 0 | 0 | 0 | 0 | 0 | 0 | 0
F4_Commercial_WA - College_Existing_Water Heating_Natural Gas_Commercial Laundry - Alternative Dry-Cleaning Methods_A_Achievable Technical Potential | F4 | Commercial | WA - College | Existing | Water Heating | Natural Gas | Commercial Laundry - Alternative Dry-Cleaning Methods | A | Incremental Energy Savings (MWh or mTherms) | Achievable Technical Potential | 0 | 0 | 0 | 0 | 0 | 0 | 0 | 0 | 0 | 0 | 0 | 0 | 0 | 0 | 0 | 0 | 0 | 0 | 0 | 0 | 0 | 0 | 0 | 0 | 0 | 0 | 0
F5_Commercial_WA - College_Existing_Water Heating_Natural Gas_Commercial Laundry - Alternative Dry-Cleaning Methods_A_Achievable Technical Potential | F5 | Commercial | WA - College | Existing | Water Heating | Natural Gas | Commercial Laundry - Alternative Dry-Cleaning Methods | A | Incremental Summer Peak Savings (MW) | Achievable Technical Potential | 0 | 0 | 0 | 0 | 0 | 0 | 0 | 0 | 0 | 0 | 0 | 0 | 0 | 0 | 0 | 0 | 0 | 0 | 0 | 0 | 0 | 0 | 0 | 0 | 0 | 0 | 0
F6_Commercial_WA - College_Existing_Water Heating_Natural Gas_Commercial Laundry - Alternative Dry-Cleaning Methods_A_Achievable Technical Potential | F6 | Commercial | WA - College | Existing | Water Heating | Natural Gas | Commercial Laundry - Alternative Dry-Cleaning Methods | A | Incremental Winter Peak Savings (MW) | Achievable Technical Potential | 0 | 0 | 0 | 0 | 0 | 0 | 0 | 0 | 0 | 0 | 0 | 0 | 0 | 0 | 0 | 0 | 0 | 0 | 0 | 0 | 0 | 0 | 0 | 0 | 0 | 0 | 0
F7_Commercial_WA - College_Existing_Water Heating_Natural Gas_Commercial Laundry - Alternative Dry-Cleaning Methods_A_Achievable Technical Potential | F7 | Commercial | WA - College | Existing | Water Heating | Natural Gas | Commercial Laundry - Alternative Dry-Cleaning Methods | A | Cumulative Energy Savings (MWh or mTherms) | Achievable Technical Potential | 0 | 0 | 0 | 0 | 0 | 0 | 0 | 0 | 0 | 0 | 0 | 0 | 0 | 0 | 0 | 0 | 0 | 0 | 0 | 0 | 0 | 0 | 0 | 0 | 0 | 0 | 0
F8_Commercial_WA - College_Existing_Water Heating_Natural Gas_Commercial Laundry - Alternative Dry-Cleaning Methods_A_Achievable Technical Potential | F8 | Commercial | WA - College | Existing | Water Heating | Natural Gas | Commercial Laundry - Alternative Dry-Cleaning Methods | A | Cumulative Summer Peak Savings (MW) | Achievable Technical Potential | 0 | 0 | 0 | 0 | 0 | 0 | 0 | 0 | 0 | 0 | 0 | 0 | 0 | 0 | 0 | 0 | 0 | 0 | 0 | 0 | 0 | 0 | 0 | 0 | 0 | 0 | 0
F9_Commercial_WA - College_Existing_Water Heating_Natural Gas_Commercial Laundry - Alternative Dry-Cleaning Methods_A_Achievable Technical Potential | F9 | Commercial | WA - College | Existing | Water Heating | Natural Gas | Commercial Laundry - Alternative Dry-Cleaning Methods | A | Cumulative Winter Peak Savings (MW) | Achievable Technical Potential | 0 | 0 | 0 | 0 | 0 | 0 | 0 | 0 | 0 | 0 | 0 | 0 | 0 | 0 | 0 | 0 | 0 | 0 | 0 | 0 | 0 | 0 | 0 | 0 | 0 | 0 | 0
F10_Commercial_WA - College_Existing_Water Heating_Natural Gas_Commercial Laundry - Alternative Dry-Cleaning Methods_A_Achievable Technical Potential | F10 | Commercial | WA - College | Existing | Water Heating | Natural Gas | Commercial Laundry - Alternative Dry-Cleaning Methods | A | Purchases (Incremental) | Achievable Technical Potential | 0 | 0 | 0 | 3.7803 | 4.6415 | 5.6799 | 6.5935 | 7.5207 | 8.7926 | 9.6456 | 9.8537 | 9.2859 | 7.982 | 6.1768 | 4.239 | 2.5367 | 1.1848 | 0 | 0 | 0 | 0 | 0 | 0 | 0 | 0 | 0 | 0
F11_Commercial_WA - College_Existing_Water Heating_Natural Gas_Commercial Laundry - Alternative Dry-Cleaning Methods_A_Achievable Technical Potential | F11 | Commercial | WA - College | Existing | Water Heating | Natural Gas | Commercial Laundry - Alternative Dry-Cleaning Methods | A | Purchases (Cumulative) | Achievable Technical Potential | 0 | 0 | 0 | 3.7803 | 8.4218 | 14.1017 | 20.6952 | 28.2159 | 37.0084 | 46.654 | 56.5077 | 65.7936 | 73.7756 | 79.9524 | 84.1914 | 86.7281 | 87.9129 | 87.9129 | 87.9129 | 87.9129 | 87.9129 | 87.9129 | 87.9129 | 87.9129 | 87.9129 | 87.9129 | 87.9129
F1_Commercial_WA - College_Existing_Space Heating_Natural Gas_Advanced Kitchen Ventilation Controls_A_Achievable Technical Potential | F1 | Commercial | WA - College | Existing | Space Heating | Natural Gas | Advanced Kitchen Ventilation Controls | A | Integrated Unit Energy Savings (kWh or therms) | Achievable Technical Potential | 0 | 0 | 0.040684 | 0.040502 | 0.040275 | 0.040035 | 0.039785 | 0.039522 | 0.039245 | 0.038953 | 0.038645 | 0.038319 | 0.037977 | 0.037623 | 0.037265 | 0.036911 | 0.03657 | 0.036252 | 0.035986 | 0.035777 | 0.035593 | 0.035439 | 0.035295 | 0.035203 | 0.035116 | 0.035032 | 0.034952
F2_Commercial_WA - College_Existing_Space Heating_Natural Gas_Advanced Kitchen Ventilation Controls_A_Achievable Technical Potential | F2 | Commercial | WA - College | Existing | Space Heating | Natural Gas | Advanced Kitchen Ventilation Controls | A | Integrated Unit Summer Peak Savings (kW) | Achievable Technical Potential | 0 | 0 | 0 | 0 | 0 | 0 | 0 | 0 | 0 | 0 | 0 | 0 | 0 | 0 | 0 | 0 | 0 | 0 | 0 | 0 | 0 | 0 | 0 | 0 | 0 | 0 | 0
F3_Commercial_WA - College_Existing_Space Heating_Natural Gas_Advanced Kitchen Ventilation Controls_A_Achievable Technical Potential | F3 | Commercial | WA - College | Existing | Space Heating | Natural Gas | Advanced Kitchen Ventilation Controls | A | Integrated Unit Winter Peak Savings (kW) | Achievable Technical Potential | 0 | 0 | 0 | 0 | 0 | 0 | 0 | 0 | 0 | 0 | 0 | 0 | 0 | 0 | 0 | 0 | 0 | 0 | 0 | 0 | 0 | 0 | 0 | 0 | 0 | 0 | 0
F4_Commercial_WA - College_Existing_Space Heating_Natural Gas_Advanced Kitchen Ventilation Controls_A_Achievable Technical Potential | F4 | Commercial | WA - College | Existing | Space Heating | Natural Gas | Advanced Kitchen Ventilation Controls | A | Incremental Energy Savings (MWh or mTherms) | Achievable Technical Potential | 0 | 0 | 0 | 2.3707 | 4.8388 | 4.81 | 4.7799 | 4.7484 | 4.7152 | 4.6801 | 4.643 | 4.6038 | 4.5627 | 4.5202 | 4.4772 | 4.4347 | 4.3938 | 4.3555 | 2.2172 | 0 | 6.2154e-15 | 0 | 0 | 0 | 0 | 0 | 0
F5_Commercial_WA - College_Existing_Space Heating_Natural Gas_Advanced Kitchen Ventilation Controls_A_Achievable Technical Potential | F5 | Commercial | WA - College | Existing | Space Heating | Natural Gas | Advanced Kitchen Ventilation Controls | A | Incremental Summer Peak Savings (MW) | Achievable Technical Potential | 0 | 0 | 0 | 0 | 0 | 0 | 0 | 0 | 0 | 0 | 0 | 0 | 0 | 0 | 0 | 0 | 0 | 0 | 0 | 0 | 0 | 0 | 0 | 0 | 0 | 0 | 0
F6_Commercial_WA - College_Existing_Space Heating_Natural Gas_Advanced Kitchen Ventilation Controls_A_Achievable Technical Potential | F6 | Commercial | WA - College | Existing | Space Heating | Natural Gas | Advanced Kitchen Ventilation Controls | A | Incremental Winter Peak Savings (MW) | Achievable Technical Potential | 0 | 0 | 0 | 0 | 0 | 0 | 0 | 0 | 0 | 0 | 0 | 0 | 0 | 0 | 0 | 0 | 0 | 0 | 0 | 0 | 0 | 0 | 0 | 0 | 0 | 0 | 0
F7_Commercial_WA - College_Existing_Space Heating_Natural Gas_Advanced Kitchen Ventilation Controls_A_Achievable Technical Potential | F7 | Commercial | WA - College | Existing | Space Heating | Natural Gas | Advanced Kitchen Ventilation Controls | A | Cumulative Energy Savings (MWh or mTherms) | Achievable Technical Potential | 0 | 0 | 0 | 2.3707 | 7.1962 | 11.9633 | 16.6685 | 21.307 | 25.873 | 30.3605 | 34.7632 | 39.0735 | 43.2872 | 47.4044 | 51.4303 | 55.3765 | 59.2595 | 63.0991 | 64.8538 | 64.477 | 64.1451 | 63.8669 | 63.6082 | 63.443 | 63.2852 | 63.1342 | 62.9892
F8_Commercial_WA - College_Existing_Space Heating_Natural Gas_Advanced Kitchen Ventilation Controls_A_Achievable Technical Potential | F8 | Commercial | WA - College | Existing | Space Heating | Natural Gas | Advanced Kitchen Ventilation Controls | A | Cumulative Summer Peak Savings (MW) | Achievable Technical Potential | 0 | 0 | 0 | 0 | 0 | 0 | 0 | 0 | 0 | 0 | 0 | 0 | 0 | 0 | 0 | 0 | 0 | 0 | 0 | 0 | 0 | 0 | 0 | 0 | 0 | 0 | 0
F9_Commercial_WA - College_Existing_Space Heating_Natural Gas_Advanced Kitchen Ventilation Controls_A_Achievable Technical Potential | F9 | Commercial | WA - College | Existing | Space Heating | Natural Gas | Advanced Kitchen Ventilation Controls | A | Cumulative Winter Peak Savings (MW) | Achievable Technical Potential | 0 | 0 | 0 | 0 | 0 | 0 | 0 | 0 | 0 | 0 | 0 | 0 | 0 | 0 | 0 | 0 | 0 | 0 | 0 | 0 | 0 | 0 | 0 | 0 | 0 | 0 | 0
F10_Commercial_WA - College_Existing_Space Heating_Natural Gas_Advanced Kitchen Ventilation Controls_A_Achievable Technical Potential | F10 | Commercial | WA - College | Existing | Space Heating | Natural Gas | Advanced Kitchen Ventilation Controls | A | Purchases (Incremental) | Achievable Technical Potential | 0 | 0 | 0 | 58532.4349 | 120145.5243 | 120145.5243 | 120145.5243 | 120145.5243 | 120145.5243 | 120145.5243 | 120145.5243 | 120145.5243 | 120145.5243 | 120145.5243 | 120145.5243 | 120145.5243 | 120145.5243 | 120145.5243 | 61613.0894 | 0 | 1.7462e-10 | 0 | 0 | 0 | 0 | 0 | 0
F11_Commercial_WA - College_Existing_Space Heating_Natural Gas_Advanced Kitchen Ventilation Controls_A_Achievable Technical Potential | F11 | Commercial | WA - College | Existing | Space Heating | Natural Gas | Advanced Kitchen Ventilation Controls | A | Purchases (Cumulative) | Achievable Technical Potential | 0 | 0 | 0 | 58532.4349 | 178677.9592 | 298823.4834 | 418969.0077 | 539114.5319 | 659260.0562 | 779405.5805 | 899551.1047 | 1019696.629 | 1139842.1532 | 1259987.6775 | 1380133.2018 | 1500278.726 | 1620424.2503 | 1740569.7745 | 1802182.8639 | 1802182.8639 | 1802182.8639 | 1802182.8639 | 1802182.8639 | 1802182.8639 | 1802182.8639 | 1802182.8639 | 1802182.8639
F1_Commercial_WA - College_Existing_Space Heating_Natural Gas_Infiltration Control - Loading Dock Sealing_A_Achievable Technical Potential | F1 | Commercial | WA - College | Existing | Space Heating | Natural Gas | Infiltration Control - Loading Dock Sealing | A | Integrated Unit Energy Savings (kWh or therms) | Achievable Technical Potential | 0 | 0 | 214.1236 | 212.1051 | 209.1208 | 205.8765 | 202.4225 | 198.7033 | 194.6523 | 190.2541 | 185.5162 | 180.4755 | 175.216 | 169.9518 | 164.8153 | 159.9134 | 155.3312 | 151.2078 | 147.9332 | 145.5266 | 143.5275 | 142.045 | 140.6814 | 140.3145 | 139.9641 | 139.6288 | 139.307
F2_Commercial_WA - College_Existing_Space Heating_Natural Gas_Infiltration Control - Loading Dock Sealing_A_Achievable Technical Potential | F2 | Commercial | WA - College | Existing | Space Heating | Natural Gas | Infiltration Control - Loading Dock Sealing | A | Integrated Unit Summer Peak Savings (kW) | Achievable Technical Potential | 0 | 0 | 0 | 0 | 0 | 0 | 0 | 0 | 0 | 0 | 0 | 0 | 0 | 0 | 0 | 0 | 0 | 0 | 0 | 0 | 0 | 0 | 0 | 0 | 0 | 0 | 0
F3_Commercial_WA - College_Existing_Space Heating_Natural Gas_Infiltration Control - Loading Dock Sealing_A_Achievable Technical Potential | F3 | Commercial | WA - College | Existing | Space Heating | Natural Gas | Infiltration Control - Loading Dock Sealing | A | Integrated Unit Winter Peak Savings (kW) | Achievable Technical Potential | 0 | 0 | 0 | 0 | 0 | 0 | 0 | 0 | 0 | 0 | 0 | 0 | 0 | 0 | 0 | 0 | 0 | 0 | 0 | 0 | 0 | 0 | 0 | 0 | 0 | 0 | 0
F4_Commercial_WA - College_Existing_Space Heating_Natural Gas_Infiltration Control - Loading Dock Sealing_A_Achievable Technical Potential | F4 | Commercial | WA - College | Existing | Space Heating | Natural Gas | Infiltration Control - Loading Dock Sealing | A | Incremental Energy Savings (MWh or mTherms) | Achievable Technical Potential | 0 | 0 | 0 | 0 | 0 | 0 | 0 | 0 | 0 | 0 | 0 | 0 | 0 | 0 | 0 | 0 | 0 | 0 | 0 | 0 | 0 | 0 | 0 | 0 | 0 | 0 | 0
F5_Commercial_WA - College_Existing_Space Heating_Natural Gas_Infiltration Control - Loading Dock Sealing_A_Achievable Technical Potential | F5 | Commercial | WA - College | Existing | Space Heating | Natural Gas | Infiltration Control - Loading Dock Sealing | A | Incremental Summer Peak Savings (MW) | Achievable Technical Potential | 0 | 0 | 0 | 0 | 0 | 0 | 0 | 0 | 0 | 0 | 0 | 0 | 0 | 0 | 0 | 0 | 0 | 0 | 0 | 0 | 0 | 0 | 0 | 0 | 0 | 0 | 0
F6_Commercial_WA - College_Existing_Space Heating_Natural Gas_Infiltration Control - Loading Dock Sealing_A_Achievable Technical Potential | F6 | Commercial | WA - College | Existing | Space Heating | Natural Gas | Infiltration Control - Loading Dock Sealing | A | Incremental Winter Peak Savings (MW) | Achievable Technical Potential | 0 | 0 | 0 | 0 | 0 | 0 | 0 | 0 | 0 | 0 | 0 | 0 | 0 | 0 | 0 | 0 | 0 | 0 | 0 | 0 | 0 | 0 | 0 | 0 | 0 | 0 | 0
F7_Commercial_WA - College_Existing_Space Heating_Natural Gas_Infiltration Control - Loading Dock Sealing_A_Achievable Technical Potential | F7 | Commercial | WA - College | Existing | Space Heating | Natural Gas | Infiltration Control - Loading Dock Sealing | A | Cumulative Energy Savings (MWh or mTherms) | Achievable Technical Potential | 0 | 0 | 0 | 0 | 0 | 0 | 0 | 0 | 0 | 0 | 0 | 0 | 0 | 0 | 0 | 0 | 0 | 0 | 0 | 0 | 0 | 0 | 0 | 0 | 0 | 0 | 0
F8_Commercial_WA - College_Existing_Space Heating_Natural Gas_Infiltration Control - Loading Dock Sealing_A_Achievable Technical Potential | F8 | Commercial | WA - College | Existing | Space Heating | Natural Gas | Infiltration Control - Loading Dock Sealing | A | Cumulative Summer Peak Savings (MW) | Achievable Technical Potential | 0 | 0 | 0 | 0 | 0 | 0 | 0 | 0 | 0 | 0 | 0 | 0 | 0 | 0 | 0 | 0 | 0 | 0 | 0 | 0 | 0 | 0 | 0 | 0 | 0 | 0 | 0
F9_Commercial_WA - College_Existing_Space Heating_Natural Gas_Infiltration Control - Loading Dock Sealing_A_Achievable Technical Potential | F9 | Commercial | WA - College | Existing | Space Heating | Natural Gas | Infiltration Control - Loading Dock Sealing | A | Cumulative Winter Peak Savings (MW) | Achievable Technical Potential | 0 | 0 | 0 | 0 | 0 | 0 | 0 | 0 | 0 | 0 | 0 | 0 | 0 | 0 | 0 | 0 | 0 | 0 | 0 | 0 | 0 | 0 | 0 | 0 | 0 | 0 | 0
F10_Commercial_WA - College_Existing_Space Heating_Natural Gas_Infiltration Control - Loading Dock Sealing_A_Achievable Technical Potential | F10 | Commercial | WA - College | Existing | Space Heating | Natural Gas | Infiltration Control - Loading Dock Sealing | A | Purchases (Incremental) | Achievable Technical Potential | 0 | 0 | 0 | 0 | 0 | 0 | 0 | 0 | 0 | 0 | 0 | 0 | 0 | 0 | 0 | 0 | 0 | 0 | 0 | 0 | 0 | 0 | 0 | 0 | 0 | 0 | 0
F11_Commercial_WA - College_Existing_Space Heating_Natural Gas_Infiltration Control - Loading Dock Sealing_A_Achievable Technical Potential | F11 | Commercial | WA - College | Existing | Space Heating | Natural Gas | Infiltration Control - Loading Dock Sealing | A | Purchases (Cumulative) | Achievable Technical Potential | 0 | 0 | 0 | 0 | 0 | 0 | 0 | 0 | 0 | 0 | 0 | 0 | 0 | 0 | 0 | 0 | 0 | 0 | 0 | 0 | 0 | 0 | 0 | 0 | 0 | 0 | 0
F1_Commercial_WA - College_Existing_Space Heating_Natural Gas_Greenhouse Heat Curtain_A_Achievable Technical Potential | F1 | Commercial | WA - College | Existing | Space Heating | Natural Gas | Greenhouse Heat Curtain | A | Integrated Unit Energy Savings (kWh or therms) | Achievable Technical Potential | 0 | 0 | 186.9586 | 185.7302 | 183.951 | 182.072 | 180.1128 | 178.0494 | 175.8575 | 173.5232 | 171.0347 | 168.3865 | 165.5995 | 162.7179 | 159.8048 | 156.9412 | 154.2098 | 151.6826 | 149.6519 | 148.1402 | 146.8312 | 145.7962 | 144.8211 | 144.4443 | 144.0846 | 143.7403 | 143.4098
F2_Commercial_WA - College_Existing_Space Heating_Natural Gas_Greenhouse Heat Curtain_A_Achievable Technical Potential | F2 | Commercial | WA - College | Existing | Space Heating | Natural Gas | Greenhouse Heat Curtain | A | Integrated Unit Summer Peak Savings (kW) | Achievable Technical Potential | 0 | 0 | 0 | 0 | 0 | 0 | 0 | 0 | 0 | 0 | 0 | 0 | 0 | 0 | 0 | 0 | 0 | 0 | 0 | 0 | 0 | 0 | 0 | 0 | 0 | 0 | 0
F3_Commercial_WA - College_Existing_Space Heating_Natural Gas_Greenhouse Heat Curtain_A_Achievable Technical Potential | F3 | Commercial | WA - College | Existing | Space Heating | Natural Gas | Greenhouse Heat Curtain | A | Integrated Unit Winter Peak Savings (kW) | Achievable Technical Potential | 0 | 0 | 0 | 0 | 0 | 0 | 0 | 0 | 0 | 0 | 0 | 0 | 0 | 0 | 0 | 0 | 0 | 0 | 0 | 0 | 0 | 0 | 0 | 0 | 0 | 0 | 0
F4_Commercial_WA - College_Existing_Space Heating_Natural Gas_Greenhouse Heat Curtain_A_Achievable Technical Potential | F4 | Commercial | WA - College | Existing | Space Heating | Natural Gas | Greenhouse Heat Curtain | A | Incremental Energy Savings (MWh or mTherms) | Achievable Technical Potential | 0 | 0 | 0 | 0 | 0 | 0 | 0 | 0 | 0 | 0 | 0 | 0 | 0 | 0 | 0 | 0 | 0 | 0 | 0 | 0 | 0 | 0 | 0 | 0 | 0 | 0 | 0
F5_Commercial_WA - College_Existing_Space Heating_Natural Gas_Greenhouse Heat Curtain_A_Achievable Technical Potential | F5 | Commercial | WA - College | Existing | Space Heating | Natural Gas | Greenhouse Heat Curtain | A | Incremental Summer Peak Savings (MW) | Achievable Technical Potential | 0 | 0 | 0 | 0 | 0 | 0 | 0 | 0 | 0 | 0 | 0 | 0 | 0 | 0 | 0 | 0 | 0 | 0 | 0 | 0 | 0 | 0 | 0 | 0 | 0 | 0 | 0
F6_Commercial_WA - College_Existing_Space Heating_Natural Gas_Greenhouse Heat Curtain_A_Achievable Technical Potential | F6 | Commercial | WA - College | Existing | Space Heating | Natural Gas | Greenhouse Heat Curtain | A | Incremental Winter Peak Savings (MW) | Achievable Technical Potential | 0 | 0 | 0 | 0 | 0 | 0 | 0 | 0 | 0 | 0 | 0 | 0 | 0 | 0 | 0 | 0 | 0 | 0 | 0 | 0 | 0 | 0 | 0 | 0 | 0 | 0 | 0
F7_Commercial_WA - College_Existing_Space Heating_Natural Gas_Greenhouse Heat Curtain_A_Achievable Technical Potential | F7 | Commercial | WA - College | Existing | Space Heating | Natural Gas | Greenhouse Heat Curtain | A | Cumulative Energy Savings (MWh or mTherms) | Achievable Technical Potential | 0 | 0 | 0 | 0 | 0 | 0 | 0 | 0 | 0 | 0 | 0 | 0 | 0 | 0 | 0 | 0 | 0 | 0 | 0 | 0 | 0 | 0 | 0 | 0 | 0 | 0 | 0
F8_Commercial_WA - College_Existing_Space Heating_Natural Gas_Greenhouse Heat Curtain_A_Achievable Technical Potential | F8 | Commercial | WA - College | Existing | Space Heating | Natural Gas | Greenhouse Heat Curtain | A | Cumulative Summer Peak Savings (MW) | Achievable Technical Potential | 0 | 0 | 0 | 0 | 0 | 0 | 0 | 0 | 0 | 0 | 0 | 0 | 0 | 0 | 0 | 0 | 0 | 0 | 0 | 0 | 0 | 0 | 0 | 0 | 0 | 0 | 0
F9_Commercial_WA - College_Existing_Space Heating_Natural Gas_Greenhouse Heat Curtain_A_Achievable Technical Potential | F9 | Commercial | WA - College | Existing | Space Heating | Natural Gas | Greenhouse Heat Curtain | A | Cumulative Winter Peak Savings (MW) | Achievable Technical Potential | 0 | 0 | 0 | 0 | 0 | 0 | 0 | 0 | 0 | 0 | 0 | 0 | 0 | 0 | 0 | 0 | 0 | 0 | 0 | 0 | 0 | 0 | 0 | 0 | 0 | 0 | 0
F10_Commercial_WA - College_Existing_Space Heating_Natural Gas_Greenhouse Heat Curtain_A_Achievable Technical Potential | F10 | Commercial | WA - College | Existing | Space Heating | Natural Gas | Greenhouse Heat Curtain | A | Purchases (Incremental) | Achievable Technical Potential | 0 | 0 | 0 | 0 | 0 | 0 | 0 | 0 | 0 | 0 | 0 | 0 | 0 | 0 | 0 | 0 | 0 | 0 | 0 | 0 | 0 | 0 | 0 | 0 | 0 | 0 | 0
F11_Commercial_WA - College_Existing_Space Heating_Natural Gas_Greenhouse Heat Curtain_A_Achievable Technical Potential | F11 | Commercial | WA - College | Existing | Space Heating | Natural Gas | Greenhouse Heat Curtain | A | Purchases (Cumulative) | Achievable Technical Potential | 0 | 0 | 0 | 0 | 0 | 0 | 0 | 0 | 0 | 0 | 0 | 0 | 0 | 0 | 0 | 0 | 0 | 0 | 0 | 0 | 0 | 0 | 0 | 0 | 0 | 0 | 0
F1_Commercial_WA - College_Existing_Space Heating_Natural Gas_Ventilation - Parking Garages, Demand Controlled_A_Achievable Technical Potential | F1 | Commercial | WA - College | Existing | Space Heating | Natural Gas | Ventilation - Parking Garages, Demand Controlled | A | Integrated Unit Energy Savings (kWh or therms) | Achievable Technical Potential | 0 | 0 | 0 | 0 | 0 | 0 | 0 | 0 | 0 | 0 | 0 | 0 | 0 | 0 | 0 | 0 | 0 | 0 | 0 | 0 | 0 | 0 | 0 | 0 | 0 | 0 | 0
F2_Commercial_WA - College_Existing_Space Heating_Natural Gas_Ventilation - Parking Garages, Demand Controlled_A_Achievable Technical Potential | F2 | Commercial | WA - College | Existing | Space Heating | Natural Gas | Ventilation - Parking Garages, Demand Controlled | A | Integrated Unit Summer Peak Savings (kW) | Achievable Technical Potential | 0 | 0 | 0 | 0 | 0 | 0 | 0 | 0 | 0 | 0 | 0 | 0 | 0 | 0 | 0 | 0 | 0 | 0 | 0 | 0 | 0 | 0 | 0 | 0 | 0 | 0 | 0
F3_Commercial_WA - College_Existing_Space Heating_Natural Gas_Ventilation - Parking Garages, Demand Controlled_A_Achievable Technical Potential | F3 | Commercial | WA - College | Existing | Space Heating | Natural Gas | Ventilation - Parking Garages, Demand Controlled | A | Integrated Unit Winter Peak Savings (kW) | Achievable Technical Potential | 0 | 0 | 0 | 0 | 0 | 0 | 0 | 0 | 0 | 0 | 0 | 0 | 0 | 0 | 0 | 0 | 0 | 0 | 0 | 0 | 0 | 0 | 0 | 0 | 0 | 0 | 0
F4_Commercial_WA - College_Existing_Space Heating_Natural Gas_Ventilation - Parking Garages, Demand Controlled_A_Achievable Technical Potential | F4 | Commercial | WA - College | Existing | Space Heating | Natural Gas | Ventilation - Parking Garages, Demand Controlled | A | Incremental Energy Savings (MWh or mTherms) | Achievable Technical Potential | 0 | 0 | 0 | 0 | 0 | 0 | 0 | 0 | 0 | 0 | 0 | 0 | 0 | 0 | 0 | 0 | 0 | 0 | 0 | 0 | 0 | 0 | 0 | 0 | 0 | 0 | 0
F5_Commercial_WA - College_Existing_Space Heating_Natural Gas_Ventilation - Parking Garages, Demand Controlled_A_Achievable Technical Potential | F5 | Commercial | WA - College | Existing | Space Heating | Natural Gas | Ventilation - Parking Garages, Demand Controlled | A | Incremental Summer Peak Savings (MW) | Achievable Technical Potential | 0 | 0 | 0 | 0 | 0 | 0 | 0 | 0 | 0 | 0 | 0 | 0 | 0 | 0 | 0 | 0 | 0 | 0 | 0 | 0 | 0 | 0 | 0 | 0 | 0 | 0 | 0
F6_Commercial_WA - College_Existing_Space Heating_Natural Gas_Ventilation - Parking Garages, Demand Controlled_A_Achievable Technical Potential | F6 | Commercial | WA - College | Existing | Space Heating | Natural Gas | Ventilation - Parking Garages, Demand Controlled | A | Incremental Winter Peak Savings (MW) | Achievable Technical Potential | 0 | 0 | 0 | 0 | 0 | 0 | 0 | 0 | 0 | 0 | 0 | 0 | 0 | 0 | 0 | 0 | 0 | 0 | 0 | 0 | 0 | 0 | 0 | 0 | 0 | 0 | 0
F7_Commercial_WA - College_Existing_Space Heating_Natural Gas_Ventilation - Parking Garages, Demand Controlled_A_Achievable Technical Potential | F7 | Commercial | WA - College | Existing | Space Heating | Natural Gas | Ventilation - Parking Garages, Demand Controlled | A | Cumulative Energy Savings (MWh or mTherms) | Achievable Technical Potential | 0 | 0 | 0 | 0 | 0 | 0 | 0 | 0 | 0 | 0 | 0 | 0 | 0 | 0 | 0 | 0 | 0 | 0 | 0 | 0 | 0 | 0 | 0 | 0 | 0 | 0 | 0
F8_Commercial_WA - College_Existing_Space Heating_Natural Gas_Ventilation - Parking Garages, Demand Controlled_A_Achievable Technical Potential | F8 | Commercial | WA - College | Existing | Space Heating | Natural Gas | Ventilation - Parking Garages, Demand Controlled | A | Cumulative Summer Peak Savings (MW) | Achievable Technical Potential | 0 | 0 | 0 | 0 | 0 | 0 | 0 | 0 | 0 | 0 | 0 | 0 | 0 | 0 | 0 | 0 | 0 | 0 | 0 | 0 | 0 | 0 | 0 | 0 | 0 | 0 | 0
F9_Commercial_WA - College_Existing_Space Heating_Natural Gas_Ventilation - Parking Garages, Demand Controlled_A_Achievable Technical Potential | F9 | Commercial | WA - College | Existing | Space Heating | Natural Gas | Ventilation - Parking Garages, Demand Controlled | A | Cumulative Winter Peak Savings (MW) | Achievable Technical Potential | 0 | 0 | 0 | 0 | 0 | 0 | 0 | 0 | 0 | 0 | 0 | 0 | 0 | 0 | 0 | 0 | 0 | 0 | 0 | 0 | 0 | 0 | 0 | 0 | 0 | 0 | 0
F10_Commercial_WA - College_Existing_Space Heating_Natural Gas_Ventilation - Parking Garages, Demand Controlled_A_Achievable Technical Potential | F10 | Commercial | WA - College | Existing | Space Heating | Natural Gas | Ventilation - Parking Garages, Demand Controlled | A | Purchases (Incremental) | Achievable Technical Potential | 0 | 0 | 0 | 0 | 0 | 0 | 0 | 0 | 0 | 0 | 0 | 0 | 0 | 0 | 0 | 0 | 0 | 0 | 0 | 0 | 0 | 0 | 0 | 0 | 0 | 0 | 0
F11_Commercial_WA - College_Existing_Space Heating_Natural Gas_Ventilation - Parking Garages, Demand Controlled_A_Achievable Technical Potential | F11 | Commercial | WA - College | Existing | Space Heating | Natural Gas | Ventilation - Parking Garages, Demand Controlled | A | Purchases (Cumulative) | Achievable Technical Potential | 0 | 0 | 0 | 0 | 0 | 0 | 0 | 0 | 0 | 0 | 0 | 0 | 0 | 0 | 0 | 0 | 0 | 0 | 0 | 0 | 0 | 0 | 0 | 0 | 0 | 0 | 0
F1_Commercial_WA - College_Existing_Miscellaneous_Natural Gas_Pool Heater - Night Covers_A_Achievable Technical Potential | F1 | Commercial | WA - College | Existing | Miscellaneous | Natural Gas | Pool Heater - Night Covers | A | Integrated Unit Energy Savings (kWh or therms) | Achievable Technical Potential | 0 | 0 | 0.0011799 | 0.0011799 | 0.0011799 | 0.0011799 | 0.0011799 | 0.0011799 | 0.0011799 | 0.0011799 | 0.0011799 | 0.0011799 | 0.0011798 | 0.0011798 | 0.0011798 | 0.0011797 | 0.0011796 | 0.0011796 | 0.0011795 | 0.0011795 | 0.0011794 | 0.0011794 | 0.0011794 | 0.0011794 | 0.0011793 | 0.0011793 | 0.0011793
F2_Commercial_WA - College_Existing_Miscellaneous_Natural Gas_Pool Heater - Night Covers_A_Achievable Technical Potential | F2 | Commercial | WA - College | Existing | Miscellaneous | Natural Gas | Pool Heater - Night Covers | A | Integrated Unit Summer Peak Savings (kW) | Achievable Technical Potential | 0 | 0 | 0 | 0 | 0 | 0 | 0 | 0 | 0 | 0 | 0 | 0 | 0 | 0 | 0 | 0 | 0 | 0 | 0 | 0 | 0 | 0 | 0 | 0 | 0 | 0 | 0
F3_Commercial_WA - College_Existing_Miscellaneous_Natural Gas_Pool Heater - Night Covers_A_Achievable Technical Potential | F3 | Commercial | WA - College | Existing | Miscellaneous | Natural Gas | Pool Heater - Night Covers | A | Integrated Unit Winter Peak Savings (kW) | Achievable Technical Potential | 0 | 0 | 0 | 0 | 0 | 0 | 0 | 0 | 0 | 0 | 0 | 0 | 0 | 0 | 0 | 0 | 0 | 0 | 0 | 0 | 0 | 0 | 0 | 0 | 0 | 0 | 0
F4_Commercial_WA - College_Existing_Miscellaneous_Natural Gas_Pool Heater - Night Covers_A_Achievable Technical Potential | F4 | Commercial | WA - College | Existing | Miscellaneous | Natural Gas | Pool Heater - Night Covers | A | Incremental Energy Savings (MWh or mTherms) | Achievable Technical Potential | 0 | 0 | 0 | 0.0037777 | 0.0037777 | 0.0037777 | 0.0037777 | 0.0037777 | 0 | 0 | 0 | 0 | 0 | 0 | 0 | 0 | 0 | 0 | 0 | 0 | 0 | 0 | 0 | 0 | 0 | 0 | 0
F5_Commercial_WA - College_Existing_Miscellaneous_Natural Gas_Pool Heater - Night Covers_A_Achievable Technical Potential | F5 | Commercial | WA - College | Existing | Miscellaneous | Natural Gas | Pool Heater - Night Covers | A | Incremental Summer Peak Savings (MW) | Achievable Technical Potential | 0 | 0 | 0 | 0 | 0 | 0 | 0 | 0 | 0 | 0 | 0 | 0 | 0 | 0 | 0 | 0 | 0 | 0 | 0 | 0 | 0 | 0 | 0 | 0 | 0 | 0 | 0
F6_Commercial_WA - College_Existing_Miscellaneous_Natural Gas_Pool Heater - Night Covers_A_Achievable Technical Potential | F6 | Commercial | WA - College | Existing | Miscellaneous | Natural Gas | Pool Heater - Night Covers | A | Incremental Winter Peak Savings (MW) | Achievable Technical Potential | 0 | 0 | 0 | 0 | 0 | 0 | 0 | 0 | 0 | 0 | 0 | 0 | 0 | 0 | 0 | 0 | 0 | 0 | 0 | 0 | 0 | 0 | 0 | 0 | 0 | 0 | 0
F7_Commercial_WA - College_Existing_Miscellaneous_Natural Gas_Pool Heater - Night Covers_A_Achievable Technical Potential | F7 | Commercial | WA - College | Existing | Miscellaneous | Natural Gas | Pool Heater - Night Covers | A | Cumulative Energy Savings (MWh or mTherms) | Achievable Technical Potential | 0 | 0 | 0 | 0.0037777 | 0.0075554 | 0.011333 | 0.015111 | 0.018888 | 0.018888 | 0.018888 | 0.018888 | 0.018887 | 0.018887 | 0.018886 | 0.018885 | 0.018885 | 0.018884 | 0.018883 | 0.018882 | 0.018881 | 0.01888 | 0.01888 | 0.018879 | 0.018879 | 0.018879 | 0.018879 | 0.018879
F8_Commercial_WA - College_Existing_Miscellaneous_Natural Gas_Pool Heater - Night Covers_A_Achievable Technical Potential | F8 | Commercial | WA - College | Existing | Miscellaneous | Natural Gas | Pool Heater - Night Covers | A | Cumulative Summer Peak Savings (MW) | Achievable Technical Potential | 0 | 0 | 0 | 0 | 0 | 0 | 0 | 0 | 0 | 0 | 0 | 0 | 0 | 0 | 0 | 0 | 0 | 0 | 0 | 0 | 0 | 0 | 0 | 0 | 0 | 0 | 0
F9_Commercial_WA - College_Existing_Miscellaneous_Natural Gas_Pool Heater - Night Covers_A_Achievable Technical Potential | F9 | Commercial | WA - College | Existing | Miscellaneous | Natural Gas | Pool Heater - Night Covers | A | Cumulative Winter Peak Savings (MW) | Achievable Technical Potential | 0 | 0 | 0 | 0 | 0 | 0 | 0 | 0 | 0 | 0 | 0 | 0 | 0 | 0 | 0 | 0 | 0 | 0 | 0 | 0 | 0 | 0 | 0 | 0 | 0 | 0 | 0
F10_Commercial_WA - College_Existing_Miscellaneous_Natural Gas_Pool Heater - Night Covers_A_Achievable Technical Potential | F10 | Commercial | WA - College | Existing | Miscellaneous | Natural Gas | Pool Heater - Night Covers | A | Purchases (Incremental) | Achievable Technical Potential | 0 | 0 | 0 | 3201.5749 | 3201.5749 | 3201.5749 | 3201.5749 | 3201.5749 | 0 | 0 | 0 | 0 | 0 | 0 | 0 | 0 | 0 | 0 | 0 | 0 | 0 | 0 | 0 | 0 | 0 | 0 | 0
F11_Commercial_WA - College_Existing_Miscellaneous_Natural Gas_Pool Heater - Night Covers_A_Achievable Technical Potential | F11 | Commercial | WA - College | Existing | Miscellaneous | Natural Gas | Pool Heater - Night Covers | A | Purchases (Cumulative) | Achievable Technical Potential | 0 | 0 | 0 | 3201.5749 | 6403.1497 | 9604.7246 | 12806.2994 | 16007.8743 | 16007.8743 | 16007.8743 | 16007.8743 | 16007.8743 | 16007.8743 | 16007.8743 | 16007.8743 | 16007.8743 | 16007.8743 | 16007.8743 | 16007.8743 | 16007.8743 | 16007.8743 | 16007.8743 | 16007.8743 | 16007.8743 | 16007.8743 | 16007.8743 | 16007.8743
F1_Commercial_WA - College_Existing_Space Heating_Natural Gas_Advanced New Construction Designs_A_Achievable Technical Potential | F1 | Commercial | WA - College | Existing | Space Heating | Natural Gas | Advanced New Construction Designs | A | Integrated Unit Energy Savings (kWh or therms) | Achievable Technical Potential | 0 | 0 | 0 | 0 | 0 | 0 | 0 | 0 | 0 | 0 | 0 | 0 | 0 | 0 | 0 | 0 | 0 | 0 | 0 | 0 | 0 | 0 | 0 | 0 | 0 | 0 | 0
F2_Commercial_WA - College_Existing_Space Heating_Natural Gas_Advanced New Construction Designs_A_Achievable Technical Potential | F2 | Commercial | WA - College | Existing | Space Heating | Natural Gas | Advanced New Construction Designs | A | Integrated Unit Summer Peak Savings (kW) | Achievable Technical Potential | 0 | 0 | 0 | 0 | 0 | 0 | 0 | 0 | 0 | 0 | 0 | 0 | 0 | 0 | 0 | 0 | 0 | 0 | 0 | 0 | 0 | 0 | 0 | 0 | 0 | 0 | 0
F3_Commercial_WA - College_Existing_Space Heating_Natural Gas_Advanced New Construction Designs_A_Achievable Technical Potential | F3 | Commercial | WA - College | Existing | Space Heating | Natural Gas | Advanced New Construction Designs | A | Integrated Unit Winter Peak Savings (kW) | Achievable Technical Potential | 0 | 0 | 0 | 0 | 0 | 0 | 0 | 0 | 0 | 0 | 0 | 0 | 0 | 0 | 0 | 0 | 0 | 0 | 0 | 0 | 0 | 0 | 0 | 0 | 0 | 0 | 0
F4_Commercial_WA - College_Existing_Space Heating_Natural Gas_Advanced New Construction Designs_A_Achievable Technical Potential | F4 | Commercial | WA - College | Existing | Space Heating | Natural Gas | Advanced New Construction Designs | A | Incremental Energy Savings (MWh or mTherms) | Achievable Technical Potential | 0 | 0 | 0 | 0 | 0 | 0 | 0 | 0 | 0 | 0 | 0 | 0 | 0 | 0 | 0 | 0 | 0 | 0 | 0 | 0 | 0 | 0 | 0 | 0 | 0 | 0 | 0
F5_Commercial_WA - College_Existing_Space Heating_Natural Gas_Advanced New Construction Designs_A_Achievable Technical Potential | F5 | Commercial | WA - College | Existing | Space Heating | Natural Gas | Advanced New Construction Designs | A | Incremental Summer Peak Savings (MW) | Achievable Technical Potential | 0 | 0 | 0 | 0 | 0 | 0 | 0 | 0 | 0 | 0 | 0 | 0 | 0 | 0 | 0 | 0 | 0 | 0 | 0 | 0 | 0 | 0 | 0 | 0 | 0 | 0 | 0
F6_Commercial_WA - College_Existing_Space Heating_Natural Gas_Advanced New Construction Designs_A_Achievable Technical Potential | F6 | Commercial | WA - College | Existing | Space Heating | Natural Gas | Advanced New Construction Designs | A | Incremental Winter Peak Savings (MW) | Achievable Technical Potential | 0 | 0 | 0 | 0 | 0 | 0 | 0 | 0 | 0 | 0 | 0 | 0 | 0 | 0 | 0 | 0 | 0 | 0 | 0 | 0 | 0 | 0 | 0 | 0 | 0 | 0 | 0
F7_Commercial_WA - College_Existing_Space Heating_Natural Gas_Advanced New Construction Designs_A_Achievable Technical Potential | F7 | Commercial | WA - College | Existing | Space Heating | Natural Gas | Advanced New Construction Designs | A | Cumulative Energy Savings (MWh or mTherms) | Achievable Technical Potential | 0 | 0 | 0 | 0 | 0 | 0 | 0 | 0 | 0 | 0 | 0 | 0 | 0 | 0 | 0 | 0 | 0 | 0 | 0 | 0 | 0 | 0 | 0 | 0 | 0 | 0 | 0
F8_Commercial_WA - College_Existing_Space Heating_Natural Gas_Advanced New Construction Designs_A_Achievable Technical Potential | F8 | Commercial | WA - College | Existing | Space Heating | Natural Gas | Advanced New Construction Designs | A | Cumulative Summer Peak Savings (MW) | Achievable Technical Potential | 0 | 0 | 0 | 0 | 0 | 0 | 0 | 0 | 0 | 0 | 0 | 0 | 0 | 0 | 0 | 0 | 0 | 0 | 0 | 0 | 0 | 0 | 0 | 0 | 0 | 0 | 0
F9_Commercial_WA - College_Existing_Space Heating_Natural Gas_Advanced New Construction Designs_A_Achievable Technical Potential | F9 | Commercial | WA - College | Existing | Space Heating | Natural Gas | Advanced New Construction Designs | A | Cumulative Winter Peak Savings (MW) | Achievable Technical Potential | 0 | 0 | 0 | 0 | 0 | 0 | 0 | 0 | 0 | 0 | 0 | 0 | 0 | 0 | 0 | 0 | 0 | 0 | 0 | 0 | 0 | 0 | 0 | 0 | 0 | 0 | 0
F10_Commercial_WA - College_Existing_Space Heating_Natural Gas_Advanced New Construction Designs_A_Achievable Technical Potential | F10 | Commercial | WA - College | Existing | Space Heating | Natural Gas | Advanced New Construction Designs | A | Purchases (Incremental) | Achievable Technical Potential | 0 | 0 | 0 | 0 | 0 | 0 | 0 | 0 | 0 | 0 | 0 | 0 | 0 | 0 | 0 | 0 | 0 | 0 | 0 | 0 | 0 | 0 | 0 | 0 | 0 | 0 | 0
F11_Commercial_WA - College_Existing_Space Heating_Natural Gas_Advanced New Construction Designs_A_Achievable Technical Potential | F11 | Commercial | WA - College | Existing | Space Heating | Natural Gas | Advanced New Construction Designs | A | Purchases (Cumulative) | Achievable Technical Potential | 0 | 0 | 0 | 0 | 0 | 0 | 0 | 0 | 0 | 0 | 0 | 0 | 0 | 0 | 0 | 0 | 0 | 0 | 0 | 0 | 0 | 0 | 0 | 0 | 0 | 0 | 0
F1_Commercial_WA - College_Existing_Water Heating_Natural Gas_Advanced New Construction Designs_A_Achievable Technical Potential | F1 | Commercial | WA - College | Existing | Water Heating | Natural Gas | Advanced New Construction Designs | A | Integrated Unit Energy Savings (kWh or therms) | Achievable Technical Potential | 0 | 0 | 0 | 0 | 0 | 0 | 0 | 0 | 0 | 0 | 0 | 0 | 0 | 0 | 0 | 0 | 0 | 0 | 0 | 0 | 0 | 0 | 0 | 0 | 0 | 0 | 0
F2_Commercial_WA - College_Existing_Water Heating_Natural Gas_Advanced New Construction Designs_A_Achievable Technical Potential | F2 | Commercial | WA - College | Existing | Water Heating | Natural Gas | Advanced New Construction Designs | A | Integrated Unit Summer Peak Savings (kW) | Achievable Technical Potential | 0 | 0 | 0 | 0 | 0 | 0 | 0 | 0 | 0 | 0 | 0 | 0 | 0 | 0 | 0 | 0 | 0 | 0 | 0 | 0 | 0 | 0 | 0 | 0 | 0 | 0 | 0
F3_Commercial_WA - College_Existing_Water Heating_Natural Gas_Advanced New Construction Designs_A_Achievable Technical Potential | F3 | Commercial | WA - College | Existing | Water Heating | Natural Gas | Advanced New Construction Designs | A | Integrated Unit Winter Peak Savings (kW) | Achievable Technical Potential | 0 | 0 | 0 | 0 | 0 | 0 | 0 | 0 | 0 | 0 | 0 | 0 | 0 | 0 | 0 | 0 | 0 | 0 | 0 | 0 | 0 | 0 | 0 | 0 | 0 | 0 | 0
F4_Commercial_WA - College_Existing_Water Heating_Natural Gas_Advanced New Construction Designs_A_Achievable Technical Potential | F4 | Commercial | WA - College | Existing | Water Heating | Natural Gas | Advanced New Construction Designs | A | Incremental Energy Savings (MWh or mTherms) | Achievable Technical Potential | 0 | 0 | 0 | 0 | 0 | 0 | 0 | 0 | 0 | 0 | 0 | 0 | 0 | 0 | 0 | 0 | 0 | 0 | 0 | 0 | 0 | 0 | 0 | 0 | 0 | 0 | 0
F5_Commercial_WA - College_Existing_Water Heating_Natural Gas_Advanced New Construction Designs_A_Achievable Technical Potential | F5 | Commercial | WA - College | Existing | Water Heating | Natural Gas | Advanced New Construction Designs | A | Incremental Summer Peak Savings (MW) | Achievable Technical Potential | 0 | 0 | 0 | 0 | 0 | 0 | 0 | 0 | 0 | 0 | 0 | 0 | 0 | 0 | 0 | 0 | 0 | 0 | 0 | 0 | 0 | 0 | 0 | 0 | 0 | 0 | 0
F6_Commercial_WA - College_Existing_Water Heating_Natural Gas_Advanced New Construction Designs_A_Achievable Technical Potential | F6 | Commercial | WA - College | Existing | Water Heating | Natural Gas | Advanced New Construction Designs | A | Incremental Winter Peak Savings (MW) | Achievable Technical Potential | 0 | 0 | 0 | 0 | 0 | 0 | 0 | 0 | 0 | 0 | 0 | 0 | 0 | 0 | 0 | 0 | 0 | 0 | 0 | 0 | 0 | 0 | 0 | 0 | 0 | 0 | 0
F7_Commercial_WA - College_Existing_Water Heating_Natural Gas_Advanced New Construction Designs_A_Achievable Technical Potential | F7 | Commercial | WA - College | Existing | Water Heating | Natural Gas | Advanced New Construction Designs | A | Cumulative Energy Savings (MWh or mTherms) | Achievable Technical Potential | 0 | 0 | 0 | 0 | 0 | 0 | 0 | 0 | 0 | 0 | 0 | 0 | 0 | 0 | 0 | 0 | 0 | 0 | 0 | 0 | 0 | 0 | 0 | 0 | 0 | 0 | 0
F8_Commercial_WA - College_Existing_Water Heating_Natural Gas_Advanced New Construction Designs_A_Achievable Technical Potential | F8 | Commercial | WA - College | Existing | Water Heating | Natural Gas | Advanced New Construction Designs | A | Cumulative Summer Peak Savings (MW) | Achievable Technical Potential | 0 | 0 | 0 | 0 | 0 | 0 | 0 | 0 | 0 | 0 | 0 | 0 | 0 | 0 | 0 | 0 | 0 | 0 | 0 | 0 | 0 | 0 | 0 | 0 | 0 | 0 | 0
F9_Commercial_WA - College_Existing_Water Heating_Natural Gas_Advanced New Construction Designs_A_Achievable Technical Potential | F9 | Commercial | WA - College | Existing | Water Heating | Natural Gas | Advanced New Construction Designs | A | Cumulative Winter Peak Savings (MW) | Achievable Technical Potential | 0 | 0 | 0 | 0 | 0 | 0 | 0 | 0 | 0 | 0 | 0 | 0 | 0 | 0 | 0 | 0 | 0 | 0 | 0 | 0 | 0 | 0 | 0 | 0 | 0 | 0 | 0
F10_Commercial_WA - College_Existing_Water Heating_Natural Gas_Advanced New Construction Designs_A_Achievable Technical Potential | F10 | Commercial | WA - College | Existing | Water Heating | Natural Gas | Advanced New Construction Designs | A | Purchases (Incremental) | Achievable Technical Potential | 0 | 0 | 0 | 0 | 0 | 0 | 0 | 0 | 0 | 0 | 0 | 0 | 0 | 0 | 0 | 0 | 0 | 0 | 0 | 0 | 0 | 0 | 0 | 0 | 0 | 0 | 0
F11_Commercial_WA - College_Existing_Water Heating_Natural Gas_Advanced New Construction Designs_A_Achievable Technical Potential | F11 | Commercial | WA - College | Existing | Water Heating | Natural Gas | Advanced New Construction Designs | A | Purchases (Cumulative) | Achievable Technical Potential | 0 | 0 | 0 | 0 | 0 | 0 | 0 | 0 | 0 | 0 | 0 | 0 | 0 | 0 | 0 | 0 | 0 | 0 | 0 | 0 | 0 | 0 | 0 | 0 | 0 | 0 | 0
F1_Commercial_WA - College_Existing_Space Heating_Natural Gas_Strategic Energy Management_A_Achievable Technical Potential | F1 | Commercial | WA - College | Existing | Space Heating | Natural Gas | Strategic Energy Management | A | Integrated Unit Energy Savings (kWh or therms) | Achievable Technical Potential | 0 | 0 | 0.02485 | 0.024601 | 0.024238 | 0.023842 | 0.023419 | 0.022962 | 0.022477 | 0.021953 | 0.021392 | 0.020803 | 0.020195 | 0.019588 | 0.018996 | 0.018431 | 0.017903 | 0.017428 | 0.01705 | 0.016773 | 0.016543 | 0.016372 | 0.016215 | 0.016172 | 0.016132 | 0.016093 | 0.016056
F2_Commercial_WA - College_Existing_Space Heating_Natural Gas_Strategic Energy Management_A_Achievable Technical Potential | F2 | Commercial | WA - College | Existing | Space Heating | Natural Gas | Strategic Energy Management | A | Integrated Unit Summer Peak Savings (kW) | Achievable Technical Potential | 0 | 0 | 0 | 0 | 0 | 0 | 0 | 0 | 0 | 0 | 0 | 0 | 0 | 0 | 0 | 0 | 0 | 0 | 0 | 0 | 0 | 0 | 0 | 0 | 0 | 0 | 0
F3_Commercial_WA - College_Existing_Space Heating_Natural Gas_Strategic Energy Management_A_Achievable Technical Potential | F3 | Commercial | WA - College | Existing | Space Heating | Natural Gas | Strategic Energy Management | A | Integrated Unit Winter Peak Savings (kW) | Achievable Technical Potential | 0 | 0 | 0 | 0 | 0 | 0 | 0 | 0 | 0 | 0 | 0 | 0 | 0 | 0 | 0 | 0 | 0 | 0 | 0 | 0 | 0 | 0 | 0 | 0 | 0 | 0 | 0
F4_Commercial_WA - College_Existing_Space Heating_Natural Gas_Strategic Energy Management_A_Achievable Technical Potential | F4 | Commercial | WA - College | Existing | Space Heating | Natural Gas | Strategic Energy Management | A | Incremental Energy Savings (MWh or mTherms) | Achievable Technical Potential | 0 | 0 | 0 | 5.3279 | 10.7748 | 10.5986 | 5.3387 | 0 | 0 | 0 | 0 | 0 | 0 | 0 | 0 | 0 | 0 | 0 | 0 | 0 | 0 | 0 | 0 | 0 | 0 | 0 | 0
F5_Commercial_WA - College_Existing_Space Heating_Natural Gas_Strategic Energy Management_A_Achievable Technical Potential | F5 | Commercial | WA - College | Existing | Space Heating | Natural Gas | Strategic Energy Management | A | Incremental Summer Peak Savings (MW) | Achievable Technical Potential | 0 | 0 | 0 | 0 | 0 | 0 | 0 | 0 | 0 | 0 | 0 | 0 | 0 | 0 | 0 | 0 | 0 | 0 | 0 | 0 | 0 | 0 | 0 | 0 | 0 | 0 | 0
F6_Commercial_WA - College_Existing_Space Heating_Natural Gas_Strategic Energy Management_A_Achievable Technical Potential | F6 | Commercial | WA - College | Existing | Space Heating | Natural Gas | Strategic Energy Management | A | Incremental Winter Peak Savings (MW) | Achievable Technical Potential | 0 | 0 | 0 | 0 | 0 | 0 | 0 | 0 | 0 | 0 | 0 | 0 | 0 | 0 | 0 | 0 | 0 | 0 | 0 | 0 | 0 | 0 | 0 | 0 | 0 | 0 | 0
F7_Commercial_WA - College_Existing_Space Heating_Natural Gas_Strategic Energy Management_A_Achievable Technical Potential | F7 | Commercial | WA - College | Existing | Space Heating | Natural Gas | Strategic Energy Management | A | Cumulative Energy Savings (MWh or mTherms) | Achievable Technical Potential | 0 | 0 | 0 | 5.3279 | 16.0241 | 26.3606 | 31.2313 | 30.6227 | 29.9757 | 29.2762 | 28.5291 | 27.7426 | 26.9323 | 26.1231 | 25.3336 | 24.5801 | 23.8758 | 23.242 | 22.7387 | 22.3687 | 22.0615 | 21.8336 | 21.624 | 21.5676 | 21.5137 | 21.4622 | 21.4127
F8_Commercial_WA - College_Existing_Space Heating_Natural Gas_Strategic Energy Management_A_Achievable Technical Potential | F8 | Commercial | WA - College | Existing | Space Heating | Natural Gas | Strategic Energy Management | A | Cumulative Summer Peak Savings (MW) | Achievable Technical Potential | 0 | 0 | 0 | 0 | 0 | 0 | 0 | 0 | 0 | 0 | 0 | 0 | 0 | 0 | 0 | 0 | 0 | 0 | 0 | 0 | 0 | 0 | 0 | 0 | 0 | 0 | 0
F9_Commercial_WA - College_Existing_Space Heating_Natural Gas_Strategic Energy Management_A_Achievable Technical Potential | F9 | Commercial | WA - College | Existing | Space Heating | Natural Gas | Strategic Energy Management | A | Cumulative Winter Peak Savings (MW) | Achievable Technical Potential | 0 | 0 | 0 | 0 | 0 | 0 | 0 | 0 | 0 | 0 | 0 | 0 | 0 | 0 | 0 | 0 | 0 | 0 | 0 | 0 | 0 | 0 | 0 | 0 | 0 | 0 | 0
F10_Commercial_WA - College_Existing_Space Heating_Natural Gas_Strategic Energy Management_A_Achievable Technical Potential | F10 | Commercial | WA - College | Existing | Space Heating | Natural Gas | Strategic Energy Management | A | Purchases (Incremental) | Achievable Technical Potential | 0 | 0 | 0 | 216570.0091 | 444538.4398 | 444538.4398 | 227968.4306 | 0 | 0 | 0 | 0 | 0 | 0 | 0 | 0 | 0 | 0 | 0 | 0 | 0 | 0 | 0 | 0 | 0 | 0 | 0 | 0
F11_Commercial_WA - College_Existing_Space Heating_Natural Gas_Strategic Energy Management_A_Achievable Technical Potential | F11 | Commercial | WA - College | Existing | Space Heating | Natural Gas | Strategic Energy Management | A | Purchases (Cumulative) | Achievable Technical Potential | 0 | 0 | 0 | 216570.0091 | 661108.4489 | 1105646.8886 | 1333615.3193 | 1333615.3193 | 1333615.3193 | 1333615.3193 | 1333615.3193 | 1333615.3193 | 1333615.3193 | 1333615.3193 | 1333615.3193 | 1333615.3193 | 1333615.3193 | 1333615.3193 | 1333615.3193 | 1333615.3193 | 1333615.3193 | 1333615.3193 | 1333615.3193 | 1333615.3193 | 1333615.3193 | 1333615.3193 | 1333615.3193
F1_Commercial_WA - College_Existing_Water Heating_Natural Gas_Strategic Energy Management_A_Achievable Technical Potential | F1 | Commercial | WA - College | Existing | Water Heating | Natural Gas | Strategic Energy Management | A | Integrated Unit Energy Savings (kWh or therms) | Achievable Technical Potential | 0 | 0 | 0.010412 | 0.010206 | 0.010008 | 0.0098259 | 0.0096521 | 0.0094863 | 0.0093248 | 0.0091767 | 0.0090356 | 0.0089054 | 0.0087903 | 0.0086967 | 0.0086366 | 0.0085785 | 0.0085346 | 0.0085027 | 0.0084773 | 0.0084569 | 0.0084422 | 0.0084315 | 0.0084238 | 0.0084182 | 0.0084111 | 0.0084095 | 0.0084083
F2_Commercial_WA - College_Existing_Water Heating_Natural Gas_Strategic Energy Management_A_Achievable Technical Potential | F2 | Commercial | WA - College | Existing | Water Heating | Natural Gas | Strategic Energy Management | A | Integrated Unit Summer Peak Savings (kW) | Achievable Technical Potential | 0 | 0 | 0 | 0 | 0 | 0 | 0 | 0 | 0 | 0 | 0 | 0 | 0 | 0 | 0 | 0 | 0 | 0 | 0 | 0 | 0 | 0 | 0 | 0 | 0 | 0 | 0
F3_Commercial_WA - College_Existing_Water Heating_Natural Gas_Strategic Energy Management_A_Achievable Technical Potential | F3 | Commercial | WA - College | Existing | Water Heating | Natural Gas | Strategic Energy Management | A | Integrated Unit Winter Peak Savings (kW) | Achievable Technical Potential | 0 | 0 | 0 | 0 | 0 | 0 | 0 | 0 | 0 | 0 | 0 | 0 | 0 | 0 | 0 | 0 | 0 | 0 | 0 | 0 | 0 | 0 | 0 | 0 | 0 | 0 | 0
F4_Commercial_WA - College_Existing_Water Heating_Natural Gas_Strategic Energy Management_A_Achievable Technical Potential | F4 | Commercial | WA - College | Existing | Water Heating | Natural Gas | Strategic Energy Management | A | Incremental Energy Savings (MWh or mTherms) | Achievable Technical Potential | 0 | 0 | 0 | 2.4898 | 5.0117 | 4.9204 | 2.4786 | 0 | 0 | 0 | 0 | 0 | 0 | 0 | 0 | 0 | 0 | 0 | 0 | 0 | 0 | 0 | 0 | 0 | 0 | 0 | 0
F5_Commercial_WA - College_Existing_Water Heating_Natural Gas_Strategic Energy Management_A_Achievable Technical Potential | F5 | Commercial | WA - College | Existing | Water Heating | Natural Gas | Strategic Energy Management | A | Incremental Summer Peak Savings (MW) | Achievable Technical Potential | 0 | 0 | 0 | 0 | 0 | 0 | 0 | 0 | 0 | 0 | 0 | 0 | 0 | 0 | 0 | 0 | 0 | 0 | 0 | 0 | 0 | 0 | 0 | 0 | 0 | 0 | 0
F6_Commercial_WA - College_Existing_Water Heating_Natural Gas_Strategic Energy Management_A_Achievable Technical Potential | F6 | Commercial | WA - College | Existing | Water Heating | Natural Gas | Strategic Energy Management | A | Incremental Winter Peak Savings (MW) | Achievable Technical Potential | 0 | 0 | 0 | 0 | 0 | 0 | 0 | 0 | 0 | 0 | 0 | 0 | 0 | 0 | 0 | 0 | 0 | 0 | 0 | 0 | 0 | 0 | 0 | 0 | 0 | 0 | 0
F7_Commercial_WA - College_Existing_Water Heating_Natural Gas_Strategic Energy Management_A_Achievable Technical Potential | F7 | Commercial | WA - College | Existing | Water Heating | Natural Gas | Strategic Energy Management | A | Cumulative Energy Savings (MWh or mTherms) | Achievable Technical Potential | 0 | 0 | 0 | 2.4898 | 7.4532 | 12.2379 | 14.5 | 14.2509 | 14.0084 | 13.7859 | 13.5739 | 13.3784 | 13.2054 | 13.0648 | 12.9745 | 12.8872 | 12.8212 | 12.7733 | 12.7352 | 12.7046 | 12.6824 | 12.6664 | 12.6548 | 12.6464 | 12.6358 | 12.6334 | 12.6315
F8_Commercial_WA - College_Existing_Water Heating_Natural Gas_Strategic Energy Management_A_Achievable Technical Potential | F8 | Commercial | WA - College | Existing | Water Heating | Natural Gas | Strategic Energy Management | A | Cumulative Summer Peak Savings (MW) | Achievable Technical Potential | 0 | 0 | 0 | 0 | 0 | 0 | 0 | 0 | 0 | 0 | 0 | 0 | 0 | 0 | 0 | 0 | 0 | 0 | 0 | 0 | 0 | 0 | 0 | 0 | 0 | 0 | 0
F9_Commercial_WA - College_Existing_Water Heating_Natural Gas_Strategic Energy Management_A_Achievable Technical Potential | F9 | Commercial | WA - College | Existing | Water Heating | Natural Gas | Strategic Energy Management | A | Cumulative Winter Peak Savings (MW) | Achievable Technical Potential | 0 | 0 | 0 | 0 | 0 | 0 | 0 | 0 | 0 | 0 | 0 | 0 | 0 | 0 | 0 | 0 | 0 | 0 | 0 | 0 | 0 | 0 | 0 | 0 | 0 | 0 | 0
F10_Commercial_WA - College_Existing_Water Heating_Natural Gas_Strategic Energy Management_A_Achievable Technical Potential | F10 | Commercial | WA - College | Existing | Water Heating | Natural Gas | Strategic Energy Management | A | Purchases (Incremental) | Achievable Technical Potential | 0 | 0 | 0 | 243958.2881 | 500756.4862 | 500756.4862 | 256798.1981 | 0 | 0 | 0 | 0 | 0 | 0 | 0 | 0 | 0 | 0 | 0 | 0 | 0 | 0 | 0 | 0 | 0 | 0 | 0 | 0
F11_Commercial_WA - College_Existing_Water Heating_Natural Gas_Strategic Energy Management_A_Achievable Technical Potential | F11 | Commercial | WA - College | Existing | Water Heating | Natural Gas | Strategic Energy Management | A | Purchases (Cumulative) | Achievable Technical Potential | 0 | 0 | 0 | 243958.2881 | 744714.7743 | 1245471.2605 | 1502269.4586 | 1502269.4586 | 1502269.4586 | 1502269.4586 | 1502269.4586 | 1502269.4586 | 1502269.4586 | 1502269.4586 | 1502269.4586 | 1502269.4586 | 1502269.4586 | 1502269.4586 | 1502269.4586 | 1502269.4586 | 1502269.4586 | 1502269.4586 | 1502269.4586 | 1502269.4586 | 1502269.4586 | 1502269.4586 | 1502269.4586
F1_Commercial_WA - College_Existing_Space Heating_Natural Gas_Retrocommissioning_A_Achievable Technical Potential | F1 | Commercial | WA - College | Existing | Space Heating | Natural Gas | Retrocommissioning | A | Integrated Unit Energy Savings (kWh or therms) | Achievable Technical Potential | 0 | 0 | 0.030513 | 0.030197 | 0.029727 | 0.029218 | 0.028688 | 0.028129 | 0.027534 | 0.026892 | 0.026206 | 0.025483 | 0.024739 | 0.023996 | 0.02327 | 0.022578 | 0.021931 | 0.021349 | 0.020887 | 0.020547 | 0.020265 | 0.020055 | 0.019863 | 0.019811 | 0.019762 | 0.019714 | 0.019669
F2_Commercial_WA - College_Existing_Space Heating_Natural Gas_Retrocommissioning_A_Achievable Technical Potential | F2 | Commercial | WA - College | Existing | Space Heating | Natural Gas | Retrocommissioning | A | Integrated Unit Summer Peak Savings (kW) | Achievable Technical Potential | 0 | 0 | 0 | 0 | 0 | 0 | 0 | 0 | 0 | 0 | 0 | 0 | 0 | 0 | 0 | 0 | 0 | 0 | 0 | 0 | 0 | 0 | 0 | 0 | 0 | 0 | 0
F3_Commercial_WA - College_Existing_Space Heating_Natural Gas_Retrocommissioning_A_Achievable Technical Potential | F3 | Commercial | WA - College | Existing | Space Heating | Natural Gas | Retrocommissioning | A | Integrated Unit Winter Peak Savings (kW) | Achievable Technical Potential | 0 | 0 | 0 | 0 | 0 | 0 | 0 | 0 | 0 | 0 | 0 | 0 | 0 | 0 | 0 | 0 | 0 | 0 | 0 | 0 | 0 | 0 | 0 | 0 | 0 | 0 | 0
F4_Commercial_WA - College_Existing_Space Heating_Natural Gas_Retrocommissioning_A_Achievable Technical Potential | F4 | Commercial | WA - College | Existing | Space Heating | Natural Gas | Retrocommissioning | A | Incremental Energy Savings (MWh or mTherms) | Achievable Technical Potential | 0 | 0 | 0 | 10.3103 | 20.8344 | 20.4775 | 10.3107 | 0 | 0 | 0 | 0 | 0 | 0 | 0 | 0 | 0 | 0 | 0 | 0 | 0 | 0 | 0 | 0 | 0 | 0 | 0 | 0
F5_Commercial_WA - College_Existing_Space Heating_Natural Gas_Retrocommissioning_A_Achievable Technical Potential | F5 | Commercial | WA - College | Existing | Space Heating | Natural Gas | Retrocommissioning | A | Incremental Summer Peak Savings (MW) | Achievable Technical Potential | 0 | 0 | 0 | 0 | 0 | 0 | 0 | 0 | 0 | 0 | 0 | 0 | 0 | 0 | 0 | 0 | 0 | 0 | 0 | 0 | 0 | 0 | 0 | 0 | 0 | 0 | 0
F6_Commercial_WA - College_Existing_Space Heating_Natural Gas_Retrocommissioning_A_Achievable Technical Potential | F6 | Commercial | WA - College | Existing | Space Heating | Natural Gas | Retrocommissioning | A | Incremental Winter Peak Savings (MW) | Achievable Technical Potential | 0 | 0 | 0 | 0 | 0 | 0 | 0 | 0 | 0 | 0 | 0 | 0 | 0 | 0 | 0 | 0 | 0 | 0 | 0 | 0 | 0 | 0 | 0 | 0 | 0 | 0 | 0
F7_Commercial_WA - College_Existing_Space Heating_Natural Gas_Retrocommissioning_A_Achievable Technical Potential | F7 | Commercial | WA - College | Existing | Space Heating | Natural Gas | Retrocommissioning | A | Cumulative Energy Savings (MWh or mTherms) | Achievable Technical Potential | 0 | 0 | 0 | 10.3103 | 30.9846 | 50.9312 | 60.3173 | 59.1419 | 57.8923 | 56.5414 | 55.0986 | 53.5796 | 52.0146 | 50.4518 | 48.927 | 47.4718 | 46.1116 | 44.8875 | 43.9154 | 43.201 | 42.6075 | 42.1674 | 41.7626 | 41.6537 | 41.5497 | 41.4502 | 41.3546
F8_Commercial_WA - College_Existing_Space Heating_Natural Gas_Retrocommissioning_A_Achievable Technical Potential | F8 | Commercial | WA - College | Existing | Space Heating | Natural Gas | Retrocommissioning | A | Cumulative Summer Peak Savings (MW) | Achievable Technical Potential | 0 | 0 | 0 | 0 | 0 | 0 | 0 | 0 | 0 | 0 | 0 | 0 | 0 | 0 | 0 | 0 | 0 | 0 | 0 | 0 | 0 | 0 | 0 | 0 | 0 | 0 | 0
F9_Commercial_WA - College_Existing_Space Heating_Natural Gas_Retrocommissioning_A_Achievable Technical Potential | F9 | Commercial | WA - College | Existing | Space Heating | Natural Gas | Retrocommissioning | A | Cumulative Winter Peak Savings (MW) | Achievable Technical Potential | 0 | 0 | 0 | 0 | 0 | 0 | 0 | 0 | 0 | 0 | 0 | 0 | 0 | 0 | 0 | 0 | 0 | 0 | 0 | 0 | 0 | 0 | 0 | 0 | 0 | 0 | 0
F10_Commercial_WA - College_Existing_Space Heating_Natural Gas_Retrocommissioning_A_Achievable Technical Potential | F10 | Commercial | WA - College | Existing | Space Heating | Natural Gas | Retrocommissioning | A | Purchases (Incremental) | Achievable Technical Potential | 0 | 0 | 0 | 341439.2036 | 700848.8915 | 700848.8915 | 359409.688 | 0 | 0 | 0 | 0 | 0 | 0 | 0 | 0 | 0 | 0 | 0 | 0 | 0 | 0 | 0 | 0 | 0 | 0 | 0 | 0
F11_Commercial_WA - College_Existing_Space Heating_Natural Gas_Retrocommissioning_A_Achievable Technical Potential | F11 | Commercial | WA - College | Existing | Space Heating | Natural Gas | Retrocommissioning | A | Purchases (Cumulative) | Achievable Technical Potential | 0 | 0 | 0 | 341439.2036 | 1042288.0951 | 1743136.9866 | 2102546.6745 | 2102546.6745 | 2102546.6745 | 2102546.6745 | 2102546.6745 | 2102546.6745 | 2102546.6745 | 2102546.6745 | 2102546.6745 | 2102546.6745 | 2102546.6745 | 2102546.6745 | 2102546.6745 | 2102546.6745 | 2102546.6745 | 2102546.6745 | 2102546.6745 | 2102546.6745 | 2102546.6745 | 2102546.6745 | 2102546.6745
F1_Commercial_WA - College_Existing_Water Heating_Natural Gas_Retrocommissioning_A_Achievable Technical Potential | F1 | Commercial | WA - College | Existing | Water Heating | Natural Gas | Retrocommissioning | A | Integrated Unit Energy Savings (kWh or therms) | Achievable Technical Potential | 0 | 0 | 0.012785 | 0.012516 | 0.012251 | 0.012002 | 0.011767 | 0.011545 | 0.011325 | 0.011121 | 0.010925 | 0.010745 | 0.010587 | 0.010462 | 0.010382 | 0.010312 | 0.01026 | 0.010221 | 0.010191 | 0.010166 | 0.010148 | 0.010136 | 0.010126 | 0.01012 | 0.010111 | 0.010109 | 0.010108
F2_Commercial_WA - College_Existing_Water Heating_Natural Gas_Retrocommissioning_A_Achievable Technical Potential | F2 | Commercial | WA - College | Existing | Water Heating | Natural Gas | Retrocommissioning | A | Integrated Unit Summer Peak Savings (kW) | Achievable Technical Potential | 0 | 0 | 0 | 0 | 0 | 0 | 0 | 0 | 0 | 0 | 0 | 0 | 0 | 0 | 0 | 0 | 0 | 0 | 0 | 0 | 0 | 0 | 0 | 0 | 0 | 0 | 0
F3_Commercial_WA - College_Existing_Water Heating_Natural Gas_Retrocommissioning_A_Achievable Technical Potential | F3 | Commercial | WA - College | Existing | Water Heating | Natural Gas | Retrocommissioning | A | Integrated Unit Winter Peak Savings (kW) | Achievable Technical Potential | 0 | 0 | 0 | 0 | 0 | 0 | 0 | 0 | 0 | 0 | 0 | 0 | 0 | 0 | 0 | 0 | 0 | 0 | 0 | 0 | 0 | 0 | 0 | 0 | 0 | 0 | 0
F4_Commercial_WA - College_Existing_Water Heating_Natural Gas_Retrocommissioning_A_Achievable Technical Potential | F4 | Commercial | WA - College | Existing | Water Heating | Natural Gas | Retrocommissioning | A | Incremental Energy Savings (MWh or mTherms) | Achievable Technical Potential | 0 | 0 | 0 | 4.8139 | 9.6715 | 9.4753 | 4.7639 | 0 | 0 | 1.2946e-15 | 0 | 0 | 0 | 0 | 0 | 0 | 0 | 0 | 0 | 0 | 0 | 0 | 0 | 0 | 0 | 0 | 0
F5_Commercial_WA - College_Existing_Water Heating_Natural Gas_Retrocommissioning_A_Achievable Technical Potential | F5 | Commercial | WA - College | Existing | Water Heating | Natural Gas | Retrocommissioning | A | Incremental Summer Peak Savings (MW) | Achievable Technical Potential | 0 | 0 | 0 | 0 | 0 | 0 | 0 | 0 | 0 | 0 | 0 | 0 | 0 | 0 | 0 | 0 | 0 | 0 | 0 | 0 | 0 | 0 | 0 | 0 | 0 | 0 | 0
F6_Commercial_WA - College_Existing_Water Heating_Natural Gas_Retrocommissioning_A_Achievable Technical Potential | F6 | Commercial | WA - College | Existing | Water Heating | Natural Gas | Retrocommissioning | A | Incremental Winter Peak Savings (MW) | Achievable Technical Potential | 0 | 0 | 0 | 0 | 0 | 0 | 0 | 0 | 0 | 0 | 0 | 0 | 0 | 0 | 0 | 0 | 0 | 0 | 0 | 0 | 0 | 0 | 0 | 0 | 0 | 0 | 0
F7_Commercial_WA - College_Existing_Water Heating_Natural Gas_Retrocommissioning_A_Achievable Technical Potential | F7 | Commercial | WA - College | Existing | Water Heating | Natural Gas | Retrocommissioning | A | Cumulative Energy Savings (MWh or mTherms) | Achievable Technical Potential | 0 | 0 | 0 | 4.8139 | 14.3833 | 23.5668 | 27.8685 | 27.3425 | 26.823 | 26.3387 | 25.8753 | 25.4491 | 25.0751 | 24.7788 | 24.5897 | 24.4243 | 24.2992 | 24.2084 | 24.1361 | 24.0782 | 24.0361 | 24.0058 | 23.9838 | 23.9678 | 23.9477 | 23.9432 | 23.9395
F8_Commercial_WA - College_Existing_Water Heating_Natural Gas_Retrocommissioning_A_Achievable Technical Potential | F8 | Commercial | WA - College | Existing | Water Heating | Natural Gas | Retrocommissioning | A | Cumulative Summer Peak Savings (MW) | Achievable Technical Potential | 0 | 0 | 0 | 0 | 0 | 0 | 0 | 0 | 0 | 0 | 0 | 0 | 0 | 0 | 0 | 0 | 0 | 0 | 0 | 0 | 0 | 0 | 0 | 0 | 0 | 0 | 0
F9_Commercial_WA - College_Existing_Water Heating_Natural Gas_Retrocommissioning_A_Achievable Technical Potential | F9 | Commercial | WA - College | Existing | Water Heating | Natural Gas | Retrocommissioning | A | Cumulative Winter Peak Savings (MW) | Achievable Technical Potential | 0 | 0 | 0 | 0 | 0 | 0 | 0 | 0 | 0 | 0 | 0 | 0 | 0 | 0 | 0 | 0 | 0 | 0 | 0 | 0 | 0 | 0 | 0 | 0 | 0 | 0 | 0
F10_Commercial_WA - College_Existing_Water Heating_Natural Gas_Retrocommissioning_A_Achievable Technical Potential | F10 | Commercial | WA - College | Existing | Water Heating | Natural Gas | Retrocommissioning | A | Purchases (Incremental) | Achievable Technical Potential | 0 | 0 | 0 | 384618.9228 | 789480.9467 | 789480.9467 | 404862.024 | 0 | 0 | 1.1642e-10 | 0 | 0 | 0 | 0 | 0 | 0 | 0 | 0 | 0 | 0 | 0 | 0 | 0 | 0 | 0 | 0 | 0
F11_Commercial_WA - College_Existing_Water Heating_Natural Gas_Retrocommissioning_A_Achievable Technical Potential | F11 | Commercial | WA - College | Existing | Water Heating | Natural Gas | Retrocommissioning | A | Purchases (Cumulative) | Achievable Technical Potential | 0 | 0 | 0 | 384618.9228 | 1174099.8695 | 1963580.8162 | 2368442.8401 | 2368442.8401 | 2368442.8401 | 2368442.8401 | 2368442.8401 | 2368442.8401 | 2368442.8401 | 2368442.8401 | 2368442.8401 | 2368442.8401 | 2368442.8401 | 2368442.8401 | 2368442.8401 | 2368442.8401 | 2368442.8401 | 2368442.8401 | 2368442.8401 | 2368442.8401 | 2368442.8401 | 2368442.8401 | 2368442.8401
F1_Commercial_WA - College_New_Space Heating_Natural Gas_Insulation - Ceiling_A_Achievable Technical Potential | F1 | Commercial | WA - College | New | Space Heating | Natural Gas | Insulation - Ceiling | A | Integrated Unit Energy Savings (kWh or therms) | Achievable Technical Potential | 0 | 0 | 0 | 0 | 0 | 0 | 0 | 0 | 0 | 0 | 0 | 0 | 0 | 0 | 0 | 0 | 0 | 0 | 0 | 0 | 0 | 0 | 0 | 0 | 0 | 0 | 0
F2_Commercial_WA - College_New_Space Heating_Natural Gas_Insulation - Ceiling_A_Achievable Technical Potential | F2 | Commercial | WA - College | New | Space Heating | Natural Gas | Insulation - Ceiling | A | Integrated Unit Summer Peak Savings (kW) | Achievable Technical Potential | 0 | 0 | 0 | 0 | 0 | 0 | 0 | 0 | 0 | 0 | 0 | 0 | 0 | 0 | 0 | 0 | 0 | 0 | 0 | 0 | 0 | 0 | 0 | 0 | 0 | 0 | 0
F3_Commercial_WA - College_New_Space Heating_Natural Gas_Insulation - Ceiling_A_Achievable Technical Potential | F3 | Commercial | WA - College | New | Space Heating | Natural Gas | Insulation - Ceiling | A | Integrated Unit Winter Peak Savings (kW) | Achievable Technical Potential | 0 | 0 | 0 | 0 | 0 | 0 | 0 | 0 | 0 | 0 | 0 | 0 | 0 | 0 | 0 | 0 | 0 | 0 | 0 | 0 | 0 | 0 | 0 | 0 | 0 | 0 | 0
F4_Commercial_WA - College_New_Space Heating_Natural Gas_Insulation - Ceiling_A_Achievable Technical Potential | F4 | Commercial | WA - College | New | Space Heating | Natural Gas | Insulation - Ceiling | A | Incremental Energy Savings (MWh or mTherms) | Achievable Technical Potential | 0 | 0 | 0 | 0 | 0 | 0 | 0 | 0 | 0 | 0 | 0 | 0 | 0 | 0 | 0 | 0 | 0 | 0 | 0 | 0 | 0 | 0 | 0 | 0 | 0 | 0 | 0
F5_Commercial_WA - College_New_Space Heating_Natural Gas_Insulation - Ceiling_A_Achievable Technical Potential | F5 | Commercial | WA - College | New | Space Heating | Natural Gas | Insulation - Ceiling | A | Incremental Summer Peak Savings (MW) | Achievable Technical Potential | 0 | 0 | 0 | 0 | 0 | 0 | 0 | 0 | 0 | 0 | 0 | 0 | 0 | 0 | 0 | 0 | 0 | 0 | 0 | 0 | 0 | 0 | 0 | 0 | 0 | 0 | 0
F6_Commercial_WA - College_New_Space Heating_Natural Gas_Insulation - Ceiling_A_Achievable Technical Potential | F6 | Commercial | WA - College | New | Space Heating | Natural Gas | Insulation - Ceiling | A | Incremental Winter Peak Savings (MW) | Achievable Technical Potential | 0 | 0 | 0 | 0 | 0 | 0 | 0 | 0 | 0 | 0 | 0 | 0 | 0 | 0 | 0 | 0 | 0 | 0 | 0 | 0 | 0 | 0 | 0 | 0 | 0 | 0 | 0
F7_Commercial_WA - College_New_Space Heating_Natural Gas_Insulation - Ceiling_A_Achievable Technical Potential | F7 | Commercial | WA - College | New | Space Heating | Natural Gas | Insulation - Ceiling | A | Cumulative Energy Savings (MWh or mTherms) | Achievable Technical Potential | 0 | 0 | 0 | 0 | 0 | 0 | 0 | 0 | 0 | 0 | 0 | 0 | 0 | 0 | 0 | 0 | 0 | 0 | 0 | 0 | 0 | 0 | 0 | 0 | 0 | 0 | 0
F8_Commercial_WA - College_New_Space Heating_Natural Gas_Insulation - Ceiling_A_Achievable Technical Potential | F8 | Commercial | WA - College | New | Space Heating | Natural Gas | Insulation - Ceiling | A | Cumulative Summer Peak Savings (MW) | Achievable Technical Potential | 0 | 0 | 0 | 0 | 0 | 0 | 0 | 0 | 0 | 0 | 0 | 0 | 0 | 0 | 0 | 0 | 0 | 0 | 0 | 0 | 0 | 0 | 0 | 0 | 0 | 0 | 0
F9_Commercial_WA - College_New_Space Heating_Natural Gas_Insulation - Ceiling_A_Achievable Technical Potential | F9 | Commercial | WA - College | New | Space Heating | Natural Gas | Insulation - Ceiling | A | Cumulative Winter Peak Savings (MW) | Achievable Technical Potential | 0 | 0 | 0 | 0 | 0 | 0 | 0 | 0 | 0 | 0 | 0 | 0 | 0 | 0 | 0 | 0 | 0 | 0 | 0 | 0 | 0 | 0 | 0 | 0 | 0 | 0 | 0
F10_Commercial_WA - College_New_Space Heating_Natural Gas_Insulation - Ceiling_A_Achievable Technical Potential | F10 | Commercial | WA - College | New | Space Heating | Natural Gas | Insulation - Ceiling | A | Purchases (Incremental) | Achievable Technical Potential | 0 | 0 | 0 | 0 | 0 | 0 | 0 | 0 | 0 | 0 | 0 | 0 | 0 | 0 | 0 | 0 | 0 | 0 | 0 | 0 | 0 | 0 | 0 | 0 | 0 | 0 | 0
F11_Commercial_WA - College_New_Space Heating_Natural Gas_Insulation - Ceiling_A_Achievable Technical Potential | F11 | Commercial | WA - College | New | Space Heating | Natural Gas | Insulation - Ceiling | A | Purchases (Cumulative) | Achievable Technical Potential | 0 | 0 | 0 | 0 | 0 | 0 | 0 | 0 | 0 | 0 | 0 | 0 | 0 | 0 | 0 | 0 | 0 | 0 | 0 | 0 | 0 | 0 | 0 | 0 | 0 | 0 | 0
F1_Commercial_WA - College_New_Space Heating_Natural Gas_Insulation - Ducting_A_Achievable Technical Potential | F1 | Commercial | WA - College | New | Space Heating | Natural Gas | Insulation - Ducting | A | Integrated Unit Energy Savings (kWh or therms) | Achievable Technical Potential | 0 | 0 | 0 | 0 | 0 | 0 | 0 | 0 | 0 | 0 | 0 | 0 | 0 | 0 | 0 | 0 | 0 | 0 | 0 | 0 | 0 | 0 | 0 | 0 | 0 | 0 | 0
F2_Commercial_WA - College_New_Space Heating_Natural Gas_Insulation - Ducting_A_Achievable Technical Potential | F2 | Commercial | WA - College | New | Space Heating | Natural Gas | Insulation - Ducting | A | Integrated Unit Summer Peak Savings (kW) | Achievable Technical Potential | 0 | 0 | 0 | 0 | 0 | 0 | 0 | 0 | 0 | 0 | 0 | 0 | 0 | 0 | 0 | 0 | 0 | 0 | 0 | 0 | 0 | 0 | 0 | 0 | 0 | 0 | 0
F3_Commercial_WA - College_New_Space Heating_Natural Gas_Insulation - Ducting_A_Achievable Technical Potential | F3 | Commercial | WA - College | New | Space Heating | Natural Gas | Insulation - Ducting | A | Integrated Unit Winter Peak Savings (kW) | Achievable Technical Potential | 0 | 0 | 0 | 0 | 0 | 0 | 0 | 0 | 0 | 0 | 0 | 0 | 0 | 0 | 0 | 0 | 0 | 0 | 0 | 0 | 0 | 0 | 0 | 0 | 0 | 0 | 0
F4_Commercial_WA - College_New_Space Heating_Natural Gas_Insulation - Ducting_A_Achievable Technical Potential | F4 | Commercial | WA - College | New | Space Heating | Natural Gas | Insulation - Ducting | A | Incremental Energy Savings (MWh or mTherms) | Achievable Technical Potential | 0 | 0 | 0 | 0 | 0 | 0 | 0 | 0 | 0 | 0 | 0 | 0 | 0 | 0 | 0 | 0 | 0 | 0 | 0 | 0 | 0 | 0 | 0 | 0 | 0 | 0 | 0
F5_Commercial_WA - College_New_Space Heating_Natural Gas_Insulation - Ducting_A_Achievable Technical Potential | F5 | Commercial | WA - College | New | Space Heating | Natural Gas | Insulation - Ducting | A | Incremental Summer Peak Savings (MW) | Achievable Technical Potential | 0 | 0 | 0 | 0 | 0 | 0 | 0 | 0 | 0 | 0 | 0 | 0 | 0 | 0 | 0 | 0 | 0 | 0 | 0 | 0 | 0 | 0 | 0 | 0 | 0 | 0 | 0
F6_Commercial_WA - College_New_Space Heating_Natural Gas_Insulation - Ducting_A_Achievable Technical Potential | F6 | Commercial | WA - College | New | Space Heating | Natural Gas | Insulation - Ducting | A | Incremental Winter Peak Savings (MW) | Achievable Technical Potential | 0 | 0 | 0 | 0 | 0 | 0 | 0 | 0 | 0 | 0 | 0 | 0 | 0 | 0 | 0 | 0 | 0 | 0 | 0 | 0 | 0 | 0 | 0 | 0 | 0 | 0 | 0
F7_Commercial_WA - College_New_Space Heating_Natural Gas_Insulation - Ducting_A_Achievable Technical Potential | F7 | Commercial | WA - College | New | Space Heating | Natural Gas | Insulation - Ducting | A | Cumulative Energy Savings (MWh or mTherms) | Achievable Technical Potential | 0 | 0 | 0 | 0 | 0 | 0 | 0 | 0 | 0 | 0 | 0 | 0 | 0 | 0 | 0 | 0 | 0 | 0 | 0 | 0 | 0 | 0 | 0 | 0 | 0 | 0 | 0
F8_Commercial_WA - College_New_Space Heating_Natural Gas_Insulation - Ducting_A_Achievable Technical Potential | F8 | Commercial | WA - College | New | Space Heating | Natural Gas | Insulation - Ducting | A | Cumulative Summer Peak Savings (MW) | Achievable Technical Potential | 0 | 0 | 0 | 0 | 0 | 0 | 0 | 0 | 0 | 0 | 0 | 0 | 0 | 0 | 0 | 0 | 0 | 0 | 0 | 0 | 0 | 0 | 0 | 0 | 0 | 0 | 0
F9_Commercial_WA - College_New_Space Heating_Natural Gas_Insulation - Ducting_A_Achievable Technical Potential | F9 | Commercial | WA - College | New | Space Heating | Natural Gas | Insulation - Ducting | A | Cumulative Winter Peak Savings (MW) | Achievable Technical Potential | 0 | 0 | 0 | 0 | 0 | 0 | 0 | 0 | 0 | 0 | 0 | 0 | 0 | 0 | 0 | 0 | 0 | 0 | 0 | 0 | 0 | 0 | 0 | 0 | 0 | 0 | 0
F10_Commercial_WA - College_New_Space Heating_Natural Gas_Insulation - Ducting_A_Achievable Technical Potential | F10 | Commercial | WA - College | New | Space Heating | Natural Gas | Insulation - Ducting | A | Purchases (Incremental) | Achievable Technical Potential | 0 | 0 | 0 | 0 | 0 | 0 | 0 | 0 | 0 | 0 | 0 | 0 | 0 | 0 | 0 | 0 | 0 | 0 | 0 | 0 | 0 | 0 | 0 | 0 | 0 | 0 | 0
F11_Commercial_WA - College_New_Space Heating_Natural Gas_Insulation - Ducting_A_Achievable Technical Potential | F11 | Commercial | WA - College | New | Space Heating | Natural Gas | Insulation - Ducting | A | Purchases (Cumulative) | Achievable Technical Potential | 0 | 0 | 0 | 0 | 0 | 0 | 0 | 0 | 0 | 0 | 0 | 0 | 0 | 0 | 0 | 0 | 0 | 0 | 0 | 0 | 0 | 0 | 0 | 0 | 0 | 0 | 0
F1_Commercial_WA - College_New_Space Heating_Natural Gas_Insulation - Wall Cavity_A_Achievable Technical Potential | F1 | Commercial | WA - College | New | Space Heating | Natural Gas | Insulation - Wall Cavity | A | Integrated Unit Energy Savings (kWh or therms) | Achievable Technical Potential | 0 | 0 | 0 | 0 | 0 | 0 | 0 | 0 | 0 | 0 | 0 | 0 | 0 | 0 | 0 | 0 | 0 | 0 | 0 | 0 | 0 | 0 | 0 | 0 | 0 | 0 | 0
F2_Commercial_WA - College_New_Space Heating_Natural Gas_Insulation - Wall Cavity_A_Achievable Technical Potential | F2 | Commercial | WA - College | New | Space Heating | Natural Gas | Insulation - Wall Cavity | A | Integrated Unit Summer Peak Savings (kW) | Achievable Technical Potential | 0 | 0 | 0 | 0 | 0 | 0 | 0 | 0 | 0 | 0 | 0 | 0 | 0 | 0 | 0 | 0 | 0 | 0 | 0 | 0 | 0 | 0 | 0 | 0 | 0 | 0 | 0
F3_Commercial_WA - College_New_Space Heating_Natural Gas_Insulation - Wall Cavity_A_Achievable Technical Potential | F3 | Commercial | WA - College | New | Space Heating | Natural Gas | Insulation - Wall Cavity | A | Integrated Unit Winter Peak Savings (kW) | Achievable Technical Potential | 0 | 0 | 0 | 0 | 0 | 0 | 0 | 0 | 0 | 0 | 0 | 0 | 0 | 0 | 0 | 0 | 0 | 0 | 0 | 0 | 0 | 0 | 0 | 0 | 0 | 0 | 0
F4_Commercial_WA - College_New_Space Heating_Natural Gas_Insulation - Wall Cavity_A_Achievable Technical Potential | F4 | Commercial | WA - College | New | Space Heating | Natural Gas | Insulation - Wall Cavity | A | Incremental Energy Savings (MWh or mTherms) | Achievable Technical Potential | 0 | 0 | 0 | 0 | 0 | 0 | 0 | 0 | 0 | 0 | 0 | 0 | 0 | 0 | 0 | 0 | 0 | 0 | 0 | 0 | 0 | 0 | 0 | 0 | 0 | 0 | 0
F5_Commercial_WA - College_New_Space Heating_Natural Gas_Insulation - Wall Cavity_A_Achievable Technical Potential | F5 | Commercial | WA - College | New | Space Heating | Natural Gas | Insulation - Wall Cavity | A | Incremental Summer Peak Savings (MW) | Achievable Technical Potential | 0 | 0 | 0 | 0 | 0 | 0 | 0 | 0 | 0 | 0 | 0 | 0 | 0 | 0 | 0 | 0 | 0 | 0 | 0 | 0 | 0 | 0 | 0 | 0 | 0 | 0 | 0
F6_Commercial_WA - College_New_Space Heating_Natural Gas_Insulation - Wall Cavity_A_Achievable Technical Potential | F6 | Commercial | WA - College | New | Space Heating | Natural Gas | Insulation - Wall Cavity | A | Incremental Winter Peak Savings (MW) | Achievable Technical Potential | 0 | 0 | 0 | 0 | 0 | 0 | 0 | 0 | 0 | 0 | 0 | 0 | 0 | 0 | 0 | 0 | 0 | 0 | 0 | 0 | 0 | 0 | 0 | 0 | 0 | 0 | 0
F7_Commercial_WA - College_New_Space Heating_Natural Gas_Insulation - Wall Cavity_A_Achievable Technical Potential | F7 | Commercial | WA - College | New | Space Heating | Natural Gas | Insulation - Wall Cavity | A | Cumulative Energy Savings (MWh or mTherms) | Achievable Technical Potential | 0 | 0 | 0 | 0 | 0 | 0 | 0 | 0 | 0 | 0 | 0 | 0 | 0 | 0 | 0 | 0 | 0 | 0 | 0 | 0 | 0 | 0 | 0 | 0 | 0 | 0 | 0
F8_Commercial_WA - College_New_Space Heating_Natural Gas_Insulation - Wall Cavity_A_Achievable Technical Potential | F8 | Commercial | WA - College | New | Space Heating | Natural Gas | Insulation - Wall Cavity | A | Cumulative Summer Peak Savings (MW) | Achievable Technical Potential | 0 | 0 | 0 | 0 | 0 | 0 | 0 | 0 | 0 | 0 | 0 | 0 | 0 | 0 | 0 | 0 | 0 | 0 | 0 | 0 | 0 | 0 | 0 | 0 | 0 | 0 | 0
F9_Commercial_WA - College_New_Space Heating_Natural Gas_Insulation - Wall Cavity_A_Achievable Technical Potential | F9 | Commercial | WA - College | New | Space Heating | Natural Gas | Insulation - Wall Cavity | A | Cumulative Winter Peak Savings (MW) | Achievable Technical Potential | 0 | 0 | 0 | 0 | 0 | 0 | 0 | 0 | 0 | 0 | 0 | 0 | 0 | 0 | 0 | 0 | 0 | 0 | 0 | 0 | 0 | 0 | 0 | 0 | 0 | 0 | 0
F10_Commercial_WA - College_New_Space Heating_Natural Gas_Insulation - Wall Cavity_A_Achievable Technical Potential | F10 | Commercial | WA - College | New | Space Heating | Natural Gas | Insulation - Wall Cavity | A | Purchases (Incremental) | Achievable Technical Potential | 0 | 0 | 0 | 0 | 0 | 0 | 0 | 0 | 0 | 0 | 0 | 0 | 0 | 0 | 0 | 0 | 0 | 0 | 0 | 0 | 0 | 0 | 0 | 0 | 0 | 0 | 0
F11_Commercial_WA - College_New_Space Heating_Natural Gas_Insulation - Wall Cavity_A_Achievable Technical Potential | F11 | Commercial | WA - College | New | Space Heating | Natural Gas | Insulation - Wall Cavity | A | Purchases (Cumulative) | Achievable Technical Potential | 0 | 0 | 0 | 0 | 0 | 0 | 0 | 0 | 0 | 0 | 0 | 0 | 0 | 0 | 0 | 0 | 0 | 0 | 0 | 0 | 0 | 0 | 0 | 0 | 0 | 0 | 0
F1_Commercial_WA - College_New_Space Heating_Natural Gas_Green Roof - Vegetated Rooftop_A_Achievable Technical Potential | F1 | Commercial | WA - College | New | Space Heating | Natural Gas | Green Roof - Vegetated Rooftop | A | Integrated Unit Energy Savings (kWh or therms) | Achievable Technical Potential | 0 | 0 | 0 | 0 | 0 | 0 | 0 | 0 | 0 | 0 | 0 | 0 | 0 | 0 | 0 | 0 | 0 | 0 | 0 | 0 | 0 | 0 | 0 | 0 | 0 | 0 | 0
F2_Commercial_WA - College_New_Space Heating_Natural Gas_Green Roof - Vegetated Rooftop_A_Achievable Technical Potential | F2 | Commercial | WA - College | New | Space Heating | Natural Gas | Green Roof - Vegetated Rooftop | A | Integrated Unit Summer Peak Savings (kW) | Achievable Technical Potential | 0 | 0 | 0 | 0 | 0 | 0 | 0 | 0 | 0 | 0 | 0 | 0 | 0 | 0 | 0 | 0 | 0 | 0 | 0 | 0 | 0 | 0 | 0 | 0 | 0 | 0 | 0
F3_Commercial_WA - College_New_Space Heating_Natural Gas_Green Roof - Vegetated Rooftop_A_Achievable Technical Potential | F3 | Commercial | WA - College | New | Space Heating | Natural Gas | Green Roof - Vegetated Rooftop | A | Integrated Unit Winter Peak Savings (kW) | Achievable Technical Potential | 0 | 0 | 0 | 0 | 0 | 0 | 0 | 0 | 0 | 0 | 0 | 0 | 0 | 0 | 0 | 0 | 0 | 0 | 0 | 0 | 0 | 0 | 0 | 0 | 0 | 0 | 0
F4_Commercial_WA - College_New_Space Heating_Natural Gas_Green Roof - Vegetated Rooftop_A_Achievable Technical Potential | F4 | Commercial | WA - College | New | Space Heating | Natural Gas | Green Roof - Vegetated Rooftop | A | Incremental Energy Savings (MWh or mTherms) | Achievable Technical Potential | 0 | 0 | 0 | 0 | 0 | 0 | 0 | 0 | 0 | 0 | 0 | 0 | 0 | 0 | 0 | 0 | 0 | 0 | 0 | 0 | 0 | 0 | 0 | 0 | 0 | 0 | 0
F5_Commercial_WA - College_New_Space Heating_Natural Gas_Green Roof - Vegetated Rooftop_A_Achievable Technical Potential | F5 | Commercial | WA - College | New | Space Heating | Natural Gas | Green Roof - Vegetated Rooftop | A | Incremental Summer Peak Savings (MW) | Achievable Technical Potential | 0 | 0 | 0 | 0 | 0 | 0 | 0 | 0 | 0 | 0 | 0 | 0 | 0 | 0 | 0 | 0 | 0 | 0 | 0 | 0 | 0 | 0 | 0 | 0 | 0 | 0 | 0
F6_Commercial_WA - College_New_Space Heating_Natural Gas_Green Roof - Vegetated Rooftop_A_Achievable Technical Potential | F6 | Commercial | WA - College | New | Space Heating | Natural Gas | Green Roof - Vegetated Rooftop | A | Incremental Winter Peak Savings (MW) | Achievable Technical Potential | 0 | 0 | 0 | 0 | 0 | 0 | 0 | 0 | 0 | 0 | 0 | 0 | 0 | 0 | 0 | 0 | 0 | 0 | 0 | 0 | 0 | 0 | 0 | 0 | 0 | 0 | 0
F7_Commercial_WA - College_New_Space Heating_Natural Gas_Green Roof - Vegetated Rooftop_A_Achievable Technical Potential | F7 | Commercial | WA - College | New | Space Heating | Natural Gas | Green Roof - Vegetated Rooftop | A | Cumulative Energy Savings (MWh or mTherms) | Achievable Technical Potential | 0 | 0 | 0 | 0 | 0 | 0 | 0 | 0 | 0 | 0 | 0 | 0 | 0 | 0 | 0 | 0 | 0 | 0 | 0 | 0 | 0 | 0 | 0 | 0 | 0 | 0 | 0
F8_Commercial_WA - College_New_Space Heating_Natural Gas_Green Roof - Vegetated Rooftop_A_Achievable Technical Potential | F8 | Commercial | WA - College | New | Space Heating | Natural Gas | Green Roof - Vegetated Rooftop | A | Cumulative Summer Peak Savings (MW) | Achievable Technical Potential | 0 | 0 | 0 | 0 | 0 | 0 | 0 | 0 | 0 | 0 | 0 | 0 | 0 | 0 | 0 | 0 | 0 | 0 | 0 | 0 | 0 | 0 | 0 | 0 | 0 | 0 | 0
F9_Commercial_WA - College_New_Space Heating_Natural Gas_Green Roof - Vegetated Rooftop_A_Achievable Technical Potential | F9 | Commercial | WA - College | New | Space Heating | Natural Gas | Green Roof - Vegetated Rooftop | A | Cumulative Winter Peak Savings (MW) | Achievable Technical Potential | 0 | 0 | 0 | 0 | 0 | 0 | 0 | 0 | 0 | 0 | 0 | 0 | 0 | 0 | 0 | 0 | 0 | 0 | 0 | 0 | 0 | 0 | 0 | 0 | 0 | 0 | 0
F10_Commercial_WA - College_New_Space Heating_Natural Gas_Green Roof - Vegetated Rooftop_A_Achievable Technical Potential | F10 | Commercial | WA - College | New | Space Heating | Natural Gas | Green Roof - Vegetated Rooftop | A | Purchases (Incremental) | Achievable Technical Potential | 0 | 0 | 0 | 0 | 0 | 0 | 0 | 0 | 0 | 0 | 0 | 0 | 0 | 0 | 0 | 0 | 0 | 0 | 0 | 0 | 0 | 0 | 0 | 0 | 0 | 0 | 0
F11_Commercial_WA - College_New_Space Heating_Natural Gas_Green Roof - Vegetated Rooftop_A_Achievable Technical Potential | F11 | Commercial | WA - College | New | Space Heating | Natural Gas | Green Roof - Vegetated Rooftop | A | Purchases (Cumulative) | Achievable Technical Potential | 0 | 0 | 0 | 0 | 0 | 0 | 0 | 0 | 0 | 0 | 0 | 0 | 0 | 0 | 0 | 0 | 0 | 0 | 0 | 0 | 0 | 0 | 0 | 0 | 0 | 0 | 0
F1_Commercial_WA - College_New_Space Heating_Natural Gas_Ducting - Repair and Sealing_A_Achievable Technical Potential | F1 | Commercial | WA - College | New | Space Heating | Natural Gas | Ducting - Repair and Sealing | A | Integrated Unit Energy Savings (kWh or therms) | Achievable Technical Potential | 0 | 0 | 0 | 0 | 0 | 0 | 0 | 0 | 0 | 0 | 0 | 0 | 0 | 0 | 0 | 0 | 0 | 0 | 0 | 0 | 0 | 0 | 0 | 0 | 0 | 0 | 0
F2_Commercial_WA - College_New_Space Heating_Natural Gas_Ducting - Repair and Sealing_A_Achievable Technical Potential | F2 | Commercial | WA - College | New | Space Heating | Natural Gas | Ducting - Repair and Sealing | A | Integrated Unit Summer Peak Savings (kW) | Achievable Technical Potential | 0 | 0 | 0 | 0 | 0 | 0 | 0 | 0 | 0 | 0 | 0 | 0 | 0 | 0 | 0 | 0 | 0 | 0 | 0 | 0 | 0 | 0 | 0 | 0 | 0 | 0 | 0
F3_Commercial_WA - College_New_Space Heating_Natural Gas_Ducting - Repair and Sealing_A_Achievable Technical Potential | F3 | Commercial | WA - College | New | Space Heating | Natural Gas | Ducting - Repair and Sealing | A | Integrated Unit Winter Peak Savings (kW) | Achievable Technical Potential | 0 | 0 | 0 | 0 | 0 | 0 | 0 | 0 | 0 | 0 | 0 | 0 | 0 | 0 | 0 | 0 | 0 | 0 | 0 | 0 | 0 | 0 | 0 | 0 | 0 | 0 | 0
F4_Commercial_WA - College_New_Space Heating_Natural Gas_Ducting - Repair and Sealing_A_Achievable Technical Potential | F4 | Commercial | WA - College | New | Space Heating | Natural Gas | Ducting - Repair and Sealing | A | Incremental Energy Savings (MWh or mTherms) | Achievable Technical Potential | 0 | 0 | 0 | 0 | 0 | 0 | 0 | 0 | 0 | 0 | 0 | 0 | 0 | 0 | 0 | 0 | 0 | 0 | 0 | 0 | 0 | 0 | 0 | 0 | 0 | 0 | 0
F5_Commercial_WA - College_New_Space Heating_Natural Gas_Ducting - Repair and Sealing_A_Achievable Technical Potential | F5 | Commercial | WA - College | New | Space Heating | Natural Gas | Ducting - Repair and Sealing | A | Incremental Summer Peak Savings (MW) | Achievable Technical Potential | 0 | 0 | 0 | 0 | 0 | 0 | 0 | 0 | 0 | 0 | 0 | 0 | 0 | 0 | 0 | 0 | 0 | 0 | 0 | 0 | 0 | 0 | 0 | 0 | 0 | 0 | 0
F6_Commercial_WA - College_New_Space Heating_Natural Gas_Ducting - Repair and Sealing_A_Achievable Technical Potential | F6 | Commercial | WA - College | New | Space Heating | Natural Gas | Ducting - Repair and Sealing | A | Incremental Winter Peak Savings (MW) | Achievable Technical Potential | 0 | 0 | 0 | 0 | 0 | 0 | 0 | 0 | 0 | 0 | 0 | 0 | 0 | 0 | 0 | 0 | 0 | 0 | 0 | 0 | 0 | 0 | 0 | 0 | 0 | 0 | 0
F7_Commercial_WA - College_New_Space Heating_Natural Gas_Ducting - Repair and Sealing_A_Achievable Technical Potential | F7 | Commercial | WA - College | New | Space Heating | Natural Gas | Ducting - Repair and Sealing | A | Cumulative Energy Savings (MWh or mTherms) | Achievable Technical Potential | 0 | 0 | 0 | 0 | 0 | 0 | 0 | 0 | 0 | 0 | 0 | 0 | 0 | 0 | 0 | 0 | 0 | 0 | 0 | 0 | 0 | 0 | 0 | 0 | 0 | 0 | 0
F8_Commercial_WA - College_New_Space Heating_Natural Gas_Ducting - Repair and Sealing_A_Achievable Technical Potential | F8 | Commercial | WA - College | New | Space Heating | Natural Gas | Ducting - Repair and Sealing | A | Cumulative Summer Peak Savings (MW) | Achievable Technical Potential | 0 | 0 | 0 | 0 | 0 | 0 | 0 | 0 | 0 | 0 | 0 | 0 | 0 | 0 | 0 | 0 | 0 | 0 | 0 | 0 | 0 | 0 | 0 | 0 | 0 | 0 | 0
F9_Commercial_WA - College_New_Space Heating_Natural Gas_Ducting - Repair and Sealing_A_Achievable Technical Potential | F9 | Commercial | WA - College | New | Space Heating | Natural Gas | Ducting - Repair and Sealing | A | Cumulative Winter Peak Savings (MW) | Achievable Technical Potential | 0 | 0 | 0 | 0 | 0 | 0 | 0 | 0 | 0 | 0 | 0 | 0 | 0 | 0 | 0 | 0 | 0 | 0 | 0 | 0 | 0 | 0 | 0 | 0 | 0 | 0 | 0
F10_Commercial_WA - College_New_Space Heating_Natural Gas_Ducting - Repair and Sealing_A_Achievable Technical Potential | F10 | Commercial | WA - College | New | Space Heating | Natural Gas | Ducting - Repair and Sealing | A | Purchases (Incremental) | Achievable Technical Potential | 0 | 0 | 0 | 0 | 0 | 0 | 0 | 0 | 0 | 0 | 0 | 0 | 0 | 0 | 0 | 0 | 0 | 0 | 0 | 0 | 0 | 0 | 0 | 0 | 0 | 0 | 0
F11_Commercial_WA - College_New_Space Heating_Natural Gas_Ducting - Repair and Sealing_A_Achievable Technical Potential | F11 | Commercial | WA - College | New | Space Heating | Natural Gas | Ducting - Repair and Sealing | A | Purchases (Cumulative) | Achievable Technical Potential | 0 | 0 | 0 | 0 | 0 | 0 | 0 | 0 | 0 | 0 | 0 | 0 | 0 | 0 | 0 | 0 | 0 | 0 | 0 | 0 | 0 | 0 | 0 | 0 | 0 | 0 | 0
F1_Commercial_WA - College_New_Space Heating_Natural Gas_Windows - High Efficiency Glazing_A_Achievable Technical Potential | F1 | Commercial | WA - College | New | Space Heating | Natural Gas | Windows - High Efficiency Glazing | A | Integrated Unit Energy Savings (kWh or therms) | Achievable Technical Potential | 0 | 0 | 0 | 0 | 0 | 0 | 0 | 0 | 0 | 0 | 0 | 0 | 0 | 0 | 0 | 0 | 0 | 0 | 0 | 0 | 0 | 0 | 0 | 0 | 0 | 0 | 0
F2_Commercial_WA - College_New_Space Heating_Natural Gas_Windows - High Efficiency Glazing_A_Achievable Technical Potential | F2 | Commercial | WA - College | New | Space Heating | Natural Gas | Windows - High Efficiency Glazing | A | Integrated Unit Summer Peak Savings (kW) | Achievable Technical Potential | 0 | 0 | 0 | 0 | 0 | 0 | 0 | 0 | 0 | 0 | 0 | 0 | 0 | 0 | 0 | 0 | 0 | 0 | 0 | 0 | 0 | 0 | 0 | 0 | 0 | 0 | 0
F3_Commercial_WA - College_New_Space Heating_Natural Gas_Windows - High Efficiency Glazing_A_Achievable Technical Potential | F3 | Commercial | WA - College | New | Space Heating | Natural Gas | Windows - High Efficiency Glazing | A | Integrated Unit Winter Peak Savings (kW) | Achievable Technical Potential | 0 | 0 | 0 | 0 | 0 | 0 | 0 | 0 | 0 | 0 | 0 | 0 | 0 | 0 | 0 | 0 | 0 | 0 | 0 | 0 | 0 | 0 | 0 | 0 | 0 | 0 | 0
F4_Commercial_WA - College_New_Space Heating_Natural Gas_Windows - High Efficiency Glazing_A_Achievable Technical Potential | F4 | Commercial | WA - College | New | Space Heating | Natural Gas | Windows - High Efficiency Glazing | A | Incremental Energy Savings (MWh or mTherms) | Achievable Technical Potential | 0 | 0 | 0 | 0 | 0 | 0 | 0 | 0 | 0 | 0 | 0 | 0 | 0 | 0 | 0 | 0 | 0 | 0 | 0 | 0 | 0 | 0 | 0 | 0 | 0 | 0 | 0
F5_Commercial_WA - College_New_Space Heating_Natural Gas_Windows - High Efficiency Glazing_A_Achievable Technical Potential | F5 | Commercial | WA - College | New | Space Heating | Natural Gas | Windows - High Efficiency Glazing | A | Incremental Summer Peak Savings (MW) | Achievable Technical Potential | 0 | 0 | 0 | 0 | 0 | 0 | 0 | 0 | 0 | 0 | 0 | 0 | 0 | 0 | 0 | 0 | 0 | 0 | 0 | 0 | 0 | 0 | 0 | 0 | 0 | 0 | 0
F6_Commercial_WA - College_New_Space Heating_Natural Gas_Windows - High Efficiency Glazing_A_Achievable Technical Potential | F6 | Commercial | WA - College | New | Space Heating | Natural Gas | Windows - High Efficiency Glazing | A | Incremental Winter Peak Savings (MW) | Achievable Technical Potential | 0 | 0 | 0 | 0 | 0 | 0 | 0 | 0 | 0 | 0 | 0 | 0 | 0 | 0 | 0 | 0 | 0 | 0 | 0 | 0 | 0 | 0 | 0 | 0 | 0 | 0 | 0
F7_Commercial_WA - College_New_Space Heating_Natural Gas_Windows - High Efficiency Glazing_A_Achievable Technical Potential | F7 | Commercial | WA - College | New | Space Heating | Natural Gas | Windows - High Efficiency Glazing | A | Cumulative Energy Savings (MWh or mTherms) | Achievable Technical Potential | 0 | 0 | 0 | 0 | 0 | 0 | 0 | 0 | 0 | 0 | 0 | 0 | 0 | 0 | 0 | 0 | 0 | 0 | 0 | 0 | 0 | 0 | 0 | 0 | 0 | 0 | 0
F8_Commercial_WA - College_New_Space Heating_Natural Gas_Windows - High Efficiency Glazing_A_Achievable Technical Potential | F8 | Commercial | WA - College | New | Space Heating | Natural Gas | Windows - High Efficiency Glazing | A | Cumulative Summer Peak Savings (MW) | Achievable Technical Potential | 0 | 0 | 0 | 0 | 0 | 0 | 0 | 0 | 0 | 0 | 0 | 0 | 0 | 0 | 0 | 0 | 0 | 0 | 0 | 0 | 0 | 0 | 0 | 0 | 0 | 0 | 0
F9_Commercial_WA - College_New_Space Heating_Natural Gas_Windows - High Efficiency Glazing_A_Achievable Technical Potential | F9 | Commercial | WA - College | New | Space Heating | Natural Gas | Windows - High Efficiency Glazing | A | Cumulative Winter Peak Savings (MW) | Achievable Technical Potential | 0 | 0 | 0 | 0 | 0 | 0 | 0 | 0 | 0 | 0 | 0 | 0 | 0 | 0 | 0 | 0 | 0 | 0 | 0 | 0 | 0 | 0 | 0 | 0 | 0 | 0 | 0
F10_Commercial_WA - College_New_Space Heating_Natural Gas_Windows - High Efficiency Glazing_A_Achievable Technical Potential | F10 | Commercial | WA - College | New | Space Heating | Natural Gas | Windows - High Efficiency Glazing | A | Purchases (Incremental) | Achievable Technical Potential | 0 | 0 | 0 | 0 | 0 | 0 | 0 | 0 | 0 | 0 | 0 | 0 | 0 | 0 | 0 | 0 | 0 | 0 | 0 | 0 | 0 | 0 | 0 | 0 | 0 | 0 | 0
F11_Commercial_WA - College_New_Space Heating_Natural Gas_Windows - High Efficiency Glazing_A_Achievable Technical Potential | F11 | Commercial | WA - College | New | Space Heating | Natural Gas | Windows - High Efficiency Glazing | A | Purchases (Cumulative) | Achievable Technical Potential | 0 | 0 | 0 | 0 | 0 | 0 | 0 | 0 | 0 | 0 | 0 | 0 | 0 | 0 | 0 | 0 | 0 | 0 | 0 | 0 | 0 | 0 | 0 | 0 | 0 | 0 | 0
F1_Commercial_WA - College_New_Space Heating_Natural Gas_Windows - Secondary Glazing Systems_A_Achievable Technical Potential | F1 | Commercial | WA - College | New | Space Heating | Natural Gas | Windows - Secondary Glazing Systems | A | Integrated Unit Energy Savings (kWh or therms) | Achievable Technical Potential | 0 | 0 | 0 | 0 | 0 | 0 | 0 | 0 | 0 | 0 | 0 | 0 | 0 | 0 | 0 | 0 | 0 | 0 | 0 | 0 | 0 | 0 | 0 | 0 | 0 | 0 | 0
F2_Commercial_WA - College_New_Space Heating_Natural Gas_Windows - Secondary Glazing Systems_A_Achievable Technical Potential | F2 | Commercial | WA - College | New | Space Heating | Natural Gas | Windows - Secondary Glazing Systems | A | Integrated Unit Summer Peak Savings (kW) | Achievable Technical Potential | 0 | 0 | 0 | 0 | 0 | 0 | 0 | 0 | 0 | 0 | 0 | 0 | 0 | 0 | 0 | 0 | 0 | 0 | 0 | 0 | 0 | 0 | 0 | 0 | 0 | 0 | 0
F3_Commercial_WA - College_New_Space Heating_Natural Gas_Windows - Secondary Glazing Systems_A_Achievable Technical Potential | F3 | Commercial | WA - College | New | Space Heating | Natural Gas | Windows - Secondary Glazing Systems | A | Integrated Unit Winter Peak Savings (kW) | Achievable Technical Potential | 0 | 0 | 0 | 0 | 0 | 0 | 0 | 0 | 0 | 0 | 0 | 0 | 0 | 0 | 0 | 0 | 0 | 0 | 0 | 0 | 0 | 0 | 0 | 0 | 0 | 0 | 0
F4_Commercial_WA - College_New_Space Heating_Natural Gas_Windows - Secondary Glazing Systems_A_Achievable Technical Potential | F4 | Commercial | WA - College | New | Space Heating | Natural Gas | Windows - Secondary Glazing Systems | A | Incremental Energy Savings (MWh or mTherms) | Achievable Technical Potential | 0 | 0 | 0 | 0 | 0 | 0 | 0 | 0 | 0 | 0 | 0 | 0 | 0 | 0 | 0 | 0 | 0 | 0 | 0 | 0 | 0 | 0 | 0 | 0 | 0 | 0 | 0
F5_Commercial_WA - College_New_Space Heating_Natural Gas_Windows - Secondary Glazing Systems_A_Achievable Technical Potential | F5 | Commercial | WA - College | New | Space Heating | Natural Gas | Windows - Secondary Glazing Systems | A | Incremental Summer Peak Savings (MW) | Achievable Technical Potential | 0 | 0 | 0 | 0 | 0 | 0 | 0 | 0 | 0 | 0 | 0 | 0 | 0 | 0 | 0 | 0 | 0 | 0 | 0 | 0 | 0 | 0 | 0 | 0 | 0 | 0 | 0
F6_Commercial_WA - College_New_Space Heating_Natural Gas_Windows - Secondary Glazing Systems_A_Achievable Technical Potential | F6 | Commercial | WA - College | New | Space Heating | Natural Gas | Windows - Secondary Glazing Systems | A | Incremental Winter Peak Savings (MW) | Achievable Technical Potential | 0 | 0 | 0 | 0 | 0 | 0 | 0 | 0 | 0 | 0 | 0 | 0 | 0 | 0 | 0 | 0 | 0 | 0 | 0 | 0 | 0 | 0 | 0 | 0 | 0 | 0 | 0
F7_Commercial_WA - College_New_Space Heating_Natural Gas_Windows - Secondary Glazing Systems_A_Achievable Technical Potential | F7 | Commercial | WA - College | New | Space Heating | Natural Gas | Windows - Secondary Glazing Systems | A | Cumulative Energy Savings (MWh or mTherms) | Achievable Technical Potential | 0 | 0 | 0 | 0 | 0 | 0 | 0 | 0 | 0 | 0 | 0 | 0 | 0 | 0 | 0 | 0 | 0 | 0 | 0 | 0 | 0 | 0 | 0 | 0 | 0 | 0 | 0
F8_Commercial_WA - College_New_Space Heating_Natural Gas_Windows - Secondary Glazing Systems_A_Achievable Technical Potential | F8 | Commercial | WA - College | New | Space Heating | Natural Gas | Windows - Secondary Glazing Systems | A | Cumulative Summer Peak Savings (MW) | Achievable Technical Potential | 0 | 0 | 0 | 0 | 0 | 0 | 0 | 0 | 0 | 0 | 0 | 0 | 0 | 0 | 0 | 0 | 0 | 0 | 0 | 0 | 0 | 0 | 0 | 0 | 0 | 0 | 0
F9_Commercial_WA - College_New_Space Heating_Natural Gas_Windows - Secondary Glazing Systems_A_Achievable Technical Potential | F9 | Commercial | WA - College | New | Space Heating | Natural Gas | Windows - Secondary Glazing Systems | A | Cumulative Winter Peak Savings (MW) | Achievable Technical Potential | 0 | 0 | 0 | 0 | 0 | 0 | 0 | 0 | 0 | 0 | 0 | 0 | 0 | 0 | 0 | 0 | 0 | 0 | 0 | 0 | 0 | 0 | 0 | 0 | 0 | 0 | 0
F10_Commercial_WA - College_New_Space Heating_Natural Gas_Windows - Secondary Glazing Systems_A_Achievable Technical Potential | F10 | Commercial | WA - College | New | Space Heating | Natural Gas | Windows - Secondary Glazing Systems | A | Purchases (Incremental) | Achievable Technical Potential | 0 | 0 | 0 | 0 | 0 | 0 | 0 | 0 | 0 | 0 | 0 | 0 | 0 | 0 | 0 | 0 | 0 | 0 | 0 | 0 | 0 | 0 | 0 | 0 | 0 | 0 | 0
F11_Commercial_WA - College_New_Space Heating_Natural Gas_Windows - Secondary Glazing Systems_A_Achievable Technical Potential | F11 | Commercial | WA - College | New | Space Heating | Natural Gas | Windows - Secondary Glazing Systems | A | Purchases (Cumulative) | Achievable Technical Potential | 0 | 0 | 0 | 0 | 0 | 0 | 0 | 0 | 0 | 0 | 0 | 0 | 0 | 0 | 0 | 0 | 0 | 0 | 0 | 0 | 0 | 0 | 0 | 0 | 0 | 0 | 0
F1_Commercial_WA - College_New_Space Heating_Natural Gas_HVAC - Energy Recovery Ventilator_A_Achievable Technical Potential | F1 | Commercial | WA - College | New | Space Heating | Natural Gas | HVAC - Energy Recovery Ventilator | A | Integrated Unit Energy Savings (kWh or therms) | Achievable Technical Potential | 0 | 0 | 0 | 0 | 0 | 0 | 0 | 0 | 0 | 0 | 0 | 0 | 0 | 0 | 0 | 0 | 0 | 0 | 0 | 0 | 0 | 0 | 0 | 0 | 0 | 0 | 0
F2_Commercial_WA - College_New_Space Heating_Natural Gas_HVAC - Energy Recovery Ventilator_A_Achievable Technical Potential | F2 | Commercial | WA - College | New | Space Heating | Natural Gas | HVAC - Energy Recovery Ventilator | A | Integrated Unit Summer Peak Savings (kW) | Achievable Technical Potential | 0 | 0 | 0 | 0 | 0 | 0 | 0 | 0 | 0 | 0 | 0 | 0 | 0 | 0 | 0 | 0 | 0 | 0 | 0 | 0 | 0 | 0 | 0 | 0 | 0 | 0 | 0
F3_Commercial_WA - College_New_Space Heating_Natural Gas_HVAC - Energy Recovery Ventilator_A_Achievable Technical Potential | F3 | Commercial | WA - College | New | Space Heating | Natural Gas | HVAC - Energy Recovery Ventilator | A | Integrated Unit Winter Peak Savings (kW) | Achievable Technical Potential | 0 | 0 | 0 | 0 | 0 | 0 | 0 | 0 | 0 | 0 | 0 | 0 | 0 | 0 | 0 | 0 | 0 | 0 | 0 | 0 | 0 | 0 | 0 | 0 | 0 | 0 | 0
F4_Commercial_WA - College_New_Space Heating_Natural Gas_HVAC - Energy Recovery Ventilator_A_Achievable Technical Potential | F4 | Commercial | WA - College | New | Space Heating | Natural Gas | HVAC - Energy Recovery Ventilator | A | Incremental Energy Savings (MWh or mTherms) | Achievable Technical Potential | 0 | 0 | 0 | 0 | 0 | 0 | 0 | 0 | 0 | 0 | 0 | 0 | 0 | 0 | 0 | 0 | 0 | 0 | 0 | 0 | 0 | 0 | 0 | 0 | 0 | 0 | 0
F5_Commercial_WA - College_New_Space Heating_Natural Gas_HVAC - Energy Recovery Ventilator_A_Achievable Technical Potential | F5 | Commercial | WA - College | New | Space Heating | Natural Gas | HVAC - Energy Recovery Ventilator | A | Incremental Summer Peak Savings (MW) | Achievable Technical Potential | 0 | 0 | 0 | 0 | 0 | 0 | 0 | 0 | 0 | 0 | 0 | 0 | 0 | 0 | 0 | 0 | 0 | 0 | 0 | 0 | 0 | 0 | 0 | 0 | 0 | 0 | 0
F6_Commercial_WA - College_New_Space Heating_Natural Gas_HVAC - Energy Recovery Ventilator_A_Achievable Technical Potential | F6 | Commercial | WA - College | New | Space Heating | Natural Gas | HVAC - Energy Recovery Ventilator | A | Incremental Winter Peak Savings (MW) | Achievable Technical Potential | 0 | 0 | 0 | 0 | 0 | 0 | 0 | 0 | 0 | 0 | 0 | 0 | 0 | 0 | 0 | 0 | 0 | 0 | 0 | 0 | 0 | 0 | 0 | 0 | 0 | 0 | 0
F7_Commercial_WA - College_New_Space Heating_Natural Gas_HVAC - Energy Recovery Ventilator_A_Achievable Technical Potential | F7 | Commercial | WA - College | New | Space Heating | Natural Gas | HVAC - Energy Recovery Ventilator | A | Cumulative Energy Savings (MWh or mTherms) | Achievable Technical Potential | 0 | 0 | 0 | 0 | 0 | 0 | 0 | 0 | 0 | 0 | 0 | 0 | 0 | 0 | 0 | 0 | 0 | 0 | 0 | 0 | 0 | 0 | 0 | 0 | 0 | 0 | 0
F8_Commercial_WA - College_New_Space Heating_Natural Gas_HVAC - Energy Recovery Ventilator_A_Achievable Technical Potential | F8 | Commercial | WA - College | New | Space Heating | Natural Gas | HVAC - Energy Recovery Ventilator | A | Cumulative Summer Peak Savings (MW) | Achievable Technical Potential | 0 | 0 | 0 | 0 | 0 | 0 | 0 | 0 | 0 | 0 | 0 | 0 | 0 | 0 | 0 | 0 | 0 | 0 | 0 | 0 | 0 | 0 | 0 | 0 | 0 | 0 | 0
F9_Commercial_WA - College_New_Space Heating_Natural Gas_HVAC - Energy Recovery Ventilator_A_Achievable Technical Potential | F9 | Commercial | WA - College | New | Space Heating | Natural Gas | HVAC - Energy Recovery Ventilator | A | Cumulative Winter Peak Savings (MW) | Achievable Technical Potential | 0 | 0 | 0 | 0 | 0 | 0 | 0 | 0 | 0 | 0 | 0 | 0 | 0 | 0 | 0 | 0 | 0 | 0 | 0 | 0 | 0 | 0 | 0 | 0 | 0 | 0 | 0
F10_Commercial_WA - College_New_Space Heating_Natural Gas_HVAC - Energy Recovery Ventilator_A_Achievable Technical Potential | F10 | Commercial | WA - College | New | Space Heating | Natural Gas | HVAC - Energy Recovery Ventilator | A | Purchases (Incremental) | Achievable Technical Potential | 0 | 0 | 0 | 0 | 0 | 0 | 0 | 0 | 0 | 0 | 0 | 0 | 0 | 0 | 0 | 0 | 0 | 0 | 0 | 0 | 0 | 0 | 0 | 0 | 0 | 0 | 0
F11_Commercial_WA - College_New_Space Heating_Natural Gas_HVAC - Energy Recovery Ventilator_A_Achievable Technical Potential | F11 | Commercial | WA - College | New | Space Heating | Natural Gas | HVAC - Energy Recovery Ventilator | A | Purchases (Cumulative) | Achievable Technical Potential | 0 | 0 | 0 | 0 | 0 | 0 | 0 | 0 | 0 | 0 | 0 | 0 | 0 | 0 | 0 | 0 | 0 | 0 | 0 | 0 | 0 | 0 | 0 | 0 | 0 | 0 | 0
F1_Commercial_WA - College_New_Space Heating_Natural Gas_Building Shell - Air Sealing (Infiltration Control)_A_Achievable Technical Potential | F1 | Commercial | WA - College | New | Space Heating | Natural Gas | Building Shell - Air Sealing (Infiltration Control) | A | Integrated Unit Energy Savings (kWh or therms) | Achievable Technical Potential | 0 | 0 | 0 | 0 | 0 | 0 | 0 | 0 | 0 | 0 | 0 | 0 | 0 | 0 | 0 | 0 | 0 | 0 | 0 | 0 | 0 | 0 | 0 | 0 | 0 | 0 | 0
F2_Commercial_WA - College_New_Space Heating_Natural Gas_Building Shell - Air Sealing (Infiltration Control)_A_Achievable Technical Potential | F2 | Commercial | WA - College | New | Space Heating | Natural Gas | Building Shell - Air Sealing (Infiltration Control) | A | Integrated Unit Summer Peak Savings (kW) | Achievable Technical Potential | 0 | 0 | 0 | 0 | 0 | 0 | 0 | 0 | 0 | 0 | 0 | 0 | 0 | 0 | 0 | 0 | 0 | 0 | 0 | 0 | 0 | 0 | 0 | 0 | 0 | 0 | 0
F3_Commercial_WA - College_New_Space Heating_Natural Gas_Building Shell - Air Sealing (Infiltration Control)_A_Achievable Technical Potential | F3 | Commercial | WA - College | New | Space Heating | Natural Gas | Building Shell - Air Sealing (Infiltration Control) | A | Integrated Unit Winter Peak Savings (kW) | Achievable Technical Potential | 0 | 0 | 0 | 0 | 0 | 0 | 0 | 0 | 0 | 0 | 0 | 0 | 0 | 0 | 0 | 0 | 0 | 0 | 0 | 0 | 0 | 0 | 0 | 0 | 0 | 0 | 0
F4_Commercial_WA - College_New_Space Heating_Natural Gas_Building Shell - Air Sealing (Infiltration Control)_A_Achievable Technical Potential | F4 | Commercial | WA - College | New | Space Heating | Natural Gas | Building Shell - Air Sealing (Infiltration Control) | A | Incremental Energy Savings (MWh or mTherms) | Achievable Technical Potential | 0 | 0 | 0 | 0 | 0 | 0 | 0 | 0 | 0 | 0 | 0 | 0 | 0 | 0 | 0 | 0 | 0 | 0 | 0 | 0 | 0 | 0 | 0 | 0 | 0 | 0 | 0
F5_Commercial_WA - College_New_Space Heating_Natural Gas_Building Shell - Air Sealing (Infiltration Control)_A_Achievable Technical Potential | F5 | Commercial | WA - College | New | Space Heating | Natural Gas | Building Shell - Air Sealing (Infiltration Control) | A | Incremental Summer Peak Savings (MW) | Achievable Technical Potential | 0 | 0 | 0 | 0 | 0 | 0 | 0 | 0 | 0 | 0 | 0 | 0 | 0 | 0 | 0 | 0 | 0 | 0 | 0 | 0 | 0 | 0 | 0 | 0 | 0 | 0 | 0
F6_Commercial_WA - College_New_Space Heating_Natural Gas_Building Shell - Air Sealing (Infiltration Control)_A_Achievable Technical Potential | F6 | Commercial | WA - College | New | Space Heating | Natural Gas | Building Shell - Air Sealing (Infiltration Control) | A | Incremental Winter Peak Savings (MW) | Achievable Technical Potential | 0 | 0 | 0 | 0 | 0 | 0 | 0 | 0 | 0 | 0 | 0 | 0 | 0 | 0 | 0 | 0 | 0 | 0 | 0 | 0 | 0 | 0 | 0 | 0 | 0 | 0 | 0
F7_Commercial_WA - College_New_Space Heating_Natural Gas_Building Shell - Air Sealing (Infiltration Control)_A_Achievable Technical Potential | F7 | Commercial | WA - College | New | Space Heating | Natural Gas | Building Shell - Air Sealing (Infiltration Control) | A | Cumulative Energy Savings (MWh or mTherms) | Achievable Technical Potential | 0 | 0 | 0 | 0 | 0 | 0 | 0 | 0 | 0 | 0 | 0 | 0 | 0 | 0 | 0 | 0 | 0 | 0 | 0 | 0 | 0 | 0 | 0 | 0 | 0 | 0 | 0
F8_Commercial_WA - College_New_Space Heating_Natural Gas_Building Shell - Air Sealing (Infiltration Control)_A_Achievable Technical Potential | F8 | Commercial | WA - College | New | Space Heating | Natural Gas | Building Shell - Air Sealing (Infiltration Control) | A | Cumulative Summer Peak Savings (MW) | Achievable Technical Potential | 0 | 0 | 0 | 0 | 0 | 0 | 0 | 0 | 0 | 0 | 0 | 0 | 0 | 0 | 0 | 0 | 0 | 0 | 0 | 0 | 0 | 0 | 0 | 0 | 0 | 0 | 0
F9_Commercial_WA - College_New_Space Heating_Natural Gas_Building Shell - Air Sealing (Infiltration Control)_A_Achievable Technical Potential | F9 | Commercial | WA - College | New | Space Heating | Natural Gas | Building Shell - Air Sealing (Infiltration Control) | A | Cumulative Winter Peak Savings (MW) | Achievable Technical Potential | 0 | 0 | 0 | 0 | 0 | 0 | 0 | 0 | 0 | 0 | 0 | 0 | 0 | 0 | 0 | 0 | 0 | 0 | 0 | 0 | 0 | 0 | 0 | 0 | 0 | 0 | 0
F10_Commercial_WA - College_New_Space Heating_Natural Gas_Building Shell - Air Sealing (Infiltration Control)_A_Achievable Technical Potential | F10 | Commercial | WA - College | New | Space Heating | Natural Gas | Building Shell - Air Sealing (Infiltration Control) | A | Purchases (Incremental) | Achievable Technical Potential | 0 | 0 | 0 | 0 | 0 | 0 | 0 | 0 | 0 | 0 | 0 | 0 | 0 | 0 | 0 | 0 | 0 | 0 | 0 | 0 | 0 | 0 | 0 | 0 | 0 | 0 | 0
F11_Commercial_WA - College_New_Space Heating_Natural Gas_Building Shell - Air Sealing (Infiltration Control)_A_Achievable Technical Potential | F11 | Commercial | WA - College | New | Space Heating | Natural Gas | Building Shell - Air Sealing (Infiltration Control) | A | Purchases (Cumulative) | Achievable Technical Potential | 0 | 0 | 0 | 0 | 0 | 0 | 0 | 0 | 0 | 0 | 0 | 0 | 0 | 0 | 0 | 0 | 0 | 0 | 0 | 0 | 0 | 0 | 0 | 0 | 0 | 0 | 0
F1_Commercial_WA - College_New_Space Heating_Natural Gas_Ventilation - Demand Controlled_A_Achievable Technical Potential | F1 | Commercial | WA - College | New | Space Heating | Natural Gas | Ventilation - Demand Controlled | A | Integrated Unit Energy Savings (kWh or therms) | Achievable Technical Potential | 0 | 0 | 0 | 0 | 0 | 0 | 0 | 0 | 0 | 0 | 0 | 0 | 0 | 0 | 0 | 0 | 0 | 0 | 0 | 0 | 0 | 0 | 0 | 0 | 0 | 0 | 0
F2_Commercial_WA - College_New_Space Heating_Natural Gas_Ventilation - Demand Controlled_A_Achievable Technical Potential | F2 | Commercial | WA - College | New | Space Heating | Natural Gas | Ventilation - Demand Controlled | A | Integrated Unit Summer Peak Savings (kW) | Achievable Technical Potential | 0 | 0 | 0 | 0 | 0 | 0 | 0 | 0 | 0 | 0 | 0 | 0 | 0 | 0 | 0 | 0 | 0 | 0 | 0 | 0 | 0 | 0 | 0 | 0 | 0 | 0 | 0
F3_Commercial_WA - College_New_Space Heating_Natural Gas_Ventilation - Demand Controlled_A_Achievable Technical Potential | F3 | Commercial | WA - College | New | Space Heating | Natural Gas | Ventilation - Demand Controlled | A | Integrated Unit Winter Peak Savings (kW) | Achievable Technical Potential | 0 | 0 | 0 | 0 | 0 | 0 | 0 | 0 | 0 | 0 | 0 | 0 | 0 | 0 | 0 | 0 | 0 | 0 | 0 | 0 | 0 | 0 | 0 | 0 | 0 | 0 | 0
F4_Commercial_WA - College_New_Space Heating_Natural Gas_Ventilation - Demand Controlled_A_Achievable Technical Potential | F4 | Commercial | WA - College | New | Space Heating | Natural Gas | Ventilation - Demand Controlled | A | Incremental Energy Savings (MWh or mTherms) | Achievable Technical Potential | 0 | 0 | 0 | 0 | 0 | 0 | 0 | 0 | 0 | 0 | 0 | 0 | 0 | 0 | 0 | 0 | 0 | 0 | 0 | 0 | 0 | 0 | 0 | 0 | 0 | 0 | 0
F5_Commercial_WA - College_New_Space Heating_Natural Gas_Ventilation - Demand Controlled_A_Achievable Technical Potential | F5 | Commercial | WA - College | New | Space Heating | Natural Gas | Ventilation - Demand Controlled | A | Incremental Summer Peak Savings (MW) | Achievable Technical Potential | 0 | 0 | 0 | 0 | 0 | 0 | 0 | 0 | 0 | 0 | 0 | 0 | 0 | 0 | 0 | 0 | 0 | 0 | 0 | 0 | 0 | 0 | 0 | 0 | 0 | 0 | 0
F6_Commercial_WA - College_New_Space Heating_Natural Gas_Ventilation - Demand Controlled_A_Achievable Technical Potential | F6 | Commercial | WA - College | New | Space Heating | Natural Gas | Ventilation - Demand Controlled | A | Incremental Winter Peak Savings (MW) | Achievable Technical Potential | 0 | 0 | 0 | 0 | 0 | 0 | 0 | 0 | 0 | 0 | 0 | 0 | 0 | 0 | 0 | 0 | 0 | 0 | 0 | 0 | 0 | 0 | 0 | 0 | 0 | 0 | 0
F7_Commercial_WA - College_New_Space Heating_Natural Gas_Ventilation - Demand Controlled_A_Achievable Technical Potential | F7 | Commercial | WA - College | New | Space Heating | Natural Gas | Ventilation - Demand Controlled | A | Cumulative Energy Savings (MWh or mTherms) | Achievable Technical Potential | 0 | 0 | 0 | 0 | 0 | 0 | 0 | 0 | 0 | 0 | 0 | 0 | 0 | 0 | 0 | 0 | 0 | 0 | 0 | 0 | 0 | 0 | 0 | 0 | 0 | 0 | 0
F8_Commercial_WA - College_New_Space Heating_Natural Gas_Ventilation - Demand Controlled_A_Achievable Technical Potential | F8 | Commercial | WA - College | New | Space Heating | Natural Gas | Ventilation - Demand Controlled | A | Cumulative Summer Peak Savings (MW) | Achievable Technical Potential | 0 | 0 | 0 | 0 | 0 | 0 | 0 | 0 | 0 | 0 | 0 | 0 | 0 | 0 | 0 | 0 | 0 | 0 | 0 | 0 | 0 | 0 | 0 | 0 | 0 | 0 | 0
F9_Commercial_WA - College_New_Space Heating_Natural Gas_Ventilation - Demand Controlled_A_Achievable Technical Potential | F9 | Commercial | WA - College | New | Space Heating | Natural Gas | Ventilation - Demand Controlled | A | Cumulative Winter Peak Savings (MW) | Achievable Technical Potential | 0 | 0 | 0 | 0 | 0 | 0 | 0 | 0 | 0 | 0 | 0 | 0 | 0 | 0 | 0 | 0 | 0 | 0 | 0 | 0 | 0 | 0 | 0 | 0 | 0 | 0 | 0
F10_Commercial_WA - College_New_Space Heating_Natural Gas_Ventilation - Demand Controlled_A_Achievable Technical Potential | F10 | Commercial | WA - College | New | Space Heating | Natural Gas | Ventilation - Demand Controlled | A | Purchases (Incremental) | Achievable Technical Potential | 0 | 0 | 0 | 0 | 0 | 0 | 0 | 0 | 0 | 0 | 0 | 0 | 0 | 0 | 0 | 0 | 0 | 0 | 0 | 0 | 0 | 0 | 0 | 0 | 0 | 0 | 0
F11_Commercial_WA - College_New_Space Heating_Natural Gas_Ventilation - Demand Controlled_A_Achievable Technical Potential | F11 | Commercial | WA - College | New | Space Heating | Natural Gas | Ventilation - Demand Controlled | A | Purchases (Cumulative) | Achievable Technical Potential | 0 | 0 | 0 | 0 | 0 | 0 | 0 | 0 | 0 | 0 | 0 | 0 | 0 | 0 | 0 | 0 | 0 | 0 | 0 | 0 | 0 | 0 | 0 | 0 | 0 | 0 | 0
F1_Commercial_WA - College_New_Space Heating_Natural Gas_HVAC - Dedicated Outdoor Air System (DOAS)_A_Achievable Technical Potential | F1 | Commercial | WA - College | New | Space Heating | Natural Gas | HVAC - Dedicated Outdoor Air System (DOAS) | A | Integrated Unit Energy Savings (kWh or therms) | Achievable Technical Potential | 0 | 0 | 0 | 0 | 0 | 0 | 0 | 0 | 0 | 0 | 0 | 0 | 0 | 0 | 0 | 0 | 0 | 0 | 0 | 0 | 0 | 0 | 0 | 0 | 0 | 0 | 0
F2_Commercial_WA - College_New_Space Heating_Natural Gas_HVAC - Dedicated Outdoor Air System (DOAS)_A_Achievable Technical Potential | F2 | Commercial | WA - College | New | Space Heating | Natural Gas | HVAC - Dedicated Outdoor Air System (DOAS) | A | Integrated Unit Summer Peak Savings (kW) | Achievable Technical Potential | 0 | 0 | 0 | 0 | 0 | 0 | 0 | 0 | 0 | 0 | 0 | 0 | 0 | 0 | 0 | 0 | 0 | 0 | 0 | 0 | 0 | 0 | 0 | 0 | 0 | 0 | 0
F3_Commercial_WA - College_New_Space Heating_Natural Gas_HVAC - Dedicated Outdoor Air System (DOAS)_A_Achievable Technical Potential | F3 | Commercial | WA - College | New | Space Heating | Natural Gas | HVAC - Dedicated Outdoor Air System (DOAS) | A | Integrated Unit Winter Peak Savings (kW) | Achievable Technical Potential | 0 | 0 | 0 | 0 | 0 | 0 | 0 | 0 | 0 | 0 | 0 | 0 | 0 | 0 | 0 | 0 | 0 | 0 | 0 | 0 | 0 | 0 | 0 | 0 | 0 | 0 | 0
F4_Commercial_WA - College_New_Space Heating_Natural Gas_HVAC - Dedicated Outdoor Air System (DOAS)_A_Achievable Technical Potential | F4 | Commercial | WA - College | New | Space Heating | Natural Gas | HVAC - Dedicated Outdoor Air System (DOAS) | A | Incremental Energy Savings (MWh or mTherms) | Achievable Technical Potential | 0 | 0 | 0 | 0 | 0 | 0 | 0 | 0 | 0 | 0 | 0 | 0 | 0 | 0 | 0 | 0 | 0 | 0 | 0 | 0 | 0 | 0 | 0 | 0 | 0 | 0 | 0
F5_Commercial_WA - College_New_Space Heating_Natural Gas_HVAC - Dedicated Outdoor Air System (DOAS)_A_Achievable Technical Potential | F5 | Commercial | WA - College | New | Space Heating | Natural Gas | HVAC - Dedicated Outdoor Air System (DOAS) | A | Incremental Summer Peak Savings (MW) | Achievable Technical Potential | 0 | 0 | 0 | 0 | 0 | 0 | 0 | 0 | 0 | 0 | 0 | 0 | 0 | 0 | 0 | 0 | 0 | 0 | 0 | 0 | 0 | 0 | 0 | 0 | 0 | 0 | 0
F6_Commercial_WA - College_New_Space Heating_Natural Gas_HVAC - Dedicated Outdoor Air System (DOAS)_A_Achievable Technical Potential | F6 | Commercial | WA - College | New | Space Heating | Natural Gas | HVAC - Dedicated Outdoor Air System (DOAS) | A | Incremental Winter Peak Savings (MW) | Achievable Technical Potential | 0 | 0 | 0 | 0 | 0 | 0 | 0 | 0 | 0 | 0 | 0 | 0 | 0 | 0 | 0 | 0 | 0 | 0 | 0 | 0 | 0 | 0 | 0 | 0 | 0 | 0 | 0
F7_Commercial_WA - College_New_Space Heating_Natural Gas_HVAC - Dedicated Outdoor Air System (DOAS)_A_Achievable Technical Potential | F7 | Commercial | WA - College | New | Space Heating | Natural Gas | HVAC - Dedicated Outdoor Air System (DOAS) | A | Cumulative Energy Savings (MWh or mTherms) | Achievable Technical Potential | 0 | 0 | 0 | 0 | 0 | 0 | 0 | 0 | 0 | 0 | 0 | 0 | 0 | 0 | 0 | 0 | 0 | 0 | 0 | 0 | 0 | 0 | 0 | 0 | 0 | 0 | 0
F8_Commercial_WA - College_New_Space Heating_Natural Gas_HVAC - Dedicated Outdoor Air System (DOAS)_A_Achievable Technical Potential | F8 | Commercial | WA - College | New | Space Heating | Natural Gas | HVAC - Dedicated Outdoor Air System (DOAS) | A | Cumulative Summer Peak Savings (MW) | Achievable Technical Potential | 0 | 0 | 0 | 0 | 0 | 0 | 0 | 0 | 0 | 0 | 0 | 0 | 0 | 0 | 0 | 0 | 0 | 0 | 0 | 0 | 0 | 0 | 0 | 0 | 0 | 0 | 0
F9_Commercial_WA - College_New_Space Heating_Natural Gas_HVAC - Dedicated Outdoor Air System (DOAS)_A_Achievable Technical Potential | F9 | Commercial | WA - College | New | Space Heating | Natural Gas | HVAC - Dedicated Outdoor Air System (DOAS) | A | Cumulative Winter Peak Savings (MW) | Achievable Technical Potential | 0 | 0 | 0 | 0 | 0 | 0 | 0 | 0 | 0 | 0 | 0 | 0 | 0 | 0 | 0 | 0 | 0 | 0 | 0 | 0 | 0 | 0 | 0 | 0 | 0 | 0 | 0
F10_Commercial_WA - College_New_Space Heating_Natural Gas_HVAC - Dedicated Outdoor Air System (DOAS)_A_Achievable Technical Potential | F10 | Commercial | WA - College | New | Space Heating | Natural Gas | HVAC - Dedicated Outdoor Air System (DOAS) | A | Purchases (Incremental) | Achievable Technical Potential | 0 | 0 | 0 | 0 | 0 | 0 | 0 | 0 | 0 | 0 | 0 | 0 | 0 | 0 | 0 | 0 | 0 | 0 | 0 | 0 | 0 | 0 | 0 | 0 | 0 | 0 | 0
F11_Commercial_WA - College_New_Space Heating_Natural Gas_HVAC - Dedicated Outdoor Air System (DOAS)_A_Achievable Technical Potential | F11 | Commercial | WA - College | New | Space Heating | Natural Gas | HVAC - Dedicated Outdoor Air System (DOAS) | A | Purchases (Cumulative) | Achievable Technical Potential | 0 | 0 | 0 | 0 | 0 | 0 | 0 | 0 | 0 | 0 | 0 | 0 | 0 | 0 | 0 | 0 | 0 | 0 | 0 | 0 | 0 | 0 | 0 | 0 | 0 | 0 | 0
F1_Commercial_WA - College_New_Space Heating_Natural Gas_Destratification Fans (HVLS)_A_Achievable Technical Potential | F1 | Commercial | WA - College | New | Space Heating | Natural Gas | Destratification Fans (HVLS) | A | Integrated Unit Energy Savings (kWh or therms) | Achievable Technical Potential | 0 | 0 | 0 | 0 | 0 | 0 | 0 | 0 | 0 | 0 | 0 | 0 | 0 | 0 | 0 | 0 | 0 | 0 | 0 | 0 | 0 | 0 | 0 | 0 | 0 | 0 | 0
F2_Commercial_WA - College_New_Space Heating_Natural Gas_Destratification Fans (HVLS)_A_Achievable Technical Potential | F2 | Commercial | WA - College | New | Space Heating | Natural Gas | Destratification Fans (HVLS) | A | Integrated Unit Summer Peak Savings (kW) | Achievable Technical Potential | 0 | 0 | 0 | 0 | 0 | 0 | 0 | 0 | 0 | 0 | 0 | 0 | 0 | 0 | 0 | 0 | 0 | 0 | 0 | 0 | 0 | 0 | 0 | 0 | 0 | 0 | 0
F3_Commercial_WA - College_New_Space Heating_Natural Gas_Destratification Fans (HVLS)_A_Achievable Technical Potential | F3 | Commercial | WA - College | New | Space Heating | Natural Gas | Destratification Fans (HVLS) | A | Integrated Unit Winter Peak Savings (kW) | Achievable Technical Potential | 0 | 0 | 0 | 0 | 0 | 0 | 0 | 0 | 0 | 0 | 0 | 0 | 0 | 0 | 0 | 0 | 0 | 0 | 0 | 0 | 0 | 0 | 0 | 0 | 0 | 0 | 0
F4_Commercial_WA - College_New_Space Heating_Natural Gas_Destratification Fans (HVLS)_A_Achievable Technical Potential | F4 | Commercial | WA - College | New | Space Heating | Natural Gas | Destratification Fans (HVLS) | A | Incremental Energy Savings (MWh or mTherms) | Achievable Technical Potential | 0 | 0 | 0 | 0 | 0 | 0 | 0 | 0 | 0 | 0 | 0 | 0 | 0 | 0 | 0 | 0 | 0 | 0 | 0 | 0 | 0 | 0 | 0 | 0 | 0 | 0 | 0
F5_Commercial_WA - College_New_Space Heating_Natural Gas_Destratification Fans (HVLS)_A_Achievable Technical Potential | F5 | Commercial | WA - College | New | Space Heating | Natural Gas | Destratification Fans (HVLS) | A | Incremental Summer Peak Savings (MW) | Achievable Technical Potential | 0 | 0 | 0 | 0 | 0 | 0 | 0 | 0 | 0 | 0 | 0 | 0 | 0 | 0 | 0 | 0 | 0 | 0 | 0 | 0 | 0 | 0 | 0 | 0 | 0 | 0 | 0
F6_Commercial_WA - College_New_Space Heating_Natural Gas_Destratification Fans (HVLS)_A_Achievable Technical Potential | F6 | Commercial | WA - College | New | Space Heating | Natural Gas | Destratification Fans (HVLS) | A | Incremental Winter Peak Savings (MW) | Achievable Technical Potential | 0 | 0 | 0 | 0 | 0 | 0 | 0 | 0 | 0 | 0 | 0 | 0 | 0 | 0 | 0 | 0 | 0 | 0 | 0 | 0 | 0 | 0 | 0 | 0 | 0 | 0 | 0
F7_Commercial_WA - College_New_Space Heating_Natural Gas_Destratification Fans (HVLS)_A_Achievable Technical Potential | F7 | Commercial | WA - College | New | Space Heating | Natural Gas | Destratification Fans (HVLS) | A | Cumulative Energy Savings (MWh or mTherms) | Achievable Technical Potential | 0 | 0 | 0 | 0 | 0 | 0 | 0 | 0 | 0 | 0 | 0 | 0 | 0 | 0 | 0 | 0 | 0 | 0 | 0 | 0 | 0 | 0 | 0 | 0 | 0 | 0 | 0
F8_Commercial_WA - College_New_Space Heating_Natural Gas_Destratification Fans (HVLS)_A_Achievable Technical Potential | F8 | Commercial | WA - College | New | Space Heating | Natural Gas | Destratification Fans (HVLS) | A | Cumulative Summer Peak Savings (MW) | Achievable Technical Potential | 0 | 0 | 0 | 0 | 0 | 0 | 0 | 0 | 0 | 0 | 0 | 0 | 0 | 0 | 0 | 0 | 0 | 0 | 0 | 0 | 0 | 0 | 0 | 0 | 0 | 0 | 0
F9_Commercial_WA - College_New_Space Heating_Natural Gas_Destratification Fans (HVLS)_A_Achievable Technical Potential | F9 | Commercial | WA - College | New | Space Heating | Natural Gas | Destratification Fans (HVLS) | A | Cumulative Winter Peak Savings (MW) | Achievable Technical Potential | 0 | 0 | 0 | 0 | 0 | 0 | 0 | 0 | 0 | 0 | 0 | 0 | 0 | 0 | 0 | 0 | 0 | 0 | 0 | 0 | 0 | 0 | 0 | 0 | 0 | 0 | 0
F10_Commercial_WA - College_New_Space Heating_Natural Gas_Destratification Fans (HVLS)_A_Achievable Technical Potential | F10 | Commercial | WA - College | New | Space Heating | Natural Gas | Destratification Fans (HVLS) | A | Purchases (Incremental) | Achievable Technical Potential | 0 | 0 | 0 | 0 | 0 | 0 | 0 | 0 | 0 | 0 | 0 | 0 | 0 | 0 | 0 | 0 | 0 | 0 | 0 | 0 | 0 | 0 | 0 | 0 | 0 | 0 | 0
F11_Commercial_WA - College_New_Space Heating_Natural Gas_Destratification Fans (HVLS)_A_Achievable Technical Potential | F11 | Commercial | WA - College | New | Space Heating | Natural Gas | Destratification Fans (HVLS) | A | Purchases (Cumulative) | Achievable Technical Potential | 0 | 0 | 0 | 0 | 0 | 0 | 0 | 0 | 0 | 0 | 0 | 0 | 0 | 0 | 0 | 0 | 0 | 0 | 0 | 0 | 0 | 0 | 0 | 0 | 0 | 0 | 0
F1_Commercial_WA - College_New_Space Heating_Natural Gas_Gas Boiler - Maintenance_A_Achievable Technical Potential | F1 | Commercial | WA - College | New | Space Heating | Natural Gas | Gas Boiler - Maintenance | A | Integrated Unit Energy Savings (kWh or therms) | Achievable Technical Potential | 0 | 0 | 0 | 0 | 0 | 0 | 0 | 0 | 0 | 0 | 0 | 0 | 0 | 0 | 0 | 0 | 0 | 0 | 0 | 0 | 0 | 0 | 0 | 0 | 0 | 0 | 0
F2_Commercial_WA - College_New_Space Heating_Natural Gas_Gas Boiler - Maintenance_A_Achievable Technical Potential | F2 | Commercial | WA - College | New | Space Heating | Natural Gas | Gas Boiler - Maintenance | A | Integrated Unit Summer Peak Savings (kW) | Achievable Technical Potential | 0 | 0 | 0 | 0 | 0 | 0 | 0 | 0 | 0 | 0 | 0 | 0 | 0 | 0 | 0 | 0 | 0 | 0 | 0 | 0 | 0 | 0 | 0 | 0 | 0 | 0 | 0
F3_Commercial_WA - College_New_Space Heating_Natural Gas_Gas Boiler - Maintenance_A_Achievable Technical Potential | F3 | Commercial | WA - College | New | Space Heating | Natural Gas | Gas Boiler - Maintenance | A | Integrated Unit Winter Peak Savings (kW) | Achievable Technical Potential | 0 | 0 | 0 | 0 | 0 | 0 | 0 | 0 | 0 | 0 | 0 | 0 | 0 | 0 | 0 | 0 | 0 | 0 | 0 | 0 | 0 | 0 | 0 | 0 | 0 | 0 | 0
F4_Commercial_WA - College_New_Space Heating_Natural Gas_Gas Boiler - Maintenance_A_Achievable Technical Potential | F4 | Commercial | WA - College | New | Space Heating | Natural Gas | Gas Boiler - Maintenance | A | Incremental Energy Savings (MWh or mTherms) | Achievable Technical Potential | 0 | 0 | 0 | 0 | 0 | 0 | 0 | 0 | 0 | 0 | 0 | 0 | 0 | 0 | 0 | 0 | 0 | 0 | 0 | 0 | 0 | 0 | 0 | 0 | 0 | 0 | 0
F5_Commercial_WA - College_New_Space Heating_Natural Gas_Gas Boiler - Maintenance_A_Achievable Technical Potential | F5 | Commercial | WA - College | New | Space Heating | Natural Gas | Gas Boiler - Maintenance | A | Incremental Summer Peak Savings (MW) | Achievable Technical Potential | 0 | 0 | 0 | 0 | 0 | 0 | 0 | 0 | 0 | 0 | 0 | 0 | 0 | 0 | 0 | 0 | 0 | 0 | 0 | 0 | 0 | 0 | 0 | 0 | 0 | 0 | 0
F6_Commercial_WA - College_New_Space Heating_Natural Gas_Gas Boiler - Maintenance_A_Achievable Technical Potential | F6 | Commercial | WA - College | New | Space Heating | Natural Gas | Gas Boiler - Maintenance | A | Incremental Winter Peak Savings (MW) | Achievable Technical Potential | 0 | 0 | 0 | 0 | 0 | 0 | 0 | 0 | 0 | 0 | 0 | 0 | 0 | 0 | 0 | 0 | 0 | 0 | 0 | 0 | 0 | 0 | 0 | 0 | 0 | 0 | 0
F7_Commercial_WA - College_New_Space Heating_Natural Gas_Gas Boiler - Maintenance_A_Achievable Technical Potential | F7 | Commercial | WA - College | New | Space Heating | Natural Gas | Gas Boiler - Maintenance | A | Cumulative Energy Savings (MWh or mTherms) | Achievable Technical Potential | 0 | 0 | 0 | 0 | 0 | 0 | 0 | 0 | 0 | 0 | 0 | 0 | 0 | 0 | 0 | 0 | 0 | 0 | 0 | 0 | 0 | 0 | 0 | 0 | 0 | 0 | 0
F8_Commercial_WA - College_New_Space Heating_Natural Gas_Gas Boiler - Maintenance_A_Achievable Technical Potential | F8 | Commercial | WA - College | New | Space Heating | Natural Gas | Gas Boiler - Maintenance | A | Cumulative Summer Peak Savings (MW) | Achievable Technical Potential | 0 | 0 | 0 | 0 | 0 | 0 | 0 | 0 | 0 | 0 | 0 | 0 | 0 | 0 | 0 | 0 | 0 | 0 | 0 | 0 | 0 | 0 | 0 | 0 | 0 | 0 | 0
F9_Commercial_WA - College_New_Space Heating_Natural Gas_Gas Boiler - Maintenance_A_Achievable Technical Potential | F9 | Commercial | WA - College | New | Space Heating | Natural Gas | Gas Boiler - Maintenance | A | Cumulative Winter Peak Savings (MW) | Achievable Technical Potential | 0 | 0 | 0 | 0 | 0 | 0 | 0 | 0 | 0 | 0 | 0 | 0 | 0 | 0 | 0 | 0 | 0 | 0 | 0 | 0 | 0 | 0 | 0 | 0 | 0 | 0 | 0
F10_Commercial_WA - College_New_Space Heating_Natural Gas_Gas Boiler - Maintenance_A_Achievable Technical Potential | F10 | Commercial | WA - College | New | Space Heating | Natural Gas | Gas Boiler - Maintenance | A | Purchases (Incremental) | Achievable Technical Potential | 0 | 0 | 0 | 0 | 0 | 0 | 0 | 0 | 0 | 0 | 0 | 0 | 0 | 0 | 0 | 0 | 0 | 0 | 0 | 0 | 0 | 0 | 0 | 0 | 0 | 0 | 0
F11_Commercial_WA - College_New_Space Heating_Natural Gas_Gas Boiler - Maintenance_A_Achievable Technical Potential | F11 | Commercial | WA - College | New | Space Heating | Natural Gas | Gas Boiler - Maintenance | A | Purchases (Cumulative) | Achievable Technical Potential | 0 | 0 | 0 | 0 | 0 | 0 | 0 | 0 | 0 | 0 | 0 | 0 | 0 | 0 | 0 | 0 | 0 | 0 | 0 | 0 | 0 | 0 | 0 | 0 | 0 | 0 | 0
F1_Commercial_WA - College_New_Space Heating_Natural Gas_Gas Furnace - Maintenance_A_Achievable Technical Potential | F1 | Commercial | WA - College | New | Space Heating | Natural Gas | Gas Furnace - Maintenance | A | Integrated Unit Energy Savings (kWh or therms) | Achievable Technical Potential | 0 | 0 | 0 | 0 | 0 | 0 | 0 | 0 | 0 | 0 | 0 | 0 | 0 | 0 | 0 | 0 | 0 | 0 | 0 | 0 | 0 | 0 | 0 | 0 | 0 | 0 | 0
F2_Commercial_WA - College_New_Space Heating_Natural Gas_Gas Furnace - Maintenance_A_Achievable Technical Potential | F2 | Commercial | WA - College | New | Space Heating | Natural Gas | Gas Furnace - Maintenance | A | Integrated Unit Summer Peak Savings (kW) | Achievable Technical Potential | 0 | 0 | 0 | 0 | 0 | 0 | 0 | 0 | 0 | 0 | 0 | 0 | 0 | 0 | 0 | 0 | 0 | 0 | 0 | 0 | 0 | 0 | 0 | 0 | 0 | 0 | 0
F3_Commercial_WA - College_New_Space Heating_Natural Gas_Gas Furnace - Maintenance_A_Achievable Technical Potential | F3 | Commercial | WA - College | New | Space Heating | Natural Gas | Gas Furnace - Maintenance | A | Integrated Unit Winter Peak Savings (kW) | Achievable Technical Potential | 0 | 0 | 0 | 0 | 0 | 0 | 0 | 0 | 0 | 0 | 0 | 0 | 0 | 0 | 0 | 0 | 0 | 0 | 0 | 0 | 0 | 0 | 0 | 0 | 0 | 0 | 0
F4_Commercial_WA - College_New_Space Heating_Natural Gas_Gas Furnace - Maintenance_A_Achievable Technical Potential | F4 | Commercial | WA - College | New | Space Heating | Natural Gas | Gas Furnace - Maintenance | A | Incremental Energy Savings (MWh or mTherms) | Achievable Technical Potential | 0 | 0 | 0 | 0 | 0 | 0 | 0 | 0 | 0 | 0 | 0 | 0 | 0 | 0 | 0 | 0 | 0 | 0 | 0 | 0 | 0 | 0 | 0 | 0 | 0 | 0 | 0
F5_Commercial_WA - College_New_Space Heating_Natural Gas_Gas Furnace - Maintenance_A_Achievable Technical Potential | F5 | Commercial | WA - College | New | Space Heating | Natural Gas | Gas Furnace - Maintenance | A | Incremental Summer Peak Savings (MW) | Achievable Technical Potential | 0 | 0 | 0 | 0 | 0 | 0 | 0 | 0 | 0 | 0 | 0 | 0 | 0 | 0 | 0 | 0 | 0 | 0 | 0 | 0 | 0 | 0 | 0 | 0 | 0 | 0 | 0
F6_Commercial_WA - College_New_Space Heating_Natural Gas_Gas Furnace - Maintenance_A_Achievable Technical Potential | F6 | Commercial | WA - College | New | Space Heating | Natural Gas | Gas Furnace - Maintenance | A | Incremental Winter Peak Savings (MW) | Achievable Technical Potential | 0 | 0 | 0 | 0 | 0 | 0 | 0 | 0 | 0 | 0 | 0 | 0 | 0 | 0 | 0 | 0 | 0 | 0 | 0 | 0 | 0 | 0 | 0 | 0 | 0 | 0 | 0
F7_Commercial_WA - College_New_Space Heating_Natural Gas_Gas Furnace - Maintenance_A_Achievable Technical Potential | F7 | Commercial | WA - College | New | Space Heating | Natural Gas | Gas Furnace - Maintenance | A | Cumulative Energy Savings (MWh or mTherms) | Achievable Technical Potential | 0 | 0 | 0 | 0 | 0 | 0 | 0 | 0 | 0 | 0 | 0 | 0 | 0 | 0 | 0 | 0 | 0 | 0 | 0 | 0 | 0 | 0 | 0 | 0 | 0 | 0 | 0
F8_Commercial_WA - College_New_Space Heating_Natural Gas_Gas Furnace - Maintenance_A_Achievable Technical Potential | F8 | Commercial | WA - College | New | Space Heating | Natural Gas | Gas Furnace - Maintenance | A | Cumulative Summer Peak Savings (MW) | Achievable Technical Potential | 0 | 0 | 0 | 0 | 0 | 0 | 0 | 0 | 0 | 0 | 0 | 0 | 0 | 0 | 0 | 0 | 0 | 0 | 0 | 0 | 0 | 0 | 0 | 0 | 0 | 0 | 0
F9_Commercial_WA - College_New_Space Heating_Natural Gas_Gas Furnace - Maintenance_A_Achievable Technical Potential | F9 | Commercial | WA - College | New | Space Heating | Natural Gas | Gas Furnace - Maintenance | A | Cumulative Winter Peak Savings (MW) | Achievable Technical Potential | 0 | 0 | 0 | 0 | 0 | 0 | 0 | 0 | 0 | 0 | 0 | 0 | 0 | 0 | 0 | 0 | 0 | 0 | 0 | 0 | 0 | 0 | 0 | 0 | 0 | 0 | 0
F10_Commercial_WA - College_New_Space Heating_Natural Gas_Gas Furnace - Maintenance_A_Achievable Technical Potential | F10 | Commercial | WA - College | New | Space Heating | Natural Gas | Gas Furnace - Maintenance | A | Purchases (Incremental) | Achievable Technical Potential | 0 | 0 | 0 | 0 | 0 | 0 | 0 | 0 | 0 | 0 | 0 | 0 | 0 | 0 | 0 | 0 | 0 | 0 | 0 | 0 | 0 | 0 | 0 | 0 | 0 | 0 | 0
F11_Commercial_WA - College_New_Space Heating_Natural Gas_Gas Furnace - Maintenance_A_Achievable Technical Potential | F11 | Commercial | WA - College | New | Space Heating | Natural Gas | Gas Furnace - Maintenance | A | Purchases (Cumulative) | Achievable Technical Potential | 0 | 0 | 0 | 0 | 0 | 0 | 0 | 0 | 0 | 0 | 0 | 0 | 0 | 0 | 0 | 0 | 0 | 0 | 0 | 0 | 0 | 0 | 0 | 0 | 0 | 0 | 0
F1_Commercial_WA - College_New_Space Heating_Natural Gas_Gas Boiler - Hot Water Reset_A_Achievable Technical Potential | F1 | Commercial | WA - College | New | Space Heating | Natural Gas | Gas Boiler - Hot Water Reset | A | Integrated Unit Energy Savings (kWh or therms) | Achievable Technical Potential | 0 | 0 | 0 | 0 | 0 | 0 | 0 | 0 | 0 | 0 | 0 | 0 | 0 | 0 | 0 | 0 | 0 | 0 | 0 | 0 | 0 | 0 | 0 | 0 | 0 | 0 | 0
F2_Commercial_WA - College_New_Space Heating_Natural Gas_Gas Boiler - Hot Water Reset_A_Achievable Technical Potential | F2 | Commercial | WA - College | New | Space Heating | Natural Gas | Gas Boiler - Hot Water Reset | A | Integrated Unit Summer Peak Savings (kW) | Achievable Technical Potential | 0 | 0 | 0 | 0 | 0 | 0 | 0 | 0 | 0 | 0 | 0 | 0 | 0 | 0 | 0 | 0 | 0 | 0 | 0 | 0 | 0 | 0 | 0 | 0 | 0 | 0 | 0
F3_Commercial_WA - College_New_Space Heating_Natural Gas_Gas Boiler - Hot Water Reset_A_Achievable Technical Potential | F3 | Commercial | WA - College | New | Space Heating | Natural Gas | Gas Boiler - Hot Water Reset | A | Integrated Unit Winter Peak Savings (kW) | Achievable Technical Potential | 0 | 0 | 0 | 0 | 0 | 0 | 0 | 0 | 0 | 0 | 0 | 0 | 0 | 0 | 0 | 0 | 0 | 0 | 0 | 0 | 0 | 0 | 0 | 0 | 0 | 0 | 0
F4_Commercial_WA - College_New_Space Heating_Natural Gas_Gas Boiler - Hot Water Reset_A_Achievable Technical Potential | F4 | Commercial | WA - College | New | Space Heating | Natural Gas | Gas Boiler - Hot Water Reset | A | Incremental Energy Savings (MWh or mTherms) | Achievable Technical Potential | 0 | 0 | 0 | 0 | 0 | 0 | 0 | 0 | 0 | 0 | 0 | 0 | 0 | 0 | 0 | 0 | 0 | 0 | 0 | 0 | 0 | 0 | 0 | 0 | 0 | 0 | 0
F5_Commercial_WA - College_New_Space Heating_Natural Gas_Gas Boiler - Hot Water Reset_A_Achievable Technical Potential | F5 | Commercial | WA - College | New | Space Heating | Natural Gas | Gas Boiler - Hot Water Reset | A | Incremental Summer Peak Savings (MW) | Achievable Technical Potential | 0 | 0 | 0 | 0 | 0 | 0 | 0 | 0 | 0 | 0 | 0 | 0 | 0 | 0 | 0 | 0 | 0 | 0 | 0 | 0 | 0 | 0 | 0 | 0 | 0 | 0 | 0
F6_Commercial_WA - College_New_Space Heating_Natural Gas_Gas Boiler - Hot Water Reset_A_Achievable Technical Potential | F6 | Commercial | WA - College | New | Space Heating | Natural Gas | Gas Boiler - Hot Water Reset | A | Incremental Winter Peak Savings (MW) | Achievable Technical Potential | 0 | 0 | 0 | 0 | 0 | 0 | 0 | 0 | 0 | 0 | 0 | 0 | 0 | 0 | 0 | 0 | 0 | 0 | 0 | 0 | 0 | 0 | 0 | 0 | 0 | 0 | 0
F7_Commercial_WA - College_New_Space Heating_Natural Gas_Gas Boiler - Hot Water Reset_A_Achievable Technical Potential | F7 | Commercial | WA - College | New | Space Heating | Natural Gas | Gas Boiler - Hot Water Reset | A | Cumulative Energy Savings (MWh or mTherms) | Achievable Technical Potential | 0 | 0 | 0 | 0 | 0 | 0 | 0 | 0 | 0 | 0 | 0 | 0 | 0 | 0 | 0 | 0 | 0 | 0 | 0 | 0 | 0 | 0 | 0 | 0 | 0 | 0 | 0
F8_Commercial_WA - College_New_Space Heating_Natural Gas_Gas Boiler - Hot Water Reset_A_Achievable Technical Potential | F8 | Commercial | WA - College | New | Space Heating | Natural Gas | Gas Boiler - Hot Water Reset | A | Cumulative Summer Peak Savings (MW) | Achievable Technical Potential | 0 | 0 | 0 | 0 | 0 | 0 | 0 | 0 | 0 | 0 | 0 | 0 | 0 | 0 | 0 | 0 | 0 | 0 | 0 | 0 | 0 | 0 | 0 | 0 | 0 | 0 | 0
F9_Commercial_WA - College_New_Space Heating_Natural Gas_Gas Boiler - Hot Water Reset_A_Achievable Technical Potential | F9 | Commercial | WA - College | New | Space Heating | Natural Gas | Gas Boiler - Hot Water Reset | A | Cumulative Winter Peak Savings (MW) | Achievable Technical Potential | 0 | 0 | 0 | 0 | 0 | 0 | 0 | 0 | 0 | 0 | 0 | 0 | 0 | 0 | 0 | 0 | 0 | 0 | 0 | 0 | 0 | 0 | 0 | 0 | 0 | 0 | 0
F10_Commercial_WA - College_New_Space Heating_Natural Gas_Gas Boiler - Hot Water Reset_A_Achievable Technical Potential | F10 | Commercial | WA - College | New | Space Heating | Natural Gas | Gas Boiler - Hot Water Reset | A | Purchases (Incremental) | Achievable Technical Potential | 0 | 0 | 0 | 0 | 0 | 0 | 0 | 0 | 0 | 0 | 0 | 0 | 0 | 0 | 0 | 0 | 0 | 0 | 0 | 0 | 0 | 0 | 0 | 0 | 0 | 0 | 0
F11_Commercial_WA - College_New_Space Heating_Natural Gas_Gas Boiler - Hot Water Reset_A_Achievable Technical Potential | F11 | Commercial | WA - College | New | Space Heating | Natural Gas | Gas Boiler - Hot Water Reset | A | Purchases (Cumulative) | Achievable Technical Potential | 0 | 0 | 0 | 0 | 0 | 0 | 0 | 0 | 0 | 0 | 0 | 0 | 0 | 0 | 0 | 0 | 0 | 0 | 0 | 0 | 0 | 0 | 0 | 0 | 0 | 0 | 0
F1_Commercial_WA - College_New_Space Heating_Natural Gas_Gas Boiler - Steam Trap Replacement_A_Achievable Technical Potential | F1 | Commercial | WA - College | New | Space Heating | Natural Gas | Gas Boiler - Steam Trap Replacement | A | Integrated Unit Energy Savings (kWh or therms) | Achievable Technical Potential | 0 | 0 | 0 | 0 | 0 | 0 | 0 | 0 | 0 | 0 | 0 | 0 | 0 | 0 | 0 | 0 | 0 | 0 | 0 | 0 | 0 | 0 | 0 | 0 | 0 | 0 | 0
F2_Commercial_WA - College_New_Space Heating_Natural Gas_Gas Boiler - Steam Trap Replacement_A_Achievable Technical Potential | F2 | Commercial | WA - College | New | Space Heating | Natural Gas | Gas Boiler - Steam Trap Replacement | A | Integrated Unit Summer Peak Savings (kW) | Achievable Technical Potential | 0 | 0 | 0 | 0 | 0 | 0 | 0 | 0 | 0 | 0 | 0 | 0 | 0 | 0 | 0 | 0 | 0 | 0 | 0 | 0 | 0 | 0 | 0 | 0 | 0 | 0 | 0
F3_Commercial_WA - College_New_Space Heating_Natural Gas_Gas Boiler - Steam Trap Replacement_A_Achievable Technical Potential | F3 | Commercial | WA - College | New | Space Heating | Natural Gas | Gas Boiler - Steam Trap Replacement | A | Integrated Unit Winter Peak Savings (kW) | Achievable Technical Potential | 0 | 0 | 0 | 0 | 0 | 0 | 0 | 0 | 0 | 0 | 0 | 0 | 0 | 0 | 0 | 0 | 0 | 0 | 0 | 0 | 0 | 0 | 0 | 0 | 0 | 0 | 0
F4_Commercial_WA - College_New_Space Heating_Natural Gas_Gas Boiler - Steam Trap Replacement_A_Achievable Technical Potential | F4 | Commercial | WA - College | New | Space Heating | Natural Gas | Gas Boiler - Steam Trap Replacement | A | Incremental Energy Savings (MWh or mTherms) | Achievable Technical Potential | 0 | 0 | 0 | 0 | 0 | 0 | 0 | 0 | 0 | 0 | 0 | 0 | 0 | 0 | 0 | 0 | 0 | 0 | 0 | 0 | 0 | 0 | 0 | 0 | 0 | 0 | 0
F5_Commercial_WA - College_New_Space Heating_Natural Gas_Gas Boiler - Steam Trap Replacement_A_Achievable Technical Potential | F5 | Commercial | WA - College | New | Space Heating | Natural Gas | Gas Boiler - Steam Trap Replacement | A | Incremental Summer Peak Savings (MW) | Achievable Technical Potential | 0 | 0 | 0 | 0 | 0 | 0 | 0 | 0 | 0 | 0 | 0 | 0 | 0 | 0 | 0 | 0 | 0 | 0 | 0 | 0 | 0 | 0 | 0 | 0 | 0 | 0 | 0
F6_Commercial_WA - College_New_Space Heating_Natural Gas_Gas Boiler - Steam Trap Replacement_A_Achievable Technical Potential | F6 | Commercial | WA - College | New | Space Heating | Natural Gas | Gas Boiler - Steam Trap Replacement | A | Incremental Winter Peak Savings (MW) | Achievable Technical Potential | 0 | 0 | 0 | 0 | 0 | 0 | 0 | 0 | 0 | 0 | 0 | 0 | 0 | 0 | 0 | 0 | 0 | 0 | 0 | 0 | 0 | 0 | 0 | 0 | 0 | 0 | 0
F7_Commercial_WA - College_New_Space Heating_Natural Gas_Gas Boiler - Steam Trap Replacement_A_Achievable Technical Potential | F7 | Commercial | WA - College | New | Space Heating | Natural Gas | Gas Boiler - Steam Trap Replacement | A | Cumulative Energy Savings (MWh or mTherms) | Achievable Technical Potential | 0 | 0 | 0 | 0 | 0 | 0 | 0 | 0 | 0 | 0 | 0 | 0 | 0 | 0 | 0 | 0 | 0 | 0 | 0 | 0 | 0 | 0 | 0 | 0 | 0 | 0 | 0
F8_Commercial_WA - College_New_Space Heating_Natural Gas_Gas Boiler - Steam Trap Replacement_A_Achievable Technical Potential | F8 | Commercial | WA - College | New | Space Heating | Natural Gas | Gas Boiler - Steam Trap Replacement | A | Cumulative Summer Peak Savings (MW) | Achievable Technical Potential | 0 | 0 | 0 | 0 | 0 | 0 | 0 | 0 | 0 | 0 | 0 | 0 | 0 | 0 | 0 | 0 | 0 | 0 | 0 | 0 | 0 | 0 | 0 | 0 | 0 | 0 | 0
F9_Commercial_WA - College_New_Space Heating_Natural Gas_Gas Boiler - Steam Trap Replacement_A_Achievable Technical Potential | F9 | Commercial | WA - College | New | Space Heating | Natural Gas | Gas Boiler - Steam Trap Replacement | A | Cumulative Winter Peak Savings (MW) | Achievable Technical Potential | 0 | 0 | 0 | 0 | 0 | 0 | 0 | 0 | 0 | 0 | 0 | 0 | 0 | 0 | 0 | 0 | 0 | 0 | 0 | 0 | 0 | 0 | 0 | 0 | 0 | 0 | 0
F10_Commercial_WA - College_New_Space Heating_Natural Gas_Gas Boiler - Steam Trap Replacement_A_Achievable Technical Potential | F10 | Commercial | WA - College | New | Space Heating | Natural Gas | Gas Boiler - Steam Trap Replacement | A | Purchases (Incremental) | Achievable Technical Potential | 0 | 0 | 0 | 0 | 0 | 0 | 0 | 0 | 0 | 0 | 0 | 0 | 0 | 0 | 0 | 0 | 0 | 0 | 0 | 0 | 0 | 0 | 0 | 0 | 0 | 0 | 0
F11_Commercial_WA - College_New_Space Heating_Natural Gas_Gas Boiler - Steam Trap Replacement_A_Achievable Technical Potential | F11 | Commercial | WA - College | New | Space Heating | Natural Gas | Gas Boiler - Steam Trap Replacement | A | Purchases (Cumulative) | Achievable Technical Potential | 0 | 0 | 0 | 0 | 0 | 0 | 0 | 0 | 0 | 0 | 0 | 0 | 0 | 0 | 0 | 0 | 0 | 0 | 0 | 0 | 0 | 0 | 0 | 0 | 0 | 0 | 0
F1_Commercial_WA - College_New_Space Heating_Natural Gas_Gas Boiler - High Turndown Burner_A_Achievable Technical Potential | F1 | Commercial | WA - College | New | Space Heating | Natural Gas | Gas Boiler - High Turndown Burner | A | Integrated Unit Energy Savings (kWh or therms) | Achievable Technical Potential | 0 | 0 | 0 | 0 | 0 | 0 | 0 | 0 | 0 | 0 | 0 | 0 | 0 | 0 | 0 | 0 | 0 | 0 | 0 | 0 | 0 | 0 | 0 | 0 | 0 | 0 | 0
F2_Commercial_WA - College_New_Space Heating_Natural Gas_Gas Boiler - High Turndown Burner_A_Achievable Technical Potential | F2 | Commercial | WA - College | New | Space Heating | Natural Gas | Gas Boiler - High Turndown Burner | A | Integrated Unit Summer Peak Savings (kW) | Achievable Technical Potential | 0 | 0 | 0 | 0 | 0 | 0 | 0 | 0 | 0 | 0 | 0 | 0 | 0 | 0 | 0 | 0 | 0 | 0 | 0 | 0 | 0 | 0 | 0 | 0 | 0 | 0 | 0
F3_Commercial_WA - College_New_Space Heating_Natural Gas_Gas Boiler - High Turndown Burner_A_Achievable Technical Potential | F3 | Commercial | WA - College | New | Space Heating | Natural Gas | Gas Boiler - High Turndown Burner | A | Integrated Unit Winter Peak Savings (kW) | Achievable Technical Potential | 0 | 0 | 0 | 0 | 0 | 0 | 0 | 0 | 0 | 0 | 0 | 0 | 0 | 0 | 0 | 0 | 0 | 0 | 0 | 0 | 0 | 0 | 0 | 0 | 0 | 0 | 0
F4_Commercial_WA - College_New_Space Heating_Natural Gas_Gas Boiler - High Turndown Burner_A_Achievable Technical Potential | F4 | Commercial | WA - College | New | Space Heating | Natural Gas | Gas Boiler - High Turndown Burner | A | Incremental Energy Savings (MWh or mTherms) | Achievable Technical Potential | 0 | 0 | 0 | 0 | 0 | 0 | 0 | 0 | 0 | 0 | 0 | 0 | 0 | 0 | 0 | 0 | 0 | 0 | 0 | 0 | 0 | 0 | 0 | 0 | 0 | 0 | 0
F5_Commercial_WA - College_New_Space Heating_Natural Gas_Gas Boiler - High Turndown Burner_A_Achievable Technical Potential | F5 | Commercial | WA - College | New | Space Heating | Natural Gas | Gas Boiler - High Turndown Burner | A | Incremental Summer Peak Savings (MW) | Achievable Technical Potential | 0 | 0 | 0 | 0 | 0 | 0 | 0 | 0 | 0 | 0 | 0 | 0 | 0 | 0 | 0 | 0 | 0 | 0 | 0 | 0 | 0 | 0 | 0 | 0 | 0 | 0 | 0
F6_Commercial_WA - College_New_Space Heating_Natural Gas_Gas Boiler - High Turndown Burner_A_Achievable Technical Potential | F6 | Commercial | WA - College | New | Space Heating | Natural Gas | Gas Boiler - High Turndown Burner | A | Incremental Winter Peak Savings (MW) | Achievable Technical Potential | 0 | 0 | 0 | 0 | 0 | 0 | 0 | 0 | 0 | 0 | 0 | 0 | 0 | 0 | 0 | 0 | 0 | 0 | 0 | 0 | 0 | 0 | 0 | 0 | 0 | 0 | 0
F7_Commercial_WA - College_New_Space Heating_Natural Gas_Gas Boiler - High Turndown Burner_A_Achievable Technical Potential | F7 | Commercial | WA - College | New | Space Heating | Natural Gas | Gas Boiler - High Turndown Burner | A | Cumulative Energy Savings (MWh or mTherms) | Achievable Technical Potential | 0 | 0 | 0 | 0 | 0 | 0 | 0 | 0 | 0 | 0 | 0 | 0 | 0 | 0 | 0 | 0 | 0 | 0 | 0 | 0 | 0 | 0 | 0 | 0 | 0 | 0 | 0
F8_Commercial_WA - College_New_Space Heating_Natural Gas_Gas Boiler - High Turndown Burner_A_Achievable Technical Potential | F8 | Commercial | WA - College | New | Space Heating | Natural Gas | Gas Boiler - High Turndown Burner | A | Cumulative Summer Peak Savings (MW) | Achievable Technical Potential | 0 | 0 | 0 | 0 | 0 | 0 | 0 | 0 | 0 | 0 | 0 | 0 | 0 | 0 | 0 | 0 | 0 | 0 | 0 | 0 | 0 | 0 | 0 | 0 | 0 | 0 | 0
F9_Commercial_WA - College_New_Space Heating_Natural Gas_Gas Boiler - High Turndown Burner_A_Achievable Technical Potential | F9 | Commercial | WA - College | New | Space Heating | Natural Gas | Gas Boiler - High Turndown Burner | A | Cumulative Winter Peak Savings (MW) | Achievable Technical Potential | 0 | 0 | 0 | 0 | 0 | 0 | 0 | 0 | 0 | 0 | 0 | 0 | 0 | 0 | 0 | 0 | 0 | 0 | 0 | 0 | 0 | 0 | 0 | 0 | 0 | 0 | 0
F10_Commercial_WA - College_New_Space Heating_Natural Gas_Gas Boiler - High Turndown Burner_A_Achievable Technical Potential | F10 | Commercial | WA - College | New | Space Heating | Natural Gas | Gas Boiler - High Turndown Burner | A | Purchases (Incremental) | Achievable Technical Potential | 0 | 0 | 0 | 0 | 0 | 0 | 0 | 0 | 0 | 0 | 0 | 0 | 0 | 0 | 0 | 0 | 0 | 0 | 0 | 0 | 0 | 0 | 0 | 0 | 0 | 0 | 0
F11_Commercial_WA - College_New_Space Heating_Natural Gas_Gas Boiler - High Turndown Burner_A_Achievable Technical Potential | F11 | Commercial | WA - College | New | Space Heating | Natural Gas | Gas Boiler - High Turndown Burner | A | Purchases (Cumulative) | Achievable Technical Potential | 0 | 0 | 0 | 0 | 0 | 0 | 0 | 0 | 0 | 0 | 0 | 0 | 0 | 0 | 0 | 0 | 0 | 0 | 0 | 0 | 0 | 0 | 0 | 0 | 0 | 0 | 0
F1_Commercial_WA - College_New_Space Heating_Natural Gas_Gas Boiler - Burner Control Optimization_A_Achievable Technical Potential | F1 | Commercial | WA - College | New | Space Heating | Natural Gas | Gas Boiler - Burner Control Optimization | A | Integrated Unit Energy Savings (kWh or therms) | Achievable Technical Potential | 0 | 0 | 0 | 0 | 0 | 0 | 0 | 0 | 0 | 0 | 0 | 0 | 0 | 0 | 0 | 0 | 0 | 0 | 0 | 0 | 0 | 0 | 0 | 0 | 0 | 0 | 0
F2_Commercial_WA - College_New_Space Heating_Natural Gas_Gas Boiler - Burner Control Optimization_A_Achievable Technical Potential | F2 | Commercial | WA - College | New | Space Heating | Natural Gas | Gas Boiler - Burner Control Optimization | A | Integrated Unit Summer Peak Savings (kW) | Achievable Technical Potential | 0 | 0 | 0 | 0 | 0 | 0 | 0 | 0 | 0 | 0 | 0 | 0 | 0 | 0 | 0 | 0 | 0 | 0 | 0 | 0 | 0 | 0 | 0 | 0 | 0 | 0 | 0
F3_Commercial_WA - College_New_Space Heating_Natural Gas_Gas Boiler - Burner Control Optimization_A_Achievable Technical Potential | F3 | Commercial | WA - College | New | Space Heating | Natural Gas | Gas Boiler - Burner Control Optimization | A | Integrated Unit Winter Peak Savings (kW) | Achievable Technical Potential | 0 | 0 | 0 | 0 | 0 | 0 | 0 | 0 | 0 | 0 | 0 | 0 | 0 | 0 | 0 | 0 | 0 | 0 | 0 | 0 | 0 | 0 | 0 | 0 | 0 | 0 | 0
F4_Commercial_WA - College_New_Space Heating_Natural Gas_Gas Boiler - Burner Control Optimization_A_Achievable Technical Potential | F4 | Commercial | WA - College | New | Space Heating | Natural Gas | Gas Boiler - Burner Control Optimization | A | Incremental Energy Savings (MWh or mTherms) | Achievable Technical Potential | 0 | 0 | 0 | 0 | 0 | 0 | 0 | 0 | 0 | 0 | 0 | 0 | 0 | 0 | 0 | 0 | 0 | 0 | 0 | 0 | 0 | 0 | 0 | 0 | 0 | 0 | 0
F5_Commercial_WA - College_New_Space Heating_Natural Gas_Gas Boiler - Burner Control Optimization_A_Achievable Technical Potential | F5 | Commercial | WA - College | New | Space Heating | Natural Gas | Gas Boiler - Burner Control Optimization | A | Incremental Summer Peak Savings (MW) | Achievable Technical Potential | 0 | 0 | 0 | 0 | 0 | 0 | 0 | 0 | 0 | 0 | 0 | 0 | 0 | 0 | 0 | 0 | 0 | 0 | 0 | 0 | 0 | 0 | 0 | 0 | 0 | 0 | 0
F6_Commercial_WA - College_New_Space Heating_Natural Gas_Gas Boiler - Burner Control Optimization_A_Achievable Technical Potential | F6 | Commercial | WA - College | New | Space Heating | Natural Gas | Gas Boiler - Burner Control Optimization | A | Incremental Winter Peak Savings (MW) | Achievable Technical Potential | 0 | 0 | 0 | 0 | 0 | 0 | 0 | 0 | 0 | 0 | 0 | 0 | 0 | 0 | 0 | 0 | 0 | 0 | 0 | 0 | 0 | 0 | 0 | 0 | 0 | 0 | 0
F7_Commercial_WA - College_New_Space Heating_Natural Gas_Gas Boiler - Burner Control Optimization_A_Achievable Technical Potential | F7 | Commercial | WA - College | New | Space Heating | Natural Gas | Gas Boiler - Burner Control Optimization | A | Cumulative Energy Savings (MWh or mTherms) | Achievable Technical Potential | 0 | 0 | 0 | 0 | 0 | 0 | 0 | 0 | 0 | 0 | 0 | 0 | 0 | 0 | 0 | 0 | 0 | 0 | 0 | 0 | 0 | 0 | 0 | 0 | 0 | 0 | 0
F8_Commercial_WA - College_New_Space Heating_Natural Gas_Gas Boiler - Burner Control Optimization_A_Achievable Technical Potential | F8 | Commercial | WA - College | New | Space Heating | Natural Gas | Gas Boiler - Burner Control Optimization | A | Cumulative Summer Peak Savings (MW) | Achievable Technical Potential | 0 | 0 | 0 | 0 | 0 | 0 | 0 | 0 | 0 | 0 | 0 | 0 | 0 | 0 | 0 | 0 | 0 | 0 | 0 | 0 | 0 | 0 | 0 | 0 | 0 | 0 | 0
F9_Commercial_WA - College_New_Space Heating_Natural Gas_Gas Boiler - Burner Control Optimization_A_Achievable Technical Potential | F9 | Commercial | WA - College | New | Space Heating | Natural Gas | Gas Boiler - Burner Control Optimization | A | Cumulative Winter Peak Savings (MW) | Achievable Technical Potential | 0 | 0 | 0 | 0 | 0 | 0 | 0 | 0 | 0 | 0 | 0 | 0 | 0 | 0 | 0 | 0 | 0 | 0 | 0 | 0 | 0 | 0 | 0 | 0 | 0 | 0 | 0
F10_Commercial_WA - College_New_Space Heating_Natural Gas_Gas Boiler - Burner Control Optimization_A_Achievable Technical Potential | F10 | Commercial | WA - College | New | Space Heating | Natural Gas | Gas Boiler - Burner Control Optimization | A | Purchases (Incremental) | Achievable Technical Potential | 0 | 0 | 0 | 0 | 0 | 0 | 0 | 0 | 0 | 0 | 0 | 0 | 0 | 0 | 0 | 0 | 0 | 0 | 0 | 0 | 0 | 0 | 0 | 0 | 0 | 0 | 0
F11_Commercial_WA - College_New_Space Heating_Natural Gas_Gas Boiler - Burner Control Optimization_A_Achievable Technical Potential | F11 | Commercial | WA - College | New | Space Heating | Natural Gas | Gas Boiler - Burner Control Optimization | A | Purchases (Cumulative) | Achievable Technical Potential | 0 | 0 | 0 | 0 | 0 | 0 | 0 | 0 | 0 | 0 | 0 | 0 | 0 | 0 | 0 | 0 | 0 | 0 | 0 | 0 | 0 | 0 | 0 | 0 | 0 | 0 | 0
F1_Commercial_WA - College_New_Space Heating_Natural Gas_Gas Boiler - Stack Economizer_A_Achievable Technical Potential | F1 | Commercial | WA - College | New | Space Heating | Natural Gas | Gas Boiler - Stack Economizer | A | Integrated Unit Energy Savings (kWh or therms) | Achievable Technical Potential | 0 | 0 | 0 | 0 | 0 | 0 | 0 | 0 | 0 | 0 | 0 | 0 | 0 | 0 | 0 | 0 | 0 | 0 | 0 | 0 | 0 | 0 | 0 | 0 | 0 | 0 | 0
F2_Commercial_WA - College_New_Space Heating_Natural Gas_Gas Boiler - Stack Economizer_A_Achievable Technical Potential | F2 | Commercial | WA - College | New | Space Heating | Natural Gas | Gas Boiler - Stack Economizer | A | Integrated Unit Summer Peak Savings (kW) | Achievable Technical Potential | 0 | 0 | 0 | 0 | 0 | 0 | 0 | 0 | 0 | 0 | 0 | 0 | 0 | 0 | 0 | 0 | 0 | 0 | 0 | 0 | 0 | 0 | 0 | 0 | 0 | 0 | 0
F3_Commercial_WA - College_New_Space Heating_Natural Gas_Gas Boiler - Stack Economizer_A_Achievable Technical Potential | F3 | Commercial | WA - College | New | Space Heating | Natural Gas | Gas Boiler - Stack Economizer | A | Integrated Unit Winter Peak Savings (kW) | Achievable Technical Potential | 0 | 0 | 0 | 0 | 0 | 0 | 0 | 0 | 0 | 0 | 0 | 0 | 0 | 0 | 0 | 0 | 0 | 0 | 0 | 0 | 0 | 0 | 0 | 0 | 0 | 0 | 0
F4_Commercial_WA - College_New_Space Heating_Natural Gas_Gas Boiler - Stack Economizer_A_Achievable Technical Potential | F4 | Commercial | WA - College | New | Space Heating | Natural Gas | Gas Boiler - Stack Economizer | A | Incremental Energy Savings (MWh or mTherms) | Achievable Technical Potential | 0 | 0 | 0 | 0 | 0 | 0 | 0 | 0 | 0 | 0 | 0 | 0 | 0 | 0 | 0 | 0 | 0 | 0 | 0 | 0 | 0 | 0 | 0 | 0 | 0 | 0 | 0
F5_Commercial_WA - College_New_Space Heating_Natural Gas_Gas Boiler - Stack Economizer_A_Achievable Technical Potential | F5 | Commercial | WA - College | New | Space Heating | Natural Gas | Gas Boiler - Stack Economizer | A | Incremental Summer Peak Savings (MW) | Achievable Technical Potential | 0 | 0 | 0 | 0 | 0 | 0 | 0 | 0 | 0 | 0 | 0 | 0 | 0 | 0 | 0 | 0 | 0 | 0 | 0 | 0 | 0 | 0 | 0 | 0 | 0 | 0 | 0
F6_Commercial_WA - College_New_Space Heating_Natural Gas_Gas Boiler - Stack Economizer_A_Achievable Technical Potential | F6 | Commercial | WA - College | New | Space Heating | Natural Gas | Gas Boiler - Stack Economizer | A | Incremental Winter Peak Savings (MW) | Achievable Technical Potential | 0 | 0 | 0 | 0 | 0 | 0 | 0 | 0 | 0 | 0 | 0 | 0 | 0 | 0 | 0 | 0 | 0 | 0 | 0 | 0 | 0 | 0 | 0 | 0 | 0 | 0 | 0
F7_Commercial_WA - College_New_Space Heating_Natural Gas_Gas Boiler - Stack Economizer_A_Achievable Technical Potential | F7 | Commercial | WA - College | New | Space Heating | Natural Gas | Gas Boiler - Stack Economizer | A | Cumulative Energy Savings (MWh or mTherms) | Achievable Technical Potential | 0 | 0 | 0 | 0 | 0 | 0 | 0 | 0 | 0 | 0 | 0 | 0 | 0 | 0 | 0 | 0 | 0 | 0 | 0 | 0 | 0 | 0 | 0 | 0 | 0 | 0 | 0
F8_Commercial_WA - College_New_Space Heating_Natural Gas_Gas Boiler - Stack Economizer_A_Achievable Technical Potential | F8 | Commercial | WA - College | New | Space Heating | Natural Gas | Gas Boiler - Stack Economizer | A | Cumulative Summer Peak Savings (MW) | Achievable Technical Potential | 0 | 0 | 0 | 0 | 0 | 0 | 0 | 0 | 0 | 0 | 0 | 0 | 0 | 0 | 0 | 0 | 0 | 0 | 0 | 0 | 0 | 0 | 0 | 0 | 0 | 0 | 0
F9_Commercial_WA - College_New_Space Heating_Natural Gas_Gas Boiler - Stack Economizer_A_Achievable Technical Potential | F9 | Commercial | WA - College | New | Space Heating | Natural Gas | Gas Boiler - Stack Economizer | A | Cumulative Winter Peak Savings (MW) | Achievable Technical Potential | 0 | 0 | 0 | 0 | 0 | 0 | 0 | 0 | 0 | 0 | 0 | 0 | 0 | 0 | 0 | 0 | 0 | 0 | 0 | 0 | 0 | 0 | 0 | 0 | 0 | 0 | 0
F10_Commercial_WA - College_New_Space Heating_Natural Gas_Gas Boiler - Stack Economizer_A_Achievable Technical Potential | F10 | Commercial | WA - College | New | Space Heating | Natural Gas | Gas Boiler - Stack Economizer | A | Purchases (Incremental) | Achievable Technical Potential | 0 | 0 | 0 | 0 | 0 | 0 | 0 | 0 | 0 | 0 | 0 | 0 | 0 | 0 | 0 | 0 | 0 | 0 | 0 | 0 | 0 | 0 | 0 | 0 | 0 | 0 | 0
F11_Commercial_WA - College_New_Space Heating_Natural Gas_Gas Boiler - Stack Economizer_A_Achievable Technical Potential | F11 | Commercial | WA - College | New | Space Heating | Natural Gas | Gas Boiler - Stack Economizer | A | Purchases (Cumulative) | Achievable Technical Potential | 0 | 0 | 0 | 0 | 0 | 0 | 0 | 0 | 0 | 0 | 0 | 0 | 0 | 0 | 0 | 0 | 0 | 0 | 0 | 0 | 0 | 0 | 0 | 0 | 0 | 0 | 0
F1_Commercial_WA - College_New_Space Heating_Natural Gas_Gas Boiler - Thermostatic Radiator Valves_A_Achievable Technical Potential | F1 | Commercial | WA - College | New | Space Heating | Natural Gas | Gas Boiler - Thermostatic Radiator Valves | A | Integrated Unit Energy Savings (kWh or therms) | Achievable Technical Potential | 0 | 0 | 0 | 0 | 0 | 0 | 0 | 0 | 0 | 0 | 0 | 0 | 0 | 0 | 0 | 0 | 0 | 0 | 0 | 0 | 0 | 0 | 0 | 0 | 0 | 0 | 0
F2_Commercial_WA - College_New_Space Heating_Natural Gas_Gas Boiler - Thermostatic Radiator Valves_A_Achievable Technical Potential | F2 | Commercial | WA - College | New | Space Heating | Natural Gas | Gas Boiler - Thermostatic Radiator Valves | A | Integrated Unit Summer Peak Savings (kW) | Achievable Technical Potential | 0 | 0 | 0 | 0 | 0 | 0 | 0 | 0 | 0 | 0 | 0 | 0 | 0 | 0 | 0 | 0 | 0 | 0 | 0 | 0 | 0 | 0 | 0 | 0 | 0 | 0 | 0
F3_Commercial_WA - College_New_Space Heating_Natural Gas_Gas Boiler - Thermostatic Radiator Valves_A_Achievable Technical Potential | F3 | Commercial | WA - College | New | Space Heating | Natural Gas | Gas Boiler - Thermostatic Radiator Valves | A | Integrated Unit Winter Peak Savings (kW) | Achievable Technical Potential | 0 | 0 | 0 | 0 | 0 | 0 | 0 | 0 | 0 | 0 | 0 | 0 | 0 | 0 | 0 | 0 | 0 | 0 | 0 | 0 | 0 | 0 | 0 | 0 | 0 | 0 | 0
F4_Commercial_WA - College_New_Space Heating_Natural Gas_Gas Boiler - Thermostatic Radiator Valves_A_Achievable Technical Potential | F4 | Commercial | WA - College | New | Space Heating | Natural Gas | Gas Boiler - Thermostatic Radiator Valves | A | Incremental Energy Savings (MWh or mTherms) | Achievable Technical Potential | 0 | 0 | 0 | 0 | 0 | 0 | 0 | 0 | 0 | 0 | 0 | 0 | 0 | 0 | 0 | 0 | 0 | 0 | 0 | 0 | 0 | 0 | 0 | 0 | 0 | 0 | 0
F5_Commercial_WA - College_New_Space Heating_Natural Gas_Gas Boiler - Thermostatic Radiator Valves_A_Achievable Technical Potential | F5 | Commercial | WA - College | New | Space Heating | Natural Gas | Gas Boiler - Thermostatic Radiator Valves | A | Incremental Summer Peak Savings (MW) | Achievable Technical Potential | 0 | 0 | 0 | 0 | 0 | 0 | 0 | 0 | 0 | 0 | 0 | 0 | 0 | 0 | 0 | 0 | 0 | 0 | 0 | 0 | 0 | 0 | 0 | 0 | 0 | 0 | 0
F6_Commercial_WA - College_New_Space Heating_Natural Gas_Gas Boiler - Thermostatic Radiator Valves_A_Achievable Technical Potential | F6 | Commercial | WA - College | New | Space Heating | Natural Gas | Gas Boiler - Thermostatic Radiator Valves | A | Incremental Winter Peak Savings (MW) | Achievable Technical Potential | 0 | 0 | 0 | 0 | 0 | 0 | 0 | 0 | 0 | 0 | 0 | 0 | 0 | 0 | 0 | 0 | 0 | 0 | 0 | 0 | 0 | 0 | 0 | 0 | 0 | 0 | 0
F7_Commercial_WA - College_New_Space Heating_Natural Gas_Gas Boiler - Thermostatic Radiator Valves_A_Achievable Technical Potential | F7 | Commercial | WA - College | New | Space Heating | Natural Gas | Gas Boiler - Thermostatic Radiator Valves | A | Cumulative Energy Savings (MWh or mTherms) | Achievable Technical Potential | 0 | 0 | 0 | 0 | 0 | 0 | 0 | 0 | 0 | 0 | 0 | 0 | 0 | 0 | 0 | 0 | 0 | 0 | 0 | 0 | 0 | 0 | 0 | 0 | 0 | 0 | 0
F8_Commercial_WA - College_New_Space Heating_Natural Gas_Gas Boiler - Thermostatic Radiator Valves_A_Achievable Technical Potential | F8 | Commercial | WA - College | New | Space Heating | Natural Gas | Gas Boiler - Thermostatic Radiator Valves | A | Cumulative Summer Peak Savings (MW) | Achievable Technical Potential | 0 | 0 | 0 | 0 | 0 | 0 | 0 | 0 | 0 | 0 | 0 | 0 | 0 | 0 | 0 | 0 | 0 | 0 | 0 | 0 | 0 | 0 | 0 | 0 | 0 | 0 | 0
F9_Commercial_WA - College_New_Space Heating_Natural Gas_Gas Boiler - Thermostatic Radiator Valves_A_Achievable Technical Potential | F9 | Commercial | WA - College | New | Space Heating | Natural Gas | Gas Boiler - Thermostatic Radiator Valves | A | Cumulative Winter Peak Savings (MW) | Achievable Technical Potential | 0 | 0 | 0 | 0 | 0 | 0 | 0 | 0 | 0 | 0 | 0 | 0 | 0 | 0 | 0 | 0 | 0 | 0 | 0 | 0 | 0 | 0 | 0 | 0 | 0 | 0 | 0
F10_Commercial_WA - College_New_Space Heating_Natural Gas_Gas Boiler - Thermostatic Radiator Valves_A_Achievable Technical Potential | F10 | Commercial | WA - College | New | Space Heating | Natural Gas | Gas Boiler - Thermostatic Radiator Valves | A | Purchases (Incremental) | Achievable Technical Potential | 0 | 0 | 0 | 0 | 0 | 0 | 0 | 0 | 0 | 0 | 0 | 0 | 0 | 0 | 0 | 0 | 0 | 0 | 0 | 0 | 0 | 0 | 0 | 0 | 0 | 0 | 0
F11_Commercial_WA - College_New_Space Heating_Natural Gas_Gas Boiler - Thermostatic Radiator Valves_A_Achievable Technical Potential | F11 | Commercial | WA - College | New | Space Heating | Natural Gas | Gas Boiler - Thermostatic Radiator Valves | A | Purchases (Cumulative) | Achievable Technical Potential | 0 | 0 | 0 | 0 | 0 | 0 | 0 | 0 | 0 | 0 | 0 | 0 | 0 | 0 | 0 | 0 | 0 | 0 | 0 | 0 | 0 | 0 | 0 | 0 | 0 | 0 | 0
F1_Commercial_WA - College_New_Space Heating_Natural Gas_HVAC - Shut Off Damper_A_Achievable Technical Potential | F1 | Commercial | WA - College | New | Space Heating | Natural Gas | HVAC - Shut Off Damper | A | Integrated Unit Energy Savings (kWh or therms) | Achievable Technical Potential | 0 | 0 | 0 | 0 | 0 | 0 | 0 | 0 | 0 | 0 | 0 | 0 | 0 | 0 | 0 | 0 | 0 | 0 | 0 | 0 | 0 | 0 | 0 | 0 | 0 | 0 | 0
F2_Commercial_WA - College_New_Space Heating_Natural Gas_HVAC - Shut Off Damper_A_Achievable Technical Potential | F2 | Commercial | WA - College | New | Space Heating | Natural Gas | HVAC - Shut Off Damper | A | Integrated Unit Summer Peak Savings (kW) | Achievable Technical Potential | 0 | 0 | 0 | 0 | 0 | 0 | 0 | 0 | 0 | 0 | 0 | 0 | 0 | 0 | 0 | 0 | 0 | 0 | 0 | 0 | 0 | 0 | 0 | 0 | 0 | 0 | 0
F3_Commercial_WA - College_New_Space Heating_Natural Gas_HVAC - Shut Off Damper_A_Achievable Technical Potential | F3 | Commercial | WA - College | New | Space Heating | Natural Gas | HVAC - Shut Off Damper | A | Integrated Unit Winter Peak Savings (kW) | Achievable Technical Potential | 0 | 0 | 0 | 0 | 0 | 0 | 0 | 0 | 0 | 0 | 0 | 0 | 0 | 0 | 0 | 0 | 0 | 0 | 0 | 0 | 0 | 0 | 0 | 0 | 0 | 0 | 0
F4_Commercial_WA - College_New_Space Heating_Natural Gas_HVAC - Shut Off Damper_A_Achievable Technical Potential | F4 | Commercial | WA - College | New | Space Heating | Natural Gas | HVAC - Shut Off Damper | A | Incremental Energy Savings (MWh or mTherms) | Achievable Technical Potential | 0 | 0 | 0 | 0 | 0 | 0 | 0 | 0 | 0 | 0 | 0 | 0 | 0 | 0 | 0 | 0 | 0 | 0 | 0 | 0 | 0 | 0 | 0 | 0 | 0 | 0 | 0
F5_Commercial_WA - College_New_Space Heating_Natural Gas_HVAC - Shut Off Damper_A_Achievable Technical Potential | F5 | Commercial | WA - College | New | Space Heating | Natural Gas | HVAC - Shut Off Damper | A | Incremental Summer Peak Savings (MW) | Achievable Technical Potential | 0 | 0 | 0 | 0 | 0 | 0 | 0 | 0 | 0 | 0 | 0 | 0 | 0 | 0 | 0 | 0 | 0 | 0 | 0 | 0 | 0 | 0 | 0 | 0 | 0 | 0 | 0
F6_Commercial_WA - College_New_Space Heating_Natural Gas_HVAC - Shut Off Damper_A_Achievable Technical Potential | F6 | Commercial | WA - College | New | Space Heating | Natural Gas | HVAC - Shut Off Damper | A | Incremental Winter Peak Savings (MW) | Achievable Technical Potential | 0 | 0 | 0 | 0 | 0 | 0 | 0 | 0 | 0 | 0 | 0 | 0 | 0 | 0 | 0 | 0 | 0 | 0 | 0 | 0 | 0 | 0 | 0 | 0 | 0 | 0 | 0
F7_Commercial_WA - College_New_Space Heating_Natural Gas_HVAC - Shut Off Damper_A_Achievable Technical Potential | F7 | Commercial | WA - College | New | Space Heating | Natural Gas | HVAC - Shut Off Damper | A | Cumulative Energy Savings (MWh or mTherms) | Achievable Technical Potential | 0 | 0 | 0 | 0 | 0 | 0 | 0 | 0 | 0 | 0 | 0 | 0 | 0 | 0 | 0 | 0 | 0 | 0 | 0 | 0 | 0 | 0 | 0 | 0 | 0 | 0 | 0
F8_Commercial_WA - College_New_Space Heating_Natural Gas_HVAC - Shut Off Damper_A_Achievable Technical Potential | F8 | Commercial | WA - College | New | Space Heating | Natural Gas | HVAC - Shut Off Damper | A | Cumulative Summer Peak Savings (MW) | Achievable Technical Potential | 0 | 0 | 0 | 0 | 0 | 0 | 0 | 0 | 0 | 0 | 0 | 0 | 0 | 0 | 0 | 0 | 0 | 0 | 0 | 0 | 0 | 0 | 0 | 0 | 0 | 0 | 0
F9_Commercial_WA - College_New_Space Heating_Natural Gas_HVAC - Shut Off Damper_A_Achievable Technical Potential | F9 | Commercial | WA - College | New | Space Heating | Natural Gas | HVAC - Shut Off Damper | A | Cumulative Winter Peak Savings (MW) | Achievable Technical Potential | 0 | 0 | 0 | 0 | 0 | 0 | 0 | 0 | 0 | 0 | 0 | 0 | 0 | 0 | 0 | 0 | 0 | 0 | 0 | 0 | 0 | 0 | 0 | 0 | 0 | 0 | 0
F10_Commercial_WA - College_New_Space Heating_Natural Gas_HVAC - Shut Off Damper_A_Achievable Technical Potential | F10 | Commercial | WA - College | New | Space Heating | Natural Gas | HVAC - Shut Off Damper | A | Purchases (Incremental) | Achievable Technical Potential | 0 | 0 | 0 | 0 | 0 | 0 | 0 | 0 | 0 | 0 | 0 | 0 | 0 | 0 | 0 | 0 | 0 | 0 | 0 | 0 | 0 | 0 | 0 | 0 | 0 | 0 | 0
F11_Commercial_WA - College_New_Space Heating_Natural Gas_HVAC - Shut Off Damper_A_Achievable Technical Potential | F11 | Commercial | WA - College | New | Space Heating | Natural Gas | HVAC - Shut Off Damper | A | Purchases (Cumulative) | Achievable Technical Potential | 0 | 0 | 0 | 0 | 0 | 0 | 0 | 0 | 0 | 0 | 0 | 0 | 0 | 0 | 0 | 0 | 0 | 0 | 0 | 0 | 0 | 0 | 0 | 0 | 0 | 0 | 0
F1_Commercial_WA - College_New_Space Heating_Natural Gas_Gas Furnace - Tube Inserts_A_Achievable Technical Potential | F1 | Commercial | WA - College | New | Space Heating | Natural Gas | Gas Furnace - Tube Inserts | A | Integrated Unit Energy Savings (kWh or therms) | Achievable Technical Potential | 0 | 0 | 0 | 0 | 0 | 0 | 0 | 0 | 0 | 0 | 0 | 0 | 0 | 0 | 0 | 0 | 0 | 0 | 0 | 0 | 0 | 0 | 0 | 0 | 0 | 0 | 0
F2_Commercial_WA - College_New_Space Heating_Natural Gas_Gas Furnace - Tube Inserts_A_Achievable Technical Potential | F2 | Commercial | WA - College | New | Space Heating | Natural Gas | Gas Furnace - Tube Inserts | A | Integrated Unit Summer Peak Savings (kW) | Achievable Technical Potential | 0 | 0 | 0 | 0 | 0 | 0 | 0 | 0 | 0 | 0 | 0 | 0 | 0 | 0 | 0 | 0 | 0 | 0 | 0 | 0 | 0 | 0 | 0 | 0 | 0 | 0 | 0
F3_Commercial_WA - College_New_Space Heating_Natural Gas_Gas Furnace - Tube Inserts_A_Achievable Technical Potential | F3 | Commercial | WA - College | New | Space Heating | Natural Gas | Gas Furnace - Tube Inserts | A | Integrated Unit Winter Peak Savings (kW) | Achievable Technical Potential | 0 | 0 | 0 | 0 | 0 | 0 | 0 | 0 | 0 | 0 | 0 | 0 | 0 | 0 | 0 | 0 | 0 | 0 | 0 | 0 | 0 | 0 | 0 | 0 | 0 | 0 | 0
F4_Commercial_WA - College_New_Space Heating_Natural Gas_Gas Furnace - Tube Inserts_A_Achievable Technical Potential | F4 | Commercial | WA - College | New | Space Heating | Natural Gas | Gas Furnace - Tube Inserts | A | Incremental Energy Savings (MWh or mTherms) | Achievable Technical Potential | 0 | 0 | 0 | 0 | 0 | 0 | 0 | 0 | 0 | 0 | 0 | 0 | 0 | 0 | 0 | 0 | 0 | 0 | 0 | 0 | 0 | 0 | 0 | 0 | 0 | 0 | 0
F5_Commercial_WA - College_New_Space Heating_Natural Gas_Gas Furnace - Tube Inserts_A_Achievable Technical Potential | F5 | Commercial | WA - College | New | Space Heating | Natural Gas | Gas Furnace - Tube Inserts | A | Incremental Summer Peak Savings (MW) | Achievable Technical Potential | 0 | 0 | 0 | 0 | 0 | 0 | 0 | 0 | 0 | 0 | 0 | 0 | 0 | 0 | 0 | 0 | 0 | 0 | 0 | 0 | 0 | 0 | 0 | 0 | 0 | 0 | 0
F6_Commercial_WA - College_New_Space Heating_Natural Gas_Gas Furnace - Tube Inserts_A_Achievable Technical Potential | F6 | Commercial | WA - College | New | Space Heating | Natural Gas | Gas Furnace - Tube Inserts | A | Incremental Winter Peak Savings (MW) | Achievable Technical Potential | 0 | 0 | 0 | 0 | 0 | 0 | 0 | 0 | 0 | 0 | 0 | 0 | 0 | 0 | 0 | 0 | 0 | 0 | 0 | 0 | 0 | 0 | 0 | 0 | 0 | 0 | 0
F7_Commercial_WA - College_New_Space Heating_Natural Gas_Gas Furnace - Tube Inserts_A_Achievable Technical Potential | F7 | Commercial | WA - College | New | Space Heating | Natural Gas | Gas Furnace - Tube Inserts | A | Cumulative Energy Savings (MWh or mTherms) | Achievable Technical Potential | 0 | 0 | 0 | 0 | 0 | 0 | 0 | 0 | 0 | 0 | 0 | 0 | 0 | 0 | 0 | 0 | 0 | 0 | 0 | 0 | 0 | 0 | 0 | 0 | 0 | 0 | 0
F8_Commercial_WA - College_New_Space Heating_Natural Gas_Gas Furnace - Tube Inserts_A_Achievable Technical Potential | F8 | Commercial | WA - College | New | Space Heating | Natural Gas | Gas Furnace - Tube Inserts | A | Cumulative Summer Peak Savings (MW) | Achievable Technical Potential | 0 | 0 | 0 | 0 | 0 | 0 | 0 | 0 | 0 | 0 | 0 | 0 | 0 | 0 | 0 | 0 | 0 | 0 | 0 | 0 | 0 | 0 | 0 | 0 | 0 | 0 | 0
F9_Commercial_WA - College_New_Space Heating_Natural Gas_Gas Furnace - Tube Inserts_A_Achievable Technical Potential | F9 | Commercial | WA - College | New | Space Heating | Natural Gas | Gas Furnace - Tube Inserts | A | Cumulative Winter Peak Savings (MW) | Achievable Technical Potential | 0 | 0 | 0 | 0 | 0 | 0 | 0 | 0 | 0 | 0 | 0 | 0 | 0 | 0 | 0 | 0 | 0 | 0 | 0 | 0 | 0 | 0 | 0 | 0 | 0 | 0 | 0
F10_Commercial_WA - College_New_Space Heating_Natural Gas_Gas Furnace - Tube Inserts_A_Achievable Technical Potential | F10 | Commercial | WA - College | New | Space Heating | Natural Gas | Gas Furnace - Tube Inserts | A | Purchases (Incremental) | Achievable Technical Potential | 0 | 0 | 0 | 0 | 0 | 0 | 0 | 0 | 0 | 0 | 0 | 0 | 0 | 0 | 0 | 0 | 0 | 0 | 0 | 0 | 0 | 0 | 0 | 0 | 0 | 0 | 0
F11_Commercial_WA - College_New_Space Heating_Natural Gas_Gas Furnace - Tube Inserts_A_Achievable Technical Potential | F11 | Commercial | WA - College | New | Space Heating | Natural Gas | Gas Furnace - Tube Inserts | A | Purchases (Cumulative) | Achievable Technical Potential | 0 | 0 | 0 | 0 | 0 | 0 | 0 | 0 | 0 | 0 | 0 | 0 | 0 | 0 | 0 | 0 | 0 | 0 | 0 | 0 | 0 | 0 | 0 | 0 | 0 | 0 | 0
F1_Commercial_WA - College_New_Space Heating_Natural Gas_Gas Boiler - Insulate Steam Lines/Condensate Tank_A_Achievable Technical Potential | F1 | Commercial | WA - College | New | Space Heating | Natural Gas | Gas Boiler - Insulate Steam Lines/Condensate Tank | A | Integrated Unit Energy Savings (kWh or therms) | Achievable Technical Potential | 0 | 0 | 0 | 0 | 0 | 0 | 0 | 0 | 0 | 0 | 0 | 0 | 0 | 0 | 0 | 0 | 0 | 0 | 0 | 0 | 0 | 0 | 0 | 0 | 0 | 0 | 0
F2_Commercial_WA - College_New_Space Heating_Natural Gas_Gas Boiler - Insulate Steam Lines/Condensate Tank_A_Achievable Technical Potential | F2 | Commercial | WA - College | New | Space Heating | Natural Gas | Gas Boiler - Insulate Steam Lines/Condensate Tank | A | Integrated Unit Summer Peak Savings (kW) | Achievable Technical Potential | 0 | 0 | 0 | 0 | 0 | 0 | 0 | 0 | 0 | 0 | 0 | 0 | 0 | 0 | 0 | 0 | 0 | 0 | 0 | 0 | 0 | 0 | 0 | 0 | 0 | 0 | 0
F3_Commercial_WA - College_New_Space Heating_Natural Gas_Gas Boiler - Insulate Steam Lines/Condensate Tank_A_Achievable Technical Potential | F3 | Commercial | WA - College | New | Space Heating | Natural Gas | Gas Boiler - Insulate Steam Lines/Condensate Tank | A | Integrated Unit Winter Peak Savings (kW) | Achievable Technical Potential | 0 | 0 | 0 | 0 | 0 | 0 | 0 | 0 | 0 | 0 | 0 | 0 | 0 | 0 | 0 | 0 | 0 | 0 | 0 | 0 | 0 | 0 | 0 | 0 | 0 | 0 | 0
F4_Commercial_WA - College_New_Space Heating_Natural Gas_Gas Boiler - Insulate Steam Lines/Condensate Tank_A_Achievable Technical Potential | F4 | Commercial | WA - College | New | Space Heating | Natural Gas | Gas Boiler - Insulate Steam Lines/Condensate Tank | A | Incremental Energy Savings (MWh or mTherms) | Achievable Technical Potential | 0 | 0 | 0 | 0 | 0 | 0 | 0 | 0 | 0 | 0 | 0 | 0 | 0 | 0 | 0 | 0 | 0 | 0 | 0 | 0 | 0 | 0 | 0 | 0 | 0 | 0 | 0
F5_Commercial_WA - College_New_Space Heating_Natural Gas_Gas Boiler - Insulate Steam Lines/Condensate Tank_A_Achievable Technical Potential | F5 | Commercial | WA - College | New | Space Heating | Natural Gas | Gas Boiler - Insulate Steam Lines/Condensate Tank | A | Incremental Summer Peak Savings (MW) | Achievable Technical Potential | 0 | 0 | 0 | 0 | 0 | 0 | 0 | 0 | 0 | 0 | 0 | 0 | 0 | 0 | 0 | 0 | 0 | 0 | 0 | 0 | 0 | 0 | 0 | 0 | 0 | 0 | 0
F6_Commercial_WA - College_New_Space Heating_Natural Gas_Gas Boiler - Insulate Steam Lines/Condensate Tank_A_Achievable Technical Potential | F6 | Commercial | WA - College | New | Space Heating | Natural Gas | Gas Boiler - Insulate Steam Lines/Condensate Tank | A | Incremental Winter Peak Savings (MW) | Achievable Technical Potential | 0 | 0 | 0 | 0 | 0 | 0 | 0 | 0 | 0 | 0 | 0 | 0 | 0 | 0 | 0 | 0 | 0 | 0 | 0 | 0 | 0 | 0 | 0 | 0 | 0 | 0 | 0
F7_Commercial_WA - College_New_Space Heating_Natural Gas_Gas Boiler - Insulate Steam Lines/Condensate Tank_A_Achievable Technical Potential | F7 | Commercial | WA - College | New | Space Heating | Natural Gas | Gas Boiler - Insulate Steam Lines/Condensate Tank | A | Cumulative Energy Savings (MWh or mTherms) | Achievable Technical Potential | 0 | 0 | 0 | 0 | 0 | 0 | 0 | 0 | 0 | 0 | 0 | 0 | 0 | 0 | 0 | 0 | 0 | 0 | 0 | 0 | 0 | 0 | 0 | 0 | 0 | 0 | 0
F8_Commercial_WA - College_New_Space Heating_Natural Gas_Gas Boiler - Insulate Steam Lines/Condensate Tank_A_Achievable Technical Potential | F8 | Commercial | WA - College | New | Space Heating | Natural Gas | Gas Boiler - Insulate Steam Lines/Condensate Tank | A | Cumulative Summer Peak Savings (MW) | Achievable Technical Potential | 0 | 0 | 0 | 0 | 0 | 0 | 0 | 0 | 0 | 0 | 0 | 0 | 0 | 0 | 0 | 0 | 0 | 0 | 0 | 0 | 0 | 0 | 0 | 0 | 0 | 0 | 0
F9_Commercial_WA - College_New_Space Heating_Natural Gas_Gas Boiler - Insulate Steam Lines/Condensate Tank_A_Achievable Technical Potential | F9 | Commercial | WA - College | New | Space Heating | Natural Gas | Gas Boiler - Insulate Steam Lines/Condensate Tank | A | Cumulative Winter Peak Savings (MW) | Achievable Technical Potential | 0 | 0 | 0 | 0 | 0 | 0 | 0 | 0 | 0 | 0 | 0 | 0 | 0 | 0 | 0 | 0 | 0 | 0 | 0 | 0 | 0 | 0 | 0 | 0 | 0 | 0 | 0
F10_Commercial_WA - College_New_Space Heating_Natural Gas_Gas Boiler - Insulate Steam Lines/Condensate Tank_A_Achievable Technical Potential | F10 | Commercial | WA - College | New | Space Heating | Natural Gas | Gas Boiler - Insulate Steam Lines/Condensate Tank | A | Purchases (Incremental) | Achievable Technical Potential | 0 | 0 | 0 | 0 | 0 | 0 | 0 | 0 | 0 | 0 | 0 | 0 | 0 | 0 | 0 | 0 | 0 | 0 | 0 | 0 | 0 | 0 | 0 | 0 | 0 | 0 | 0
F11_Commercial_WA - College_New_Space Heating_Natural Gas_Gas Boiler - Insulate Steam Lines/Condensate Tank_A_Achievable Technical Potential | F11 | Commercial | WA - College | New | Space Heating | Natural Gas | Gas Boiler - Insulate Steam Lines/Condensate Tank | A | Purchases (Cumulative) | Achievable Technical Potential | 0 | 0 | 0 | 0 | 0 | 0 | 0 | 0 | 0 | 0 | 0 | 0 | 0 | 0 | 0 | 0 | 0 | 0 | 0 | 0 | 0 | 0 | 0 | 0 | 0 | 0 | 0
F1_Commercial_WA - College_New_Space Heating_Natural Gas_Gas Boiler - Insulate Hot Water Lines_A_Achievable Technical Potential | F1 | Commercial | WA - College | New | Space Heating | Natural Gas | Gas Boiler - Insulate Hot Water Lines | A | Integrated Unit Energy Savings (kWh or therms) | Achievable Technical Potential | 0 | 0 | 0 | 0 | 0 | 0 | 0 | 0 | 0 | 0 | 0 | 0 | 0 | 0 | 0 | 0 | 0 | 0 | 0 | 0 | 0 | 0 | 0 | 0 | 0 | 0 | 0
F2_Commercial_WA - College_New_Space Heating_Natural Gas_Gas Boiler - Insulate Hot Water Lines_A_Achievable Technical Potential | F2 | Commercial | WA - College | New | Space Heating | Natural Gas | Gas Boiler - Insulate Hot Water Lines | A | Integrated Unit Summer Peak Savings (kW) | Achievable Technical Potential | 0 | 0 | 0 | 0 | 0 | 0 | 0 | 0 | 0 | 0 | 0 | 0 | 0 | 0 | 0 | 0 | 0 | 0 | 0 | 0 | 0 | 0 | 0 | 0 | 0 | 0 | 0
F3_Commercial_WA - College_New_Space Heating_Natural Gas_Gas Boiler - Insulate Hot Water Lines_A_Achievable Technical Potential | F3 | Commercial | WA - College | New | Space Heating | Natural Gas | Gas Boiler - Insulate Hot Water Lines | A | Integrated Unit Winter Peak Savings (kW) | Achievable Technical Potential | 0 | 0 | 0 | 0 | 0 | 0 | 0 | 0 | 0 | 0 | 0 | 0 | 0 | 0 | 0 | 0 | 0 | 0 | 0 | 0 | 0 | 0 | 0 | 0 | 0 | 0 | 0
F4_Commercial_WA - College_New_Space Heating_Natural Gas_Gas Boiler - Insulate Hot Water Lines_A_Achievable Technical Potential | F4 | Commercial | WA - College | New | Space Heating | Natural Gas | Gas Boiler - Insulate Hot Water Lines | A | Incremental Energy Savings (MWh or mTherms) | Achievable Technical Potential | 0 | 0 | 0 | 0 | 0 | 0 | 0 | 0 | 0 | 0 | 0 | 0 | 0 | 0 | 0 | 0 | 0 | 0 | 0 | 0 | 0 | 0 | 0 | 0 | 0 | 0 | 0
F5_Commercial_WA - College_New_Space Heating_Natural Gas_Gas Boiler - Insulate Hot Water Lines_A_Achievable Technical Potential | F5 | Commercial | WA - College | New | Space Heating | Natural Gas | Gas Boiler - Insulate Hot Water Lines | A | Incremental Summer Peak Savings (MW) | Achievable Technical Potential | 0 | 0 | 0 | 0 | 0 | 0 | 0 | 0 | 0 | 0 | 0 | 0 | 0 | 0 | 0 | 0 | 0 | 0 | 0 | 0 | 0 | 0 | 0 | 0 | 0 | 0 | 0
F6_Commercial_WA - College_New_Space Heating_Natural Gas_Gas Boiler - Insulate Hot Water Lines_A_Achievable Technical Potential | F6 | Commercial | WA - College | New | Space Heating | Natural Gas | Gas Boiler - Insulate Hot Water Lines | A | Incremental Winter Peak Savings (MW) | Achievable Technical Potential | 0 | 0 | 0 | 0 | 0 | 0 | 0 | 0 | 0 | 0 | 0 | 0 | 0 | 0 | 0 | 0 | 0 | 0 | 0 | 0 | 0 | 0 | 0 | 0 | 0 | 0 | 0
F7_Commercial_WA - College_New_Space Heating_Natural Gas_Gas Boiler - Insulate Hot Water Lines_A_Achievable Technical Potential | F7 | Commercial | WA - College | New | Space Heating | Natural Gas | Gas Boiler - Insulate Hot Water Lines | A | Cumulative Energy Savings (MWh or mTherms) | Achievable Technical Potential | 0 | 0 | 0 | 0 | 0 | 0 | 0 | 0 | 0 | 0 | 0 | 0 | 0 | 0 | 0 | 0 | 0 | 0 | 0 | 0 | 0 | 0 | 0 | 0 | 0 | 0 | 0
F8_Commercial_WA - College_New_Space Heating_Natural Gas_Gas Boiler - Insulate Hot Water Lines_A_Achievable Technical Potential | F8 | Commercial | WA - College | New | Space Heating | Natural Gas | Gas Boiler - Insulate Hot Water Lines | A | Cumulative Summer Peak Savings (MW) | Achievable Technical Potential | 0 | 0 | 0 | 0 | 0 | 0 | 0 | 0 | 0 | 0 | 0 | 0 | 0 | 0 | 0 | 0 | 0 | 0 | 0 | 0 | 0 | 0 | 0 | 0 | 0 | 0 | 0
F9_Commercial_WA - College_New_Space Heating_Natural Gas_Gas Boiler - Insulate Hot Water Lines_A_Achievable Technical Potential | F9 | Commercial | WA - College | New | Space Heating | Natural Gas | Gas Boiler - Insulate Hot Water Lines | A | Cumulative Winter Peak Savings (MW) | Achievable Technical Potential | 0 | 0 | 0 | 0 | 0 | 0 | 0 | 0 | 0 | 0 | 0 | 0 | 0 | 0 | 0 | 0 | 0 | 0 | 0 | 0 | 0 | 0 | 0 | 0 | 0 | 0 | 0
F10_Commercial_WA - College_New_Space Heating_Natural Gas_Gas Boiler - Insulate Hot Water Lines_A_Achievable Technical Potential | F10 | Commercial | WA - College | New | Space Heating | Natural Gas | Gas Boiler - Insulate Hot Water Lines | A | Purchases (Incremental) | Achievable Technical Potential | 0 | 0 | 0 | 0 | 0 | 0 | 0 | 0 | 0 | 0 | 0 | 0 | 0 | 0 | 0 | 0 | 0 | 0 | 0 | 0 | 0 | 0 | 0 | 0 | 0 | 0 | 0
F11_Commercial_WA - College_New_Space Heating_Natural Gas_Gas Boiler - Insulate Hot Water Lines_A_Achievable Technical Potential | F11 | Commercial | WA - College | New | Space Heating | Natural Gas | Gas Boiler - Insulate Hot Water Lines | A | Purchases (Cumulative) | Achievable Technical Potential | 0 | 0 | 0 | 0 | 0 | 0 | 0 | 0 | 0 | 0 | 0 | 0 | 0 | 0 | 0 | 0 | 0 | 0 | 0 | 0 | 0 | 0 | 0 | 0 | 0 | 0 | 0
F1_Commercial_WA - College_New_Space Heating_Natural Gas_Condensing RTU_A_Achievable Technical Potential | F1 | Commercial | WA - College | New | Space Heating | Natural Gas | Condensing RTU | A | Integrated Unit Energy Savings (kWh or therms) | Achievable Technical Potential | 0 | 0 | 0 | 0 | 0 | 0 | 0 | 0 | 0 | 0 | 0 | 0 | 0 | 0 | 0 | 0 | 0 | 0 | 0 | 0 | 0 | 0 | 0 | 0 | 0 | 0 | 0
F2_Commercial_WA - College_New_Space Heating_Natural Gas_Condensing RTU_A_Achievable Technical Potential | F2 | Commercial | WA - College | New | Space Heating | Natural Gas | Condensing RTU | A | Integrated Unit Summer Peak Savings (kW) | Achievable Technical Potential | 0 | 0 | 0 | 0 | 0 | 0 | 0 | 0 | 0 | 0 | 0 | 0 | 0 | 0 | 0 | 0 | 0 | 0 | 0 | 0 | 0 | 0 | 0 | 0 | 0 | 0 | 0
F3_Commercial_WA - College_New_Space Heating_Natural Gas_Condensing RTU_A_Achievable Technical Potential | F3 | Commercial | WA - College | New | Space Heating | Natural Gas | Condensing RTU | A | Integrated Unit Winter Peak Savings (kW) | Achievable Technical Potential | 0 | 0 | 0 | 0 | 0 | 0 | 0 | 0 | 0 | 0 | 0 | 0 | 0 | 0 | 0 | 0 | 0 | 0 | 0 | 0 | 0 | 0 | 0 | 0 | 0 | 0 | 0
F4_Commercial_WA - College_New_Space Heating_Natural Gas_Condensing RTU_A_Achievable Technical Potential | F4 | Commercial | WA - College | New | Space Heating | Natural Gas | Condensing RTU | A | Incremental Energy Savings (MWh or mTherms) | Achievable Technical Potential | 0 | 0 | 0 | 0 | 0 | 0 | 0 | 0 | 0 | 0 | 0 | 0 | 0 | 0 | 0 | 0 | 0 | 0 | 0 | 0 | 0 | 0 | 0 | 0 | 0 | 0 | 0
F5_Commercial_WA - College_New_Space Heating_Natural Gas_Condensing RTU_A_Achievable Technical Potential | F5 | Commercial | WA - College | New | Space Heating | Natural Gas | Condensing RTU | A | Incremental Summer Peak Savings (MW) | Achievable Technical Potential | 0 | 0 | 0 | 0 | 0 | 0 | 0 | 0 | 0 | 0 | 0 | 0 | 0 | 0 | 0 | 0 | 0 | 0 | 0 | 0 | 0 | 0 | 0 | 0 | 0 | 0 | 0
F6_Commercial_WA - College_New_Space Heating_Natural Gas_Condensing RTU_A_Achievable Technical Potential | F6 | Commercial | WA - College | New | Space Heating | Natural Gas | Condensing RTU | A | Incremental Winter Peak Savings (MW) | Achievable Technical Potential | 0 | 0 | 0 | 0 | 0 | 0 | 0 | 0 | 0 | 0 | 0 | 0 | 0 | 0 | 0 | 0 | 0 | 0 | 0 | 0 | 0 | 0 | 0 | 0 | 0 | 0 | 0
F7_Commercial_WA - College_New_Space Heating_Natural Gas_Condensing RTU_A_Achievable Technical Potential | F7 | Commercial | WA - College | New | Space Heating | Natural Gas | Condensing RTU | A | Cumulative Energy Savings (MWh or mTherms) | Achievable Technical Potential | 0 | 0 | 0 | 0 | 0 | 0 | 0 | 0 | 0 | 0 | 0 | 0 | 0 | 0 | 0 | 0 | 0 | 0 | 0 | 0 | 0 | 0 | 0 | 0 | 0 | 0 | 0
F8_Commercial_WA - College_New_Space Heating_Natural Gas_Condensing RTU_A_Achievable Technical Potential | F8 | Commercial | WA - College | New | Space Heating | Natural Gas | Condensing RTU | A | Cumulative Summer Peak Savings (MW) | Achievable Technical Potential | 0 | 0 | 0 | 0 | 0 | 0 | 0 | 0 | 0 | 0 | 0 | 0 | 0 | 0 | 0 | 0 | 0 | 0 | 0 | 0 | 0 | 0 | 0 | 0 | 0 | 0 | 0
F9_Commercial_WA - College_New_Space Heating_Natural Gas_Condensing RTU_A_Achievable Technical Potential | F9 | Commercial | WA - College | New | Space Heating | Natural Gas | Condensing RTU | A | Cumulative Winter Peak Savings (MW) | Achievable Technical Potential | 0 | 0 | 0 | 0 | 0 | 0 | 0 | 0 | 0 | 0 | 0 | 0 | 0 | 0 | 0 | 0 | 0 | 0 | 0 | 0 | 0 | 0 | 0 | 0 | 0 | 0 | 0
F10_Commercial_WA - College_New_Space Heating_Natural Gas_Condensing RTU_A_Achievable Technical Potential | F10 | Commercial | WA - College | New | Space Heating | Natural Gas | Condensing RTU | A | Purchases (Incremental) | Achievable Technical Potential | 0 | 0 | 0 | 0 | 0 | 0 | 0 | 0 | 0 | 0 | 0 | 0 | 0 | 0 | 0 | 0 | 0 | 0 | 0 | 0 | 0 | 0 | 0 | 0 | 0 | 0 | 0
F11_Commercial_WA - College_New_Space Heating_Natural Gas_Condensing RTU_A_Achievable Technical Potential | F11 | Commercial | WA - College | New | Space Heating | Natural Gas | Condensing RTU | A | Purchases (Cumulative) | Achievable Technical Potential | 0 | 0 | 0 | 0 | 0 | 0 | 0 | 0 | 0 | 0 | 0 | 0 | 0 | 0 | 0 | 0 | 0 | 0 | 0 | 0 | 0 | 0 | 0 | 0 | 0 | 0 | 0
F1_Commercial_WA - College_New_Space Heating_Natural Gas_Hydronic Heating Radiator Replacement_A_Achievable Technical Potential | F1 | Commercial | WA - College | New | Space Heating | Natural Gas | Hydronic Heating Radiator Replacement | A | Integrated Unit Energy Savings (kWh or therms) | Achievable Technical Potential | 0 | 0 | 0 | 0 | 0 | 0 | 0 | 0 | 0 | 0 | 0 | 0 | 0 | 0 | 0 | 0 | 0 | 0 | 0 | 0 | 0 | 0 | 0 | 0 | 0 | 0 | 0
F2_Commercial_WA - College_New_Space Heating_Natural Gas_Hydronic Heating Radiator Replacement_A_Achievable Technical Potential | F2 | Commercial | WA - College | New | Space Heating | Natural Gas | Hydronic Heating Radiator Replacement | A | Integrated Unit Summer Peak Savings (kW) | Achievable Technical Potential | 0 | 0 | 0 | 0 | 0 | 0 | 0 | 0 | 0 | 0 | 0 | 0 | 0 | 0 | 0 | 0 | 0 | 0 | 0 | 0 | 0 | 0 | 0 | 0 | 0 | 0 | 0
F3_Commercial_WA - College_New_Space Heating_Natural Gas_Hydronic Heating Radiator Replacement_A_Achievable Technical Potential | F3 | Commercial | WA - College | New | Space Heating | Natural Gas | Hydronic Heating Radiator Replacement | A | Integrated Unit Winter Peak Savings (kW) | Achievable Technical Potential | 0 | 0 | 0 | 0 | 0 | 0 | 0 | 0 | 0 | 0 | 0 | 0 | 0 | 0 | 0 | 0 | 0 | 0 | 0 | 0 | 0 | 0 | 0 | 0 | 0 | 0 | 0
F4_Commercial_WA - College_New_Space Heating_Natural Gas_Hydronic Heating Radiator Replacement_A_Achievable Technical Potential | F4 | Commercial | WA - College | New | Space Heating | Natural Gas | Hydronic Heating Radiator Replacement | A | Incremental Energy Savings (MWh or mTherms) | Achievable Technical Potential | 0 | 0 | 0 | 0 | 0 | 0 | 0 | 0 | 0 | 0 | 0 | 0 | 0 | 0 | 0 | 0 | 0 | 0 | 0 | 0 | 0 | 0 | 0 | 0 | 0 | 0 | 0
F5_Commercial_WA - College_New_Space Heating_Natural Gas_Hydronic Heating Radiator Replacement_A_Achievable Technical Potential | F5 | Commercial | WA - College | New | Space Heating | Natural Gas | Hydronic Heating Radiator Replacement | A | Incremental Summer Peak Savings (MW) | Achievable Technical Potential | 0 | 0 | 0 | 0 | 0 | 0 | 0 | 0 | 0 | 0 | 0 | 0 | 0 | 0 | 0 | 0 | 0 | 0 | 0 | 0 | 0 | 0 | 0 | 0 | 0 | 0 | 0
F6_Commercial_WA - College_New_Space Heating_Natural Gas_Hydronic Heating Radiator Replacement_A_Achievable Technical Potential | F6 | Commercial | WA - College | New | Space Heating | Natural Gas | Hydronic Heating Radiator Replacement | A | Incremental Winter Peak Savings (MW) | Achievable Technical Potential | 0 | 0 | 0 | 0 | 0 | 0 | 0 | 0 | 0 | 0 | 0 | 0 | 0 | 0 | 0 | 0 | 0 | 0 | 0 | 0 | 0 | 0 | 0 | 0 | 0 | 0 | 0
F7_Commercial_WA - College_New_Space Heating_Natural Gas_Hydronic Heating Radiator Replacement_A_Achievable Technical Potential | F7 | Commercial | WA - College | New | Space Heating | Natural Gas | Hydronic Heating Radiator Replacement | A | Cumulative Energy Savings (MWh or mTherms) | Achievable Technical Potential | 0 | 0 | 0 | 0 | 0 | 0 | 0 | 0 | 0 | 0 | 0 | 0 | 0 | 0 | 0 | 0 | 0 | 0 | 0 | 0 | 0 | 0 | 0 | 0 | 0 | 0 | 0
F8_Commercial_WA - College_New_Space Heating_Natural Gas_Hydronic Heating Radiator Replacement_A_Achievable Technical Potential | F8 | Commercial | WA - College | New | Space Heating | Natural Gas | Hydronic Heating Radiator Replacement | A | Cumulative Summer Peak Savings (MW) | Achievable Technical Potential | 0 | 0 | 0 | 0 | 0 | 0 | 0 | 0 | 0 | 0 | 0 | 0 | 0 | 0 | 0 | 0 | 0 | 0 | 0 | 0 | 0 | 0 | 0 | 0 | 0 | 0 | 0
F9_Commercial_WA - College_New_Space Heating_Natural Gas_Hydronic Heating Radiator Replacement_A_Achievable Technical Potential | F9 | Commercial | WA - College | New | Space Heating | Natural Gas | Hydronic Heating Radiator Replacement | A | Cumulative Winter Peak Savings (MW) | Achievable Technical Potential | 0 | 0 | 0 | 0 | 0 | 0 | 0 | 0 | 0 | 0 | 0 | 0 | 0 | 0 | 0 | 0 | 0 | 0 | 0 | 0 | 0 | 0 | 0 | 0 | 0 | 0 | 0
F10_Commercial_WA - College_New_Space Heating_Natural Gas_Hydronic Heating Radiator Replacement_A_Achievable Technical Potential | F10 | Commercial | WA - College | New | Space Heating | Natural Gas | Hydronic Heating Radiator Replacement | A | Purchases (Incremental) | Achievable Technical Potential | 0 | 0 | 0 | 0 | 0 | 0 | 0 | 0 | 0 | 0 | 0 | 0 | 0 | 0 | 0 | 0 | 0 | 0 | 0 | 0 | 0 | 0 | 0 | 0 | 0 | 0 | 0
F11_Commercial_WA - College_New_Space Heating_Natural Gas_Hydronic Heating Radiator Replacement_A_Achievable Technical Potential | F11 | Commercial | WA - College | New | Space Heating | Natural Gas | Hydronic Heating Radiator Replacement | A | Purchases (Cumulative) | Achievable Technical Potential | 0 | 0 | 0 | 0 | 0 | 0 | 0 | 0 | 0 | 0 | 0 | 0 | 0 | 0 | 0 | 0 | 0 | 0 | 0 | 0 | 0 | 0 | 0 | 0 | 0 | 0 | 0
F1_Commercial_WA - College_New_Space Heating_Natural Gas_Thermostat - Connected_A_Achievable Technical Potential | F1 | Commercial | WA - College | New | Space Heating | Natural Gas | Thermostat - Connected | A | Integrated Unit Energy Savings (kWh or therms) | Achievable Technical Potential | 0 | 0 | 0 | 0 | 0 | 0 | 0 | 0 | 0 | 0 | 0 | 0 | 0 | 0 | 0 | 0 | 0 | 0 | 0 | 0 | 0 | 0 | 0 | 0 | 0 | 0 | 0
F2_Commercial_WA - College_New_Space Heating_Natural Gas_Thermostat - Connected_A_Achievable Technical Potential | F2 | Commercial | WA - College | New | Space Heating | Natural Gas | Thermostat - Connected | A | Integrated Unit Summer Peak Savings (kW) | Achievable Technical Potential | 0 | 0 | 0 | 0 | 0 | 0 | 0 | 0 | 0 | 0 | 0 | 0 | 0 | 0 | 0 | 0 | 0 | 0 | 0 | 0 | 0 | 0 | 0 | 0 | 0 | 0 | 0
F3_Commercial_WA - College_New_Space Heating_Natural Gas_Thermostat - Connected_A_Achievable Technical Potential | F3 | Commercial | WA - College | New | Space Heating | Natural Gas | Thermostat - Connected | A | Integrated Unit Winter Peak Savings (kW) | Achievable Technical Potential | 0 | 0 | 0 | 0 | 0 | 0 | 0 | 0 | 0 | 0 | 0 | 0 | 0 | 0 | 0 | 0 | 0 | 0 | 0 | 0 | 0 | 0 | 0 | 0 | 0 | 0 | 0
F4_Commercial_WA - College_New_Space Heating_Natural Gas_Thermostat - Connected_A_Achievable Technical Potential | F4 | Commercial | WA - College | New | Space Heating | Natural Gas | Thermostat - Connected | A | Incremental Energy Savings (MWh or mTherms) | Achievable Technical Potential | 0 | 0 | 0 | 0 | 0 | 0 | 0 | 0 | 0 | 0 | 0 | 0 | 0 | 0 | 0 | 0 | 0 | 0 | 0 | 0 | 0 | 0 | 0 | 0 | 0 | 0 | 0
F5_Commercial_WA - College_New_Space Heating_Natural Gas_Thermostat - Connected_A_Achievable Technical Potential | F5 | Commercial | WA - College | New | Space Heating | Natural Gas | Thermostat - Connected | A | Incremental Summer Peak Savings (MW) | Achievable Technical Potential | 0 | 0 | 0 | 0 | 0 | 0 | 0 | 0 | 0 | 0 | 0 | 0 | 0 | 0 | 0 | 0 | 0 | 0 | 0 | 0 | 0 | 0 | 0 | 0 | 0 | 0 | 0
F6_Commercial_WA - College_New_Space Heating_Natural Gas_Thermostat - Connected_A_Achievable Technical Potential | F6 | Commercial | WA - College | New | Space Heating | Natural Gas | Thermostat - Connected | A | Incremental Winter Peak Savings (MW) | Achievable Technical Potential | 0 | 0 | 0 | 0 | 0 | 0 | 0 | 0 | 0 | 0 | 0 | 0 | 0 | 0 | 0 | 0 | 0 | 0 | 0 | 0 | 0 | 0 | 0 | 0 | 0 | 0 | 0
F7_Commercial_WA - College_New_Space Heating_Natural Gas_Thermostat - Connected_A_Achievable Technical Potential | F7 | Commercial | WA - College | New | Space Heating | Natural Gas | Thermostat - Connected | A | Cumulative Energy Savings (MWh or mTherms) | Achievable Technical Potential | 0 | 0 | 0 | 0 | 0 | 0 | 0 | 0 | 0 | 0 | 0 | 0 | 0 | 0 | 0 | 0 | 0 | 0 | 0 | 0 | 0 | 0 | 0 | 0 | 0 | 0 | 0
F8_Commercial_WA - College_New_Space Heating_Natural Gas_Thermostat - Connected_A_Achievable Technical Potential | F8 | Commercial | WA - College | New | Space Heating | Natural Gas | Thermostat - Connected | A | Cumulative Summer Peak Savings (MW) | Achievable Technical Potential | 0 | 0 | 0 | 0 | 0 | 0 | 0 | 0 | 0 | 0 | 0 | 0 | 0 | 0 | 0 | 0 | 0 | 0 | 0 | 0 | 0 | 0 | 0 | 0 | 0 | 0 | 0
F9_Commercial_WA - College_New_Space Heating_Natural Gas_Thermostat - Connected_A_Achievable Technical Potential | F9 | Commercial | WA - College | New | Space Heating | Natural Gas | Thermostat - Connected | A | Cumulative Winter Peak Savings (MW) | Achievable Technical Potential | 0 | 0 | 0 | 0 | 0 | 0 | 0 | 0 | 0 | 0 | 0 | 0 | 0 | 0 | 0 | 0 | 0 | 0 | 0 | 0 | 0 | 0 | 0 | 0 | 0 | 0 | 0
F10_Commercial_WA - College_New_Space Heating_Natural Gas_Thermostat - Connected_A_Achievable Technical Potential | F10 | Commercial | WA - College | New | Space Heating | Natural Gas | Thermostat - Connected | A | Purchases (Incremental) | Achievable Technical Potential | 0 | 0 | 0 | 0 | 0 | 0 | 0 | 0 | 0 | 0 | 0 | 0 | 0 | 0 | 0 | 0 | 0 | 0 | 0 | 0 | 0 | 0 | 0 | 0 | 0 | 0 | 0
F11_Commercial_WA - College_New_Space Heating_Natural Gas_Thermostat - Connected_A_Achievable Technical Potential | F11 | Commercial | WA - College | New | Space Heating | Natural Gas | Thermostat - Connected | A | Purchases (Cumulative) | Achievable Technical Potential | 0 | 0 | 0 | 0 | 0 | 0 | 0 | 0 | 0 | 0 | 0 | 0 | 0 | 0 | 0 | 0 | 0 | 0 | 0 | 0 | 0 | 0 | 0 | 0 | 0 | 0 | 0
F1_Commercial_WA - College_New_Water Heating_Natural Gas_Water Heater - Thermostatic Shower Restriction Valve_A_Achievable Technical Potential | F1 | Commercial | WA - College | New | Water Heating | Natural Gas | Water Heater - Thermostatic Shower Restriction Valve | A | Integrated Unit Energy Savings (kWh or therms) | Achievable Technical Potential | 0 | 0 | 0 | 0 | 0 | 0 | 0 | 0 | 0 | 0 | 0 | 0 | 0 | 0 | 0 | 0 | 0 | 0 | 0 | 0 | 0 | 0 | 0 | 0 | 0 | 0 | 0
F2_Commercial_WA - College_New_Water Heating_Natural Gas_Water Heater - Thermostatic Shower Restriction Valve_A_Achievable Technical Potential | F2 | Commercial | WA - College | New | Water Heating | Natural Gas | Water Heater - Thermostatic Shower Restriction Valve | A | Integrated Unit Summer Peak Savings (kW) | Achievable Technical Potential | 0 | 0 | 0 | 0 | 0 | 0 | 0 | 0 | 0 | 0 | 0 | 0 | 0 | 0 | 0 | 0 | 0 | 0 | 0 | 0 | 0 | 0 | 0 | 0 | 0 | 0 | 0
F3_Commercial_WA - College_New_Water Heating_Natural Gas_Water Heater - Thermostatic Shower Restriction Valve_A_Achievable Technical Potential | F3 | Commercial | WA - College | New | Water Heating | Natural Gas | Water Heater - Thermostatic Shower Restriction Valve | A | Integrated Unit Winter Peak Savings (kW) | Achievable Technical Potential | 0 | 0 | 0 | 0 | 0 | 0 | 0 | 0 | 0 | 0 | 0 | 0 | 0 | 0 | 0 | 0 | 0 | 0 | 0 | 0 | 0 | 0 | 0 | 0 | 0 | 0 | 0
F4_Commercial_WA - College_New_Water Heating_Natural Gas_Water Heater - Thermostatic Shower Restriction Valve_A_Achievable Technical Potential | F4 | Commercial | WA - College | New | Water Heating | Natural Gas | Water Heater - Thermostatic Shower Restriction Valve | A | Incremental Energy Savings (MWh or mTherms) | Achievable Technical Potential | 0 | 0 | 0 | 0 | 0 | 0 | 0 | 0 | 0 | 0 | 0 | 0 | 0 | 0 | 0 | 0 | 0 | 0 | 0 | 0 | 0 | 0 | 0 | 0 | 0 | 0 | 0
F5_Commercial_WA - College_New_Water Heating_Natural Gas_Water Heater - Thermostatic Shower Restriction Valve_A_Achievable Technical Potential | F5 | Commercial | WA - College | New | Water Heating | Natural Gas | Water Heater - Thermostatic Shower Restriction Valve | A | Incremental Summer Peak Savings (MW) | Achievable Technical Potential | 0 | 0 | 0 | 0 | 0 | 0 | 0 | 0 | 0 | 0 | 0 | 0 | 0 | 0 | 0 | 0 | 0 | 0 | 0 | 0 | 0 | 0 | 0 | 0 | 0 | 0 | 0
F6_Commercial_WA - College_New_Water Heating_Natural Gas_Water Heater - Thermostatic Shower Restriction Valve_A_Achievable Technical Potential | F6 | Commercial | WA - College | New | Water Heating | Natural Gas | Water Heater - Thermostatic Shower Restriction Valve | A | Incremental Winter Peak Savings (MW) | Achievable Technical Potential | 0 | 0 | 0 | 0 | 0 | 0 | 0 | 0 | 0 | 0 | 0 | 0 | 0 | 0 | 0 | 0 | 0 | 0 | 0 | 0 | 0 | 0 | 0 | 0 | 0 | 0 | 0
F7_Commercial_WA - College_New_Water Heating_Natural Gas_Water Heater - Thermostatic Shower Restriction Valve_A_Achievable Technical Potential | F7 | Commercial | WA - College | New | Water Heating | Natural Gas | Water Heater - Thermostatic Shower Restriction Valve | A | Cumulative Energy Savings (MWh or mTherms) | Achievable Technical Potential | 0 | 0 | 0 | 0 | 0 | 0 | 0 | 0 | 0 | 0 | 0 | 0 | 0 | 0 | 0 | 0 | 0 | 0 | 0 | 0 | 0 | 0 | 0 | 0 | 0 | 0 | 0
F8_Commercial_WA - College_New_Water Heating_Natural Gas_Water Heater - Thermostatic Shower Restriction Valve_A_Achievable Technical Potential | F8 | Commercial | WA - College | New | Water Heating | Natural Gas | Water Heater - Thermostatic Shower Restriction Valve | A | Cumulative Summer Peak Savings (MW) | Achievable Technical Potential | 0 | 0 | 0 | 0 | 0 | 0 | 0 | 0 | 0 | 0 | 0 | 0 | 0 | 0 | 0 | 0 | 0 | 0 | 0 | 0 | 0 | 0 | 0 | 0 | 0 | 0 | 0
F9_Commercial_WA - College_New_Water Heating_Natural Gas_Water Heater - Thermostatic Shower Restriction Valve_A_Achievable Technical Potential | F9 | Commercial | WA - College | New | Water Heating | Natural Gas | Water Heater - Thermostatic Shower Restriction Valve | A | Cumulative Winter Peak Savings (MW) | Achievable Technical Potential | 0 | 0 | 0 | 0 | 0 | 0 | 0 | 0 | 0 | 0 | 0 | 0 | 0 | 0 | 0 | 0 | 0 | 0 | 0 | 0 | 0 | 0 | 0 | 0 | 0 | 0 | 0
F10_Commercial_WA - College_New_Water Heating_Natural Gas_Water Heater - Thermostatic Shower Restriction Valve_A_Achievable Technical Potential | F10 | Commercial | WA - College | New | Water Heating | Natural Gas | Water Heater - Thermostatic Shower Restriction Valve | A | Purchases (Incremental) | Achievable Technical Potential | 0 | 0 | 0 | 0 | 0 | 0 | 0 | 0 | 0 | 0 | 0 | 0 | 0 | 0 | 0 | 0 | 0 | 0 | 0 | 0 | 0 | 0 | 0 | 0 | 0 | 0 | 0
F11_Commercial_WA - College_New_Water Heating_Natural Gas_Water Heater - Thermostatic Shower Restriction Valve_A_Achievable Technical Potential | F11 | Commercial | WA - College | New | Water Heating | Natural Gas | Water Heater - Thermostatic Shower Restriction Valve | A | Purchases (Cumulative) | Achievable Technical Potential | 0 | 0 | 0 | 0 | 0 | 0 | 0 | 0 | 0 | 0 | 0 | 0 | 0 | 0 | 0 | 0 | 0 | 0 | 0 | 0 | 0 | 0 | 0 | 0 | 0 | 0 | 0
F1_Commercial_WA - College_New_Water Heating_Natural Gas_Water Heater - Pre-Rinse Spray Valve_A_Achievable Technical Potential | F1 | Commercial | WA - College | New | Water Heating | Natural Gas | Water Heater - Pre-Rinse Spray Valve | A | Integrated Unit Energy Savings (kWh or therms) | Achievable Technical Potential | 0 | 0 | 0 | 0 | 0 | 0 | 0 | 0 | 0 | 0 | 0 | 0 | 0 | 0 | 0 | 0 | 0 | 0 | 0 | 0 | 0 | 0 | 0 | 0 | 0 | 0 | 0
F2_Commercial_WA - College_New_Water Heating_Natural Gas_Water Heater - Pre-Rinse Spray Valve_A_Achievable Technical Potential | F2 | Commercial | WA - College | New | Water Heating | Natural Gas | Water Heater - Pre-Rinse Spray Valve | A | Integrated Unit Summer Peak Savings (kW) | Achievable Technical Potential | 0 | 0 | 0 | 0 | 0 | 0 | 0 | 0 | 0 | 0 | 0 | 0 | 0 | 0 | 0 | 0 | 0 | 0 | 0 | 0 | 0 | 0 | 0 | 0 | 0 | 0 | 0
F3_Commercial_WA - College_New_Water Heating_Natural Gas_Water Heater - Pre-Rinse Spray Valve_A_Achievable Technical Potential | F3 | Commercial | WA - College | New | Water Heating | Natural Gas | Water Heater - Pre-Rinse Spray Valve | A | Integrated Unit Winter Peak Savings (kW) | Achievable Technical Potential | 0 | 0 | 0 | 0 | 0 | 0 | 0 | 0 | 0 | 0 | 0 | 0 | 0 | 0 | 0 | 0 | 0 | 0 | 0 | 0 | 0 | 0 | 0 | 0 | 0 | 0 | 0
F4_Commercial_WA - College_New_Water Heating_Natural Gas_Water Heater - Pre-Rinse Spray Valve_A_Achievable Technical Potential | F4 | Commercial | WA - College | New | Water Heating | Natural Gas | Water Heater - Pre-Rinse Spray Valve | A | Incremental Energy Savings (MWh or mTherms) | Achievable Technical Potential | 0 | 0 | 0 | 0 | 0 | 0 | 0 | 0 | 0 | 0 | 0 | 0 | 0 | 0 | 0 | 0 | 0 | 0 | 0 | 0 | 0 | 0 | 0 | 0 | 0 | 0 | 0
F5_Commercial_WA - College_New_Water Heating_Natural Gas_Water Heater - Pre-Rinse Spray Valve_A_Achievable Technical Potential | F5 | Commercial | WA - College | New | Water Heating | Natural Gas | Water Heater - Pre-Rinse Spray Valve | A | Incremental Summer Peak Savings (MW) | Achievable Technical Potential | 0 | 0 | 0 | 0 | 0 | 0 | 0 | 0 | 0 | 0 | 0 | 0 | 0 | 0 | 0 | 0 | 0 | 0 | 0 | 0 | 0 | 0 | 0 | 0 | 0 | 0 | 0
F6_Commercial_WA - College_New_Water Heating_Natural Gas_Water Heater - Pre-Rinse Spray Valve_A_Achievable Technical Potential | F6 | Commercial | WA - College | New | Water Heating | Natural Gas | Water Heater - Pre-Rinse Spray Valve | A | Incremental Winter Peak Savings (MW) | Achievable Technical Potential | 0 | 0 | 0 | 0 | 0 | 0 | 0 | 0 | 0 | 0 | 0 | 0 | 0 | 0 | 0 | 0 | 0 | 0 | 0 | 0 | 0 | 0 | 0 | 0 | 0 | 0 | 0
F7_Commercial_WA - College_New_Water Heating_Natural Gas_Water Heater - Pre-Rinse Spray Valve_A_Achievable Technical Potential | F7 | Commercial | WA - College | New | Water Heating | Natural Gas | Water Heater - Pre-Rinse Spray Valve | A | Cumulative Energy Savings (MWh or mTherms) | Achievable Technical Potential | 0 | 0 | 0 | 0 | 0 | 0 | 0 | 0 | 0 | 0 | 0 | 0 | 0 | 0 | 0 | 0 | 0 | 0 | 0 | 0 | 0 | 0 | 0 | 0 | 0 | 0 | 0
F8_Commercial_WA - College_New_Water Heating_Natural Gas_Water Heater - Pre-Rinse Spray Valve_A_Achievable Technical Potential | F8 | Commercial | WA - College | New | Water Heating | Natural Gas | Water Heater - Pre-Rinse Spray Valve | A | Cumulative Summer Peak Savings (MW) | Achievable Technical Potential | 0 | 0 | 0 | 0 | 0 | 0 | 0 | 0 | 0 | 0 | 0 | 0 | 0 | 0 | 0 | 0 | 0 | 0 | 0 | 0 | 0 | 0 | 0 | 0 | 0 | 0 | 0
F9_Commercial_WA - College_New_Water Heating_Natural Gas_Water Heater - Pre-Rinse Spray Valve_A_Achievable Technical Potential | F9 | Commercial | WA - College | New | Water Heating | Natural Gas | Water Heater - Pre-Rinse Spray Valve | A | Cumulative Winter Peak Savings (MW) | Achievable Technical Potential | 0 | 0 | 0 | 0 | 0 | 0 | 0 | 0 | 0 | 0 | 0 | 0 | 0 | 0 | 0 | 0 | 0 | 0 | 0 | 0 | 0 | 0 | 0 | 0 | 0 | 0 | 0
F10_Commercial_WA - College_New_Water Heating_Natural Gas_Water Heater - Pre-Rinse Spray Valve_A_Achievable Technical Potential | F10 | Commercial | WA - College | New | Water Heating | Natural Gas | Water Heater - Pre-Rinse Spray Valve | A | Purchases (Incremental) | Achievable Technical Potential | 0 | 0 | 0 | 0 | 0 | 0 | 0 | 0 | 0 | 0 | 0 | 0 | 0 | 0 | 0 | 0 | 0 | 0 | 0 | 0 | 0 | 0 | 0 | 0 | 0 | 0 | 0
F11_Commercial_WA - College_New_Water Heating_Natural Gas_Water Heater - Pre-Rinse Spray Valve_A_Achievable Technical Potential | F11 | Commercial | WA - College | New | Water Heating | Natural Gas | Water Heater - Pre-Rinse Spray Valve | A | Purchases (Cumulative) | Achievable Technical Potential | 0 | 0 | 0 | 0 | 0 | 0 | 0 | 0 | 0 | 0 | 0 | 0 | 0 | 0 | 0 | 0 | 0 | 0 | 0 | 0 | 0 | 0 | 0 | 0 | 0 | 0 | 0
F1_Commercial_WA - College_New_Water Heating_Natural Gas_Water Heater - Temperature Setback_A_Achievable Technical Potential | F1 | Commercial | WA - College | New | Water Heating | Natural Gas | Water Heater - Temperature Setback | A | Integrated Unit Energy Savings (kWh or therms) | Achievable Technical Potential | 0 | 0 | 0 | 0 | 0 | 0 | 0 | 0 | 0 | 0 | 0 | 0 | 0 | 0 | 0 | 0 | 0 | 0 | 0 | 0 | 0 | 0 | 0 | 0 | 0 | 0 | 0
F2_Commercial_WA - College_New_Water Heating_Natural Gas_Water Heater - Temperature Setback_A_Achievable Technical Potential | F2 | Commercial | WA - College | New | Water Heating | Natural Gas | Water Heater - Temperature Setback | A | Integrated Unit Summer Peak Savings (kW) | Achievable Technical Potential | 0 | 0 | 0 | 0 | 0 | 0 | 0 | 0 | 0 | 0 | 0 | 0 | 0 | 0 | 0 | 0 | 0 | 0 | 0 | 0 | 0 | 0 | 0 | 0 | 0 | 0 | 0
F3_Commercial_WA - College_New_Water Heating_Natural Gas_Water Heater - Temperature Setback_A_Achievable Technical Potential | F3 | Commercial | WA - College | New | Water Heating | Natural Gas | Water Heater - Temperature Setback | A | Integrated Unit Winter Peak Savings (kW) | Achievable Technical Potential | 0 | 0 | 0 | 0 | 0 | 0 | 0 | 0 | 0 | 0 | 0 | 0 | 0 | 0 | 0 | 0 | 0 | 0 | 0 | 0 | 0 | 0 | 0 | 0 | 0 | 0 | 0
F4_Commercial_WA - College_New_Water Heating_Natural Gas_Water Heater - Temperature Setback_A_Achievable Technical Potential | F4 | Commercial | WA - College | New | Water Heating | Natural Gas | Water Heater - Temperature Setback | A | Incremental Energy Savings (MWh or mTherms) | Achievable Technical Potential | 0 | 0 | 0 | 0 | 0 | 0 | 0 | 0 | 0 | 0 | 0 | 0 | 0 | 0 | 0 | 0 | 0 | 0 | 0 | 0 | 0 | 0 | 0 | 0 | 0 | 0 | 0
F5_Commercial_WA - College_New_Water Heating_Natural Gas_Water Heater - Temperature Setback_A_Achievable Technical Potential | F5 | Commercial | WA - College | New | Water Heating | Natural Gas | Water Heater - Temperature Setback | A | Incremental Summer Peak Savings (MW) | Achievable Technical Potential | 0 | 0 | 0 | 0 | 0 | 0 | 0 | 0 | 0 | 0 | 0 | 0 | 0 | 0 | 0 | 0 | 0 | 0 | 0 | 0 | 0 | 0 | 0 | 0 | 0 | 0 | 0
F6_Commercial_WA - College_New_Water Heating_Natural Gas_Water Heater - Temperature Setback_A_Achievable Technical Potential | F6 | Commercial | WA - College | New | Water Heating | Natural Gas | Water Heater - Temperature Setback | A | Incremental Winter Peak Savings (MW) | Achievable Technical Potential | 0 | 0 | 0 | 0 | 0 | 0 | 0 | 0 | 0 | 0 | 0 | 0 | 0 | 0 | 0 | 0 | 0 | 0 | 0 | 0 | 0 | 0 | 0 | 0 | 0 | 0 | 0
F7_Commercial_WA - College_New_Water Heating_Natural Gas_Water Heater - Temperature Setback_A_Achievable Technical Potential | F7 | Commercial | WA - College | New | Water Heating | Natural Gas | Water Heater - Temperature Setback | A | Cumulative Energy Savings (MWh or mTherms) | Achievable Technical Potential | 0 | 0 | 0 | 0 | 0 | 0 | 0 | 0 | 0 | 0 | 0 | 0 | 0 | 0 | 0 | 0 | 0 | 0 | 0 | 0 | 0 | 0 | 0 | 0 | 0 | 0 | 0
F8_Commercial_WA - College_New_Water Heating_Natural Gas_Water Heater - Temperature Setback_A_Achievable Technical Potential | F8 | Commercial | WA - College | New | Water Heating | Natural Gas | Water Heater - Temperature Setback | A | Cumulative Summer Peak Savings (MW) | Achievable Technical Potential | 0 | 0 | 0 | 0 | 0 | 0 | 0 | 0 | 0 | 0 | 0 | 0 | 0 | 0 | 0 | 0 | 0 | 0 | 0 | 0 | 0 | 0 | 0 | 0 | 0 | 0 | 0
F9_Commercial_WA - College_New_Water Heating_Natural Gas_Water Heater - Temperature Setback_A_Achievable Technical Potential | F9 | Commercial | WA - College | New | Water Heating | Natural Gas | Water Heater - Temperature Setback | A | Cumulative Winter Peak Savings (MW) | Achievable Technical Potential | 0 | 0 | 0 | 0 | 0 | 0 | 0 | 0 | 0 | 0 | 0 | 0 | 0 | 0 | 0 | 0 | 0 | 0 | 0 | 0 | 0 | 0 | 0 | 0 | 0 | 0 | 0
F10_Commercial_WA - College_New_Water Heating_Natural Gas_Water Heater - Temperature Setback_A_Achievable Technical Potential | F10 | Commercial | WA - College | New | Water Heating | Natural Gas | Water Heater - Temperature Setback | A | Purchases (Incremental) | Achievable Technical Potential | 0 | 0 | 0 | 0 | 0 | 0 | 0 | 0 | 0 | 0 | 0 | 0 | 0 | 0 | 0 | 0 | 0 | 0 | 0 | 0 | 0 | 0 | 0 | 0 | 0 | 0 | 0
F11_Commercial_WA - College_New_Water Heating_Natural Gas_Water Heater - Temperature Setback_A_Achievable Technical Potential | F11 | Commercial | WA - College | New | Water Heating | Natural Gas | Water Heater - Temperature Setback | A | Purchases (Cumulative) | Achievable Technical Potential | 0 | 0 | 0 | 0 | 0 | 0 | 0 | 0 | 0 | 0 | 0 | 0 | 0 | 0 | 0 | 0 | 0 | 0 | 0 | 0 | 0 | 0 | 0 | 0 | 0 | 0 | 0
F1_Commercial_WA - College_New_Water Heating_Natural Gas_Water Heater - Faucet Aerators_A_Achievable Technical Potential | F1 | Commercial | WA - College | New | Water Heating | Natural Gas | Water Heater - Faucet Aerators | A | Integrated Unit Energy Savings (kWh or therms) | Achievable Technical Potential | 0 | 0 | 0 | 0 | 0 | 0 | 0 | 0 | 0 | 0 | 0 | 0 | 0 | 0 | 0 | 0 | 0 | 0 | 0 | 0 | 0 | 0 | 0 | 0 | 0 | 0 | 0
F2_Commercial_WA - College_New_Water Heating_Natural Gas_Water Heater - Faucet Aerators_A_Achievable Technical Potential | F2 | Commercial | WA - College | New | Water Heating | Natural Gas | Water Heater - Faucet Aerators | A | Integrated Unit Summer Peak Savings (kW) | Achievable Technical Potential | 0 | 0 | 0 | 0 | 0 | 0 | 0 | 0 | 0 | 0 | 0 | 0 | 0 | 0 | 0 | 0 | 0 | 0 | 0 | 0 | 0 | 0 | 0 | 0 | 0 | 0 | 0
F3_Commercial_WA - College_New_Water Heating_Natural Gas_Water Heater - Faucet Aerators_A_Achievable Technical Potential | F3 | Commercial | WA - College | New | Water Heating | Natural Gas | Water Heater - Faucet Aerators | A | Integrated Unit Winter Peak Savings (kW) | Achievable Technical Potential | 0 | 0 | 0 | 0 | 0 | 0 | 0 | 0 | 0 | 0 | 0 | 0 | 0 | 0 | 0 | 0 | 0 | 0 | 0 | 0 | 0 | 0 | 0 | 0 | 0 | 0 | 0
F4_Commercial_WA - College_New_Water Heating_Natural Gas_Water Heater - Faucet Aerators_A_Achievable Technical Potential | F4 | Commercial | WA - College | New | Water Heating | Natural Gas | Water Heater - Faucet Aerators | A | Incremental Energy Savings (MWh or mTherms) | Achievable Technical Potential | 0 | 0 | 0 | 0 | 0 | 0 | 0 | 0 | 0 | 0 | 0 | 0 | 0 | 0 | 0 | 0 | 0 | 0 | 0 | 0 | 0 | 0 | 0 | 0 | 0 | 0 | 0
F5_Commercial_WA - College_New_Water Heating_Natural Gas_Water Heater - Faucet Aerators_A_Achievable Technical Potential | F5 | Commercial | WA - College | New | Water Heating | Natural Gas | Water Heater - Faucet Aerators | A | Incremental Summer Peak Savings (MW) | Achievable Technical Potential | 0 | 0 | 0 | 0 | 0 | 0 | 0 | 0 | 0 | 0 | 0 | 0 | 0 | 0 | 0 | 0 | 0 | 0 | 0 | 0 | 0 | 0 | 0 | 0 | 0 | 0 | 0
F6_Commercial_WA - College_New_Water Heating_Natural Gas_Water Heater - Faucet Aerators_A_Achievable Technical Potential | F6 | Commercial | WA - College | New | Water Heating | Natural Gas | Water Heater - Faucet Aerators | A | Incremental Winter Peak Savings (MW) | Achievable Technical Potential | 0 | 0 | 0 | 0 | 0 | 0 | 0 | 0 | 0 | 0 | 0 | 0 | 0 | 0 | 0 | 0 | 0 | 0 | 0 | 0 | 0 | 0 | 0 | 0 | 0 | 0 | 0
F7_Commercial_WA - College_New_Water Heating_Natural Gas_Water Heater - Faucet Aerators_A_Achievable Technical Potential | F7 | Commercial | WA - College | New | Water Heating | Natural Gas | Water Heater - Faucet Aerators | A | Cumulative Energy Savings (MWh or mTherms) | Achievable Technical Potential | 0 | 0 | 0 | 0 | 0 | 0 | 0 | 0 | 0 | 0 | 0 | 0 | 0 | 0 | 0 | 0 | 0 | 0 | 0 | 0 | 0 | 0 | 0 | 0 | 0 | 0 | 0
F8_Commercial_WA - College_New_Water Heating_Natural Gas_Water Heater - Faucet Aerators_A_Achievable Technical Potential | F8 | Commercial | WA - College | New | Water Heating | Natural Gas | Water Heater - Faucet Aerators | A | Cumulative Summer Peak Savings (MW) | Achievable Technical Potential | 0 | 0 | 0 | 0 | 0 | 0 | 0 | 0 | 0 | 0 | 0 | 0 | 0 | 0 | 0 | 0 | 0 | 0 | 0 | 0 | 0 | 0 | 0 | 0 | 0 | 0 | 0
F9_Commercial_WA - College_New_Water Heating_Natural Gas_Water Heater - Faucet Aerators_A_Achievable Technical Potential | F9 | Commercial | WA - College | New | Water Heating | Natural Gas | Water Heater - Faucet Aerators | A | Cumulative Winter Peak Savings (MW) | Achievable Technical Potential | 0 | 0 | 0 | 0 | 0 | 0 | 0 | 0 | 0 | 0 | 0 | 0 | 0 | 0 | 0 | 0 | 0 | 0 | 0 | 0 | 0 | 0 | 0 | 0 | 0 | 0 | 0
F10_Commercial_WA - College_New_Water Heating_Natural Gas_Water Heater - Faucet Aerators_A_Achievable Technical Potential | F10 | Commercial | WA - College | New | Water Heating | Natural Gas | Water Heater - Faucet Aerators | A | Purchases (Incremental) | Achievable Technical Potential | 0 | 0 | 0 | 0 | 0 | 0 | 0 | 0 | 0 | 0 | 0 | 0 | 0 | 0 | 0 | 0 | 0 | 0 | 0 | 0 | 0 | 0 | 0 | 0 | 0 | 0 | 0
F11_Commercial_WA - College_New_Water Heating_Natural Gas_Water Heater - Faucet Aerators_A_Achievable Technical Potential | F11 | Commercial | WA - College | New | Water Heating | Natural Gas | Water Heater - Faucet Aerators | A | Purchases (Cumulative) | Achievable Technical Potential | 0 | 0 | 0 | 0 | 0 | 0 | 0 | 0 | 0 | 0 | 0 | 0 | 0 | 0 | 0 | 0 | 0 | 0 | 0 | 0 | 0 | 0 | 0 | 0 | 0 | 0 | 0
F1_Commercial_WA - College_New_Water Heating_Natural Gas_Water Heater - Low-Flow Showerheads_A_Achievable Technical Potential | F1 | Commercial | WA - College | New | Water Heating | Natural Gas | Water Heater - Low-Flow Showerheads | A | Integrated Unit Energy Savings (kWh or therms) | Achievable Technical Potential | 0 | 0 | 0 | 0 | 0 | 0 | 0 | 0 | 0 | 0 | 0 | 0 | 0 | 0 | 0 | 0 | 0 | 0 | 0 | 0 | 0 | 0 | 0 | 0 | 0 | 0 | 0
F2_Commercial_WA - College_New_Water Heating_Natural Gas_Water Heater - Low-Flow Showerheads_A_Achievable Technical Potential | F2 | Commercial | WA - College | New | Water Heating | Natural Gas | Water Heater - Low-Flow Showerheads | A | Integrated Unit Summer Peak Savings (kW) | Achievable Technical Potential | 0 | 0 | 0 | 0 | 0 | 0 | 0 | 0 | 0 | 0 | 0 | 0 | 0 | 0 | 0 | 0 | 0 | 0 | 0 | 0 | 0 | 0 | 0 | 0 | 0 | 0 | 0
F3_Commercial_WA - College_New_Water Heating_Natural Gas_Water Heater - Low-Flow Showerheads_A_Achievable Technical Potential | F3 | Commercial | WA - College | New | Water Heating | Natural Gas | Water Heater - Low-Flow Showerheads | A | Integrated Unit Winter Peak Savings (kW) | Achievable Technical Potential | 0 | 0 | 0 | 0 | 0 | 0 | 0 | 0 | 0 | 0 | 0 | 0 | 0 | 0 | 0 | 0 | 0 | 0 | 0 | 0 | 0 | 0 | 0 | 0 | 0 | 0 | 0
F4_Commercial_WA - College_New_Water Heating_Natural Gas_Water Heater - Low-Flow Showerheads_A_Achievable Technical Potential | F4 | Commercial | WA - College | New | Water Heating | Natural Gas | Water Heater - Low-Flow Showerheads | A | Incremental Energy Savings (MWh or mTherms) | Achievable Technical Potential | 0 | 0 | 0 | 0 | 0 | 0 | 0 | 0 | 0 | 0 | 0 | 0 | 0 | 0 | 0 | 0 | 0 | 0 | 0 | 0 | 0 | 0 | 0 | 0 | 0 | 0 | 0
F5_Commercial_WA - College_New_Water Heating_Natural Gas_Water Heater - Low-Flow Showerheads_A_Achievable Technical Potential | F5 | Commercial | WA - College | New | Water Heating | Natural Gas | Water Heater - Low-Flow Showerheads | A | Incremental Summer Peak Savings (MW) | Achievable Technical Potential | 0 | 0 | 0 | 0 | 0 | 0 | 0 | 0 | 0 | 0 | 0 | 0 | 0 | 0 | 0 | 0 | 0 | 0 | 0 | 0 | 0 | 0 | 0 | 0 | 0 | 0 | 0
F6_Commercial_WA - College_New_Water Heating_Natural Gas_Water Heater - Low-Flow Showerheads_A_Achievable Technical Potential | F6 | Commercial | WA - College | New | Water Heating | Natural Gas | Water Heater - Low-Flow Showerheads | A | Incremental Winter Peak Savings (MW) | Achievable Technical Potential | 0 | 0 | 0 | 0 | 0 | 0 | 0 | 0 | 0 | 0 | 0 | 0 | 0 | 0 | 0 | 0 | 0 | 0 | 0 | 0 | 0 | 0 | 0 | 0 | 0 | 0 | 0
F7_Commercial_WA - College_New_Water Heating_Natural Gas_Water Heater - Low-Flow Showerheads_A_Achievable Technical Potential | F7 | Commercial | WA - College | New | Water Heating | Natural Gas | Water Heater - Low-Flow Showerheads | A | Cumulative Energy Savings (MWh or mTherms) | Achievable Technical Potential | 0 | 0 | 0 | 0 | 0 | 0 | 0 | 0 | 0 | 0 | 0 | 0 | 0 | 0 | 0 | 0 | 0 | 0 | 0 | 0 | 0 | 0 | 0 | 0 | 0 | 0 | 0
F8_Commercial_WA - College_New_Water Heating_Natural Gas_Water Heater - Low-Flow Showerheads_A_Achievable Technical Potential | F8 | Commercial | WA - College | New | Water Heating | Natural Gas | Water Heater - Low-Flow Showerheads | A | Cumulative Summer Peak Savings (MW) | Achievable Technical Potential | 0 | 0 | 0 | 0 | 0 | 0 | 0 | 0 | 0 | 0 | 0 | 0 | 0 | 0 | 0 | 0 | 0 | 0 | 0 | 0 | 0 | 0 | 0 | 0 | 0 | 0 | 0
F9_Commercial_WA - College_New_Water Heating_Natural Gas_Water Heater - Low-Flow Showerheads_A_Achievable Technical Potential | F9 | Commercial | WA - College | New | Water Heating | Natural Gas | Water Heater - Low-Flow Showerheads | A | Cumulative Winter Peak Savings (MW) | Achievable Technical Potential | 0 | 0 | 0 | 0 | 0 | 0 | 0 | 0 | 0 | 0 | 0 | 0 | 0 | 0 | 0 | 0 | 0 | 0 | 0 | 0 | 0 | 0 | 0 | 0 | 0 | 0 | 0
F10_Commercial_WA - College_New_Water Heating_Natural Gas_Water Heater - Low-Flow Showerheads_A_Achievable Technical Potential | F10 | Commercial | WA - College | New | Water Heating | Natural Gas | Water Heater - Low-Flow Showerheads | A | Purchases (Incremental) | Achievable Technical Potential | 0 | 0 | 0 | 0 | 0 | 0 | 0 | 0 | 0 | 0 | 0 | 0 | 0 | 0 | 0 | 0 | 0 | 0 | 0 | 0 | 0 | 0 | 0 | 0 | 0 | 0 | 0
F11_Commercial_WA - College_New_Water Heating_Natural Gas_Water Heater - Low-Flow Showerheads_A_Achievable Technical Potential | F11 | Commercial | WA - College | New | Water Heating | Natural Gas | Water Heater - Low-Flow Showerheads | A | Purchases (Cumulative) | Achievable Technical Potential | 0 | 0 | 0 | 0 | 0 | 0 | 0 | 0 | 0 | 0 | 0 | 0 | 0 | 0 | 0 | 0 | 0 | 0 | 0 | 0 | 0 | 0 | 0 | 0 | 0 | 0 | 0
F1_Commercial_WA - College_New_Water Heating_Natural Gas_Water Heater - Tank Blanket/Insulation_A_Achievable Technical Potential | F1 | Commercial | WA - College | New | Water Heating | Natural Gas | Water Heater - Tank Blanket/Insulation | A | Integrated Unit Energy Savings (kWh or therms) | Achievable Technical Potential | 0 | 0 | 0 | 0 | 0 | 0 | 0 | 0 | 0 | 0 | 0 | 0 | 0 | 0 | 0 | 0 | 0 | 0 | 0 | 0 | 0 | 0 | 0 | 0 | 0 | 0 | 0
F2_Commercial_WA - College_New_Water Heating_Natural Gas_Water Heater - Tank Blanket/Insulation_A_Achievable Technical Potential | F2 | Commercial | WA - College | New | Water Heating | Natural Gas | Water Heater - Tank Blanket/Insulation | A | Integrated Unit Summer Peak Savings (kW) | Achievable Technical Potential | 0 | 0 | 0 | 0 | 0 | 0 | 0 | 0 | 0 | 0 | 0 | 0 | 0 | 0 | 0 | 0 | 0 | 0 | 0 | 0 | 0 | 0 | 0 | 0 | 0 | 0 | 0
F3_Commercial_WA - College_New_Water Heating_Natural Gas_Water Heater - Tank Blanket/Insulation_A_Achievable Technical Potential | F3 | Commercial | WA - College | New | Water Heating | Natural Gas | Water Heater - Tank Blanket/Insulation | A | Integrated Unit Winter Peak Savings (kW) | Achievable Technical Potential | 0 | 0 | 0 | 0 | 0 | 0 | 0 | 0 | 0 | 0 | 0 | 0 | 0 | 0 | 0 | 0 | 0 | 0 | 0 | 0 | 0 | 0 | 0 | 0 | 0 | 0 | 0
F4_Commercial_WA - College_New_Water Heating_Natural Gas_Water Heater - Tank Blanket/Insulation_A_Achievable Technical Potential | F4 | Commercial | WA - College | New | Water Heating | Natural Gas | Water Heater - Tank Blanket/Insulation | A | Incremental Energy Savings (MWh or mTherms) | Achievable Technical Potential | 0 | 0 | 0 | 0 | 0 | 0 | 0 | 0 | 0 | 0 | 0 | 0 | 0 | 0 | 0 | 0 | 0 | 0 | 0 | 0 | 0 | 0 | 0 | 0 | 0 | 0 | 0
F5_Commercial_WA - College_New_Water Heating_Natural Gas_Water Heater - Tank Blanket/Insulation_A_Achievable Technical Potential | F5 | Commercial | WA - College | New | Water Heating | Natural Gas | Water Heater - Tank Blanket/Insulation | A | Incremental Summer Peak Savings (MW) | Achievable Technical Potential | 0 | 0 | 0 | 0 | 0 | 0 | 0 | 0 | 0 | 0 | 0 | 0 | 0 | 0 | 0 | 0 | 0 | 0 | 0 | 0 | 0 | 0 | 0 | 0 | 0 | 0 | 0
F6_Commercial_WA - College_New_Water Heating_Natural Gas_Water Heater - Tank Blanket/Insulation_A_Achievable Technical Potential | F6 | Commercial | WA - College | New | Water Heating | Natural Gas | Water Heater - Tank Blanket/Insulation | A | Incremental Winter Peak Savings (MW) | Achievable Technical Potential | 0 | 0 | 0 | 0 | 0 | 0 | 0 | 0 | 0 | 0 | 0 | 0 | 0 | 0 | 0 | 0 | 0 | 0 | 0 | 0 | 0 | 0 | 0 | 0 | 0 | 0 | 0
F7_Commercial_WA - College_New_Water Heating_Natural Gas_Water Heater - Tank Blanket/Insulation_A_Achievable Technical Potential | F7 | Commercial | WA - College | New | Water Heating | Natural Gas | Water Heater - Tank Blanket/Insulation | A | Cumulative Energy Savings (MWh or mTherms) | Achievable Technical Potential | 0 | 0 | 0 | 0 | 0 | 0 | 0 | 0 | 0 | 0 | 0 | 0 | 0 | 0 | 0 | 0 | 0 | 0 | 0 | 0 | 0 | 0 | 0 | 0 | 0 | 0 | 0
F8_Commercial_WA - College_New_Water Heating_Natural Gas_Water Heater - Tank Blanket/Insulation_A_Achievable Technical Potential | F8 | Commercial | WA - College | New | Water Heating | Natural Gas | Water Heater - Tank Blanket/Insulation | A | Cumulative Summer Peak Savings (MW) | Achievable Technical Potential | 0 | 0 | 0 | 0 | 0 | 0 | 0 | 0 | 0 | 0 | 0 | 0 | 0 | 0 | 0 | 0 | 0 | 0 | 0 | 0 | 0 | 0 | 0 | 0 | 0 | 0 | 0
F9_Commercial_WA - College_New_Water Heating_Natural Gas_Water Heater - Tank Blanket/Insulation_A_Achievable Technical Potential | F9 | Commercial | WA - College | New | Water Heating | Natural Gas | Water Heater - Tank Blanket/Insulation | A | Cumulative Winter Peak Savings (MW) | Achievable Technical Potential | 0 | 0 | 0 | 0 | 0 | 0 | 0 | 0 | 0 | 0 | 0 | 0 | 0 | 0 | 0 | 0 | 0 | 0 | 0 | 0 | 0 | 0 | 0 | 0 | 0 | 0 | 0
F10_Commercial_WA - College_New_Water Heating_Natural Gas_Water Heater - Tank Blanket/Insulation_A_Achievable Technical Potential | F10 | Commercial | WA - College | New | Water Heating | Natural Gas | Water Heater - Tank Blanket/Insulation | A | Purchases (Incremental) | Achievable Technical Potential | 0 | 0 | 0 | 0 | 0 | 0 | 0 | 0 | 0 | 0 | 0 | 0 | 0 | 0 | 0 | 0 | 0 | 0 | 0 | 0 | 0 | 0 | 0 | 0 | 0 | 0 | 0
F11_Commercial_WA - College_New_Water Heating_Natural Gas_Water Heater - Tank Blanket/Insulation_A_Achievable Technical Potential | F11 | Commercial | WA - College | New | Water Heating | Natural Gas | Water Heater - Tank Blanket/Insulation | A | Purchases (Cumulative) | Achievable Technical Potential | 0 | 0 | 0 | 0 | 0 | 0 | 0 | 0 | 0 | 0 | 0 | 0 | 0 | 0 | 0 | 0 | 0 | 0 | 0 | 0 | 0 | 0 | 0 | 0 | 0 | 0 | 0
F1_Commercial_WA - College_New_Water Heating_Natural Gas_Water Heater - Drainwater Heat Recovery_A_Achievable Technical Potential | F1 | Commercial | WA - College | New | Water Heating | Natural Gas | Water Heater - Drainwater Heat Recovery | A | Integrated Unit Energy Savings (kWh or therms) | Achievable Technical Potential | 0 | 0 | 0 | 0 | 0 | 0 | 0 | 0 | 0 | 0 | 0 | 0 | 0 | 0 | 0 | 0 | 0 | 0 | 0 | 0 | 0 | 0 | 0 | 0 | 0 | 0 | 0
F2_Commercial_WA - College_New_Water Heating_Natural Gas_Water Heater - Drainwater Heat Recovery_A_Achievable Technical Potential | F2 | Commercial | WA - College | New | Water Heating | Natural Gas | Water Heater - Drainwater Heat Recovery | A | Integrated Unit Summer Peak Savings (kW) | Achievable Technical Potential | 0 | 0 | 0 | 0 | 0 | 0 | 0 | 0 | 0 | 0 | 0 | 0 | 0 | 0 | 0 | 0 | 0 | 0 | 0 | 0 | 0 | 0 | 0 | 0 | 0 | 0 | 0
F3_Commercial_WA - College_New_Water Heating_Natural Gas_Water Heater - Drainwater Heat Recovery_A_Achievable Technical Potential | F3 | Commercial | WA - College | New | Water Heating | Natural Gas | Water Heater - Drainwater Heat Recovery | A | Integrated Unit Winter Peak Savings (kW) | Achievable Technical Potential | 0 | 0 | 0 | 0 | 0 | 0 | 0 | 0 | 0 | 0 | 0 | 0 | 0 | 0 | 0 | 0 | 0 | 0 | 0 | 0 | 0 | 0 | 0 | 0 | 0 | 0 | 0
F4_Commercial_WA - College_New_Water Heating_Natural Gas_Water Heater - Drainwater Heat Recovery_A_Achievable Technical Potential | F4 | Commercial | WA - College | New | Water Heating | Natural Gas | Water Heater - Drainwater Heat Recovery | A | Incremental Energy Savings (MWh or mTherms) | Achievable Technical Potential | 0 | 0 | 0 | 0 | 0 | 0 | 0 | 0 | 0 | 0 | 0 | 0 | 0 | 0 | 0 | 0 | 0 | 0 | 0 | 0 | 0 | 0 | 0 | 0 | 0 | 0 | 0
F5_Commercial_WA - College_New_Water Heating_Natural Gas_Water Heater - Drainwater Heat Recovery_A_Achievable Technical Potential | F5 | Commercial | WA - College | New | Water Heating | Natural Gas | Water Heater - Drainwater Heat Recovery | A | Incremental Summer Peak Savings (MW) | Achievable Technical Potential | 0 | 0 | 0 | 0 | 0 | 0 | 0 | 0 | 0 | 0 | 0 | 0 | 0 | 0 | 0 | 0 | 0 | 0 | 0 | 0 | 0 | 0 | 0 | 0 | 0 | 0 | 0
F6_Commercial_WA - College_New_Water Heating_Natural Gas_Water Heater - Drainwater Heat Recovery_A_Achievable Technical Potential | F6 | Commercial | WA - College | New | Water Heating | Natural Gas | Water Heater - Drainwater Heat Recovery | A | Incremental Winter Peak Savings (MW) | Achievable Technical Potential | 0 | 0 | 0 | 0 | 0 | 0 | 0 | 0 | 0 | 0 | 0 | 0 | 0 | 0 | 0 | 0 | 0 | 0 | 0 | 0 | 0 | 0 | 0 | 0 | 0 | 0 | 0
F7_Commercial_WA - College_New_Water Heating_Natural Gas_Water Heater - Drainwater Heat Recovery_A_Achievable Technical Potential | F7 | Commercial | WA - College | New | Water Heating | Natural Gas | Water Heater - Drainwater Heat Recovery | A | Cumulative Energy Savings (MWh or mTherms) | Achievable Technical Potential | 0 | 0 | 0 | 0 | 0 | 0 | 0 | 0 | 0 | 0 | 0 | 0 | 0 | 0 | 0 | 0 | 0 | 0 | 0 | 0 | 0 | 0 | 0 | 0 | 0 | 0 | 0
F8_Commercial_WA - College_New_Water Heating_Natural Gas_Water Heater - Drainwater Heat Recovery_A_Achievable Technical Potential | F8 | Commercial | WA - College | New | Water Heating | Natural Gas | Water Heater - Drainwater Heat Recovery | A | Cumulative Summer Peak Savings (MW) | Achievable Technical Potential | 0 | 0 | 0 | 0 | 0 | 0 | 0 | 0 | 0 | 0 | 0 | 0 | 0 | 0 | 0 | 0 | 0 | 0 | 0 | 0 | 0 | 0 | 0 | 0 | 0 | 0 | 0
F9_Commercial_WA - College_New_Water Heating_Natural Gas_Water Heater - Drainwater Heat Recovery_A_Achievable Technical Potential | F9 | Commercial | WA - College | New | Water Heating | Natural Gas | Water Heater - Drainwater Heat Recovery | A | Cumulative Winter Peak Savings (MW) | Achievable Technical Potential | 0 | 0 | 0 | 0 | 0 | 0 | 0 | 0 | 0 | 0 | 0 | 0 | 0 | 0 | 0 | 0 | 0 | 0 | 0 | 0 | 0 | 0 | 0 | 0 | 0 | 0 | 0
F10_Commercial_WA - College_New_Water Heating_Natural Gas_Water Heater - Drainwater Heat Recovery_A_Achievable Technical Potential | F10 | Commercial | WA - College | New | Water Heating | Natural Gas | Water Heater - Drainwater Heat Recovery | A | Purchases (Incremental) | Achievable Technical Potential | 0 | 0 | 0 | 0 | 0 | 0 | 0 | 0 | 0 | 0 | 0 | 0 | 0 | 0 | 0 | 0 | 0 | 0 | 0 | 0 | 0 | 0 | 0 | 0 | 0 | 0 | 0
F11_Commercial_WA - College_New_Water Heating_Natural Gas_Water Heater - Drainwater Heat Recovery_A_Achievable Technical Potential | F11 | Commercial | WA - College | New | Water Heating | Natural Gas | Water Heater - Drainwater Heat Recovery | A | Purchases (Cumulative) | Achievable Technical Potential | 0 | 0 | 0 | 0 | 0 | 0 | 0 | 0 | 0 | 0 | 0 | 0 | 0 | 0 | 0 | 0 | 0 | 0 | 0 | 0 | 0 | 0 | 0 | 0 | 0 | 0 | 0
F1_Commercial_WA - College_New_Water Heating_Natural Gas_Water Heater - Circulation Pump Controls_A_Achievable Technical Potential | F1 | Commercial | WA - College | New | Water Heating | Natural Gas | Water Heater - Circulation Pump Controls | A | Integrated Unit Energy Savings (kWh or therms) | Achievable Technical Potential | 0 | 0 | 0 | 0 | 0 | 0 | 0 | 0 | 0 | 0 | 0 | 0 | 0 | 0 | 0 | 0 | 0 | 0 | 0 | 0 | 0 | 0 | 0 | 0 | 0 | 0 | 0
F2_Commercial_WA - College_New_Water Heating_Natural Gas_Water Heater - Circulation Pump Controls_A_Achievable Technical Potential | F2 | Commercial | WA - College | New | Water Heating | Natural Gas | Water Heater - Circulation Pump Controls | A | Integrated Unit Summer Peak Savings (kW) | Achievable Technical Potential | 0 | 0 | 0 | 0 | 0 | 0 | 0 | 0 | 0 | 0 | 0 | 0 | 0 | 0 | 0 | 0 | 0 | 0 | 0 | 0 | 0 | 0 | 0 | 0 | 0 | 0 | 0
F3_Commercial_WA - College_New_Water Heating_Natural Gas_Water Heater - Circulation Pump Controls_A_Achievable Technical Potential | F3 | Commercial | WA - College | New | Water Heating | Natural Gas | Water Heater - Circulation Pump Controls | A | Integrated Unit Winter Peak Savings (kW) | Achievable Technical Potential | 0 | 0 | 0 | 0 | 0 | 0 | 0 | 0 | 0 | 0 | 0 | 0 | 0 | 0 | 0 | 0 | 0 | 0 | 0 | 0 | 0 | 0 | 0 | 0 | 0 | 0 | 0
F4_Commercial_WA - College_New_Water Heating_Natural Gas_Water Heater - Circulation Pump Controls_A_Achievable Technical Potential | F4 | Commercial | WA - College | New | Water Heating | Natural Gas | Water Heater - Circulation Pump Controls | A | Incremental Energy Savings (MWh or mTherms) | Achievable Technical Potential | 0 | 0 | 0 | 0 | 0 | 0 | 0 | 0 | 0 | 0 | 0 | 0 | 0 | 0 | 0 | 0 | 0 | 0 | 0 | 0 | 0 | 0 | 0 | 0 | 0 | 0 | 0
F5_Commercial_WA - College_New_Water Heating_Natural Gas_Water Heater - Circulation Pump Controls_A_Achievable Technical Potential | F5 | Commercial | WA - College | New | Water Heating | Natural Gas | Water Heater - Circulation Pump Controls | A | Incremental Summer Peak Savings (MW) | Achievable Technical Potential | 0 | 0 | 0 | 0 | 0 | 0 | 0 | 0 | 0 | 0 | 0 | 0 | 0 | 0 | 0 | 0 | 0 | 0 | 0 | 0 | 0 | 0 | 0 | 0 | 0 | 0 | 0
F6_Commercial_WA - College_New_Water Heating_Natural Gas_Water Heater - Circulation Pump Controls_A_Achievable Technical Potential | F6 | Commercial | WA - College | New | Water Heating | Natural Gas | Water Heater - Circulation Pump Controls | A | Incremental Winter Peak Savings (MW) | Achievable Technical Potential | 0 | 0 | 0 | 0 | 0 | 0 | 0 | 0 | 0 | 0 | 0 | 0 | 0 | 0 | 0 | 0 | 0 | 0 | 0 | 0 | 0 | 0 | 0 | 0 | 0 | 0 | 0
F7_Commercial_WA - College_New_Water Heating_Natural Gas_Water Heater - Circulation Pump Controls_A_Achievable Technical Potential | F7 | Commercial | WA - College | New | Water Heating | Natural Gas | Water Heater - Circulation Pump Controls | A | Cumulative Energy Savings (MWh or mTherms) | Achievable Technical Potential | 0 | 0 | 0 | 0 | 0 | 0 | 0 | 0 | 0 | 0 | 0 | 0 | 0 | 0 | 0 | 0 | 0 | 0 | 0 | 0 | 0 | 0 | 0 | 0 | 0 | 0 | 0
F8_Commercial_WA - College_New_Water Heating_Natural Gas_Water Heater - Circulation Pump Controls_A_Achievable Technical Potential | F8 | Commercial | WA - College | New | Water Heating | Natural Gas | Water Heater - Circulation Pump Controls | A | Cumulative Summer Peak Savings (MW) | Achievable Technical Potential | 0 | 0 | 0 | 0 | 0 | 0 | 0 | 0 | 0 | 0 | 0 | 0 | 0 | 0 | 0 | 0 | 0 | 0 | 0 | 0 | 0 | 0 | 0 | 0 | 0 | 0 | 0
F9_Commercial_WA - College_New_Water Heating_Natural Gas_Water Heater - Circulation Pump Controls_A_Achievable Technical Potential | F9 | Commercial | WA - College | New | Water Heating | Natural Gas | Water Heater - Circulation Pump Controls | A | Cumulative Winter Peak Savings (MW) | Achievable Technical Potential | 0 | 0 | 0 | 0 | 0 | 0 | 0 | 0 | 0 | 0 | 0 | 0 | 0 | 0 | 0 | 0 | 0 | 0 | 0 | 0 | 0 | 0 | 0 | 0 | 0 | 0 | 0
F10_Commercial_WA - College_New_Water Heating_Natural Gas_Water Heater - Circulation Pump Controls_A_Achievable Technical Potential | F10 | Commercial | WA - College | New | Water Heating | Natural Gas | Water Heater - Circulation Pump Controls | A | Purchases (Incremental) | Achievable Technical Potential | 0 | 0 | 0 | 0 | 0 | 0 | 0 | 0 | 0 | 0 | 0 | 0 | 0 | 0 | 0 | 0 | 0 | 0 | 0 | 0 | 0 | 0 | 0 | 0 | 0 | 0 | 0
F11_Commercial_WA - College_New_Water Heating_Natural Gas_Water Heater - Circulation Pump Controls_A_Achievable Technical Potential | F11 | Commercial | WA - College | New | Water Heating | Natural Gas | Water Heater - Circulation Pump Controls | A | Purchases (Cumulative) | Achievable Technical Potential | 0 | 0 | 0 | 0 | 0 | 0 | 0 | 0 | 0 | 0 | 0 | 0 | 0 | 0 | 0 | 0 | 0 | 0 | 0 | 0 | 0 | 0 | 0 | 0 | 0 | 0 | 0
F1_Commercial_WA - College_New_Water Heating_Natural Gas_Water Heater - Pipe Insulation_A_Achievable Technical Potential | F1 | Commercial | WA - College | New | Water Heating | Natural Gas | Water Heater - Pipe Insulation | A | Integrated Unit Energy Savings (kWh or therms) | Achievable Technical Potential | 0 | 0 | 0 | 0 | 0 | 0 | 0 | 0 | 0 | 0 | 0 | 0 | 0 | 0 | 0 | 0 | 0 | 0 | 0 | 0 | 0 | 0 | 0 | 0 | 0 | 0 | 0
F2_Commercial_WA - College_New_Water Heating_Natural Gas_Water Heater - Pipe Insulation_A_Achievable Technical Potential | F2 | Commercial | WA - College | New | Water Heating | Natural Gas | Water Heater - Pipe Insulation | A | Integrated Unit Summer Peak Savings (kW) | Achievable Technical Potential | 0 | 0 | 0 | 0 | 0 | 0 | 0 | 0 | 0 | 0 | 0 | 0 | 0 | 0 | 0 | 0 | 0 | 0 | 0 | 0 | 0 | 0 | 0 | 0 | 0 | 0 | 0
F3_Commercial_WA - College_New_Water Heating_Natural Gas_Water Heater - Pipe Insulation_A_Achievable Technical Potential | F3 | Commercial | WA - College | New | Water Heating | Natural Gas | Water Heater - Pipe Insulation | A | Integrated Unit Winter Peak Savings (kW) | Achievable Technical Potential | 0 | 0 | 0 | 0 | 0 | 0 | 0 | 0 | 0 | 0 | 0 | 0 | 0 | 0 | 0 | 0 | 0 | 0 | 0 | 0 | 0 | 0 | 0 | 0 | 0 | 0 | 0
F4_Commercial_WA - College_New_Water Heating_Natural Gas_Water Heater - Pipe Insulation_A_Achievable Technical Potential | F4 | Commercial | WA - College | New | Water Heating | Natural Gas | Water Heater - Pipe Insulation | A | Incremental Energy Savings (MWh or mTherms) | Achievable Technical Potential | 0 | 0 | 0 | 0 | 0 | 0 | 0 | 0 | 0 | 0 | 0 | 0 | 0 | 0 | 0 | 0 | 0 | 0 | 0 | 0 | 0 | 0 | 0 | 0 | 0 | 0 | 0
F5_Commercial_WA - College_New_Water Heating_Natural Gas_Water Heater - Pipe Insulation_A_Achievable Technical Potential | F5 | Commercial | WA - College | New | Water Heating | Natural Gas | Water Heater - Pipe Insulation | A | Incremental Summer Peak Savings (MW) | Achievable Technical Potential | 0 | 0 | 0 | 0 | 0 | 0 | 0 | 0 | 0 | 0 | 0 | 0 | 0 | 0 | 0 | 0 | 0 | 0 | 0 | 0 | 0 | 0 | 0 | 0 | 0 | 0 | 0
F6_Commercial_WA - College_New_Water Heating_Natural Gas_Water Heater - Pipe Insulation_A_Achievable Technical Potential | F6 | Commercial | WA - College | New | Water Heating | Natural Gas | Water Heater - Pipe Insulation | A | Incremental Winter Peak Savings (MW) | Achievable Technical Potential | 0 | 0 | 0 | 0 | 0 | 0 | 0 | 0 | 0 | 0 | 0 | 0 | 0 | 0 | 0 | 0 | 0 | 0 | 0 | 0 | 0 | 0 | 0 | 0 | 0 | 0 | 0
F7_Commercial_WA - College_New_Water Heating_Natural Gas_Water Heater - Pipe Insulation_A_Achievable Technical Potential | F7 | Commercial | WA - College | New | Water Heating | Natural Gas | Water Heater - Pipe Insulation | A | Cumulative Energy Savings (MWh or mTherms) | Achievable Technical Potential | 0 | 0 | 0 | 0 | 0 | 0 | 0 | 0 | 0 | 0 | 0 | 0 | 0 | 0 | 0 | 0 | 0 | 0 | 0 | 0 | 0 | 0 | 0 | 0 | 0 | 0 | 0
F8_Commercial_WA - College_New_Water Heating_Natural Gas_Water Heater - Pipe Insulation_A_Achievable Technical Potential | F8 | Commercial | WA - College | New | Water Heating | Natural Gas | Water Heater - Pipe Insulation | A | Cumulative Summer Peak Savings (MW) | Achievable Technical Potential | 0 | 0 | 0 | 0 | 0 | 0 | 0 | 0 | 0 | 0 | 0 | 0 | 0 | 0 | 0 | 0 | 0 | 0 | 0 | 0 | 0 | 0 | 0 | 0 | 0 | 0 | 0
F9_Commercial_WA - College_New_Water Heating_Natural Gas_Water Heater - Pipe Insulation_A_Achievable Technical Potential | F9 | Commercial | WA - College | New | Water Heating | Natural Gas | Water Heater - Pipe Insulation | A | Cumulative Winter Peak Savings (MW) | Achievable Technical Potential | 0 | 0 | 0 | 0 | 0 | 0 | 0 | 0 | 0 | 0 | 0 | 0 | 0 | 0 | 0 | 0 | 0 | 0 | 0 | 0 | 0 | 0 | 0 | 0 | 0 | 0 | 0
F10_Commercial_WA - College_New_Water Heating_Natural Gas_Water Heater - Pipe Insulation_A_Achievable Technical Potential | F10 | Commercial | WA - College | New | Water Heating | Natural Gas | Water Heater - Pipe Insulation | A | Purchases (Incremental) | Achievable Technical Potential | 0 | 0 | 0 | 0 | 0 | 0 | 0 | 0 | 0 | 0 | 0 | 0 | 0 | 0 | 0 | 0 | 0 | 0 | 0 | 0 | 0 | 0 | 0 | 0 | 0 | 0 | 0
F11_Commercial_WA - College_New_Water Heating_Natural Gas_Water Heater - Pipe Insulation_A_Achievable Technical Potential | F11 | Commercial | WA - College | New | Water Heating | Natural Gas | Water Heater - Pipe Insulation | A | Purchases (Cumulative) | Achievable Technical Potential | 0 | 0 | 0 | 0 | 0 | 0 | 0 | 0 | 0 | 0 | 0 | 0 | 0 | 0 | 0 | 0 | 0 | 0 | 0 | 0 | 0 | 0 | 0 | 0 | 0 | 0 | 0
F1_Commercial_WA - College_New_Water Heating_Natural Gas_Water Heater - Motion Control Faucet_A_Achievable Technical Potential | F1 | Commercial | WA - College | New | Water Heating | Natural Gas | Water Heater - Motion Control Faucet | A | Integrated Unit Energy Savings (kWh or therms) | Achievable Technical Potential | 0 | 0 | 0 | 0 | 0 | 0 | 0 | 0 | 0 | 0 | 0 | 0 | 0 | 0 | 0 | 0 | 0 | 0 | 0 | 0 | 0 | 0 | 0 | 0 | 0 | 0 | 0
F2_Commercial_WA - College_New_Water Heating_Natural Gas_Water Heater - Motion Control Faucet_A_Achievable Technical Potential | F2 | Commercial | WA - College | New | Water Heating | Natural Gas | Water Heater - Motion Control Faucet | A | Integrated Unit Summer Peak Savings (kW) | Achievable Technical Potential | 0 | 0 | 0 | 0 | 0 | 0 | 0 | 0 | 0 | 0 | 0 | 0 | 0 | 0 | 0 | 0 | 0 | 0 | 0 | 0 | 0 | 0 | 0 | 0 | 0 | 0 | 0
F3_Commercial_WA - College_New_Water Heating_Natural Gas_Water Heater - Motion Control Faucet_A_Achievable Technical Potential | F3 | Commercial | WA - College | New | Water Heating | Natural Gas | Water Heater - Motion Control Faucet | A | Integrated Unit Winter Peak Savings (kW) | Achievable Technical Potential | 0 | 0 | 0 | 0 | 0 | 0 | 0 | 0 | 0 | 0 | 0 | 0 | 0 | 0 | 0 | 0 | 0 | 0 | 0 | 0 | 0 | 0 | 0 | 0 | 0 | 0 | 0
F4_Commercial_WA - College_New_Water Heating_Natural Gas_Water Heater - Motion Control Faucet_A_Achievable Technical Potential | F4 | Commercial | WA - College | New | Water Heating | Natural Gas | Water Heater - Motion Control Faucet | A | Incremental Energy Savings (MWh or mTherms) | Achievable Technical Potential | 0 | 0 | 0 | 0 | 0 | 0 | 0 | 0 | 0 | 0 | 0 | 0 | 0 | 0 | 0 | 0 | 0 | 0 | 0 | 0 | 0 | 0 | 0 | 0 | 0 | 0 | 0
F5_Commercial_WA - College_New_Water Heating_Natural Gas_Water Heater - Motion Control Faucet_A_Achievable Technical Potential | F5 | Commercial | WA - College | New | Water Heating | Natural Gas | Water Heater - Motion Control Faucet | A | Incremental Summer Peak Savings (MW) | Achievable Technical Potential | 0 | 0 | 0 | 0 | 0 | 0 | 0 | 0 | 0 | 0 | 0 | 0 | 0 | 0 | 0 | 0 | 0 | 0 | 0 | 0 | 0 | 0 | 0 | 0 | 0 | 0 | 0
F6_Commercial_WA - College_New_Water Heating_Natural Gas_Water Heater - Motion Control Faucet_A_Achievable Technical Potential | F6 | Commercial | WA - College | New | Water Heating | Natural Gas | Water Heater - Motion Control Faucet | A | Incremental Winter Peak Savings (MW) | Achievable Technical Potential | 0 | 0 | 0 | 0 | 0 | 0 | 0 | 0 | 0 | 0 | 0 | 0 | 0 | 0 | 0 | 0 | 0 | 0 | 0 | 0 | 0 | 0 | 0 | 0 | 0 | 0 | 0
F7_Commercial_WA - College_New_Water Heating_Natural Gas_Water Heater - Motion Control Faucet_A_Achievable Technical Potential | F7 | Commercial | WA - College | New | Water Heating | Natural Gas | Water Heater - Motion Control Faucet | A | Cumulative Energy Savings (MWh or mTherms) | Achievable Technical Potential | 0 | 0 | 0 | 0 | 0 | 0 | 0 | 0 | 0 | 0 | 0 | 0 | 0 | 0 | 0 | 0 | 0 | 0 | 0 | 0 | 0 | 0 | 0 | 0 | 0 | 0 | 0
F8_Commercial_WA - College_New_Water Heating_Natural Gas_Water Heater - Motion Control Faucet_A_Achievable Technical Potential | F8 | Commercial | WA - College | New | Water Heating | Natural Gas | Water Heater - Motion Control Faucet | A | Cumulative Summer Peak Savings (MW) | Achievable Technical Potential | 0 | 0 | 0 | 0 | 0 | 0 | 0 | 0 | 0 | 0 | 0 | 0 | 0 | 0 | 0 | 0 | 0 | 0 | 0 | 0 | 0 | 0 | 0 | 0 | 0 | 0 | 0
F9_Commercial_WA - College_New_Water Heating_Natural Gas_Water Heater - Motion Control Faucet_A_Achievable Technical Potential | F9 | Commercial | WA - College | New | Water Heating | Natural Gas | Water Heater - Motion Control Faucet | A | Cumulative Winter Peak Savings (MW) | Achievable Technical Potential | 0 | 0 | 0 | 0 | 0 | 0 | 0 | 0 | 0 | 0 | 0 | 0 | 0 | 0 | 0 | 0 | 0 | 0 | 0 | 0 | 0 | 0 | 0 | 0 | 0 | 0 | 0
F10_Commercial_WA - College_New_Water Heating_Natural Gas_Water Heater - Motion Control Faucet_A_Achievable Technical Potential | F10 | Commercial | WA - College | New | Water Heating | Natural Gas | Water Heater - Motion Control Faucet | A | Purchases (Incremental) | Achievable Technical Potential | 0 | 0 | 0 | 0 | 0 | 0 | 0 | 0 | 0 | 0 | 0 | 0 | 0 | 0 | 0 | 0 | 0 | 0 | 0 | 0 | 0 | 0 | 0 | 0 | 0 | 0 | 0
F11_Commercial_WA - College_New_Water Heating_Natural Gas_Water Heater - Motion Control Faucet_A_Achievable Technical Potential | F11 | Commercial | WA - College | New | Water Heating | Natural Gas | Water Heater - Motion Control Faucet | A | Purchases (Cumulative) | Achievable Technical Potential | 0 | 0 | 0 | 0 | 0 | 0 | 0 | 0 | 0 | 0 | 0 | 0 | 0 | 0 | 0 | 0 | 0 | 0 | 0 | 0 | 0 | 0 | 0 | 0 | 0 | 0 | 0
F1_Commercial_WA - College_New_Water Heating_Natural Gas_Water Heater - Solar System_A_Achievable Technical Potential | F1 | Commercial | WA - College | New | Water Heating | Natural Gas | Water Heater - Solar System | A | Integrated Unit Energy Savings (kWh or therms) | Achievable Technical Potential | 0 | 0 | 0 | 0 | 0 | 0 | 0 | 0 | 0 | 0 | 0 | 0 | 0 | 0 | 0 | 0 | 0 | 0 | 0 | 0 | 0 | 0 | 0 | 0 | 0 | 0 | 0
F2_Commercial_WA - College_New_Water Heating_Natural Gas_Water Heater - Solar System_A_Achievable Technical Potential | F2 | Commercial | WA - College | New | Water Heating | Natural Gas | Water Heater - Solar System | A | Integrated Unit Summer Peak Savings (kW) | Achievable Technical Potential | 0 | 0 | 0 | 0 | 0 | 0 | 0 | 0 | 0 | 0 | 0 | 0 | 0 | 0 | 0 | 0 | 0 | 0 | 0 | 0 | 0 | 0 | 0 | 0 | 0 | 0 | 0
F3_Commercial_WA - College_New_Water Heating_Natural Gas_Water Heater - Solar System_A_Achievable Technical Potential | F3 | Commercial | WA - College | New | Water Heating | Natural Gas | Water Heater - Solar System | A | Integrated Unit Winter Peak Savings (kW) | Achievable Technical Potential | 0 | 0 | 0 | 0 | 0 | 0 | 0 | 0 | 0 | 0 | 0 | 0 | 0 | 0 | 0 | 0 | 0 | 0 | 0 | 0 | 0 | 0 | 0 | 0 | 0 | 0 | 0
F4_Commercial_WA - College_New_Water Heating_Natural Gas_Water Heater - Solar System_A_Achievable Technical Potential | F4 | Commercial | WA - College | New | Water Heating | Natural Gas | Water Heater - Solar System | A | Incremental Energy Savings (MWh or mTherms) | Achievable Technical Potential | 0 | 0 | 0 | 0 | 0 | 0 | 0 | 0 | 0 | 0 | 0 | 0 | 0 | 0 | 0 | 0 | 0 | 0 | 0 | 0 | 0 | 0 | 0 | 0 | 0 | 0 | 0
F5_Commercial_WA - College_New_Water Heating_Natural Gas_Water Heater - Solar System_A_Achievable Technical Potential | F5 | Commercial | WA - College | New | Water Heating | Natural Gas | Water Heater - Solar System | A | Incremental Summer Peak Savings (MW) | Achievable Technical Potential | 0 | 0 | 0 | 0 | 0 | 0 | 0 | 0 | 0 | 0 | 0 | 0 | 0 | 0 | 0 | 0 | 0 | 0 | 0 | 0 | 0 | 0 | 0 | 0 | 0 | 0 | 0
F6_Commercial_WA - College_New_Water Heating_Natural Gas_Water Heater - Solar System_A_Achievable Technical Potential | F6 | Commercial | WA - College | New | Water Heating | Natural Gas | Water Heater - Solar System | A | Incremental Winter Peak Savings (MW) | Achievable Technical Potential | 0 | 0 | 0 | 0 | 0 | 0 | 0 | 0 | 0 | 0 | 0 | 0 | 0 | 0 | 0 | 0 | 0 | 0 | 0 | 0 | 0 | 0 | 0 | 0 | 0 | 0 | 0
F7_Commercial_WA - College_New_Water Heating_Natural Gas_Water Heater - Solar System_A_Achievable Technical Potential | F7 | Commercial | WA - College | New | Water Heating | Natural Gas | Water Heater - Solar System | A | Cumulative Energy Savings (MWh or mTherms) | Achievable Technical Potential | 0 | 0 | 0 | 0 | 0 | 0 | 0 | 0 | 0 | 0 | 0 | 0 | 0 | 0 | 0 | 0 | 0 | 0 | 0 | 0 | 0 | 0 | 0 | 0 | 0 | 0 | 0
F8_Commercial_WA - College_New_Water Heating_Natural Gas_Water Heater - Solar System_A_Achievable Technical Potential | F8 | Commercial | WA - College | New | Water Heating | Natural Gas | Water Heater - Solar System | A | Cumulative Summer Peak Savings (MW) | Achievable Technical Potential | 0 | 0 | 0 | 0 | 0 | 0 | 0 | 0 | 0 | 0 | 0 | 0 | 0 | 0 | 0 | 0 | 0 | 0 | 0 | 0 | 0 | 0 | 0 | 0 | 0 | 0 | 0
F9_Commercial_WA - College_New_Water Heating_Natural Gas_Water Heater - Solar System_A_Achievable Technical Potential | F9 | Commercial | WA - College | New | Water Heating | Natural Gas | Water Heater - Solar System | A | Cumulative Winter Peak Savings (MW) | Achievable Technical Potential | 0 | 0 | 0 | 0 | 0 | 0 | 0 | 0 | 0 | 0 | 0 | 0 | 0 | 0 | 0 | 0 | 0 | 0 | 0 | 0 | 0 | 0 | 0 | 0 | 0 | 0 | 0
F10_Commercial_WA - College_New_Water Heating_Natural Gas_Water Heater - Solar System_A_Achievable Technical Potential | F10 | Commercial | WA - College | New | Water Heating | Natural Gas | Water Heater - Solar System | A | Purchases (Incremental) | Achievable Technical Potential | 0 | 0 | 0 | 0 | 0 | 0 | 0 | 0 | 0 | 0 | 0 | 0 | 0 | 0 | 0 | 0 | 0 | 0 | 0 | 0 | 0 | 0 | 0 | 0 | 0 | 0 | 0
F11_Commercial_WA - College_New_Water Heating_Natural Gas_Water Heater - Solar System_A_Achievable Technical Potential | F11 | Commercial | WA - College | New | Water Heating | Natural Gas | Water Heater - Solar System | A | Purchases (Cumulative) | Achievable Technical Potential | 0 | 0 | 0 | 0 | 0 | 0 | 0 | 0 | 0 | 0 | 0 | 0 | 0 | 0 | 0 | 0 | 0 | 0 | 0 | 0 | 0 | 0 | 0 | 0 | 0 | 0 | 0
F1_Commercial_WA - College_New_Water Heating_Natural Gas_Commercial Laundry - Ozone Treatment_A_Achievable Technical Potential | F1 | Commercial | WA - College | New | Water Heating | Natural Gas | Commercial Laundry - Ozone Treatment | A | Integrated Unit Energy Savings (kWh or therms) | Achievable Technical Potential | 0 | 0 | 0 | 0 | 0 | 0 | 0 | 0 | 0 | 0 | 0 | 0 | 0 | 0 | 0 | 0 | 0 | 0 | 0 | 0 | 0 | 0 | 0 | 0 | 0 | 0 | 0
F2_Commercial_WA - College_New_Water Heating_Natural Gas_Commercial Laundry - Ozone Treatment_A_Achievable Technical Potential | F2 | Commercial | WA - College | New | Water Heating | Natural Gas | Commercial Laundry - Ozone Treatment | A | Integrated Unit Summer Peak Savings (kW) | Achievable Technical Potential | 0 | 0 | 0 | 0 | 0 | 0 | 0 | 0 | 0 | 0 | 0 | 0 | 0 | 0 | 0 | 0 | 0 | 0 | 0 | 0 | 0 | 0 | 0 | 0 | 0 | 0 | 0
F3_Commercial_WA - College_New_Water Heating_Natural Gas_Commercial Laundry - Ozone Treatment_A_Achievable Technical Potential | F3 | Commercial | WA - College | New | Water Heating | Natural Gas | Commercial Laundry - Ozone Treatment | A | Integrated Unit Winter Peak Savings (kW) | Achievable Technical Potential | 0 | 0 | 0 | 0 | 0 | 0 | 0 | 0 | 0 | 0 | 0 | 0 | 0 | 0 | 0 | 0 | 0 | 0 | 0 | 0 | 0 | 0 | 0 | 0 | 0 | 0 | 0
F4_Commercial_WA - College_New_Water Heating_Natural Gas_Commercial Laundry - Ozone Treatment_A_Achievable Technical Potential | F4 | Commercial | WA - College | New | Water Heating | Natural Gas | Commercial Laundry - Ozone Treatment | A | Incremental Energy Savings (MWh or mTherms) | Achievable Technical Potential | 0 | 0 | 0 | 0 | 0 | 0 | 0 | 0 | 0 | 0 | 0 | 0 | 0 | 0 | 0 | 0 | 0 | 0 | 0 | 0 | 0 | 0 | 0 | 0 | 0 | 0 | 0
F5_Commercial_WA - College_New_Water Heating_Natural Gas_Commercial Laundry - Ozone Treatment_A_Achievable Technical Potential | F5 | Commercial | WA - College | New | Water Heating | Natural Gas | Commercial Laundry - Ozone Treatment | A | Incremental Summer Peak Savings (MW) | Achievable Technical Potential | 0 | 0 | 0 | 0 | 0 | 0 | 0 | 0 | 0 | 0 | 0 | 0 | 0 | 0 | 0 | 0 | 0 | 0 | 0 | 0 | 0 | 0 | 0 | 0 | 0 | 0 | 0
F6_Commercial_WA - College_New_Water Heating_Natural Gas_Commercial Laundry - Ozone Treatment_A_Achievable Technical Potential | F6 | Commercial | WA - College | New | Water Heating | Natural Gas | Commercial Laundry - Ozone Treatment | A | Incremental Winter Peak Savings (MW) | Achievable Technical Potential | 0 | 0 | 0 | 0 | 0 | 0 | 0 | 0 | 0 | 0 | 0 | 0 | 0 | 0 | 0 | 0 | 0 | 0 | 0 | 0 | 0 | 0 | 0 | 0 | 0 | 0 | 0
F7_Commercial_WA - College_New_Water Heating_Natural Gas_Commercial Laundry - Ozone Treatment_A_Achievable Technical Potential | F7 | Commercial | WA - College | New | Water Heating | Natural Gas | Commercial Laundry - Ozone Treatment | A | Cumulative Energy Savings (MWh or mTherms) | Achievable Technical Potential | 0 | 0 | 0 | 0 | 0 | 0 | 0 | 0 | 0 | 0 | 0 | 0 | 0 | 0 | 0 | 0 | 0 | 0 | 0 | 0 | 0 | 0 | 0 | 0 | 0 | 0 | 0
F8_Commercial_WA - College_New_Water Heating_Natural Gas_Commercial Laundry - Ozone Treatment_A_Achievable Technical Potential | F8 | Commercial | WA - College | New | Water Heating | Natural Gas | Commercial Laundry - Ozone Treatment | A | Cumulative Summer Peak Savings (MW) | Achievable Technical Potential | 0 | 0 | 0 | 0 | 0 | 0 | 0 | 0 | 0 | 0 | 0 | 0 | 0 | 0 | 0 | 0 | 0 | 0 | 0 | 0 | 0 | 0 | 0 | 0 | 0 | 0 | 0
F9_Commercial_WA - College_New_Water Heating_Natural Gas_Commercial Laundry - Ozone Treatment_A_Achievable Technical Potential | F9 | Commercial | WA - College | New | Water Heating | Natural Gas | Commercial Laundry - Ozone Treatment | A | Cumulative Winter Peak Savings (MW) | Achievable Technical Potential | 0 | 0 | 0 | 0 | 0 | 0 | 0 | 0 | 0 | 0 | 0 | 0 | 0 | 0 | 0 | 0 | 0 | 0 | 0 | 0 | 0 | 0 | 0 | 0 | 0 | 0 | 0
F10_Commercial_WA - College_New_Water Heating_Natural Gas_Commercial Laundry - Ozone Treatment_A_Achievable Technical Potential | F10 | Commercial | WA - College | New | Water Heating | Natural Gas | Commercial Laundry - Ozone Treatment | A | Purchases (Incremental) | Achievable Technical Potential | 0 | 0 | 0 | 0 | 0 | 0 | 0 | 0 | 0 | 0 | 0 | 0 | 0 | 0 | 0 | 0 | 0 | 0 | 0 | 0 | 0 | 0 | 0 | 0 | 0 | 0 | 0
F11_Commercial_WA - College_New_Water Heating_Natural Gas_Commercial Laundry - Ozone Treatment_A_Achievable Technical Potential | F11 | Commercial | WA - College | New | Water Heating | Natural Gas | Commercial Laundry - Ozone Treatment | A | Purchases (Cumulative) | Achievable Technical Potential | 0 | 0 | 0 | 0 | 0 | 0 | 0 | 0 | 0 | 0 | 0 | 0 | 0 | 0 | 0 | 0 | 0 | 0 | 0 | 0 | 0 | 0 | 0 | 0 | 0 | 0 | 0
F1_Commercial_WA - College_New_Water Heating_Natural Gas_Commercial Laundry - ENERGY STAR Washer_A_Achievable Technical Potential | F1 | Commercial | WA - College | New | Water Heating | Natural Gas | Commercial Laundry - ENERGY STAR Washer | A | Integrated Unit Energy Savings (kWh or therms) | Achievable Technical Potential | 0 | 0 | 0 | 0 | 0 | 0 | 0 | 0 | 0 | 0 | 0 | 0 | 0 | 0 | 0 | 0 | 0 | 0 | 0 | 0 | 0 | 0 | 0 | 0 | 0 | 0 | 0
F2_Commercial_WA - College_New_Water Heating_Natural Gas_Commercial Laundry - ENERGY STAR Washer_A_Achievable Technical Potential | F2 | Commercial | WA - College | New | Water Heating | Natural Gas | Commercial Laundry - ENERGY STAR Washer | A | Integrated Unit Summer Peak Savings (kW) | Achievable Technical Potential | 0 | 0 | 0 | 0 | 0 | 0 | 0 | 0 | 0 | 0 | 0 | 0 | 0 | 0 | 0 | 0 | 0 | 0 | 0 | 0 | 0 | 0 | 0 | 0 | 0 | 0 | 0
F3_Commercial_WA - College_New_Water Heating_Natural Gas_Commercial Laundry - ENERGY STAR Washer_A_Achievable Technical Potential | F3 | Commercial | WA - College | New | Water Heating | Natural Gas | Commercial Laundry - ENERGY STAR Washer | A | Integrated Unit Winter Peak Savings (kW) | Achievable Technical Potential | 0 | 0 | 0 | 0 | 0 | 0 | 0 | 0 | 0 | 0 | 0 | 0 | 0 | 0 | 0 | 0 | 0 | 0 | 0 | 0 | 0 | 0 | 0 | 0 | 0 | 0 | 0
F4_Commercial_WA - College_New_Water Heating_Natural Gas_Commercial Laundry - ENERGY STAR Washer_A_Achievable Technical Potential | F4 | Commercial | WA - College | New | Water Heating | Natural Gas | Commercial Laundry - ENERGY STAR Washer | A | Incremental Energy Savings (MWh or mTherms) | Achievable Technical Potential | 0 | 0 | 0 | 0 | 0 | 0 | 0 | 0 | 0 | 0 | 0 | 0 | 0 | 0 | 0 | 0 | 0 | 0 | 0 | 0 | 0 | 0 | 0 | 0 | 0 | 0 | 0
F5_Commercial_WA - College_New_Water Heating_Natural Gas_Commercial Laundry - ENERGY STAR Washer_A_Achievable Technical Potential | F5 | Commercial | WA - College | New | Water Heating | Natural Gas | Commercial Laundry - ENERGY STAR Washer | A | Incremental Summer Peak Savings (MW) | Achievable Technical Potential | 0 | 0 | 0 | 0 | 0 | 0 | 0 | 0 | 0 | 0 | 0 | 0 | 0 | 0 | 0 | 0 | 0 | 0 | 0 | 0 | 0 | 0 | 0 | 0 | 0 | 0 | 0
F6_Commercial_WA - College_New_Water Heating_Natural Gas_Commercial Laundry - ENERGY STAR Washer_A_Achievable Technical Potential | F6 | Commercial | WA - College | New | Water Heating | Natural Gas | Commercial Laundry - ENERGY STAR Washer | A | Incremental Winter Peak Savings (MW) | Achievable Technical Potential | 0 | 0 | 0 | 0 | 0 | 0 | 0 | 0 | 0 | 0 | 0 | 0 | 0 | 0 | 0 | 0 | 0 | 0 | 0 | 0 | 0 | 0 | 0 | 0 | 0 | 0 | 0
F7_Commercial_WA - College_New_Water Heating_Natural Gas_Commercial Laundry - ENERGY STAR Washer_A_Achievable Technical Potential | F7 | Commercial | WA - College | New | Water Heating | Natural Gas | Commercial Laundry - ENERGY STAR Washer | A | Cumulative Energy Savings (MWh or mTherms) | Achievable Technical Potential | 0 | 0 | 0 | 0 | 0 | 0 | 0 | 0 | 0 | 0 | 0 | 0 | 0 | 0 | 0 | 0 | 0 | 0 | 0 | 0 | 0 | 0 | 0 | 0 | 0 | 0 | 0
F8_Commercial_WA - College_New_Water Heating_Natural Gas_Commercial Laundry - ENERGY STAR Washer_A_Achievable Technical Potential | F8 | Commercial | WA - College | New | Water Heating | Natural Gas | Commercial Laundry - ENERGY STAR Washer | A | Cumulative Summer Peak Savings (MW) | Achievable Technical Potential | 0 | 0 | 0 | 0 | 0 | 0 | 0 | 0 | 0 | 0 | 0 | 0 | 0 | 0 | 0 | 0 | 0 | 0 | 0 | 0 | 0 | 0 | 0 | 0 | 0 | 0 | 0
F9_Commercial_WA - College_New_Water Heating_Natural Gas_Commercial Laundry - ENERGY STAR Washer_A_Achievable Technical Potential | F9 | Commercial | WA - College | New | Water Heating | Natural Gas | Commercial Laundry - ENERGY STAR Washer | A | Cumulative Winter Peak Savings (MW) | Achievable Technical Potential | 0 | 0 | 0 | 0 | 0 | 0 | 0 | 0 | 0 | 0 | 0 | 0 | 0 | 0 | 0 | 0 | 0 | 0 | 0 | 0 | 0 | 0 | 0 | 0 | 0 | 0 | 0
F10_Commercial_WA - College_New_Water Heating_Natural Gas_Commercial Laundry - ENERGY STAR Washer_A_Achievable Technical Potential | F10 | Commercial | WA - College | New | Water Heating | Natural Gas | Commercial Laundry - ENERGY STAR Washer | A | Purchases (Incremental) | Achievable Technical Potential | 0 | 0 | 0 | 0 | 0 | 0 | 0 | 0 | 0 | 0 | 0 | 0 | 0 | 0 | 0 | 0 | 0 | 0 | 0 | 0 | 0 | 0 | 0 | 0 | 0 | 0 | 0
F11_Commercial_WA - College_New_Water Heating_Natural Gas_Commercial Laundry - ENERGY STAR Washer_A_Achievable Technical Potential | F11 | Commercial | WA - College | New | Water Heating | Natural Gas | Commercial Laundry - ENERGY STAR Washer | A | Purchases (Cumulative) | Achievable Technical Potential | 0 | 0 | 0 | 0 | 0 | 0 | 0 | 0 | 0 | 0 | 0 | 0 | 0 | 0 | 0 | 0 | 0 | 0 | 0 | 0 | 0 | 0 | 0 | 0 | 0 | 0 | 0
F1_Commercial_WA - College_New_Water Heating_Natural Gas_Water Heater - Efficient Dishwasher_A_Achievable Technical Potential | F1 | Commercial | WA - College | New | Water Heating | Natural Gas | Water Heater - Efficient Dishwasher | A | Integrated Unit Energy Savings (kWh or therms) | Achievable Technical Potential | 0 | 0 | 0 | 0 | 0 | 0 | 0 | 0 | 0 | 0 | 0 | 0 | 0 | 0 | 0 | 0 | 0 | 0 | 0 | 0 | 0 | 0 | 0 | 0 | 0 | 0 | 0
F2_Commercial_WA - College_New_Water Heating_Natural Gas_Water Heater - Efficient Dishwasher_A_Achievable Technical Potential | F2 | Commercial | WA - College | New | Water Heating | Natural Gas | Water Heater - Efficient Dishwasher | A | Integrated Unit Summer Peak Savings (kW) | Achievable Technical Potential | 0 | 0 | 0 | 0 | 0 | 0 | 0 | 0 | 0 | 0 | 0 | 0 | 0 | 0 | 0 | 0 | 0 | 0 | 0 | 0 | 0 | 0 | 0 | 0 | 0 | 0 | 0
F3_Commercial_WA - College_New_Water Heating_Natural Gas_Water Heater - Efficient Dishwasher_A_Achievable Technical Potential | F3 | Commercial | WA - College | New | Water Heating | Natural Gas | Water Heater - Efficient Dishwasher | A | Integrated Unit Winter Peak Savings (kW) | Achievable Technical Potential | 0 | 0 | 0 | 0 | 0 | 0 | 0 | 0 | 0 | 0 | 0 | 0 | 0 | 0 | 0 | 0 | 0 | 0 | 0 | 0 | 0 | 0 | 0 | 0 | 0 | 0 | 0
F4_Commercial_WA - College_New_Water Heating_Natural Gas_Water Heater - Efficient Dishwasher_A_Achievable Technical Potential | F4 | Commercial | WA - College | New | Water Heating | Natural Gas | Water Heater - Efficient Dishwasher | A | Incremental Energy Savings (MWh or mTherms) | Achievable Technical Potential | 0 | 0 | 0 | 0 | 0 | 0 | 0 | 0 | 0 | 0 | 0 | 0 | 0 | 0 | 0 | 0 | 0 | 0 | 0 | 0 | 0 | 0 | 0 | 0 | 0 | 0 | 0
F5_Commercial_WA - College_New_Water Heating_Natural Gas_Water Heater - Efficient Dishwasher_A_Achievable Technical Potential | F5 | Commercial | WA - College | New | Water Heating | Natural Gas | Water Heater - Efficient Dishwasher | A | Incremental Summer Peak Savings (MW) | Achievable Technical Potential | 0 | 0 | 0 | 0 | 0 | 0 | 0 | 0 | 0 | 0 | 0 | 0 | 0 | 0 | 0 | 0 | 0 | 0 | 0 | 0 | 0 | 0 | 0 | 0 | 0 | 0 | 0
F6_Commercial_WA - College_New_Water Heating_Natural Gas_Water Heater - Efficient Dishwasher_A_Achievable Technical Potential | F6 | Commercial | WA - College | New | Water Heating | Natural Gas | Water Heater - Efficient Dishwasher | A | Incremental Winter Peak Savings (MW) | Achievable Technical Potential | 0 | 0 | 0 | 0 | 0 | 0 | 0 | 0 | 0 | 0 | 0 | 0 | 0 | 0 | 0 | 0 | 0 | 0 | 0 | 0 | 0 | 0 | 0 | 0 | 0 | 0 | 0
F7_Commercial_WA - College_New_Water Heating_Natural Gas_Water Heater - Efficient Dishwasher_A_Achievable Technical Potential | F7 | Commercial | WA - College | New | Water Heating | Natural Gas | Water Heater - Efficient Dishwasher | A | Cumulative Energy Savings (MWh or mTherms) | Achievable Technical Potential | 0 | 0 | 0 | 0 | 0 | 0 | 0 | 0 | 0 | 0 | 0 | 0 | 0 | 0 | 0 | 0 | 0 | 0 | 0 | 0 | 0 | 0 | 0 | 0 | 0 | 0 | 0
F8_Commercial_WA - College_New_Water Heating_Natural Gas_Water Heater - Efficient Dishwasher_A_Achievable Technical Potential | F8 | Commercial | WA - College | New | Water Heating | Natural Gas | Water Heater - Efficient Dishwasher | A | Cumulative Summer Peak Savings (MW) | Achievable Technical Potential | 0 | 0 | 0 | 0 | 0 | 0 | 0 | 0 | 0 | 0 | 0 | 0 | 0 | 0 | 0 | 0 | 0 | 0 | 0 | 0 | 0 | 0 | 0 | 0 | 0 | 0 | 0
F9_Commercial_WA - College_New_Water Heating_Natural Gas_Water Heater - Efficient Dishwasher_A_Achievable Technical Potential | F9 | Commercial | WA - College | New | Water Heating | Natural Gas | Water Heater - Efficient Dishwasher | A | Cumulative Winter Peak Savings (MW) | Achievable Technical Potential | 0 | 0 | 0 | 0 | 0 | 0 | 0 | 0 | 0 | 0 | 0 | 0 | 0 | 0 | 0 | 0 | 0 | 0 | 0 | 0 | 0 | 0 | 0 | 0 | 0 | 0 | 0
F10_Commercial_WA - College_New_Water Heating_Natural Gas_Water Heater - Efficient Dishwasher_A_Achievable Technical Potential | F10 | Commercial | WA - College | New | Water Heating | Natural Gas | Water Heater - Efficient Dishwasher | A | Purchases (Incremental) | Achievable Technical Potential | 0 | 0 | 0 | 0 | 0 | 0 | 0 | 0 | 0 | 0 | 0 | 0 | 0 | 0 | 0 | 0 | 0 | 0 | 0 | 0 | 0 | 0 | 0 | 0 | 0 | 0 | 0
F11_Commercial_WA - College_New_Water Heating_Natural Gas_Water Heater - Efficient Dishwasher_A_Achievable Technical Potential | F11 | Commercial | WA - College | New | Water Heating | Natural Gas | Water Heater - Efficient Dishwasher | A | Purchases (Cumulative) | Achievable Technical Potential | 0 | 0 | 0 | 0 | 0 | 0 | 0 | 0 | 0 | 0 | 0 | 0 | 0 | 0 | 0 | 0 | 0 | 0 | 0 | 0 | 0 | 0 | 0 | 0 | 0 | 0 | 0
F1_Commercial_WA - College_New_Water Heating_Natural Gas_Commercial Laundry - Alternative Dry-Cleaning Methods_A_Achievable Technical Potential | F1 | Commercial | WA - College | New | Water Heating | Natural Gas | Commercial Laundry - Alternative Dry-Cleaning Methods | A | Integrated Unit Energy Savings (kWh or therms) | Achievable Technical Potential | 0 | 0 | 0 | 0 | 0 | 0 | 0 | 0 | 0 | 0 | 0 | 0 | 0 | 0 | 0 | 0 | 0 | 0 | 0 | 0 | 0 | 0 | 0 | 0 | 0 | 0 | 0
F2_Commercial_WA - College_New_Water Heating_Natural Gas_Commercial Laundry - Alternative Dry-Cleaning Methods_A_Achievable Technical Potential | F2 | Commercial | WA - College | New | Water Heating | Natural Gas | Commercial Laundry - Alternative Dry-Cleaning Methods | A | Integrated Unit Summer Peak Savings (kW) | Achievable Technical Potential | 0 | 0 | 0 | 0 | 0 | 0 | 0 | 0 | 0 | 0 | 0 | 0 | 0 | 0 | 0 | 0 | 0 | 0 | 0 | 0 | 0 | 0 | 0 | 0 | 0 | 0 | 0
F3_Commercial_WA - College_New_Water Heating_Natural Gas_Commercial Laundry - Alternative Dry-Cleaning Methods_A_Achievable Technical Potential | F3 | Commercial | WA - College | New | Water Heating | Natural Gas | Commercial Laundry - Alternative Dry-Cleaning Methods | A | Integrated Unit Winter Peak Savings (kW) | Achievable Technical Potential | 0 | 0 | 0 | 0 | 0 | 0 | 0 | 0 | 0 | 0 | 0 | 0 | 0 | 0 | 0 | 0 | 0 | 0 | 0 | 0 | 0 | 0 | 0 | 0 | 0 | 0 | 0
F4_Commercial_WA - College_New_Water Heating_Natural Gas_Commercial Laundry - Alternative Dry-Cleaning Methods_A_Achievable Technical Potential | F4 | Commercial | WA - College | New | Water Heating | Natural Gas | Commercial Laundry - Alternative Dry-Cleaning Methods | A | Incremental Energy Savings (MWh or mTherms) | Achievable Technical Potential | 0 | 0 | 0 | 0 | 0 | 0 | 0 | 0 | 0 | 0 | 0 | 0 | 0 | 0 | 0 | 0 | 0 | 0 | 0 | 0 | 0 | 0 | 0 | 0 | 0 | 0 | 0
F5_Commercial_WA - College_New_Water Heating_Natural Gas_Commercial Laundry - Alternative Dry-Cleaning Methods_A_Achievable Technical Potential | F5 | Commercial | WA - College | New | Water Heating | Natural Gas | Commercial Laundry - Alternative Dry-Cleaning Methods | A | Incremental Summer Peak Savings (MW) | Achievable Technical Potential | 0 | 0 | 0 | 0 | 0 | 0 | 0 | 0 | 0 | 0 | 0 | 0 | 0 | 0 | 0 | 0 | 0 | 0 | 0 | 0 | 0 | 0 | 0 | 0 | 0 | 0 | 0
F6_Commercial_WA - College_New_Water Heating_Natural Gas_Commercial Laundry - Alternative Dry-Cleaning Methods_A_Achievable Technical Potential | F6 | Commercial | WA - College | New | Water Heating | Natural Gas | Commercial Laundry - Alternative Dry-Cleaning Methods | A | Incremental Winter Peak Savings (MW) | Achievable Technical Potential | 0 | 0 | 0 | 0 | 0 | 0 | 0 | 0 | 0 | 0 | 0 | 0 | 0 | 0 | 0 | 0 | 0 | 0 | 0 | 0 | 0 | 0 | 0 | 0 | 0 | 0 | 0
F7_Commercial_WA - College_New_Water Heating_Natural Gas_Commercial Laundry - Alternative Dry-Cleaning Methods_A_Achievable Technical Potential | F7 | Commercial | WA - College | New | Water Heating | Natural Gas | Commercial Laundry - Alternative Dry-Cleaning Methods | A | Cumulative Energy Savings (MWh or mTherms) | Achievable Technical Potential | 0 | 0 | 0 | 0 | 0 | 0 | 0 | 0 | 0 | 0 | 0 | 0 | 0 | 0 | 0 | 0 | 0 | 0 | 0 | 0 | 0 | 0 | 0 | 0 | 0 | 0 | 0
F8_Commercial_WA - College_New_Water Heating_Natural Gas_Commercial Laundry - Alternative Dry-Cleaning Methods_A_Achievable Technical Potential | F8 | Commercial | WA - College | New | Water Heating | Natural Gas | Commercial Laundry - Alternative Dry-Cleaning Methods | A | Cumulative Summer Peak Savings (MW) | Achievable Technical Potential | 0 | 0 | 0 | 0 | 0 | 0 | 0 | 0 | 0 | 0 | 0 | 0 | 0 | 0 | 0 | 0 | 0 | 0 | 0 | 0 | 0 | 0 | 0 | 0 | 0 | 0 | 0
F9_Commercial_WA - College_New_Water Heating_Natural Gas_Commercial Laundry - Alternative Dry-Cleaning Methods_A_Achievable Technical Potential | F9 | Commercial | WA - College | New | Water Heating | Natural Gas | Commercial Laundry - Alternative Dry-Cleaning Methods | A | Cumulative Winter Peak Savings (MW) | Achievable Technical Potential | 0 | 0 | 0 | 0 | 0 | 0 | 0 | 0 | 0 | 0 | 0 | 0 | 0 | 0 | 0 | 0 | 0 | 0 | 0 | 0 | 0 | 0 | 0 | 0 | 0 | 0 | 0
F10_Commercial_WA - College_New_Water Heating_Natural Gas_Commercial Laundry - Alternative Dry-Cleaning Methods_A_Achievable Technical Potential | F10 | Commercial | WA - College | New | Water Heating | Natural Gas | Commercial Laundry - Alternative Dry-Cleaning Methods | A | Purchases (Incremental) | Achievable Technical Potential | 0 | 0 | 0 | 0 | 0 | 0 | 0 | 0 | 0 | 0 | 0 | 0 | 0 | 0 | 0 | 0 | 0 | 0 | 0 | 0 | 0 | 0 | 0 | 0 | 0 | 0 | 0
F11_Commercial_WA - College_New_Water Heating_Natural Gas_Commercial Laundry - Alternative Dry-Cleaning Methods_A_Achievable Technical Potential | F11 | Commercial | WA - College | New | Water Heating | Natural Gas | Commercial Laundry - Alternative Dry-Cleaning Methods | A | Purchases (Cumulative) | Achievable Technical Potential | 0 | 0 | 0 | 0 | 0 | 0 | 0 | 0 | 0 | 0 | 0 | 0 | 0 | 0 | 0 | 0 | 0 | 0 | 0 | 0 | 0 | 0 | 0 | 0 | 0 | 0 | 0
F1_Commercial_WA - College_New_Space Heating_Natural Gas_Advanced Kitchen Ventilation Controls_A_Achievable Technical Potential | F1 | Commercial | WA - College | New | Space Heating | Natural Gas | Advanced Kitchen Ventilation Controls | A | Integrated Unit Energy Savings (kWh or therms) | Achievable Technical Potential | 0 | 0 | 0 | 0 | 0 | 0 | 0 | 0 | 0 | 0 | 0 | 0 | 0 | 0 | 0 | 0 | 0 | 0 | 0 | 0 | 0 | 0 | 0 | 0 | 0 | 0 | 0
F2_Commercial_WA - College_New_Space Heating_Natural Gas_Advanced Kitchen Ventilation Controls_A_Achievable Technical Potential | F2 | Commercial | WA - College | New | Space Heating | Natural Gas | Advanced Kitchen Ventilation Controls | A | Integrated Unit Summer Peak Savings (kW) | Achievable Technical Potential | 0 | 0 | 0 | 0 | 0 | 0 | 0 | 0 | 0 | 0 | 0 | 0 | 0 | 0 | 0 | 0 | 0 | 0 | 0 | 0 | 0 | 0 | 0 | 0 | 0 | 0 | 0
F3_Commercial_WA - College_New_Space Heating_Natural Gas_Advanced Kitchen Ventilation Controls_A_Achievable Technical Potential | F3 | Commercial | WA - College | New | Space Heating | Natural Gas | Advanced Kitchen Ventilation Controls | A | Integrated Unit Winter Peak Savings (kW) | Achievable Technical Potential | 0 | 0 | 0 | 0 | 0 | 0 | 0 | 0 | 0 | 0 | 0 | 0 | 0 | 0 | 0 | 0 | 0 | 0 | 0 | 0 | 0 | 0 | 0 | 0 | 0 | 0 | 0
F4_Commercial_WA - College_New_Space Heating_Natural Gas_Advanced Kitchen Ventilation Controls_A_Achievable Technical Potential | F4 | Commercial | WA - College | New | Space Heating | Natural Gas | Advanced Kitchen Ventilation Controls | A | Incremental Energy Savings (MWh or mTherms) | Achievable Technical Potential | 0 | 0 | 0 | 0 | 0 | 0 | 0 | 0 | 0 | 0 | 0 | 0 | 0 | 0 | 0 | 0 | 0 | 0 | 0 | 0 | 0 | 0 | 0 | 0 | 0 | 0 | 0
F5_Commercial_WA - College_New_Space Heating_Natural Gas_Advanced Kitchen Ventilation Controls_A_Achievable Technical Potential | F5 | Commercial | WA - College | New | Space Heating | Natural Gas | Advanced Kitchen Ventilation Controls | A | Incremental Summer Peak Savings (MW) | Achievable Technical Potential | 0 | 0 | 0 | 0 | 0 | 0 | 0 | 0 | 0 | 0 | 0 | 0 | 0 | 0 | 0 | 0 | 0 | 0 | 0 | 0 | 0 | 0 | 0 | 0 | 0 | 0 | 0
F6_Commercial_WA - College_New_Space Heating_Natural Gas_Advanced Kitchen Ventilation Controls_A_Achievable Technical Potential | F6 | Commercial | WA - College | New | Space Heating | Natural Gas | Advanced Kitchen Ventilation Controls | A | Incremental Winter Peak Savings (MW) | Achievable Technical Potential | 0 | 0 | 0 | 0 | 0 | 0 | 0 | 0 | 0 | 0 | 0 | 0 | 0 | 0 | 0 | 0 | 0 | 0 | 0 | 0 | 0 | 0 | 0 | 0 | 0 | 0 | 0
F7_Commercial_WA - College_New_Space Heating_Natural Gas_Advanced Kitchen Ventilation Controls_A_Achievable Technical Potential | F7 | Commercial | WA - College | New | Space Heating | Natural Gas | Advanced Kitchen Ventilation Controls | A | Cumulative Energy Savings (MWh or mTherms) | Achievable Technical Potential | 0 | 0 | 0 | 0 | 0 | 0 | 0 | 0 | 0 | 0 | 0 | 0 | 0 | 0 | 0 | 0 | 0 | 0 | 0 | 0 | 0 | 0 | 0 | 0 | 0 | 0 | 0
F8_Commercial_WA - College_New_Space Heating_Natural Gas_Advanced Kitchen Ventilation Controls_A_Achievable Technical Potential | F8 | Commercial | WA - College | New | Space Heating | Natural Gas | Advanced Kitchen Ventilation Controls | A | Cumulative Summer Peak Savings (MW) | Achievable Technical Potential | 0 | 0 | 0 | 0 | 0 | 0 | 0 | 0 | 0 | 0 | 0 | 0 | 0 | 0 | 0 | 0 | 0 | 0 | 0 | 0 | 0 | 0 | 0 | 0 | 0 | 0 | 0
F9_Commercial_WA - College_New_Space Heating_Natural Gas_Advanced Kitchen Ventilation Controls_A_Achievable Technical Potential | F9 | Commercial | WA - College | New | Space Heating | Natural Gas | Advanced Kitchen Ventilation Controls | A | Cumulative Winter Peak Savings (MW) | Achievable Technical Potential | 0 | 0 | 0 | 0 | 0 | 0 | 0 | 0 | 0 | 0 | 0 | 0 | 0 | 0 | 0 | 0 | 0 | 0 | 0 | 0 | 0 | 0 | 0 | 0 | 0 | 0 | 0
F10_Commercial_WA - College_New_Space Heating_Natural Gas_Advanced Kitchen Ventilation Controls_A_Achievable Technical Potential | F10 | Commercial | WA - College | New | Space Heating | Natural Gas | Advanced Kitchen Ventilation Controls | A | Purchases (Incremental) | Achievable Technical Potential | 0 | 0 | 0 | 0 | 0 | 0 | 0 | 0 | 0 | 0 | 0 | 0 | 0 | 0 | 0 | 0 | 0 | 0 | 0 | 0 | 0 | 0 | 0 | 0 | 0 | 0 | 0
F11_Commercial_WA - College_New_Space Heating_Natural Gas_Advanced Kitchen Ventilation Controls_A_Achievable Technical Potential | F11 | Commercial | WA - College | New | Space Heating | Natural Gas | Advanced Kitchen Ventilation Controls | A | Purchases (Cumulative) | Achievable Technical Potential | 0 | 0 | 0 | 0 | 0 | 0 | 0 | 0 | 0 | 0 | 0 | 0 | 0 | 0 | 0 | 0 | 0 | 0 | 0 | 0 | 0 | 0 | 0 | 0 | 0 | 0 | 0
F1_Commercial_WA - College_New_Space Heating_Natural Gas_Infiltration Control - Loading Dock Sealing_A_Achievable Technical Potential | F1 | Commercial | WA - College | New | Space Heating | Natural Gas | Infiltration Control - Loading Dock Sealing | A | Integrated Unit Energy Savings (kWh or therms) | Achievable Technical Potential | 0 | 0 | 0 | 0 | 0 | 0 | 0 | 0 | 0 | 0 | 0 | 0 | 0 | 0 | 0 | 0 | 0 | 0 | 0 | 0 | 0 | 0 | 0 | 0 | 0 | 0 | 0
F2_Commercial_WA - College_New_Space Heating_Natural Gas_Infiltration Control - Loading Dock Sealing_A_Achievable Technical Potential | F2 | Commercial | WA - College | New | Space Heating | Natural Gas | Infiltration Control - Loading Dock Sealing | A | Integrated Unit Summer Peak Savings (kW) | Achievable Technical Potential | 0 | 0 | 0 | 0 | 0 | 0 | 0 | 0 | 0 | 0 | 0 | 0 | 0 | 0 | 0 | 0 | 0 | 0 | 0 | 0 | 0 | 0 | 0 | 0 | 0 | 0 | 0
F3_Commercial_WA - College_New_Space Heating_Natural Gas_Infiltration Control - Loading Dock Sealing_A_Achievable Technical Potential | F3 | Commercial | WA - College | New | Space Heating | Natural Gas | Infiltration Control - Loading Dock Sealing | A | Integrated Unit Winter Peak Savings (kW) | Achievable Technical Potential | 0 | 0 | 0 | 0 | 0 | 0 | 0 | 0 | 0 | 0 | 0 | 0 | 0 | 0 | 0 | 0 | 0 | 0 | 0 | 0 | 0 | 0 | 0 | 0 | 0 | 0 | 0
F4_Commercial_WA - College_New_Space Heating_Natural Gas_Infiltration Control - Loading Dock Sealing_A_Achievable Technical Potential | F4 | Commercial | WA - College | New | Space Heating | Natural Gas | Infiltration Control - Loading Dock Sealing | A | Incremental Energy Savings (MWh or mTherms) | Achievable Technical Potential | 0 | 0 | 0 | 0 | 0 | 0 | 0 | 0 | 0 | 0 | 0 | 0 | 0 | 0 | 0 | 0 | 0 | 0 | 0 | 0 | 0 | 0 | 0 | 0 | 0 | 0 | 0
F5_Commercial_WA - College_New_Space Heating_Natural Gas_Infiltration Control - Loading Dock Sealing_A_Achievable Technical Potential | F5 | Commercial | WA - College | New | Space Heating | Natural Gas | Infiltration Control - Loading Dock Sealing | A | Incremental Summer Peak Savings (MW) | Achievable Technical Potential | 0 | 0 | 0 | 0 | 0 | 0 | 0 | 0 | 0 | 0 | 0 | 0 | 0 | 0 | 0 | 0 | 0 | 0 | 0 | 0 | 0 | 0 | 0 | 0 | 0 | 0 | 0
F6_Commercial_WA - College_New_Space Heating_Natural Gas_Infiltration Control - Loading Dock Sealing_A_Achievable Technical Potential | F6 | Commercial | WA - College | New | Space Heating | Natural Gas | Infiltration Control - Loading Dock Sealing | A | Incremental Winter Peak Savings (MW) | Achievable Technical Potential | 0 | 0 | 0 | 0 | 0 | 0 | 0 | 0 | 0 | 0 | 0 | 0 | 0 | 0 | 0 | 0 | 0 | 0 | 0 | 0 | 0 | 0 | 0 | 0 | 0 | 0 | 0
F7_Commercial_WA - College_New_Space Heating_Natural Gas_Infiltration Control - Loading Dock Sealing_A_Achievable Technical Potential | F7 | Commercial | WA - College | New | Space Heating | Natural Gas | Infiltration Control - Loading Dock Sealing | A | Cumulative Energy Savings (MWh or mTherms) | Achievable Technical Potential | 0 | 0 | 0 | 0 | 0 | 0 | 0 | 0 | 0 | 0 | 0 | 0 | 0 | 0 | 0 | 0 | 0 | 0 | 0 | 0 | 0 | 0 | 0 | 0 | 0 | 0 | 0
F8_Commercial_WA - College_New_Space Heating_Natural Gas_Infiltration Control - Loading Dock Sealing_A_Achievable Technical Potential | F8 | Commercial | WA - College | New | Space Heating | Natural Gas | Infiltration Control - Loading Dock Sealing | A | Cumulative Summer Peak Savings (MW) | Achievable Technical Potential | 0 | 0 | 0 | 0 | 0 | 0 | 0 | 0 | 0 | 0 | 0 | 0 | 0 | 0 | 0 | 0 | 0 | 0 | 0 | 0 | 0 | 0 | 0 | 0 | 0 | 0 | 0
F9_Commercial_WA - College_New_Space Heating_Natural Gas_Infiltration Control - Loading Dock Sealing_A_Achievable Technical Potential | F9 | Commercial | WA - College | New | Space Heating | Natural Gas | Infiltration Control - Loading Dock Sealing | A | Cumulative Winter Peak Savings (MW) | Achievable Technical Potential | 0 | 0 | 0 | 0 | 0 | 0 | 0 | 0 | 0 | 0 | 0 | 0 | 0 | 0 | 0 | 0 | 0 | 0 | 0 | 0 | 0 | 0 | 0 | 0 | 0 | 0 | 0
F10_Commercial_WA - College_New_Space Heating_Natural Gas_Infiltration Control - Loading Dock Sealing_A_Achievable Technical Potential | F10 | Commercial | WA - College | New | Space Heating | Natural Gas | Infiltration Control - Loading Dock Sealing | A | Purchases (Incremental) | Achievable Technical Potential | 0 | 0 | 0 | 0 | 0 | 0 | 0 | 0 | 0 | 0 | 0 | 0 | 0 | 0 | 0 | 0 | 0 | 0 | 0 | 0 | 0 | 0 | 0 | 0 | 0 | 0 | 0
F11_Commercial_WA - College_New_Space Heating_Natural Gas_Infiltration Control - Loading Dock Sealing_A_Achievable Technical Potential | F11 | Commercial | WA - College | New | Space Heating | Natural Gas | Infiltration Control - Loading Dock Sealing | A | Purchases (Cumulative) | Achievable Technical Potential | 0 | 0 | 0 | 0 | 0 | 0 | 0 | 0 | 0 | 0 | 0 | 0 | 0 | 0 | 0 | 0 | 0 | 0 | 0 | 0 | 0 | 0 | 0 | 0 | 0 | 0 | 0
F1_Commercial_WA - College_New_Space Heating_Natural Gas_Greenhouse Heat Curtain_A_Achievable Technical Potential | F1 | Commercial | WA - College | New | Space Heating | Natural Gas | Greenhouse Heat Curtain | A | Integrated Unit Energy Savings (kWh or therms) | Achievable Technical Potential | 0 | 0 | 0 | 0 | 0 | 0 | 0 | 0 | 0 | 0 | 0 | 0 | 0 | 0 | 0 | 0 | 0 | 0 | 0 | 0 | 0 | 0 | 0 | 0 | 0 | 0 | 0
F2_Commercial_WA - College_New_Space Heating_Natural Gas_Greenhouse Heat Curtain_A_Achievable Technical Potential | F2 | Commercial | WA - College | New | Space Heating | Natural Gas | Greenhouse Heat Curtain | A | Integrated Unit Summer Peak Savings (kW) | Achievable Technical Potential | 0 | 0 | 0 | 0 | 0 | 0 | 0 | 0 | 0 | 0 | 0 | 0 | 0 | 0 | 0 | 0 | 0 | 0 | 0 | 0 | 0 | 0 | 0 | 0 | 0 | 0 | 0
F3_Commercial_WA - College_New_Space Heating_Natural Gas_Greenhouse Heat Curtain_A_Achievable Technical Potential | F3 | Commercial | WA - College | New | Space Heating | Natural Gas | Greenhouse Heat Curtain | A | Integrated Unit Winter Peak Savings (kW) | Achievable Technical Potential | 0 | 0 | 0 | 0 | 0 | 0 | 0 | 0 | 0 | 0 | 0 | 0 | 0 | 0 | 0 | 0 | 0 | 0 | 0 | 0 | 0 | 0 | 0 | 0 | 0 | 0 | 0
F4_Commercial_WA - College_New_Space Heating_Natural Gas_Greenhouse Heat Curtain_A_Achievable Technical Potential | F4 | Commercial | WA - College | New | Space Heating | Natural Gas | Greenhouse Heat Curtain | A | Incremental Energy Savings (MWh or mTherms) | Achievable Technical Potential | 0 | 0 | 0 | 0 | 0 | 0 | 0 | 0 | 0 | 0 | 0 | 0 | 0 | 0 | 0 | 0 | 0 | 0 | 0 | 0 | 0 | 0 | 0 | 0 | 0 | 0 | 0
F5_Commercial_WA - College_New_Space Heating_Natural Gas_Greenhouse Heat Curtain_A_Achievable Technical Potential | F5 | Commercial | WA - College | New | Space Heating | Natural Gas | Greenhouse Heat Curtain | A | Incremental Summer Peak Savings (MW) | Achievable Technical Potential | 0 | 0 | 0 | 0 | 0 | 0 | 0 | 0 | 0 | 0 | 0 | 0 | 0 | 0 | 0 | 0 | 0 | 0 | 0 | 0 | 0 | 0 | 0 | 0 | 0 | 0 | 0
F6_Commercial_WA - College_New_Space Heating_Natural Gas_Greenhouse Heat Curtain_A_Achievable Technical Potential | F6 | Commercial | WA - College | New | Space Heating | Natural Gas | Greenhouse Heat Curtain | A | Incremental Winter Peak Savings (MW) | Achievable Technical Potential | 0 | 0 | 0 | 0 | 0 | 0 | 0 | 0 | 0 | 0 | 0 | 0 | 0 | 0 | 0 | 0 | 0 | 0 | 0 | 0 | 0 | 0 | 0 | 0 | 0 | 0 | 0
F7_Commercial_WA - College_New_Space Heating_Natural Gas_Greenhouse Heat Curtain_A_Achievable Technical Potential | F7 | Commercial | WA - College | New | Space Heating | Natural Gas | Greenhouse Heat Curtain | A | Cumulative Energy Savings (MWh or mTherms) | Achievable Technical Potential | 0 | 0 | 0 | 0 | 0 | 0 | 0 | 0 | 0 | 0 | 0 | 0 | 0 | 0 | 0 | 0 | 0 | 0 | 0 | 0 | 0 | 0 | 0 | 0 | 0 | 0 | 0
F8_Commercial_WA - College_New_Space Heating_Natural Gas_Greenhouse Heat Curtain_A_Achievable Technical Potential | F8 | Commercial | WA - College | New | Space Heating | Natural Gas | Greenhouse Heat Curtain | A | Cumulative Summer Peak Savings (MW) | Achievable Technical Potential | 0 | 0 | 0 | 0 | 0 | 0 | 0 | 0 | 0 | 0 | 0 | 0 | 0 | 0 | 0 | 0 | 0 | 0 | 0 | 0 | 0 | 0 | 0 | 0 | 0 | 0 | 0
F9_Commercial_WA - College_New_Space Heating_Natural Gas_Greenhouse Heat Curtain_A_Achievable Technical Potential | F9 | Commercial | WA - College | New | Space Heating | Natural Gas | Greenhouse Heat Curtain | A | Cumulative Winter Peak Savings (MW) | Achievable Technical Potential | 0 | 0 | 0 | 0 | 0 | 0 | 0 | 0 | 0 | 0 | 0 | 0 | 0 | 0 | 0 | 0 | 0 | 0 | 0 | 0 | 0 | 0 | 0 | 0 | 0 | 0 | 0
F10_Commercial_WA - College_New_Space Heating_Natural Gas_Greenhouse Heat Curtain_A_Achievable Technical Potential | F10 | Commercial | WA - College | New | Space Heating | Natural Gas | Greenhouse Heat Curtain | A | Purchases (Incremental) | Achievable Technical Potential | 0 | 0 | 0 | 0 | 0 | 0 | 0 | 0 | 0 | 0 | 0 | 0 | 0 | 0 | 0 | 0 | 0 | 0 | 0 | 0 | 0 | 0 | 0 | 0 | 0 | 0 | 0
F11_Commercial_WA - College_New_Space Heating_Natural Gas_Greenhouse Heat Curtain_A_Achievable Technical Potential | F11 | Commercial | WA - College | New | Space Heating | Natural Gas | Greenhouse Heat Curtain | A | Purchases (Cumulative) | Achievable Technical Potential | 0 | 0 | 0 | 0 | 0 | 0 | 0 | 0 | 0 | 0 | 0 | 0 | 0 | 0 | 0 | 0 | 0 | 0 | 0 | 0 | 0 | 0 | 0 | 0 | 0 | 0 | 0
F1_Commercial_WA - College_New_Space Heating_Natural Gas_Ventilation - Parking Garages, Demand Controlled_A_Achievable Technical Potential | F1 | Commercial | WA - College | New | Space Heating | Natural Gas | Ventilation - Parking Garages, Demand Controlled | A | Integrated Unit Energy Savings (kWh or therms) | Achievable Technical Potential | 0 | 0 | 0 | 0 | 0 | 0 | 0 | 0 | 0 | 0 | 0 | 0 | 0 | 0 | 0 | 0 | 0 | 0 | 0 | 0 | 0 | 0 | 0 | 0 | 0 | 0 | 0
F2_Commercial_WA - College_New_Space Heating_Natural Gas_Ventilation - Parking Garages, Demand Controlled_A_Achievable Technical Potential | F2 | Commercial | WA - College | New | Space Heating | Natural Gas | Ventilation - Parking Garages, Demand Controlled | A | Integrated Unit Summer Peak Savings (kW) | Achievable Technical Potential | 0 | 0 | 0 | 0 | 0 | 0 | 0 | 0 | 0 | 0 | 0 | 0 | 0 | 0 | 0 | 0 | 0 | 0 | 0 | 0 | 0 | 0 | 0 | 0 | 0 | 0 | 0
F3_Commercial_WA - College_New_Space Heating_Natural Gas_Ventilation - Parking Garages, Demand Controlled_A_Achievable Technical Potential | F3 | Commercial | WA - College | New | Space Heating | Natural Gas | Ventilation - Parking Garages, Demand Controlled | A | Integrated Unit Winter Peak Savings (kW) | Achievable Technical Potential | 0 | 0 | 0 | 0 | 0 | 0 | 0 | 0 | 0 | 0 | 0 | 0 | 0 | 0 | 0 | 0 | 0 | 0 | 0 | 0 | 0 | 0 | 0 | 0 | 0 | 0 | 0
F4_Commercial_WA - College_New_Space Heating_Natural Gas_Ventilation - Parking Garages, Demand Controlled_A_Achievable Technical Potential | F4 | Commercial | WA - College | New | Space Heating | Natural Gas | Ventilation - Parking Garages, Demand Controlled | A | Incremental Energy Savings (MWh or mTherms) | Achievable Technical Potential | 0 | 0 | 0 | 0 | 0 | 0 | 0 | 0 | 0 | 0 | 0 | 0 | 0 | 0 | 0 | 0 | 0 | 0 | 0 | 0 | 0 | 0 | 0 | 0 | 0 | 0 | 0
F5_Commercial_WA - College_New_Space Heating_Natural Gas_Ventilation - Parking Garages, Demand Controlled_A_Achievable Technical Potential | F5 | Commercial | WA - College | New | Space Heating | Natural Gas | Ventilation - Parking Garages, Demand Controlled | A | Incremental Summer Peak Savings (MW) | Achievable Technical Potential | 0 | 0 | 0 | 0 | 0 | 0 | 0 | 0 | 0 | 0 | 0 | 0 | 0 | 0 | 0 | 0 | 0 | 0 | 0 | 0 | 0 | 0 | 0 | 0 | 0 | 0 | 0
F6_Commercial_WA - College_New_Space Heating_Natural Gas_Ventilation - Parking Garages, Demand Controlled_A_Achievable Technical Potential | F6 | Commercial | WA - College | New | Space Heating | Natural Gas | Ventilation - Parking Garages, Demand Controlled | A | Incremental Winter Peak Savings (MW) | Achievable Technical Potential | 0 | 0 | 0 | 0 | 0 | 0 | 0 | 0 | 0 | 0 | 0 | 0 | 0 | 0 | 0 | 0 | 0 | 0 | 0 | 0 | 0 | 0 | 0 | 0 | 0 | 0 | 0
F7_Commercial_WA - College_New_Space Heating_Natural Gas_Ventilation - Parking Garages, Demand Controlled_A_Achievable Technical Potential | F7 | Commercial | WA - College | New | Space Heating | Natural Gas | Ventilation - Parking Garages, Demand Controlled | A | Cumulative Energy Savings (MWh or mTherms) | Achievable Technical Potential | 0 | 0 | 0 | 0 | 0 | 0 | 0 | 0 | 0 | 0 | 0 | 0 | 0 | 0 | 0 | 0 | 0 | 0 | 0 | 0 | 0 | 0 | 0 | 0 | 0 | 0 | 0
F8_Commercial_WA - College_New_Space Heating_Natural Gas_Ventilation - Parking Garages, Demand Controlled_A_Achievable Technical Potential | F8 | Commercial | WA - College | New | Space Heating | Natural Gas | Ventilation - Parking Garages, Demand Controlled | A | Cumulative Summer Peak Savings (MW) | Achievable Technical Potential | 0 | 0 | 0 | 0 | 0 | 0 | 0 | 0 | 0 | 0 | 0 | 0 | 0 | 0 | 0 | 0 | 0 | 0 | 0 | 0 | 0 | 0 | 0 | 0 | 0 | 0 | 0
F9_Commercial_WA - College_New_Space Heating_Natural Gas_Ventilation - Parking Garages, Demand Controlled_A_Achievable Technical Potential | F9 | Commercial | WA - College | New | Space Heating | Natural Gas | Ventilation - Parking Garages, Demand Controlled | A | Cumulative Winter Peak Savings (MW) | Achievable Technical Potential | 0 | 0 | 0 | 0 | 0 | 0 | 0 | 0 | 0 | 0 | 0 | 0 | 0 | 0 | 0 | 0 | 0 | 0 | 0 | 0 | 0 | 0 | 0 | 0 | 0 | 0 | 0
F10_Commercial_WA - College_New_Space Heating_Natural Gas_Ventilation - Parking Garages, Demand Controlled_A_Achievable Technical Potential | F10 | Commercial | WA - College | New | Space Heating | Natural Gas | Ventilation - Parking Garages, Demand Controlled | A | Purchases (Incremental) | Achievable Technical Potential | 0 | 0 | 0 | 0 | 0 | 0 | 0 | 0 | 0 | 0 | 0 | 0 | 0 | 0 | 0 | 0 | 0 | 0 | 0 | 0 | 0 | 0 | 0 | 0 | 0 | 0 | 0
F11_Commercial_WA - College_New_Space Heating_Natural Gas_Ventilation - Parking Garages, Demand Controlled_A_Achievable Technical Potential | F11 | Commercial | WA - College | New | Space Heating | Natural Gas | Ventilation - Parking Garages, Demand Controlled | A | Purchases (Cumulative) | Achievable Technical Potential | 0 | 0 | 0 | 0 | 0 | 0 | 0 | 0 | 0 | 0 | 0 | 0 | 0 | 0 | 0 | 0 | 0 | 0 | 0 | 0 | 0 | 0 | 0 | 0 | 0 | 0 | 0
F1_Commercial_WA - College_New_Miscellaneous_Natural Gas_Pool Heater - Night Covers_A_Achievable Technical Potential | F1 | Commercial | WA - College | New | Miscellaneous | Natural Gas | Pool Heater - Night Covers | A | Integrated Unit Energy Savings (kWh or therms) | Achievable Technical Potential | 0 | 0 | 0 | 0 | 0 | 0 | 0 | 0 | 0 | 0 | 0 | 0 | 0 | 0 | 0 | 0 | 0 | 0 | 0 | 0 | 0 | 0 | 0 | 0 | 0 | 0 | 0
F2_Commercial_WA - College_New_Miscellaneous_Natural Gas_Pool Heater - Night Covers_A_Achievable Technical Potential | F2 | Commercial | WA - College | New | Miscellaneous | Natural Gas | Pool Heater - Night Covers | A | Integrated Unit Summer Peak Savings (kW) | Achievable Technical Potential | 0 | 0 | 0 | 0 | 0 | 0 | 0 | 0 | 0 | 0 | 0 | 0 | 0 | 0 | 0 | 0 | 0 | 0 | 0 | 0 | 0 | 0 | 0 | 0 | 0 | 0 | 0
F3_Commercial_WA - College_New_Miscellaneous_Natural Gas_Pool Heater - Night Covers_A_Achievable Technical Potential | F3 | Commercial | WA - College | New | Miscellaneous | Natural Gas | Pool Heater - Night Covers | A | Integrated Unit Winter Peak Savings (kW) | Achievable Technical Potential | 0 | 0 | 0 | 0 | 0 | 0 | 0 | 0 | 0 | 0 | 0 | 0 | 0 | 0 | 0 | 0 | 0 | 0 | 0 | 0 | 0 | 0 | 0 | 0 | 0 | 0 | 0
F4_Commercial_WA - College_New_Miscellaneous_Natural Gas_Pool Heater - Night Covers_A_Achievable Technical Potential | F4 | Commercial | WA - College | New | Miscellaneous | Natural Gas | Pool Heater - Night Covers | A | Incremental Energy Savings (MWh or mTherms) | Achievable Technical Potential | 0 | 0 | 0 | 0 | 0 | 0 | 0 | 0 | 0 | 0 | 0 | 0 | 0 | 0 | 0 | 0 | 0 | 0 | 0 | 0 | 0 | 0 | 0 | 0 | 0 | 0 | 0
F5_Commercial_WA - College_New_Miscellaneous_Natural Gas_Pool Heater - Night Covers_A_Achievable Technical Potential | F5 | Commercial | WA - College | New | Miscellaneous | Natural Gas | Pool Heater - Night Covers | A | Incremental Summer Peak Savings (MW) | Achievable Technical Potential | 0 | 0 | 0 | 0 | 0 | 0 | 0 | 0 | 0 | 0 | 0 | 0 | 0 | 0 | 0 | 0 | 0 | 0 | 0 | 0 | 0 | 0 | 0 | 0 | 0 | 0 | 0
F6_Commercial_WA - College_New_Miscellaneous_Natural Gas_Pool Heater - Night Covers_A_Achievable Technical Potential | F6 | Commercial | WA - College | New | Miscellaneous | Natural Gas | Pool Heater - Night Covers | A | Incremental Winter Peak Savings (MW) | Achievable Technical Potential | 0 | 0 | 0 | 0 | 0 | 0 | 0 | 0 | 0 | 0 | 0 | 0 | 0 | 0 | 0 | 0 | 0 | 0 | 0 | 0 | 0 | 0 | 0 | 0 | 0 | 0 | 0
F7_Commercial_WA - College_New_Miscellaneous_Natural Gas_Pool Heater - Night Covers_A_Achievable Technical Potential | F7 | Commercial | WA - College | New | Miscellaneous | Natural Gas | Pool Heater - Night Covers | A | Cumulative Energy Savings (MWh or mTherms) | Achievable Technical Potential | 0 | 0 | 0 | 0 | 0 | 0 | 0 | 0 | 0 | 0 | 0 | 0 | 0 | 0 | 0 | 0 | 0 | 0 | 0 | 0 | 0 | 0 | 0 | 0 | 0 | 0 | 0
F8_Commercial_WA - College_New_Miscellaneous_Natural Gas_Pool Heater - Night Covers_A_Achievable Technical Potential | F8 | Commercial | WA - College | New | Miscellaneous | Natural Gas | Pool Heater - Night Covers | A | Cumulative Summer Peak Savings (MW) | Achievable Technical Potential | 0 | 0 | 0 | 0 | 0 | 0 | 0 | 0 | 0 | 0 | 0 | 0 | 0 | 0 | 0 | 0 | 0 | 0 | 0 | 0 | 0 | 0 | 0 | 0 | 0 | 0 | 0
F9_Commercial_WA - College_New_Miscellaneous_Natural Gas_Pool Heater - Night Covers_A_Achievable Technical Potential | F9 | Commercial | WA - College | New | Miscellaneous | Natural Gas | Pool Heater - Night Covers | A | Cumulative Winter Peak Savings (MW) | Achievable Technical Potential | 0 | 0 | 0 | 0 | 0 | 0 | 0 | 0 | 0 | 0 | 0 | 0 | 0 | 0 | 0 | 0 | 0 | 0 | 0 | 0 | 0 | 0 | 0 | 0 | 0 | 0 | 0
F10_Commercial_WA - College_New_Miscellaneous_Natural Gas_Pool Heater - Night Covers_A_Achievable Technical Potential | F10 | Commercial | WA - College | New | Miscellaneous | Natural Gas | Pool Heater - Night Covers | A | Purchases (Incremental) | Achievable Technical Potential | 0 | 0 | 0 | 0 | 0 | 0 | 0 | 0 | 0 | 0 | 0 | 0 | 0 | 0 | 0 | 0 | 0 | 0 | 0 | 0 | 0 | 0 | 0 | 0 | 0 | 0 | 0
F11_Commercial_WA - College_New_Miscellaneous_Natural Gas_Pool Heater - Night Covers_A_Achievable Technical Potential | F11 | Commercial | WA - College | New | Miscellaneous | Natural Gas | Pool Heater - Night Covers | A | Purchases (Cumulative) | Achievable Technical Potential | 0 | 0 | 0 | 0 | 0 | 0 | 0 | 0 | 0 | 0 | 0 | 0 | 0 | 0 | 0 | 0 | 0 | 0 | 0 | 0 | 0 | 0 | 0 | 0 | 0 | 0 | 0
F1_Commercial_WA - College_New_Space Heating_Natural Gas_Advanced New Construction Designs_A_Achievable Technical Potential | F1 | Commercial | WA - College | New | Space Heating | Natural Gas | Advanced New Construction Designs | A | Integrated Unit Energy Savings (kWh or therms) | Achievable Technical Potential | 0 | 0 | 0 | 0 | 0 | 0 | 0 | 0 | 0 | 0 | 0 | 0 | 0 | 0 | 0 | 0 | 0 | 0 | 0 | 0 | 0 | 0 | 0 | 0 | 0 | 0 | 0
F2_Commercial_WA - College_New_Space Heating_Natural Gas_Advanced New Construction Designs_A_Achievable Technical Potential | F2 | Commercial | WA - College | New | Space Heating | Natural Gas | Advanced New Construction Designs | A | Integrated Unit Summer Peak Savings (kW) | Achievable Technical Potential | 0 | 0 | 0 | 0 | 0 | 0 | 0 | 0 | 0 | 0 | 0 | 0 | 0 | 0 | 0 | 0 | 0 | 0 | 0 | 0 | 0 | 0 | 0 | 0 | 0 | 0 | 0
F3_Commercial_WA - College_New_Space Heating_Natural Gas_Advanced New Construction Designs_A_Achievable Technical Potential | F3 | Commercial | WA - College | New | Space Heating | Natural Gas | Advanced New Construction Designs | A | Integrated Unit Winter Peak Savings (kW) | Achievable Technical Potential | 0 | 0 | 0 | 0 | 0 | 0 | 0 | 0 | 0 | 0 | 0 | 0 | 0 | 0 | 0 | 0 | 0 | 0 | 0 | 0 | 0 | 0 | 0 | 0 | 0 | 0 | 0
F4_Commercial_WA - College_New_Space Heating_Natural Gas_Advanced New Construction Designs_A_Achievable Technical Potential | F4 | Commercial | WA - College | New | Space Heating | Natural Gas | Advanced New Construction Designs | A | Incremental Energy Savings (MWh or mTherms) | Achievable Technical Potential | 0 | 0 | 0 | 0 | 0 | 0 | 0 | 0 | 0 | 0 | 0 | 0 | 0 | 0 | 0 | 0 | 0 | 0 | 0 | 0 | 0 | 0 | 0 | 0 | 0 | 0 | 0
F5_Commercial_WA - College_New_Space Heating_Natural Gas_Advanced New Construction Designs_A_Achievable Technical Potential | F5 | Commercial | WA - College | New | Space Heating | Natural Gas | Advanced New Construction Designs | A | Incremental Summer Peak Savings (MW) | Achievable Technical Potential | 0 | 0 | 0 | 0 | 0 | 0 | 0 | 0 | 0 | 0 | 0 | 0 | 0 | 0 | 0 | 0 | 0 | 0 | 0 | 0 | 0 | 0 | 0 | 0 | 0 | 0 | 0
F6_Commercial_WA - College_New_Space Heating_Natural Gas_Advanced New Construction Designs_A_Achievable Technical Potential | F6 | Commercial | WA - College | New | Space Heating | Natural Gas | Advanced New Construction Designs | A | Incremental Winter Peak Savings (MW) | Achievable Technical Potential | 0 | 0 | 0 | 0 | 0 | 0 | 0 | 0 | 0 | 0 | 0 | 0 | 0 | 0 | 0 | 0 | 0 | 0 | 0 | 0 | 0 | 0 | 0 | 0 | 0 | 0 | 0
F7_Commercial_WA - College_New_Space Heating_Natural Gas_Advanced New Construction Designs_A_Achievable Technical Potential | F7 | Commercial | WA - College | New | Space Heating | Natural Gas | Advanced New Construction Designs | A | Cumulative Energy Savings (MWh or mTherms) | Achievable Technical Potential | 0 | 0 | 0 | 0 | 0 | 0 | 0 | 0 | 0 | 0 | 0 | 0 | 0 | 0 | 0 | 0 | 0 | 0 | 0 | 0 | 0 | 0 | 0 | 0 | 0 | 0 | 0
F8_Commercial_WA - College_New_Space Heating_Natural Gas_Advanced New Construction Designs_A_Achievable Technical Potential | F8 | Commercial | WA - College | New | Space Heating | Natural Gas | Advanced New Construction Designs | A | Cumulative Summer Peak Savings (MW) | Achievable Technical Potential | 0 | 0 | 0 | 0 | 0 | 0 | 0 | 0 | 0 | 0 | 0 | 0 | 0 | 0 | 0 | 0 | 0 | 0 | 0 | 0 | 0 | 0 | 0 | 0 | 0 | 0 | 0
F9_Commercial_WA - College_New_Space Heating_Natural Gas_Advanced New Construction Designs_A_Achievable Technical Potential | F9 | Commercial | WA - College | New | Space Heating | Natural Gas | Advanced New Construction Designs | A | Cumulative Winter Peak Savings (MW) | Achievable Technical Potential | 0 | 0 | 0 | 0 | 0 | 0 | 0 | 0 | 0 | 0 | 0 | 0 | 0 | 0 | 0 | 0 | 0 | 0 | 0 | 0 | 0 | 0 | 0 | 0 | 0 | 0 | 0
F10_Commercial_WA - College_New_Space Heating_Natural Gas_Advanced New Construction Designs_A_Achievable Technical Potential | F10 | Commercial | WA - College | New | Space Heating | Natural Gas | Advanced New Construction Designs | A | Purchases (Incremental) | Achievable Technical Potential | 0 | 0 | 0 | 0 | 0 | 0 | 0 | 0 | 0 | 0 | 0 | 0 | 0 | 0 | 0 | 0 | 0 | 0 | 0 | 0 | 0 | 0 | 0 | 0 | 0 | 0 | 0
F11_Commercial_WA - College_New_Space Heating_Natural Gas_Advanced New Construction Designs_A_Achievable Technical Potential | F11 | Commercial | WA - College | New | Space Heating | Natural Gas | Advanced New Construction Designs | A | Purchases (Cumulative) | Achievable Technical Potential | 0 | 0 | 0 | 0 | 0 | 0 | 0 | 0 | 0 | 0 | 0 | 0 | 0 | 0 | 0 | 0 | 0 | 0 | 0 | 0 | 0 | 0 | 0 | 0 | 0 | 0 | 0
F1_Commercial_WA - College_New_Water Heating_Natural Gas_Advanced New Construction Designs_A_Achievable Technical Potential | F1 | Commercial | WA - College | New | Water Heating | Natural Gas | Advanced New Construction Designs | A | Integrated Unit Energy Savings (kWh or therms) | Achievable Technical Potential | 0 | 0 | 0 | 0 | 0 | 0 | 0 | 0 | 0 | 0 | 0 | 0 | 0 | 0 | 0 | 0 | 0 | 0 | 0 | 0 | 0 | 0 | 0 | 0 | 0 | 0 | 0
F2_Commercial_WA - College_New_Water Heating_Natural Gas_Advanced New Construction Designs_A_Achievable Technical Potential | F2 | Commercial | WA - College | New | Water Heating | Natural Gas | Advanced New Construction Designs | A | Integrated Unit Summer Peak Savings (kW) | Achievable Technical Potential | 0 | 0 | 0 | 0 | 0 | 0 | 0 | 0 | 0 | 0 | 0 | 0 | 0 | 0 | 0 | 0 | 0 | 0 | 0 | 0 | 0 | 0 | 0 | 0 | 0 | 0 | 0
F3_Commercial_WA - College_New_Water Heating_Natural Gas_Advanced New Construction Designs_A_Achievable Technical Potential | F3 | Commercial | WA - College | New | Water Heating | Natural Gas | Advanced New Construction Designs | A | Integrated Unit Winter Peak Savings (kW) | Achievable Technical Potential | 0 | 0 | 0 | 0 | 0 | 0 | 0 | 0 | 0 | 0 | 0 | 0 | 0 | 0 | 0 | 0 | 0 | 0 | 0 | 0 | 0 | 0 | 0 | 0 | 0 | 0 | 0
F4_Commercial_WA - College_New_Water Heating_Natural Gas_Advanced New Construction Designs_A_Achievable Technical Potential | F4 | Commercial | WA - College | New | Water Heating | Natural Gas | Advanced New Construction Designs | A | Incremental Energy Savings (MWh or mTherms) | Achievable Technical Potential | 0 | 0 | 0 | 0 | 0 | 0 | 0 | 0 | 0 | 0 | 0 | 0 | 0 | 0 | 0 | 0 | 0 | 0 | 0 | 0 | 0 | 0 | 0 | 0 | 0 | 0 | 0
F5_Commercial_WA - College_New_Water Heating_Natural Gas_Advanced New Construction Designs_A_Achievable Technical Potential | F5 | Commercial | WA - College | New | Water Heating | Natural Gas | Advanced New Construction Designs | A | Incremental Summer Peak Savings (MW) | Achievable Technical Potential | 0 | 0 | 0 | 0 | 0 | 0 | 0 | 0 | 0 | 0 | 0 | 0 | 0 | 0 | 0 | 0 | 0 | 0 | 0 | 0 | 0 | 0 | 0 | 0 | 0 | 0 | 0
F6_Commercial_WA - College_New_Water Heating_Natural Gas_Advanced New Construction Designs_A_Achievable Technical Potential | F6 | Commercial | WA - College | New | Water Heating | Natural Gas | Advanced New Construction Designs | A | Incremental Winter Peak Savings (MW) | Achievable Technical Potential | 0 | 0 | 0 | 0 | 0 | 0 | 0 | 0 | 0 | 0 | 0 | 0 | 0 | 0 | 0 | 0 | 0 | 0 | 0 | 0 | 0 | 0 | 0 | 0 | 0 | 0 | 0
F7_Commercial_WA - College_New_Water Heating_Natural Gas_Advanced New Construction Designs_A_Achievable Technical Potential | F7 | Commercial | WA - College | New | Water Heating | Natural Gas | Advanced New Construction Designs | A | Cumulative Energy Savings (MWh or mTherms) | Achievable Technical Potential | 0 | 0 | 0 | 0 | 0 | 0 | 0 | 0 | 0 | 0 | 0 | 0 | 0 | 0 | 0 | 0 | 0 | 0 | 0 | 0 | 0 | 0 | 0 | 0 | 0 | 0 | 0
F8_Commercial_WA - College_New_Water Heating_Natural Gas_Advanced New Construction Designs_A_Achievable Technical Potential | F8 | Commercial | WA - College | New | Water Heating | Natural Gas | Advanced New Construction Designs | A | Cumulative Summer Peak Savings (MW) | Achievable Technical Potential | 0 | 0 | 0 | 0 | 0 | 0 | 0 | 0 | 0 | 0 | 0 | 0 | 0 | 0 | 0 | 0 | 0 | 0 | 0 | 0 | 0 | 0 | 0 | 0 | 0 | 0 | 0
F9_Commercial_WA - College_New_Water Heating_Natural Gas_Advanced New Construction Designs_A_Achievable Technical Potential | F9 | Commercial | WA - College | New | Water Heating | Natural Gas | Advanced New Construction Designs | A | Cumulative Winter Peak Savings (MW) | Achievable Technical Potential | 0 | 0 | 0 | 0 | 0 | 0 | 0 | 0 | 0 | 0 | 0 | 0 | 0 | 0 | 0 | 0 | 0 | 0 | 0 | 0 | 0 | 0 | 0 | 0 | 0 | 0 | 0
F10_Commercial_WA - College_New_Water Heating_Natural Gas_Advanced New Construction Designs_A_Achievable Technical Potential | F10 | Commercial | WA - College | New | Water Heating | Natural Gas | Advanced New Construction Designs | A | Purchases (Incremental) | Achievable Technical Potential | 0 | 0 | 0 | 0 | 0 | 0 | 0 | 0 | 0 | 0 | 0 | 0 | 0 | 0 | 0 | 0 | 0 | 0 | 0 | 0 | 0 | 0 | 0 | 0 | 0 | 0 | 0
F11_Commercial_WA - College_New_Water Heating_Natural Gas_Advanced New Construction Designs_A_Achievable Technical Potential | F11 | Commercial | WA - College | New | Water Heating | Natural Gas | Advanced New Construction Designs | A | Purchases (Cumulative) | Achievable Technical Potential | 0 | 0 | 0 | 0 | 0 | 0 | 0 | 0 | 0 | 0 | 0 | 0 | 0 | 0 | 0 | 0 | 0 | 0 | 0 | 0 | 0 | 0 | 0 | 0 | 0 | 0 | 0
F1_Commercial_WA - College_New_Space Heating_Natural Gas_Strategic Energy Management_A_Achievable Technical Potential | F1 | Commercial | WA - College | New | Space Heating | Natural Gas | Strategic Energy Management | A | Integrated Unit Energy Savings (kWh or therms) | Achievable Technical Potential | 0 | 0 | 0 | 0 | 0 | 0 | 0 | 0 | 0 | 0 | 0 | 0 | 0 | 0 | 0 | 0 | 0 | 0 | 0 | 0 | 0 | 0 | 0 | 0 | 0 | 0 | 0
F2_Commercial_WA - College_New_Space Heating_Natural Gas_Strategic Energy Management_A_Achievable Technical Potential | F2 | Commercial | WA - College | New | Space Heating | Natural Gas | Strategic Energy Management | A | Integrated Unit Summer Peak Savings (kW) | Achievable Technical Potential | 0 | 0 | 0 | 0 | 0 | 0 | 0 | 0 | 0 | 0 | 0 | 0 | 0 | 0 | 0 | 0 | 0 | 0 | 0 | 0 | 0 | 0 | 0 | 0 | 0 | 0 | 0
F3_Commercial_WA - College_New_Space Heating_Natural Gas_Strategic Energy Management_A_Achievable Technical Potential | F3 | Commercial | WA - College | New | Space Heating | Natural Gas | Strategic Energy Management | A | Integrated Unit Winter Peak Savings (kW) | Achievable Technical Potential | 0 | 0 | 0 | 0 | 0 | 0 | 0 | 0 | 0 | 0 | 0 | 0 | 0 | 0 | 0 | 0 | 0 | 0 | 0 | 0 | 0 | 0 | 0 | 0 | 0 | 0 | 0
F4_Commercial_WA - College_New_Space Heating_Natural Gas_Strategic Energy Management_A_Achievable Technical Potential | F4 | Commercial | WA - College | New | Space Heating | Natural Gas | Strategic Energy Management | A | Incremental Energy Savings (MWh or mTherms) | Achievable Technical Potential | 0 | 0 | 0 | 0 | 0 | 0 | 0 | 0 | 0 | 0 | 0 | 0 | 0 | 0 | 0 | 0 | 0 | 0 | 0 | 0 | 0 | 0 | 0 | 0 | 0 | 0 | 0
F5_Commercial_WA - College_New_Space Heating_Natural Gas_Strategic Energy Management_A_Achievable Technical Potential | F5 | Commercial | WA - College | New | Space Heating | Natural Gas | Strategic Energy Management | A | Incremental Summer Peak Savings (MW) | Achievable Technical Potential | 0 | 0 | 0 | 0 | 0 | 0 | 0 | 0 | 0 | 0 | 0 | 0 | 0 | 0 | 0 | 0 | 0 | 0 | 0 | 0 | 0 | 0 | 0 | 0 | 0 | 0 | 0
F6_Commercial_WA - College_New_Space Heating_Natural Gas_Strategic Energy Management_A_Achievable Technical Potential | F6 | Commercial | WA - College | New | Space Heating | Natural Gas | Strategic Energy Management | A | Incremental Winter Peak Savings (MW) | Achievable Technical Potential | 0 | 0 | 0 | 0 | 0 | 0 | 0 | 0 | 0 | 0 | 0 | 0 | 0 | 0 | 0 | 0 | 0 | 0 | 0 | 0 | 0 | 0 | 0 | 0 | 0 | 0 | 0
F7_Commercial_WA - College_New_Space Heating_Natural Gas_Strategic Energy Management_A_Achievable Technical Potential | F7 | Commercial | WA - College | New | Space Heating | Natural Gas | Strategic Energy Management | A | Cumulative Energy Savings (MWh or mTherms) | Achievable Technical Potential | 0 | 0 | 0 | 0 | 0 | 0 | 0 | 0 | 0 | 0 | 0 | 0 | 0 | 0 | 0 | 0 | 0 | 0 | 0 | 0 | 0 | 0 | 0 | 0 | 0 | 0 | 0
F8_Commercial_WA - College_New_Space Heating_Natural Gas_Strategic Energy Management_A_Achievable Technical Potential | F8 | Commercial | WA - College | New | Space Heating | Natural Gas | Strategic Energy Management | A | Cumulative Summer Peak Savings (MW) | Achievable Technical Potential | 0 | 0 | 0 | 0 | 0 | 0 | 0 | 0 | 0 | 0 | 0 | 0 | 0 | 0 | 0 | 0 | 0 | 0 | 0 | 0 | 0 | 0 | 0 | 0 | 0 | 0 | 0
F9_Commercial_WA - College_New_Space Heating_Natural Gas_Strategic Energy Management_A_Achievable Technical Potential | F9 | Commercial | WA - College | New | Space Heating | Natural Gas | Strategic Energy Management | A | Cumulative Winter Peak Savings (MW) | Achievable Technical Potential | 0 | 0 | 0 | 0 | 0 | 0 | 0 | 0 | 0 | 0 | 0 | 0 | 0 | 0 | 0 | 0 | 0 | 0 | 0 | 0 | 0 | 0 | 0 | 0 | 0 | 0 | 0
F10_Commercial_WA - College_New_Space Heating_Natural Gas_Strategic Energy Management_A_Achievable Technical Potential | F10 | Commercial | WA - College | New | Space Heating | Natural Gas | Strategic Energy Management | A | Purchases (Incremental) | Achievable Technical Potential | 0 | 0 | 0 | 0 | 0 | 0 | 0 | 0 | 0 | 0 | 0 | 0 | 0 | 0 | 0 | 0 | 0 | 0 | 0 | 0 | 0 | 0 | 0 | 0 | 0 | 0 | 0
F11_Commercial_WA - College_New_Space Heating_Natural Gas_Strategic Energy Management_A_Achievable Technical Potential | F11 | Commercial | WA - College | New | Space Heating | Natural Gas | Strategic Energy Management | A | Purchases (Cumulative) | Achievable Technical Potential | 0 | 0 | 0 | 0 | 0 | 0 | 0 | 0 | 0 | 0 | 0 | 0 | 0 | 0 | 0 | 0 | 0 | 0 | 0 | 0 | 0 | 0 | 0 | 0 | 0 | 0 | 0
F1_Commercial_WA - College_New_Water Heating_Natural Gas_Strategic Energy Management_A_Achievable Technical Potential | F1 | Commercial | WA - College | New | Water Heating | Natural Gas | Strategic Energy Management | A | Integrated Unit Energy Savings (kWh or therms) | Achievable Technical Potential | 0 | 0 | 0 | 0 | 0 | 0 | 0 | 0 | 0 | 0 | 0 | 0 | 0 | 0 | 0 | 0 | 0 | 0 | 0 | 0 | 0 | 0 | 0 | 0 | 0 | 0 | 0
F2_Commercial_WA - College_New_Water Heating_Natural Gas_Strategic Energy Management_A_Achievable Technical Potential | F2 | Commercial | WA - College | New | Water Heating | Natural Gas | Strategic Energy Management | A | Integrated Unit Summer Peak Savings (kW) | Achievable Technical Potential | 0 | 0 | 0 | 0 | 0 | 0 | 0 | 0 | 0 | 0 | 0 | 0 | 0 | 0 | 0 | 0 | 0 | 0 | 0 | 0 | 0 | 0 | 0 | 0 | 0 | 0 | 0
F3_Commercial_WA - College_New_Water Heating_Natural Gas_Strategic Energy Management_A_Achievable Technical Potential | F3 | Commercial | WA - College | New | Water Heating | Natural Gas | Strategic Energy Management | A | Integrated Unit Winter Peak Savings (kW) | Achievable Technical Potential | 0 | 0 | 0 | 0 | 0 | 0 | 0 | 0 | 0 | 0 | 0 | 0 | 0 | 0 | 0 | 0 | 0 | 0 | 0 | 0 | 0 | 0 | 0 | 0 | 0 | 0 | 0
F4_Commercial_WA - College_New_Water Heating_Natural Gas_Strategic Energy Management_A_Achievable Technical Potential | F4 | Commercial | WA - College | New | Water Heating | Natural Gas | Strategic Energy Management | A | Incremental Energy Savings (MWh or mTherms) | Achievable Technical Potential | 0 | 0 | 0 | 0 | 0 | 0 | 0 | 0 | 0 | 0 | 0 | 0 | 0 | 0 | 0 | 0 | 0 | 0 | 0 | 0 | 0 | 0 | 0 | 0 | 0 | 0 | 0
F5_Commercial_WA - College_New_Water Heating_Natural Gas_Strategic Energy Management_A_Achievable Technical Potential | F5 | Commercial | WA - College | New | Water Heating | Natural Gas | Strategic Energy Management | A | Incremental Summer Peak Savings (MW) | Achievable Technical Potential | 0 | 0 | 0 | 0 | 0 | 0 | 0 | 0 | 0 | 0 | 0 | 0 | 0 | 0 | 0 | 0 | 0 | 0 | 0 | 0 | 0 | 0 | 0 | 0 | 0 | 0 | 0
F6_Commercial_WA - College_New_Water Heating_Natural Gas_Strategic Energy Management_A_Achievable Technical Potential | F6 | Commercial | WA - College | New | Water Heating | Natural Gas | Strategic Energy Management | A | Incremental Winter Peak Savings (MW) | Achievable Technical Potential | 0 | 0 | 0 | 0 | 0 | 0 | 0 | 0 | 0 | 0 | 0 | 0 | 0 | 0 | 0 | 0 | 0 | 0 | 0 | 0 | 0 | 0 | 0 | 0 | 0 | 0 | 0
F7_Commercial_WA - College_New_Water Heating_Natural Gas_Strategic Energy Management_A_Achievable Technical Potential | F7 | Commercial | WA - College | New | Water Heating | Natural Gas | Strategic Energy Management | A | Cumulative Energy Savings (MWh or mTherms) | Achievable Technical Potential | 0 | 0 | 0 | 0 | 0 | 0 | 0 | 0 | 0 | 0 | 0 | 0 | 0 | 0 | 0 | 0 | 0 | 0 | 0 | 0 | 0 | 0 | 0 | 0 | 0 | 0 | 0
F8_Commercial_WA - College_New_Water Heating_Natural Gas_Strategic Energy Management_A_Achievable Technical Potential | F8 | Commercial | WA - College | New | Water Heating | Natural Gas | Strategic Energy Management | A | Cumulative Summer Peak Savings (MW) | Achievable Technical Potential | 0 | 0 | 0 | 0 | 0 | 0 | 0 | 0 | 0 | 0 | 0 | 0 | 0 | 0 | 0 | 0 | 0 | 0 | 0 | 0 | 0 | 0 | 0 | 0 | 0 | 0 | 0
F9_Commercial_WA - College_New_Water Heating_Natural Gas_Strategic Energy Management_A_Achievable Technical Potential | F9 | Commercial | WA - College | New | Water Heating | Natural Gas | Strategic Energy Management | A | Cumulative Winter Peak Savings (MW) | Achievable Technical Potential | 0 | 0 | 0 | 0 | 0 | 0 | 0 | 0 | 0 | 0 | 0 | 0 | 0 | 0 | 0 | 0 | 0 | 0 | 0 | 0 | 0 | 0 | 0 | 0 | 0 | 0 | 0
F10_Commercial_WA - College_New_Water Heating_Natural Gas_Strategic Energy Management_A_Achievable Technical Potential | F10 | Commercial | WA - College | New | Water Heating | Natural Gas | Strategic Energy Management | A | Purchases (Incremental) | Achievable Technical Potential | 0 | 0 | 0 | 0 | 0 | 0 | 0 | 0 | 0 | 0 | 0 | 0 | 0 | 0 | 0 | 0 | 0 | 0 | 0 | 0 | 0 | 0 | 0 | 0 | 0 | 0 | 0
F11_Commercial_WA - College_New_Water Heating_Natural Gas_Strategic Energy Management_A_Achievable Technical Potential | F11 | Commercial | WA - College | New | Water Heating | Natural Gas | Strategic Energy Management | A | Purchases (Cumulative) | Achievable Technical Potential | 0 | 0 | 0 | 0 | 0 | 0 | 0 | 0 | 0 | 0 | 0 | 0 | 0 | 0 | 0 | 0 | 0 | 0 | 0 | 0 | 0 | 0 | 0 | 0 | 0 | 0 | 0
F1_Commercial_WA - College_New_Space Heating_Natural Gas_Retrocommissioning_A_Achievable Technical Potential | F1 | Commercial | WA - College | New | Space Heating | Natural Gas | Retrocommissioning | A | Integrated Unit Energy Savings (kWh or therms) | Achievable Technical Potential | 0 | 0 | 0 | 0 | 0 | 0 | 0 | 0 | 0 | 0 | 0 | 0 | 0 | 0 | 0 | 0 | 0 | 0 | 0 | 0 | 0 | 0 | 0 | 0 | 0 | 0 | 0
F2_Commercial_WA - College_New_Space Heating_Natural Gas_Retrocommissioning_A_Achievable Technical Potential | F2 | Commercial | WA - College | New | Space Heating | Natural Gas | Retrocommissioning | A | Integrated Unit Summer Peak Savings (kW) | Achievable Technical Potential | 0 | 0 | 0 | 0 | 0 | 0 | 0 | 0 | 0 | 0 | 0 | 0 | 0 | 0 | 0 | 0 | 0 | 0 | 0 | 0 | 0 | 0 | 0 | 0 | 0 | 0 | 0
F3_Commercial_WA - College_New_Space Heating_Natural Gas_Retrocommissioning_A_Achievable Technical Potential | F3 | Commercial | WA - College | New | Space Heating | Natural Gas | Retrocommissioning | A | Integrated Unit Winter Peak Savings (kW) | Achievable Technical Potential | 0 | 0 | 0 | 0 | 0 | 0 | 0 | 0 | 0 | 0 | 0 | 0 | 0 | 0 | 0 | 0 | 0 | 0 | 0 | 0 | 0 | 0 | 0 | 0 | 0 | 0 | 0
F4_Commercial_WA - College_New_Space Heating_Natural Gas_Retrocommissioning_A_Achievable Technical Potential | F4 | Commercial | WA - College | New | Space Heating | Natural Gas | Retrocommissioning | A | Incremental Energy Savings (MWh or mTherms) | Achievable Technical Potential | 0 | 0 | 0 | 0 | 0 | 0 | 0 | 0 | 0 | 0 | 0 | 0 | 0 | 0 | 0 | 0 | 0 | 0 | 0 | 0 | 0 | 0 | 0 | 0 | 0 | 0 | 0
F5_Commercial_WA - College_New_Space Heating_Natural Gas_Retrocommissioning_A_Achievable Technical Potential | F5 | Commercial | WA - College | New | Space Heating | Natural Gas | Retrocommissioning | A | Incremental Summer Peak Savings (MW) | Achievable Technical Potential | 0 | 0 | 0 | 0 | 0 | 0 | 0 | 0 | 0 | 0 | 0 | 0 | 0 | 0 | 0 | 0 | 0 | 0 | 0 | 0 | 0 | 0 | 0 | 0 | 0 | 0 | 0
F6_Commercial_WA - College_New_Space Heating_Natural Gas_Retrocommissioning_A_Achievable Technical Potential | F6 | Commercial | WA - College | New | Space Heating | Natural Gas | Retrocommissioning | A | Incremental Winter Peak Savings (MW) | Achievable Technical Potential | 0 | 0 | 0 | 0 | 0 | 0 | 0 | 0 | 0 | 0 | 0 | 0 | 0 | 0 | 0 | 0 | 0 | 0 | 0 | 0 | 0 | 0 | 0 | 0 | 0 | 0 | 0
F7_Commercial_WA - College_New_Space Heating_Natural Gas_Retrocommissioning_A_Achievable Technical Potential | F7 | Commercial | WA - College | New | Space Heating | Natural Gas | Retrocommissioning | A | Cumulative Energy Savings (MWh or mTherms) | Achievable Technical Potential | 0 | 0 | 0 | 0 | 0 | 0 | 0 | 0 | 0 | 0 | 0 | 0 | 0 | 0 | 0 | 0 | 0 | 0 | 0 | 0 | 0 | 0 | 0 | 0 | 0 | 0 | 0
F8_Commercial_WA - College_New_Space Heating_Natural Gas_Retrocommissioning_A_Achievable Technical Potential | F8 | Commercial | WA - College | New | Space Heating | Natural Gas | Retrocommissioning | A | Cumulative Summer Peak Savings (MW) | Achievable Technical Potential | 0 | 0 | 0 | 0 | 0 | 0 | 0 | 0 | 0 | 0 | 0 | 0 | 0 | 0 | 0 | 0 | 0 | 0 | 0 | 0 | 0 | 0 | 0 | 0 | 0 | 0 | 0
F9_Commercial_WA - College_New_Space Heating_Natural Gas_Retrocommissioning_A_Achievable Technical Potential | F9 | Commercial | WA - College | New | Space Heating | Natural Gas | Retrocommissioning | A | Cumulative Winter Peak Savings (MW) | Achievable Technical Potential | 0 | 0 | 0 | 0 | 0 | 0 | 0 | 0 | 0 | 0 | 0 | 0 | 0 | 0 | 0 | 0 | 0 | 0 | 0 | 0 | 0 | 0 | 0 | 0 | 0 | 0 | 0
F10_Commercial_WA - College_New_Space Heating_Natural Gas_Retrocommissioning_A_Achievable Technical Potential | F10 | Commercial | WA - College | New | Space Heating | Natural Gas | Retrocommissioning | A | Purchases (Incremental) | Achievable Technical Potential | 0 | 0 | 0 | 0 | 0 | 0 | 0 | 0 | 0 | 0 | 0 | 0 | 0 | 0 | 0 | 0 | 0 | 0 | 0 | 0 | 0 | 0 | 0 | 0 | 0 | 0 | 0
F11_Commercial_WA - College_New_Space Heating_Natural Gas_Retrocommissioning_A_Achievable Technical Potential | F11 | Commercial | WA - College | New | Space Heating | Natural Gas | Retrocommissioning | A | Purchases (Cumulative) | Achievable Technical Potential | 0 | 0 | 0 | 0 | 0 | 0 | 0 | 0 | 0 | 0 | 0 | 0 | 0 | 0 | 0 | 0 | 0 | 0 | 0 | 0 | 0 | 0 | 0 | 0 | 0 | 0 | 0
F1_Commercial_WA - College_New_Water Heating_Natural Gas_Retrocommissioning_A_Achievable Technical Potential | F1 | Commercial | WA - College | New | Water Heating | Natural Gas | Retrocommissioning | A | Integrated Unit Energy Savings (kWh or therms) | Achievable Technical Potential | 0 | 0 | 0 | 0 | 0 | 0 | 0 | 0 | 0 | 0 | 0 | 0 | 0 | 0 | 0 | 0 | 0 | 0 | 0 | 0 | 0 | 0 | 0 | 0 | 0 | 0 | 0
F2_Commercial_WA - College_New_Water Heating_Natural Gas_Retrocommissioning_A_Achievable Technical Potential | F2 | Commercial | WA - College | New | Water Heating | Natural Gas | Retrocommissioning | A | Integrated Unit Summer Peak Savings (kW) | Achievable Technical Potential | 0 | 0 | 0 | 0 | 0 | 0 | 0 | 0 | 0 | 0 | 0 | 0 | 0 | 0 | 0 | 0 | 0 | 0 | 0 | 0 | 0 | 0 | 0 | 0 | 0 | 0 | 0
F3_Commercial_WA - College_New_Water Heating_Natural Gas_Retrocommissioning_A_Achievable Technical Potential | F3 | Commercial | WA - College | New | Water Heating | Natural Gas | Retrocommissioning | A | Integrated Unit Winter Peak Savings (kW) | Achievable Technical Potential | 0 | 0 | 0 | 0 | 0 | 0 | 0 | 0 | 0 | 0 | 0 | 0 | 0 | 0 | 0 | 0 | 0 | 0 | 0 | 0 | 0 | 0 | 0 | 0 | 0 | 0 | 0
F4_Commercial_WA - College_New_Water Heating_Natural Gas_Retrocommissioning_A_Achievable Technical Potential | F4 | Commercial | WA - College | New | Water Heating | Natural Gas | Retrocommissioning | A | Incremental Energy Savings (MWh or mTherms) | Achievable Technical Potential | 0 | 0 | 0 | 0 | 0 | 0 | 0 | 0 | 0 | 0 | 0 | 0 | 0 | 0 | 0 | 0 | 0 | 0 | 0 | 0 | 0 | 0 | 0 | 0 | 0 | 0 | 0
F5_Commercial_WA - College_New_Water Heating_Natural Gas_Retrocommissioning_A_Achievable Technical Potential | F5 | Commercial | WA - College | New | Water Heating | Natural Gas | Retrocommissioning | A | Incremental Summer Peak Savings (MW) | Achievable Technical Potential | 0 | 0 | 0 | 0 | 0 | 0 | 0 | 0 | 0 | 0 | 0 | 0 | 0 | 0 | 0 | 0 | 0 | 0 | 0 | 0 | 0 | 0 | 0 | 0 | 0 | 0 | 0
F6_Commercial_WA - College_New_Water Heating_Natural Gas_Retrocommissioning_A_Achievable Technical Potential | F6 | Commercial | WA - College | New | Water Heating | Natural Gas | Retrocommissioning | A | Incremental Winter Peak Savings (MW) | Achievable Technical Potential | 0 | 0 | 0 | 0 | 0 | 0 | 0 | 0 | 0 | 0 | 0 | 0 | 0 | 0 | 0 | 0 | 0 | 0 | 0 | 0 | 0 | 0 | 0 | 0 | 0 | 0 | 0
F7_Commercial_WA - College_New_Water Heating_Natural Gas_Retrocommissioning_A_Achievable Technical Potential | F7 | Commercial | WA - College | New | Water Heating | Natural Gas | Retrocommissioning | A | Cumulative Energy Savings (MWh or mTherms) | Achievable Technical Potential | 0 | 0 | 0 | 0 | 0 | 0 | 0 | 0 | 0 | 0 | 0 | 0 | 0 | 0 | 0 | 0 | 0 | 0 | 0 | 0 | 0 | 0 | 0 | 0 | 0 | 0 | 0
F8_Commercial_WA - College_New_Water Heating_Natural Gas_Retrocommissioning_A_Achievable Technical Potential | F8 | Commercial | WA - College | New | Water Heating | Natural Gas | Retrocommissioning | A | Cumulative Summer Peak Savings (MW) | Achievable Technical Potential | 0 | 0 | 0 | 0 | 0 | 0 | 0 | 0 | 0 | 0 | 0 | 0 | 0 | 0 | 0 | 0 | 0 | 0 | 0 | 0 | 0 | 0 | 0 | 0 | 0 | 0 | 0
F9_Commercial_WA - College_New_Water Heating_Natural Gas_Retrocommissioning_A_Achievable Technical Potential | F9 | Commercial | WA - College | New | Water Heating | Natural Gas | Retrocommissioning | A | Cumulative Winter Peak Savings (MW) | Achievable Technical Potential | 0 | 0 | 0 | 0 | 0 | 0 | 0 | 0 | 0 | 0 | 0 | 0 | 0 | 0 | 0 | 0 | 0 | 0 | 0 | 0 | 0 | 0 | 0 | 0 | 0 | 0 | 0
F10_Commercial_WA - College_New_Water Heating_Natural Gas_Retrocommissioning_A_Achievable Technical Potential | F10 | Commercial | WA - College | New | Water Heating | Natural Gas | Retrocommissioning | A | Purchases (Incremental) | Achievable Technical Potential | 0 | 0 | 0 | 0 | 0 | 0 | 0 | 0 | 0 | 0 | 0 | 0 | 0 | 0 | 0 | 0 | 0 | 0 | 0 | 0 | 0 | 0 | 0 | 0 | 0 | 0 | 0
F11_Commercial_WA - College_New_Water Heating_Natural Gas_Retrocommissioning_A_Achievable Technical Potential | F11 | Commercial | WA - College | New | Water Heating | Natural Gas | Retrocommissioning | A | Purchases (Cumulative) | Achievable Technical Potential | 0 | 0 | 0 | 0 | 0 | 0 | 0 | 0 | 0 | 0 | 0 | 0 | 0 | 0 | 0 | 0 | 0 | 0 | 0 | 0 | 0 | 0 | 0 | 0 | 0 | 0 | 0
F1_Commercial_WA - Miscellaneous_Existing_Space Heating_Natural Gas_Insulation - Ceiling_A_Achievable Technical Potential | F1 | Commercial | WA - Miscellaneous | Existing | Space Heating | Natural Gas | Insulation - Ceiling | A | Integrated Unit Energy Savings (kWh or therms) | Achievable Technical Potential | 0 | 0 | 0.099485 | 0.099 | 0.098416 | 0.097775 | 0.097087 | 0.096342 | 0.095527 | 0.094636 | 0.093672 | 0.09264 | 0.091557 | 0.090481 | 0.089405 | 0.088349 | 0.087347 | 0.086434 | 0.08567 | 0.085066 | 0.084546 | 0.084136 | 0.083752 | 0.083533 | 0.083324 | 0.083124 | 0.082932
F2_Commercial_WA - Miscellaneous_Existing_Space Heating_Natural Gas_Insulation - Ceiling_A_Achievable Technical Potential | F2 | Commercial | WA - Miscellaneous | Existing | Space Heating | Natural Gas | Insulation - Ceiling | A | Integrated Unit Summer Peak Savings (kW) | Achievable Technical Potential | 0 | 0 | 0 | 0 | 0 | 0 | 0 | 0 | 0 | 0 | 0 | 0 | 0 | 0 | 0 | 0 | 0 | 0 | 0 | 0 | 0 | 0 | 0 | 0 | 0 | 0 | 0
F3_Commercial_WA - Miscellaneous_Existing_Space Heating_Natural Gas_Insulation - Ceiling_A_Achievable Technical Potential | F3 | Commercial | WA - Miscellaneous | Existing | Space Heating | Natural Gas | Insulation - Ceiling | A | Integrated Unit Winter Peak Savings (kW) | Achievable Technical Potential | 0 | 0 | 0 | 0 | 0 | 0 | 0 | 0 | 0 | 0 | 0 | 0 | 0 | 0 | 0 | 0 | 0 | 0 | 0 | 0 | 0 | 0 | 0 | 0 | 0 | 0 | 0
F4_Commercial_WA - Miscellaneous_Existing_Space Heating_Natural Gas_Insulation - Ceiling_A_Achievable Technical Potential | F4 | Commercial | WA - Miscellaneous | Existing | Space Heating | Natural Gas | Insulation - Ceiling | A | Incremental Energy Savings (MWh or mTherms) | Achievable Technical Potential | 0 | 0 | 0 | 0.29604 | 0.15836 | 0.53222 | 0.85963 | 1.2948 | 1.8387 | 2.4779 | 3.1794 | 3.8891 | 4.5326 | 5.0255 | 5.2826 | 5.242 | 4.8854 | 4.2505 | 3.4294 | 2.5452 | 1.8534 | 1.0064 | 0.80142 | 0 | 0 | 0 | 0
F5_Commercial_WA - Miscellaneous_Existing_Space Heating_Natural Gas_Insulation - Ceiling_A_Achievable Technical Potential | F5 | Commercial | WA - Miscellaneous | Existing | Space Heating | Natural Gas | Insulation - Ceiling | A | Incremental Summer Peak Savings (MW) | Achievable Technical Potential | 0 | 0 | 0 | 0 | 0 | 0 | 0 | 0 | 0 | 0 | 0 | 0 | 0 | 0 | 0 | 0 | 0 | 0 | 0 | 0 | 0 | 0 | 0 | 0 | 0 | 0 | 0
F6_Commercial_WA - Miscellaneous_Existing_Space Heating_Natural Gas_Insulation - Ceiling_A_Achievable Technical Potential | F6 | Commercial | WA - Miscellaneous | Existing | Space Heating | Natural Gas | Insulation - Ceiling | A | Incremental Winter Peak Savings (MW) | Achievable Technical Potential | 0 | 0 | 0 | 0 | 0 | 0 | 0 | 0 | 0 | 0 | 0 | 0 | 0 | 0 | 0 | 0 | 0 | 0 | 0 | 0 | 0 | 0 | 0 | 0 | 0 | 0 | 0
F7_Commercial_WA - Miscellaneous_Existing_Space Heating_Natural Gas_Insulation - Ceiling_A_Achievable Technical Potential | F7 | Commercial | WA - Miscellaneous | Existing | Space Heating | Natural Gas | Insulation - Ceiling | A | Cumulative Energy Savings (MWh or mTherms) | Achievable Technical Potential | 0 | 0 | 0 | 0.29604 | 0.45265 | 0.98192 | 1.8346 | 3.1154 | 4.9277 | 7.3596 | 10.4641 | 14.238 | 18.604 | 23.411 | 28.4152 | 33.3214 | 37.8291 | 41.6843 | 44.745 | 46.9746 | 48.5413 | 49.312 | 49.8882 | 49.7578 | 49.6333 | 49.5141 | 49.3998
F8_Commercial_WA - Miscellaneous_Existing_Space Heating_Natural Gas_Insulation - Ceiling_A_Achievable Technical Potential | F8 | Commercial | WA - Miscellaneous | Existing | Space Heating | Natural Gas | Insulation - Ceiling | A | Cumulative Summer Peak Savings (MW) | Achievable Technical Potential | 0 | 0 | 0 | 0 | 0 | 0 | 0 | 0 | 0 | 0 | 0 | 0 | 0 | 0 | 0 | 0 | 0 | 0 | 0 | 0 | 0 | 0 | 0 | 0 | 0 | 0 | 0
F9_Commercial_WA - Miscellaneous_Existing_Space Heating_Natural Gas_Insulation - Ceiling_A_Achievable Technical Potential | F9 | Commercial | WA - Miscellaneous | Existing | Space Heating | Natural Gas | Insulation - Ceiling | A | Cumulative Winter Peak Savings (MW) | Achievable Technical Potential | 0 | 0 | 0 | 0 | 0 | 0 | 0 | 0 | 0 | 0 | 0 | 0 | 0 | 0 | 0 | 0 | 0 | 0 | 0 | 0 | 0 | 0 | 0 | 0 | 0 | 0 | 0
F10_Commercial_WA - Miscellaneous_Existing_Space Heating_Natural Gas_Insulation - Ceiling_A_Achievable Technical Potential | F10 | Commercial | WA - Miscellaneous | Existing | Space Heating | Natural Gas | Insulation - Ceiling | A | Purchases (Incremental) | Achievable Technical Potential | 0 | 0 | 0 | 2990.2982 | 1609.0547 | 5443.2724 | 8854.2286 | 13439.4823 | 19248.2103 | 26182.852 | 33942.4328 | 41980.9394 | 49505.5002 | 55541.954 | 59086.1817 | 59332.8587 | 55931.2256 | 49176.0567 | 40030.2644 | 29920.6637 | 21921.7789 | 11961.1928 | 9568.9542 | 0 | 0 | 0 | 0
F11_Commercial_WA - Miscellaneous_Existing_Space Heating_Natural Gas_Insulation - Ceiling_A_Achievable Technical Potential | F11 | Commercial | WA - Miscellaneous | Existing | Space Heating | Natural Gas | Insulation - Ceiling | A | Purchases (Cumulative) | Achievable Technical Potential | 0 | 0 | 0 | 2990.2982 | 4599.3529 | 10042.6253 | 18896.8538 | 32336.3361 | 51584.5464 | 77767.3984 | 111709.8311 | 153690.7705 | 203196.2707 | 258738.2247 | 317824.4063 | 377157.265 | 433088.4906 | 482264.5473 | 522294.8117 | 552215.4754 | 574137.2543 | 586098.4471 | 595667.4014 | 595667.4014 | 595667.4014 | 595667.4014 | 595667.4014
F1_Commercial_WA - Miscellaneous_Existing_Space Heating_Natural Gas_Insulation - Ducting_A_Achievable Technical Potential | F1 | Commercial | WA - Miscellaneous | Existing | Space Heating | Natural Gas | Insulation - Ducting | A | Integrated Unit Energy Savings (kWh or therms) | Achievable Technical Potential | 0 | 0 | 0 | 0 | 0 | 0 | 0 | 0 | 0 | 0 | 0 | 0 | 0 | 0 | 0 | 0 | 0 | 0 | 0 | 0 | 0 | 0 | 0 | 0 | 0 | 0 | 0
F2_Commercial_WA - Miscellaneous_Existing_Space Heating_Natural Gas_Insulation - Ducting_A_Achievable Technical Potential | F2 | Commercial | WA - Miscellaneous | Existing | Space Heating | Natural Gas | Insulation - Ducting | A | Integrated Unit Summer Peak Savings (kW) | Achievable Technical Potential | 0 | 0 | 0 | 0 | 0 | 0 | 0 | 0 | 0 | 0 | 0 | 0 | 0 | 0 | 0 | 0 | 0 | 0 | 0 | 0 | 0 | 0 | 0 | 0 | 0 | 0 | 0
F3_Commercial_WA - Miscellaneous_Existing_Space Heating_Natural Gas_Insulation - Ducting_A_Achievable Technical Potential | F3 | Commercial | WA - Miscellaneous | Existing | Space Heating | Natural Gas | Insulation - Ducting | A | Integrated Unit Winter Peak Savings (kW) | Achievable Technical Potential | 0 | 0 | 0 | 0 | 0 | 0 | 0 | 0 | 0 | 0 | 0 | 0 | 0 | 0 | 0 | 0 | 0 | 0 | 0 | 0 | 0 | 0 | 0 | 0 | 0 | 0 | 0
F4_Commercial_WA - Miscellaneous_Existing_Space Heating_Natural Gas_Insulation - Ducting_A_Achievable Technical Potential | F4 | Commercial | WA - Miscellaneous | Existing | Space Heating | Natural Gas | Insulation - Ducting | A | Incremental Energy Savings (MWh or mTherms) | Achievable Technical Potential | 0 | 0 | 0 | 0 | 0 | 0 | 0 | 0 | 0 | 0 | 0 | 0 | 0 | 0 | 0 | 0 | 0 | 0 | 0 | 0 | 0 | 0 | 0 | 0 | 0 | 0 | 0
F5_Commercial_WA - Miscellaneous_Existing_Space Heating_Natural Gas_Insulation - Ducting_A_Achievable Technical Potential | F5 | Commercial | WA - Miscellaneous | Existing | Space Heating | Natural Gas | Insulation - Ducting | A | Incremental Summer Peak Savings (MW) | Achievable Technical Potential | 0 | 0 | 0 | 0 | 0 | 0 | 0 | 0 | 0 | 0 | 0 | 0 | 0 | 0 | 0 | 0 | 0 | 0 | 0 | 0 | 0 | 0 | 0 | 0 | 0 | 0 | 0
F6_Commercial_WA - Miscellaneous_Existing_Space Heating_Natural Gas_Insulation - Ducting_A_Achievable Technical Potential | F6 | Commercial | WA - Miscellaneous | Existing | Space Heating | Natural Gas | Insulation - Ducting | A | Incremental Winter Peak Savings (MW) | Achievable Technical Potential | 0 | 0 | 0 | 0 | 0 | 0 | 0 | 0 | 0 | 0 | 0 | 0 | 0 | 0 | 0 | 0 | 0 | 0 | 0 | 0 | 0 | 0 | 0 | 0 | 0 | 0 | 0
F7_Commercial_WA - Miscellaneous_Existing_Space Heating_Natural Gas_Insulation - Ducting_A_Achievable Technical Potential | F7 | Commercial | WA - Miscellaneous | Existing | Space Heating | Natural Gas | Insulation - Ducting | A | Cumulative Energy Savings (MWh or mTherms) | Achievable Technical Potential | 0 | 0 | 0 | 0 | 0 | 0 | 0 | 0 | 0 | 0 | 0 | 0 | 0 | 0 | 0 | 0 | 0 | 0 | 0 | 0 | 0 | 0 | 0 | 0 | 0 | 0 | 0
F8_Commercial_WA - Miscellaneous_Existing_Space Heating_Natural Gas_Insulation - Ducting_A_Achievable Technical Potential | F8 | Commercial | WA - Miscellaneous | Existing | Space Heating | Natural Gas | Insulation - Ducting | A | Cumulative Summer Peak Savings (MW) | Achievable Technical Potential | 0 | 0 | 0 | 0 | 0 | 0 | 0 | 0 | 0 | 0 | 0 | 0 | 0 | 0 | 0 | 0 | 0 | 0 | 0 | 0 | 0 | 0 | 0 | 0 | 0 | 0 | 0
F9_Commercial_WA - Miscellaneous_Existing_Space Heating_Natural Gas_Insulation - Ducting_A_Achievable Technical Potential | F9 | Commercial | WA - Miscellaneous | Existing | Space Heating | Natural Gas | Insulation - Ducting | A | Cumulative Winter Peak Savings (MW) | Achievable Technical Potential | 0 | 0 | 0 | 0 | 0 | 0 | 0 | 0 | 0 | 0 | 0 | 0 | 0 | 0 | 0 | 0 | 0 | 0 | 0 | 0 | 0 | 0 | 0 | 0 | 0 | 0 | 0
F10_Commercial_WA - Miscellaneous_Existing_Space Heating_Natural Gas_Insulation - Ducting_A_Achievable Technical Potential | F10 | Commercial | WA - Miscellaneous | Existing | Space Heating | Natural Gas | Insulation - Ducting | A | Purchases (Incremental) | Achievable Technical Potential | 0 | 0 | 0 | 1486.2052 | 799.7147 | 2705.3555 | 4400.6316 | 6679.5441 | 9566.5344 | 13013.1139 | 16869.6957 | 20864.9061 | 24604.6807 | 27604.8528 | 29366.366 | 29488.9667 | 27798.3243 | 24440.9443 | 19895.403 | 14870.8401 | 10895.3221 | 5944.8209 | 4755.8567 | 0 | 0 | 0 | 0
F11_Commercial_WA - Miscellaneous_Existing_Space Heating_Natural Gas_Insulation - Ducting_A_Achievable Technical Potential | F11 | Commercial | WA - Miscellaneous | Existing | Space Heating | Natural Gas | Insulation - Ducting | A | Purchases (Cumulative) | Achievable Technical Potential | 0 | 0 | 0 | 1486.2052 | 2285.9199 | 4991.2755 | 9391.907 | 16071.4511 | 25637.9855 | 38651.0994 | 55520.795 | 76385.7011 | 100990.3818 | 128595.2346 | 157961.6006 | 187450.5673 | 215248.8916 | 239689.8359 | 259585.2389 | 274456.079 | 285351.4011 | 291296.2219 | 296052.0786 | 296052.0786 | 296052.0786 | 296052.0786 | 296052.0786
F1_Commercial_WA - Miscellaneous_Existing_Space Heating_Natural Gas_Insulation - Wall Cavity_A_Achievable Technical Potential | F1 | Commercial | WA - Miscellaneous | Existing | Space Heating | Natural Gas | Insulation - Wall Cavity | A | Integrated Unit Energy Savings (kWh or therms) | Achievable Technical Potential | 0 | 0 | 0.15919 | 0.15865 | 0.15809 | 0.1575 | 0.1569 | 0.15629 | 0.15566 | 0.15501 | 0.15435 | 0.15368 | 0.153 | 0.15232 | 0.15164 | 0.15098 | 0.15035 | 0.14976 | 0.14922 | 0.14874 | 0.14829 | 0.14786 | 0.14745 | 0.14706 | 0.1467 | 0.14635 | 0.14601
F2_Commercial_WA - Miscellaneous_Existing_Space Heating_Natural Gas_Insulation - Wall Cavity_A_Achievable Technical Potential | F2 | Commercial | WA - Miscellaneous | Existing | Space Heating | Natural Gas | Insulation - Wall Cavity | A | Integrated Unit Summer Peak Savings (kW) | Achievable Technical Potential | 0 | 0 | 0 | 0 | 0 | 0 | 0 | 0 | 0 | 0 | 0 | 0 | 0 | 0 | 0 | 0 | 0 | 0 | 0 | 0 | 0 | 0 | 0 | 0 | 0 | 0 | 0
F3_Commercial_WA - Miscellaneous_Existing_Space Heating_Natural Gas_Insulation - Wall Cavity_A_Achievable Technical Potential | F3 | Commercial | WA - Miscellaneous | Existing | Space Heating | Natural Gas | Insulation - Wall Cavity | A | Integrated Unit Winter Peak Savings (kW) | Achievable Technical Potential | 0 | 0 | 0 | 0 | 0 | 0 | 0 | 0 | 0 | 0 | 0 | 0 | 0 | 0 | 0 | 0 | 0 | 0 | 0 | 0 | 0 | 0 | 0 | 0 | 0 | 0 | 0
F4_Commercial_WA - Miscellaneous_Existing_Space Heating_Natural Gas_Insulation - Wall Cavity_A_Achievable Technical Potential | F4 | Commercial | WA - Miscellaneous | Existing | Space Heating | Natural Gas | Insulation - Wall Cavity | A | Incremental Energy Savings (MWh or mTherms) | Achievable Technical Potential | 0 | 0 | 0 | 0.35578 | 0.19076 | 0.64295 | 1.0419 | 1.5752 | 2.247 | 3.0438 | 3.9291 | 4.8384 | 5.6803 | 6.3446 | 6.7193 | 6.7181 | 6.3066 | 5.5232 | 4.4798 | 3.3377 | 2.4379 | 1.3263 | 1.0581 | 0 | 0 | 0 | 0
F5_Commercial_WA - Miscellaneous_Existing_Space Heating_Natural Gas_Insulation - Wall Cavity_A_Achievable Technical Potential | F5 | Commercial | WA - Miscellaneous | Existing | Space Heating | Natural Gas | Insulation - Wall Cavity | A | Incremental Summer Peak Savings (MW) | Achievable Technical Potential | 0 | 0 | 0 | 0 | 0 | 0 | 0 | 0 | 0 | 0 | 0 | 0 | 0 | 0 | 0 | 0 | 0 | 0 | 0 | 0 | 0 | 0 | 0 | 0 | 0 | 0 | 0
F6_Commercial_WA - Miscellaneous_Existing_Space Heating_Natural Gas_Insulation - Wall Cavity_A_Achievable Technical Potential | F6 | Commercial | WA - Miscellaneous | Existing | Space Heating | Natural Gas | Insulation - Wall Cavity | A | Incremental Winter Peak Savings (MW) | Achievable Technical Potential | 0 | 0 | 0 | 0 | 0 | 0 | 0 | 0 | 0 | 0 | 0 | 0 | 0 | 0 | 0 | 0 | 0 | 0 | 0 | 0 | 0 | 0 | 0 | 0 | 0 | 0 | 0
F7_Commercial_WA - Miscellaneous_Existing_Space Heating_Natural Gas_Insulation - Wall Cavity_A_Achievable Technical Potential | F7 | Commercial | WA - Miscellaneous | Existing | Space Heating | Natural Gas | Insulation - Wall Cavity | A | Cumulative Energy Savings (MWh or mTherms) | Achievable Technical Potential | 0 | 0 | 0 | 0.35578 | 0.54529 | 1.1862 | 2.2236 | 3.7901 | 6.0218 | 9.0406 | 12.9311 | 17.7132 | 23.3148 | 29.5558 | 36.1433 | 42.7045 | 48.8332 | 54.1654 | 58.4506 | 61.6 | 63.8504 | 64.9905 | 65.8672 | 65.696 | 65.5326 | 65.3761 | 65.226
F8_Commercial_WA - Miscellaneous_Existing_Space Heating_Natural Gas_Insulation - Wall Cavity_A_Achievable Technical Potential | F8 | Commercial | WA - Miscellaneous | Existing | Space Heating | Natural Gas | Insulation - Wall Cavity | A | Cumulative Summer Peak Savings (MW) | Achievable Technical Potential | 0 | 0 | 0 | 0 | 0 | 0 | 0 | 0 | 0 | 0 | 0 | 0 | 0 | 0 | 0 | 0 | 0 | 0 | 0 | 0 | 0 | 0 | 0 | 0 | 0 | 0 | 0
F9_Commercial_WA - Miscellaneous_Existing_Space Heating_Natural Gas_Insulation - Wall Cavity_A_Achievable Technical Potential | F9 | Commercial | WA - Miscellaneous | Existing | Space Heating | Natural Gas | Insulation - Wall Cavity | A | Cumulative Winter Peak Savings (MW) | Achievable Technical Potential | 0 | 0 | 0 | 0 | 0 | 0 | 0 | 0 | 0 | 0 | 0 | 0 | 0 | 0 | 0 | 0 | 0 | 0 | 0 | 0 | 0 | 0 | 0 | 0 | 0 | 0 | 0
F10_Commercial_WA - Miscellaneous_Existing_Space Heating_Natural Gas_Insulation - Wall Cavity_A_Achievable Technical Potential | F10 | Commercial | WA - Miscellaneous | Existing | Space Heating | Natural Gas | Insulation - Wall Cavity | A | Purchases (Incremental) | Achievable Technical Potential | 0 | 0 | 0 | 2242.5873 | 1206.7177 | 4082.2061 | 6640.2678 | 10078.999 | 14435.2802 | 19635.9454 | 25455.2772 | 31483.7907 | 37126.8683 | 41653.9334 | 44311.9426 | 44496.9391 | 41945.8694 | 36879.8007 | 30020.8734 | 22439.1338 | 16440.3348 | 8970.3493 | 7176.2794 | 0 | 0 | 0 | 0
F11_Commercial_WA - Miscellaneous_Existing_Space Heating_Natural Gas_Insulation - Wall Cavity_A_Achievable Technical Potential | F11 | Commercial | WA - Miscellaneous | Existing | Space Heating | Natural Gas | Insulation - Wall Cavity | A | Purchases (Cumulative) | Achievable Technical Potential | 0 | 0 | 0 | 2242.5873 | 3449.305 | 7531.5111 | 14171.7789 | 24250.7779 | 38686.0581 | 58322.0035 | 83777.2807 | 115261.0714 | 152387.9397 | 194041.8731 | 238353.8157 | 282850.7548 | 324796.6242 | 361676.4249 | 391697.2983 | 414136.432 | 430576.7668 | 439547.1162 | 446723.3956 | 446723.3956 | 446723.3956 | 446723.3956 | 446723.3956
F1_Commercial_WA - Miscellaneous_Existing_Space Heating_Natural Gas_Green Roof - Vegetated Rooftop_A_Achievable Technical Potential | F1 | Commercial | WA - Miscellaneous | Existing | Space Heating | Natural Gas | Green Roof - Vegetated Rooftop | A | Integrated Unit Energy Savings (kWh or therms) | Achievable Technical Potential | 0 | 0 | 0.0056728 | 0.0056374 | 0.0055939 | 0.0055448 | 0.0054913 | 0.0054322 | 0.0053684 | 0.0052983 | 0.0052223 | 0.0051415 | 0.0050578 | 0.0049743 | 0.0048916 | 0.0048116 | 0.0047368 | 0.0046699 | 0.0046145 | 0.0045714 | 0.0045354 | 0.0045083 | 0.0044832 | 0.0044714 | 0.0044601 | 0.0044493 | 0.004439
F2_Commercial_WA - Miscellaneous_Existing_Space Heating_Natural Gas_Green Roof - Vegetated Rooftop_A_Achievable Technical Potential | F2 | Commercial | WA - Miscellaneous | Existing | Space Heating | Natural Gas | Green Roof - Vegetated Rooftop | A | Integrated Unit Summer Peak Savings (kW) | Achievable Technical Potential | 0 | 0 | 0 | 0 | 0 | 0 | 0 | 0 | 0 | 0 | 0 | 0 | 0 | 0 | 0 | 0 | 0 | 0 | 0 | 0 | 0 | 0 | 0 | 0 | 0 | 0 | 0
F3_Commercial_WA - Miscellaneous_Existing_Space Heating_Natural Gas_Green Roof - Vegetated Rooftop_A_Achievable Technical Potential | F3 | Commercial | WA - Miscellaneous | Existing | Space Heating | Natural Gas | Green Roof - Vegetated Rooftop | A | Integrated Unit Winter Peak Savings (kW) | Achievable Technical Potential | 0 | 0 | 0 | 0 | 0 | 0 | 0 | 0 | 0 | 0 | 0 | 0 | 0 | 0 | 0 | 0 | 0 | 0 | 0 | 0 | 0 | 0 | 0 | 0 | 0 | 0 | 0
F4_Commercial_WA - Miscellaneous_Existing_Space Heating_Natural Gas_Green Roof - Vegetated Rooftop_A_Achievable Technical Potential | F4 | Commercial | WA - Miscellaneous | Existing | Space Heating | Natural Gas | Green Roof - Vegetated Rooftop | A | Incremental Energy Savings (MWh or mTherms) | Achievable Technical Potential | 0 | 0 | 0 | 0 | 0 | 0 | 0 | 0 | 0 | 0 | 0 | 0 | 0 | 0 | 0 | 0 | 0 | 0 | 0 | 0 | 0 | 0 | 0 | 0 | 0 | 0 | 0
F5_Commercial_WA - Miscellaneous_Existing_Space Heating_Natural Gas_Green Roof - Vegetated Rooftop_A_Achievable Technical Potential | F5 | Commercial | WA - Miscellaneous | Existing | Space Heating | Natural Gas | Green Roof - Vegetated Rooftop | A | Incremental Summer Peak Savings (MW) | Achievable Technical Potential | 0 | 0 | 0 | 0 | 0 | 0 | 0 | 0 | 0 | 0 | 0 | 0 | 0 | 0 | 0 | 0 | 0 | 0 | 0 | 0 | 0 | 0 | 0 | 0 | 0 | 0 | 0
F6_Commercial_WA - Miscellaneous_Existing_Space Heating_Natural Gas_Green Roof - Vegetated Rooftop_A_Achievable Technical Potential | F6 | Commercial | WA - Miscellaneous | Existing | Space Heating | Natural Gas | Green Roof - Vegetated Rooftop | A | Incremental Winter Peak Savings (MW) | Achievable Technical Potential | 0 | 0 | 0 | 0 | 0 | 0 | 0 | 0 | 0 | 0 | 0 | 0 | 0 | 0 | 0 | 0 | 0 | 0 | 0 | 0 | 0 | 0 | 0 | 0 | 0 | 0 | 0
F7_Commercial_WA - Miscellaneous_Existing_Space Heating_Natural Gas_Green Roof - Vegetated Rooftop_A_Achievable Technical Potential | F7 | Commercial | WA - Miscellaneous | Existing | Space Heating | Natural Gas | Green Roof - Vegetated Rooftop | A | Cumulative Energy Savings (MWh or mTherms) | Achievable Technical Potential | 0 | 0 | 0 | 0 | 0 | 0 | 0 | 0 | 0 | 0 | 0 | 0 | 0 | 0 | 0 | 0 | 0 | 0 | 0 | 0 | 0 | 0 | 0 | 0 | 0 | 0 | 0
F8_Commercial_WA - Miscellaneous_Existing_Space Heating_Natural Gas_Green Roof - Vegetated Rooftop_A_Achievable Technical Potential | F8 | Commercial | WA - Miscellaneous | Existing | Space Heating | Natural Gas | Green Roof - Vegetated Rooftop | A | Cumulative Summer Peak Savings (MW) | Achievable Technical Potential | 0 | 0 | 0 | 0 | 0 | 0 | 0 | 0 | 0 | 0 | 0 | 0 | 0 | 0 | 0 | 0 | 0 | 0 | 0 | 0 | 0 | 0 | 0 | 0 | 0 | 0 | 0
F9_Commercial_WA - Miscellaneous_Existing_Space Heating_Natural Gas_Green Roof - Vegetated Rooftop_A_Achievable Technical Potential | F9 | Commercial | WA - Miscellaneous | Existing | Space Heating | Natural Gas | Green Roof - Vegetated Rooftop | A | Cumulative Winter Peak Savings (MW) | Achievable Technical Potential | 0 | 0 | 0 | 0 | 0 | 0 | 0 | 0 | 0 | 0 | 0 | 0 | 0 | 0 | 0 | 0 | 0 | 0 | 0 | 0 | 0 | 0 | 0 | 0 | 0 | 0 | 0
F10_Commercial_WA - Miscellaneous_Existing_Space Heating_Natural Gas_Green Roof - Vegetated Rooftop_A_Achievable Technical Potential | F10 | Commercial | WA - Miscellaneous | Existing | Space Heating | Natural Gas | Green Roof - Vegetated Rooftop | A | Purchases (Incremental) | Achievable Technical Potential | 0 | 0 | 0 | 0 | 0 | 0 | 0 | 0 | 0 | 0 | 0 | 0 | 0 | 0 | 0 | 0 | 0 | 0 | 0 | 0 | 0 | 0 | 0 | 0 | 0 | 0 | 0
F11_Commercial_WA - Miscellaneous_Existing_Space Heating_Natural Gas_Green Roof - Vegetated Rooftop_A_Achievable Technical Potential | F11 | Commercial | WA - Miscellaneous | Existing | Space Heating | Natural Gas | Green Roof - Vegetated Rooftop | A | Purchases (Cumulative) | Achievable Technical Potential | 0 | 0 | 0 | 0 | 0 | 0 | 0 | 0 | 0 | 0 | 0 | 0 | 0 | 0 | 0 | 0 | 0 | 0 | 0 | 0 | 0 | 0 | 0 | 0 | 0 | 0 | 0
F1_Commercial_WA - Miscellaneous_Existing_Space Heating_Natural Gas_Ducting - Repair and Sealing_A_Achievable Technical Potential | F1 | Commercial | WA - Miscellaneous | Existing | Space Heating | Natural Gas | Ducting - Repair and Sealing | A | Integrated Unit Energy Savings (kWh or therms) | Achievable Technical Potential | 0 | 0 | 0.16208 | 0.16149 | 0.16086 | 0.16019 | 0.15948 | 0.15872 | 0.1579 | 0.15702 | 0.15607 | 0.15505 | 0.15398 | 0.15287 | 0.15173 | 0.15063 | 0.14957 | 0.14861 | 0.14778 | 0.1471 | 0.1465 | 0.14599 | 0.14552 | 0.14514 | 0.14478 | 0.14443 | 0.1441
F2_Commercial_WA - Miscellaneous_Existing_Space Heating_Natural Gas_Ducting - Repair and Sealing_A_Achievable Technical Potential | F2 | Commercial | WA - Miscellaneous | Existing | Space Heating | Natural Gas | Ducting - Repair and Sealing | A | Integrated Unit Summer Peak Savings (kW) | Achievable Technical Potential | 0 | 0 | 0 | 0 | 0 | 0 | 0 | 0 | 0 | 0 | 0 | 0 | 0 | 0 | 0 | 0 | 0 | 0 | 0 | 0 | 0 | 0 | 0 | 0 | 0 | 0 | 0
F3_Commercial_WA - Miscellaneous_Existing_Space Heating_Natural Gas_Ducting - Repair and Sealing_A_Achievable Technical Potential | F3 | Commercial | WA - Miscellaneous | Existing | Space Heating | Natural Gas | Ducting - Repair and Sealing | A | Integrated Unit Winter Peak Savings (kW) | Achievable Technical Potential | 0 | 0 | 0 | 0 | 0 | 0 | 0 | 0 | 0 | 0 | 0 | 0 | 0 | 0 | 0 | 0 | 0 | 0 | 0 | 0 | 0 | 0 | 0 | 0 | 0 | 0 | 0
F4_Commercial_WA - Miscellaneous_Existing_Space Heating_Natural Gas_Ducting - Repair and Sealing_A_Achievable Technical Potential | F4 | Commercial | WA - Miscellaneous | Existing | Space Heating | Natural Gas | Ducting - Repair and Sealing | A | Incremental Energy Savings (MWh or mTherms) | Achievable Technical Potential | 0 | 0 | 0 | 0.39158 | 0.20989 | 0.70708 | 1.145 | 1.7297 | 2.4646 | 3.3338 | 4.2957 | 5.2784 | 6.1814 | 6.885 | 7.2701 | 7.2471 | 6.784 | 5.9263 | 4.7972 | 3.5691 | 2.6043 | 1.062 | 0.9393 | 0 | 0 | 0 | 0
F5_Commercial_WA - Miscellaneous_Existing_Space Heating_Natural Gas_Ducting - Repair and Sealing_A_Achievable Technical Potential | F5 | Commercial | WA - Miscellaneous | Existing | Space Heating | Natural Gas | Ducting - Repair and Sealing | A | Incremental Summer Peak Savings (MW) | Achievable Technical Potential | 0 | 0 | 0 | 0 | 0 | 0 | 0 | 0 | 0 | 0 | 0 | 0 | 0 | 0 | 0 | 0 | 0 | 0 | 0 | 0 | 0 | 0 | 0 | 0 | 0 | 0 | 0
F6_Commercial_WA - Miscellaneous_Existing_Space Heating_Natural Gas_Ducting - Repair and Sealing_A_Achievable Technical Potential | F6 | Commercial | WA - Miscellaneous | Existing | Space Heating | Natural Gas | Ducting - Repair and Sealing | A | Incremental Winter Peak Savings (MW) | Achievable Technical Potential | 0 | 0 | 0 | 0 | 0 | 0 | 0 | 0 | 0 | 0 | 0 | 0 | 0 | 0 | 0 | 0 | 0 | 0 | 0 | 0 | 0 | 0 | 0 | 0 | 0 | 0 | 0
F7_Commercial_WA - Miscellaneous_Existing_Space Heating_Natural Gas_Ducting - Repair and Sealing_A_Achievable Technical Potential | F7 | Commercial | WA - Miscellaneous | Existing | Space Heating | Natural Gas | Ducting - Repair and Sealing | A | Cumulative Energy Savings (MWh or mTherms) | Achievable Technical Potential | 0 | 0 | 0 | 0.39158 | 0.59997 | 1.3045 | 2.4438 | 4.1618 | 6.605 | 9.9019 | 14.1378 | 19.3242 | 25.3716 | 32.0734 | 39.106 | 46.0674 | 52.5297 | 58.1186 | 62.5918 | 65.872 | 68.2083 | 69.0329 | 69.7483 | 69.5665 | 69.393 | 69.2269 | 69.0675
F8_Commercial_WA - Miscellaneous_Existing_Space Heating_Natural Gas_Ducting - Repair and Sealing_A_Achievable Technical Potential | F8 | Commercial | WA - Miscellaneous | Existing | Space Heating | Natural Gas | Ducting - Repair and Sealing | A | Cumulative Summer Peak Savings (MW) | Achievable Technical Potential | 0 | 0 | 0 | 0 | 0 | 0 | 0 | 0 | 0 | 0 | 0 | 0 | 0 | 0 | 0 | 0 | 0 | 0 | 0 | 0 | 0 | 0 | 0 | 0 | 0 | 0 | 0
F9_Commercial_WA - Miscellaneous_Existing_Space Heating_Natural Gas_Ducting - Repair and Sealing_A_Achievable Technical Potential | F9 | Commercial | WA - Miscellaneous | Existing | Space Heating | Natural Gas | Ducting - Repair and Sealing | A | Cumulative Winter Peak Savings (MW) | Achievable Technical Potential | 0 | 0 | 0 | 0 | 0 | 0 | 0 | 0 | 0 | 0 | 0 | 0 | 0 | 0 | 0 | 0 | 0 | 0 | 0 | 0 | 0 | 0 | 0 | 0 | 0 | 0 | 0
F10_Commercial_WA - Miscellaneous_Existing_Space Heating_Natural Gas_Ducting - Repair and Sealing_A_Achievable Technical Potential | F10 | Commercial | WA - Miscellaneous | Existing | Space Heating | Natural Gas | Ducting - Repair and Sealing | A | Purchases (Incremental) | Achievable Technical Potential | 0 | 0 | 0 | 2424.8611 | 1304.7977 | 4414.0011 | 7179.9778 | 10898.2035 | 15608.5561 | 21231.9227 | 27524.2403 | 34042.7415 | 40144.4791 | 45039.4966 | 47913.5445 | 48113.5772 | 45355.1607 | 39877.3302 | 32460.9206 | 24262.9497 | 17776.5782 | 7274.5834 | 6454.7579 | 0 | 0 | 0 | 0
F11_Commercial_WA - Miscellaneous_Existing_Space Heating_Natural Gas_Ducting - Repair and Sealing_A_Achievable Technical Potential | F11 | Commercial | WA - Miscellaneous | Existing | Space Heating | Natural Gas | Ducting - Repair and Sealing | A | Purchases (Cumulative) | Achievable Technical Potential | 0 | 0 | 0 | 2424.8611 | 3729.6589 | 8143.66 | 15323.6378 | 26221.8413 | 41830.3973 | 63062.3201 | 90586.5603 | 124629.3018 | 164773.7809 | 209813.2775 | 257726.822 | 305840.3992 | 351195.5599 | 391072.8901 | 423533.8108 | 447796.7604 | 465573.3386 | 472847.922 | 479302.68 | 479302.68 | 479302.68 | 479302.68 | 479302.68
F1_Commercial_WA - Miscellaneous_Existing_Space Heating_Natural Gas_Windows - High Efficiency Glazing_A_Achievable Technical Potential | F1 | Commercial | WA - Miscellaneous | Existing | Space Heating | Natural Gas | Windows - High Efficiency Glazing | A | Integrated Unit Energy Savings (kWh or therms) | Achievable Technical Potential | 0 | 0 | 3.2418 | 3.2218 | 3.1971 | 3.1694 | 3.1394 | 3.1066 | 3.0715 | 3.0333 | 2.9921 | 2.9487 | 2.9041 | 2.8598 | 2.8162 | 2.774 | 2.7344 | 2.6989 | 2.6694 | 2.6464 | 2.6269 | 2.6119 | 2.598 | 2.5911 | 2.5846 | 2.5783 | 2.5723
F2_Commercial_WA - Miscellaneous_Existing_Space Heating_Natural Gas_Windows - High Efficiency Glazing_A_Achievable Technical Potential | F2 | Commercial | WA - Miscellaneous | Existing | Space Heating | Natural Gas | Windows - High Efficiency Glazing | A | Integrated Unit Summer Peak Savings (kW) | Achievable Technical Potential | 0 | 0 | 0 | 0 | 0 | 0 | 0 | 0 | 0 | 0 | 0 | 0 | 0 | 0 | 0 | 0 | 0 | 0 | 0 | 0 | 0 | 0 | 0 | 0 | 0 | 0 | 0
F3_Commercial_WA - Miscellaneous_Existing_Space Heating_Natural Gas_Windows - High Efficiency Glazing_A_Achievable Technical Potential | F3 | Commercial | WA - Miscellaneous | Existing | Space Heating | Natural Gas | Windows - High Efficiency Glazing | A | Integrated Unit Winter Peak Savings (kW) | Achievable Technical Potential | 0 | 0 | 0 | 0 | 0 | 0 | 0 | 0 | 0 | 0 | 0 | 0 | 0 | 0 | 0 | 0 | 0 | 0 | 0 | 0 | 0 | 0 | 0 | 0 | 0 | 0 | 0
F4_Commercial_WA - Miscellaneous_Existing_Space Heating_Natural Gas_Windows - High Efficiency Glazing_A_Achievable Technical Potential | F4 | Commercial | WA - Miscellaneous | Existing | Space Heating | Natural Gas | Windows - High Efficiency Glazing | A | Incremental Energy Savings (MWh or mTherms) | Achievable Technical Potential | 0 | 0 | 0 | 0.1819 | 0.097127 | 0.32573 | 0.52483 | 0.78829 | 1.1163 | 1.4995 | 1.9175 | 2.3372 | 2.7144 | 2.999 | 3.1417 | 3.1075 | 2.8876 | 2.5059 | 2.0175 | 1.495 | 1.0873 | 0.58985 | 0.46937 | 0 | 0 | 0 | 0
F5_Commercial_WA - Miscellaneous_Existing_Space Heating_Natural Gas_Windows - High Efficiency Glazing_A_Achievable Technical Potential | F5 | Commercial | WA - Miscellaneous | Existing | Space Heating | Natural Gas | Windows - High Efficiency Glazing | A | Incremental Summer Peak Savings (MW) | Achievable Technical Potential | 0 | 0 | 0 | 0 | 0 | 0 | 0 | 0 | 0 | 0 | 0 | 0 | 0 | 0 | 0 | 0 | 0 | 0 | 0 | 0 | 0 | 0 | 0 | 0 | 0 | 0 | 0
F6_Commercial_WA - Miscellaneous_Existing_Space Heating_Natural Gas_Windows - High Efficiency Glazing_A_Achievable Technical Potential | F6 | Commercial | WA - Miscellaneous | Existing | Space Heating | Natural Gas | Windows - High Efficiency Glazing | A | Incremental Winter Peak Savings (MW) | Achievable Technical Potential | 0 | 0 | 0 | 0 | 0 | 0 | 0 | 0 | 0 | 0 | 0 | 0 | 0 | 0 | 0 | 0 | 0 | 0 | 0 | 0 | 0 | 0 | 0 | 0 | 0 | 0 | 0
F7_Commercial_WA - Miscellaneous_Existing_Space Heating_Natural Gas_Windows - High Efficiency Glazing_A_Achievable Technical Potential | F7 | Commercial | WA - Miscellaneous | Existing | Space Heating | Natural Gas | Windows - High Efficiency Glazing | A | Cumulative Energy Savings (MWh or mTherms) | Achievable Technical Potential | 0 | 0 | 0 | 0.1819 | 0.27763 | 0.60095 | 1.1201 | 1.8967 | 2.9915 | 4.4537 | 6.3108 | 8.5565 | 11.1414 | 13.9707 | 16.899 | 19.7534 | 22.3596 | 24.575 | 26.3239 | 27.5915 | 28.4755 | 28.9029 | 29.2184 | 29.1413 | 29.0678 | 28.9974 | 28.9299
F8_Commercial_WA - Miscellaneous_Existing_Space Heating_Natural Gas_Windows - High Efficiency Glazing_A_Achievable Technical Potential | F8 | Commercial | WA - Miscellaneous | Existing | Space Heating | Natural Gas | Windows - High Efficiency Glazing | A | Cumulative Summer Peak Savings (MW) | Achievable Technical Potential | 0 | 0 | 0 | 0 | 0 | 0 | 0 | 0 | 0 | 0 | 0 | 0 | 0 | 0 | 0 | 0 | 0 | 0 | 0 | 0 | 0 | 0 | 0 | 0 | 0 | 0 | 0
F9_Commercial_WA - Miscellaneous_Existing_Space Heating_Natural Gas_Windows - High Efficiency Glazing_A_Achievable Technical Potential | F9 | Commercial | WA - Miscellaneous | Existing | Space Heating | Natural Gas | Windows - High Efficiency Glazing | A | Cumulative Winter Peak Savings (MW) | Achievable Technical Potential | 0 | 0 | 0 | 0 | 0 | 0 | 0 | 0 | 0 | 0 | 0 | 0 | 0 | 0 | 0 | 0 | 0 | 0 | 0 | 0 | 0 | 0 | 0 | 0 | 0 | 0 | 0
F10_Commercial_WA - Miscellaneous_Existing_Space Heating_Natural Gas_Windows - High Efficiency Glazing_A_Achievable Technical Potential | F10 | Commercial | WA - Miscellaneous | Existing | Space Heating | Natural Gas | Windows - High Efficiency Glazing | A | Purchases (Incremental) | Achievable Technical Potential | 0 | 0 | 0 | 56.4588 | 30.38 | 102.7725 | 167.1736 | 253.7462 | 363.4187 | 494.3493 | 640.8552 | 792.6274 | 934.696 | 1048.6682 | 1115.5855 | 1120.2429 | 1056.0179 | 928.4759 | 755.7974 | 564.9216 | 413.8974 | 225.8351 | 180.6681 | 0 | 0 | 0 | 0
F11_Commercial_WA - Miscellaneous_Existing_Space Heating_Natural Gas_Windows - High Efficiency Glazing_A_Achievable Technical Potential | F11 | Commercial | WA - Miscellaneous | Existing | Space Heating | Natural Gas | Windows - High Efficiency Glazing | A | Purchases (Cumulative) | Achievable Technical Potential | 0 | 0 | 0 | 56.4588 | 86.8388 | 189.6113 | 356.7849 | 610.531 | 973.9498 | 1468.299 | 2109.1542 | 2901.7816 | 3836.4777 | 4885.1458 | 6000.7314 | 7120.9743 | 8176.9922 | 9105.4681 | 9861.2655 | 10426.1871 | 10840.0845 | 11065.9196 | 11246.5877 | 11246.5877 | 11246.5877 | 11246.5877 | 11246.5877
F1_Commercial_WA - Miscellaneous_Existing_Space Heating_Natural Gas_Windows - Secondary Glazing Systems_A_Achievable Technical Potential | F1 | Commercial | WA - Miscellaneous | Existing | Space Heating | Natural Gas | Windows - Secondary Glazing Systems | A | Integrated Unit Energy Savings (kWh or therms) | Achievable Technical Potential | 0 | 0 | 8.7332 | 8.6785 | 8.6112 | 8.5352 | 8.4528 | 8.3618 | 8.2637 | 8.1558 | 8.0388 | 7.9144 | 7.7856 | 7.657 | 7.5297 | 7.4066 | 7.2915 | 7.1884 | 7.1032 | 7.0369 | 6.9814 | 6.9396 | 6.9011 | 6.8829 | 6.8655 | 6.8489 | 6.833
F2_Commercial_WA - Miscellaneous_Existing_Space Heating_Natural Gas_Windows - Secondary Glazing Systems_A_Achievable Technical Potential | F2 | Commercial | WA - Miscellaneous | Existing | Space Heating | Natural Gas | Windows - Secondary Glazing Systems | A | Integrated Unit Summer Peak Savings (kW) | Achievable Technical Potential | 0 | 0 | 0 | 0 | 0 | 0 | 0 | 0 | 0 | 0 | 0 | 0 | 0 | 0 | 0 | 0 | 0 | 0 | 0 | 0 | 0 | 0 | 0 | 0 | 0 | 0 | 0
F3_Commercial_WA - Miscellaneous_Existing_Space Heating_Natural Gas_Windows - Secondary Glazing Systems_A_Achievable Technical Potential | F3 | Commercial | WA - Miscellaneous | Existing | Space Heating | Natural Gas | Windows - Secondary Glazing Systems | A | Integrated Unit Winter Peak Savings (kW) | Achievable Technical Potential | 0 | 0 | 0 | 0 | 0 | 0 | 0 | 0 | 0 | 0 | 0 | 0 | 0 | 0 | 0 | 0 | 0 | 0 | 0 | 0 | 0 | 0 | 0 | 0 | 0 | 0 | 0
F4_Commercial_WA - Miscellaneous_Existing_Space Heating_Natural Gas_Windows - Secondary Glazing Systems_A_Achievable Technical Potential | F4 | Commercial | WA - Miscellaneous | Existing | Space Heating | Natural Gas | Windows - Secondary Glazing Systems | A | Incremental Energy Savings (MWh or mTherms) | Achievable Technical Potential | 0 | 0 | 0 | 0.48998 | 0.26161 | 0.87719 | 1.4131 | 2.1218 | 3.0032 | 4.0318 | 5.1517 | 6.2732 | 7.2771 | 8.0297 | 8.4 | 8.2972 | 7.6999 | 6.6743 | 5.3686 | 3.9753 | 2.8896 | 1.5672 | 1.2468 | 0 | 0 | 0 | 0
F5_Commercial_WA - Miscellaneous_Existing_Space Heating_Natural Gas_Windows - Secondary Glazing Systems_A_Achievable Technical Potential | F5 | Commercial | WA - Miscellaneous | Existing | Space Heating | Natural Gas | Windows - Secondary Glazing Systems | A | Incremental Summer Peak Savings (MW) | Achievable Technical Potential | 0 | 0 | 0 | 0 | 0 | 0 | 0 | 0 | 0 | 0 | 0 | 0 | 0 | 0 | 0 | 0 | 0 | 0 | 0 | 0 | 0 | 0 | 0 | 0 | 0 | 0 | 0
F6_Commercial_WA - Miscellaneous_Existing_Space Heating_Natural Gas_Windows - Secondary Glazing Systems_A_Achievable Technical Potential | F6 | Commercial | WA - Miscellaneous | Existing | Space Heating | Natural Gas | Windows - Secondary Glazing Systems | A | Incremental Winter Peak Savings (MW) | Achievable Technical Potential | 0 | 0 | 0 | 0 | 0 | 0 | 0 | 0 | 0 | 0 | 0 | 0 | 0 | 0 | 0 | 0 | 0 | 0 | 0 | 0 | 0 | 0 | 0 | 0 | 0 | 0 | 0
F7_Commercial_WA - Miscellaneous_Existing_Space Heating_Natural Gas_Windows - Secondary Glazing Systems_A_Achievable Technical Potential | F7 | Commercial | WA - Miscellaneous | Existing | Space Heating | Natural Gas | Windows - Secondary Glazing Systems | A | Cumulative Energy Savings (MWh or mTherms) | Achievable Technical Potential | 0 | 0 | 0 | 0.48998 | 0.74778 | 1.6184 | 3.0158 | 5.1051 | 8.0484 | 11.9751 | 16.955 | 22.9659 | 29.8691 | 37.4057 | 45.1835 | 52.742 | 59.6223 | 65.4541 | 70.0463 | 73.3676 | 75.6791 | 76.7933 | 77.614 | 77.4093 | 77.2139 | 77.027 | 76.8477
F8_Commercial_WA - Miscellaneous_Existing_Space Heating_Natural Gas_Windows - Secondary Glazing Systems_A_Achievable Technical Potential | F8 | Commercial | WA - Miscellaneous | Existing | Space Heating | Natural Gas | Windows - Secondary Glazing Systems | A | Cumulative Summer Peak Savings (MW) | Achievable Technical Potential | 0 | 0 | 0 | 0 | 0 | 0 | 0 | 0 | 0 | 0 | 0 | 0 | 0 | 0 | 0 | 0 | 0 | 0 | 0 | 0 | 0 | 0 | 0 | 0 | 0 | 0 | 0
F9_Commercial_WA - Miscellaneous_Existing_Space Heating_Natural Gas_Windows - Secondary Glazing Systems_A_Achievable Technical Potential | F9 | Commercial | WA - Miscellaneous | Existing | Space Heating | Natural Gas | Windows - Secondary Glazing Systems | A | Cumulative Winter Peak Savings (MW) | Achievable Technical Potential | 0 | 0 | 0 | 0 | 0 | 0 | 0 | 0 | 0 | 0 | 0 | 0 | 0 | 0 | 0 | 0 | 0 | 0 | 0 | 0 | 0 | 0 | 0 | 0 | 0 | 0 | 0
F10_Commercial_WA - Miscellaneous_Existing_Space Heating_Natural Gas_Windows - Secondary Glazing Systems_A_Achievable Technical Potential | F10 | Commercial | WA - Miscellaneous | Existing | Space Heating | Natural Gas | Windows - Secondary Glazing Systems | A | Purchases (Incremental) | Achievable Technical Potential | 0 | 0 | 0 | 56.4588 | 30.38 | 102.7725 | 167.1736 | 253.7462 | 363.4187 | 494.3493 | 640.8552 | 792.6274 | 934.696 | 1048.6682 | 1115.5855 | 1120.2429 | 1056.0179 | 928.4759 | 755.7974 | 564.9216 | 413.8974 | 225.8351 | 180.6681 | 0 | 0 | 0 | 0
F11_Commercial_WA - Miscellaneous_Existing_Space Heating_Natural Gas_Windows - Secondary Glazing Systems_A_Achievable Technical Potential | F11 | Commercial | WA - Miscellaneous | Existing | Space Heating | Natural Gas | Windows - Secondary Glazing Systems | A | Purchases (Cumulative) | Achievable Technical Potential | 0 | 0 | 0 | 56.4588 | 86.8388 | 189.6113 | 356.7849 | 610.531 | 973.9498 | 1468.299 | 2109.1542 | 2901.7816 | 3836.4777 | 4885.1458 | 6000.7314 | 7120.9743 | 8176.9922 | 9105.4681 | 9861.2655 | 10426.1871 | 10840.0845 | 11065.9196 | 11246.5877 | 11246.5877 | 11246.5877 | 11246.5877 | 11246.5877
F1_Commercial_WA - Miscellaneous_Existing_Space Heating_Natural Gas_HVAC - Energy Recovery Ventilator_A_Achievable Technical Potential | F1 | Commercial | WA - Miscellaneous | Existing | Space Heating | Natural Gas | HVAC - Energy Recovery Ventilator | A | Integrated Unit Energy Savings (kWh or therms) | Achievable Technical Potential | 0 | 0 | 0.12156 | 0.1211 | 0.12062 | 0.12009 | 0.1195 | 0.11885 | 0.11813 | 0.11731 | 0.11641 | 0.11541 | 0.11432 | 0.11318 | 0.11201 | 0.11086 | 0.10977 | 0.10879 | 0.10797 | 0.1073 | 0.10675 | 0.10633 | 0.10594 | 0.10567 | 0.1054 | 0.10515 | 0.10491
F2_Commercial_WA - Miscellaneous_Existing_Space Heating_Natural Gas_HVAC - Energy Recovery Ventilator_A_Achievable Technical Potential | F2 | Commercial | WA - Miscellaneous | Existing | Space Heating | Natural Gas | HVAC - Energy Recovery Ventilator | A | Integrated Unit Summer Peak Savings (kW) | Achievable Technical Potential | 0 | 0 | 0 | 0 | 0 | 0 | 0 | 0 | 0 | 0 | 0 | 0 | 0 | 0 | 0 | 0 | 0 | 0 | 0 | 0 | 0 | 0 | 0 | 0 | 0 | 0 | 0
F3_Commercial_WA - Miscellaneous_Existing_Space Heating_Natural Gas_HVAC - Energy Recovery Ventilator_A_Achievable Technical Potential | F3 | Commercial | WA - Miscellaneous | Existing | Space Heating | Natural Gas | HVAC - Energy Recovery Ventilator | A | Integrated Unit Winter Peak Savings (kW) | Achievable Technical Potential | 0 | 0 | 0 | 0 | 0 | 0 | 0 | 0 | 0 | 0 | 0 | 0 | 0 | 0 | 0 | 0 | 0 | 0 | 0 | 0 | 0 | 0 | 0 | 0 | 0 | 0 | 0
F4_Commercial_WA - Miscellaneous_Existing_Space Heating_Natural Gas_HVAC - Energy Recovery Ventilator_A_Achievable Technical Potential | F4 | Commercial | WA - Miscellaneous | Existing | Space Heating | Natural Gas | HVAC - Energy Recovery Ventilator | A | Incremental Energy Savings (MWh or mTherms) | Achievable Technical Potential | 0 | 0 | 0 | 1.1435 | 2.338 | 2.3276 | 2.3163 | 2.3037 | 2.2896 | 2.2739 | 2.2563 | 2.237 | 2.2159 | 2.1938 | 2.1711 | 2.1487 | 2.1277 | 2.1087 | 2.0927 | 2.0799 | 2.0691 | 2.061 | 2.0535 | 0 | 0 | 0 | 0
F5_Commercial_WA - Miscellaneous_Existing_Space Heating_Natural Gas_HVAC - Energy Recovery Ventilator_A_Achievable Technical Potential | F5 | Commercial | WA - Miscellaneous | Existing | Space Heating | Natural Gas | HVAC - Energy Recovery Ventilator | A | Incremental Summer Peak Savings (MW) | Achievable Technical Potential | 0 | 0 | 0 | 0 | 0 | 0 | 0 | 0 | 0 | 0 | 0 | 0 | 0 | 0 | 0 | 0 | 0 | 0 | 0 | 0 | 0 | 0 | 0 | 0 | 0 | 0 | 0
F6_Commercial_WA - Miscellaneous_Existing_Space Heating_Natural Gas_HVAC - Energy Recovery Ventilator_A_Achievable Technical Potential | F6 | Commercial | WA - Miscellaneous | Existing | Space Heating | Natural Gas | HVAC - Energy Recovery Ventilator | A | Incremental Winter Peak Savings (MW) | Achievable Technical Potential | 0 | 0 | 0 | 0 | 0 | 0 | 0 | 0 | 0 | 0 | 0 | 0 | 0 | 0 | 0 | 0 | 0 | 0 | 0 | 0 | 0 | 0 | 0 | 0 | 0 | 0 | 0
F7_Commercial_WA - Miscellaneous_Existing_Space Heating_Natural Gas_HVAC - Energy Recovery Ventilator_A_Achievable Technical Potential | F7 | Commercial | WA - Miscellaneous | Existing | Space Heating | Natural Gas | HVAC - Energy Recovery Ventilator | A | Cumulative Energy Savings (MWh or mTherms) | Achievable Technical Potential | 0 | 0 | 0 | 1.1435 | 3.4771 | 5.7893 | 8.0773 | 10.3371 | 12.5637 | 14.7513 | 16.8937 | 18.9855 | 21.023 | 23.0068 | 24.9395 | 26.8318 | 28.6966 | 30.5498 | 32.4104 | 34.2915 | 36.183 | 38.1018 | 40.0164 | 39.9124 | 39.8132 | 39.7181 | 39.6269
F8_Commercial_WA - Miscellaneous_Existing_Space Heating_Natural Gas_HVAC - Energy Recovery Ventilator_A_Achievable Technical Potential | F8 | Commercial | WA - Miscellaneous | Existing | Space Heating | Natural Gas | HVAC - Energy Recovery Ventilator | A | Cumulative Summer Peak Savings (MW) | Achievable Technical Potential | 0 | 0 | 0 | 0 | 0 | 0 | 0 | 0 | 0 | 0 | 0 | 0 | 0 | 0 | 0 | 0 | 0 | 0 | 0 | 0 | 0 | 0 | 0 | 0 | 0 | 0 | 0
F9_Commercial_WA - Miscellaneous_Existing_Space Heating_Natural Gas_HVAC - Energy Recovery Ventilator_A_Achievable Technical Potential | F9 | Commercial | WA - Miscellaneous | Existing | Space Heating | Natural Gas | HVAC - Energy Recovery Ventilator | A | Cumulative Winter Peak Savings (MW) | Achievable Technical Potential | 0 | 0 | 0 | 0 | 0 | 0 | 0 | 0 | 0 | 0 | 0 | 0 | 0 | 0 | 0 | 0 | 0 | 0 | 0 | 0 | 0 | 0 | 0 | 0 | 0 | 0 | 0
F10_Commercial_WA - Miscellaneous_Existing_Space Heating_Natural Gas_HVAC - Energy Recovery Ventilator_A_Achievable Technical Potential | F10 | Commercial | WA - Miscellaneous | Existing | Space Heating | Natural Gas | HVAC - Energy Recovery Ventilator | A | Purchases (Incremental) | Achievable Technical Potential | 0 | 0 | 0 | 9443.0469 | 19383.0964 | 19383.0964 | 19383.0964 | 19383.0964 | 19383.0964 | 19383.0964 | 19383.0964 | 19383.0964 | 19383.0964 | 19383.0964 | 19383.0964 | 19383.0964 | 19383.0964 | 19383.0964 | 19383.0964 | 19383.0964 | 19383.0964 | 19383.0964 | 19383.0964 | 0 | 0 | 0 | 0
F11_Commercial_WA - Miscellaneous_Existing_Space Heating_Natural Gas_HVAC - Energy Recovery Ventilator_A_Achievable Technical Potential | F11 | Commercial | WA - Miscellaneous | Existing | Space Heating | Natural Gas | HVAC - Energy Recovery Ventilator | A | Purchases (Cumulative) | Achievable Technical Potential | 0 | 0 | 0 | 9443.0469 | 28826.1433 | 48209.2397 | 67592.336 | 86975.4324 | 106358.5288 | 125741.6251 | 145124.7215 | 164507.8179 | 183890.9142 | 203274.0106 | 222657.1069 | 242040.2033 | 261423.2997 | 280806.396 | 300189.4924 | 319572.5888 | 338955.6851 | 358338.7815 | 377721.8778 | 377721.8778 | 377721.8778 | 377721.8778 | 377721.8778
F1_Commercial_WA - Miscellaneous_Existing_Space Heating_Natural Gas_Building Shell - Air Sealing (Infiltration Control)_A_Achievable Technical Potential | F1 | Commercial | WA - Miscellaneous | Existing | Space Heating | Natural Gas | Building Shell - Air Sealing (Infiltration Control) | A | Integrated Unit Energy Savings (kWh or therms) | Achievable Technical Potential | 0 | 0 | 110.0712 | 109.7128 | 109.3446 | 108.9675 | 108.585 | 108.199 | 107.8114 | 107.4237 | 107.0379 | 106.6554 | 106.2776 | 105.9057 | 105.541 | 105.1847 | 104.8378 | 104.5013 | 104.1762 | 103.8646 | 103.5667 | 103.2829 | 103.0128 | 102.7457 | 102.4907 | 102.2465 | 102.0121
F2_Commercial_WA - Miscellaneous_Existing_Space Heating_Natural Gas_Building Shell - Air Sealing (Infiltration Control)_A_Achievable Technical Potential | F2 | Commercial | WA - Miscellaneous | Existing | Space Heating | Natural Gas | Building Shell - Air Sealing (Infiltration Control) | A | Integrated Unit Summer Peak Savings (kW) | Achievable Technical Potential | 0 | 0 | 0 | 0 | 0 | 0 | 0 | 0 | 0 | 0 | 0 | 0 | 0 | 0 | 0 | 0 | 0 | 0 | 0 | 0 | 0 | 0 | 0 | 0 | 0 | 0 | 0
F3_Commercial_WA - Miscellaneous_Existing_Space Heating_Natural Gas_Building Shell - Air Sealing (Infiltration Control)_A_Achievable Technical Potential | F3 | Commercial | WA - Miscellaneous | Existing | Space Heating | Natural Gas | Building Shell - Air Sealing (Infiltration Control) | A | Integrated Unit Winter Peak Savings (kW) | Achievable Technical Potential | 0 | 0 | 0 | 0 | 0 | 0 | 0 | 0 | 0 | 0 | 0 | 0 | 0 | 0 | 0 | 0 | 0 | 0 | 0 | 0 | 0 | 0 | 0 | 0 | 0 | 0 | 0
F4_Commercial_WA - Miscellaneous_Existing_Space Heating_Natural Gas_Building Shell - Air Sealing (Infiltration Control)_A_Achievable Technical Potential | F4 | Commercial | WA - Miscellaneous | Existing | Space Heating | Natural Gas | Building Shell - Air Sealing (Infiltration Control) | A | Incremental Energy Savings (MWh or mTherms) | Achievable Technical Potential | 0 | 0 | 0 | 0.11554 | 0.061961 | 0.20888 | 0.33859 | 0.5121 | 0.73081 | 0.99053 | 1.2795 | 1.5768 | 1.8529 | 1.96 | 2.1363 | 1.9962 | 1.7381 | 1.3152 | 0.76244 | 0.13672 | 0 | 0 | 0 | 0 | 0 | 0 | 0
F5_Commercial_WA - Miscellaneous_Existing_Space Heating_Natural Gas_Building Shell - Air Sealing (Infiltration Control)_A_Achievable Technical Potential | F5 | Commercial | WA - Miscellaneous | Existing | Space Heating | Natural Gas | Building Shell - Air Sealing (Infiltration Control) | A | Incremental Summer Peak Savings (MW) | Achievable Technical Potential | 0 | 0 | 0 | 0 | 0 | 0 | 0 | 0 | 0 | 0 | 0 | 0 | 0 | 0 | 0 | 0 | 0 | 0 | 0 | 0 | 0 | 0 | 0 | 0 | 0 | 0 | 0
F6_Commercial_WA - Miscellaneous_Existing_Space Heating_Natural Gas_Building Shell - Air Sealing (Infiltration Control)_A_Achievable Technical Potential | F6 | Commercial | WA - Miscellaneous | Existing | Space Heating | Natural Gas | Building Shell - Air Sealing (Infiltration Control) | A | Incremental Winter Peak Savings (MW) | Achievable Technical Potential | 0 | 0 | 0 | 0 | 0 | 0 | 0 | 0 | 0 | 0 | 0 | 0 | 0 | 0 | 0 | 0 | 0 | 0 | 0 | 0 | 0 | 0 | 0 | 0 | 0 | 0 | 0
F7_Commercial_WA - Miscellaneous_Existing_Space Heating_Natural Gas_Building Shell - Air Sealing (Infiltration Control)_A_Achievable Technical Potential | F7 | Commercial | WA - Miscellaneous | Existing | Space Heating | Natural Gas | Building Shell - Air Sealing (Infiltration Control) | A | Cumulative Energy Savings (MWh or mTherms) | Achievable Technical Potential | 0 | 0 | 0 | 0.11554 | 0.17711 | 0.38538 | 0.72262 | 1.2321 | 1.9585 | 2.942 | 4.2109 | 5.7727 | 7.6051 | 9.5385 | 11.642 | 13.5989 | 15.2921 | 16.5582 | 17.2692 | 17.3542 | 17.3044 | 17.257 | 17.2119 | 17.1673 | 17.1247 | 17.0839 | 17.0447
F8_Commercial_WA - Miscellaneous_Existing_Space Heating_Natural Gas_Building Shell - Air Sealing (Infiltration Control)_A_Achievable Technical Potential | F8 | Commercial | WA - Miscellaneous | Existing | Space Heating | Natural Gas | Building Shell - Air Sealing (Infiltration Control) | A | Cumulative Summer Peak Savings (MW) | Achievable Technical Potential | 0 | 0 | 0 | 0 | 0 | 0 | 0 | 0 | 0 | 0 | 0 | 0 | 0 | 0 | 0 | 0 | 0 | 0 | 0 | 0 | 0 | 0 | 0 | 0 | 0 | 0 | 0
F9_Commercial_WA - Miscellaneous_Existing_Space Heating_Natural Gas_Building Shell - Air Sealing (Infiltration Control)_A_Achievable Technical Potential | F9 | Commercial | WA - Miscellaneous | Existing | Space Heating | Natural Gas | Building Shell - Air Sealing (Infiltration Control) | A | Cumulative Winter Peak Savings (MW) | Achievable Technical Potential | 0 | 0 | 0 | 0 | 0 | 0 | 0 | 0 | 0 | 0 | 0 | 0 | 0 | 0 | 0 | 0 | 0 | 0 | 0 | 0 | 0 | 0 | 0 | 0 | 0 | 0 | 0
F10_Commercial_WA - Miscellaneous_Existing_Space Heating_Natural Gas_Building Shell - Air Sealing (Infiltration Control)_A_Achievable Technical Potential | F10 | Commercial | WA - Miscellaneous | Existing | Space Heating | Natural Gas | Building Shell - Air Sealing (Infiltration Control) | A | Purchases (Incremental) | Achievable Technical Potential | 0 | 0 | 0 | 1.0531 | 0.56666 | 1.9169 | 3.1182 | 4.7329 | 6.7786 | 9.2207 | 11.9534 | 14.7843 | 17.4342 | 18.507 | 20.2416 | 18.9781 | 16.579 | 12.5852 | 7.3188 | 1.3163 | 0 | 0 | 0 | 0 | 0 | 0 | 0
F11_Commercial_WA - Miscellaneous_Existing_Space Heating_Natural Gas_Building Shell - Air Sealing (Infiltration Control)_A_Achievable Technical Potential | F11 | Commercial | WA - Miscellaneous | Existing | Space Heating | Natural Gas | Building Shell - Air Sealing (Infiltration Control) | A | Purchases (Cumulative) | Achievable Technical Potential | 0 | 0 | 0 | 1.0531 | 1.6197 | 3.5367 | 6.6549 | 11.3878 | 18.1664 | 27.3871 | 39.3405 | 54.1248 | 71.5591 | 90.066 | 110.3076 | 129.2857 | 145.8647 | 158.45 | 165.7687 | 167.085 | 167.085 | 167.085 | 167.085 | 167.085 | 167.085 | 167.085 | 167.085
F1_Commercial_WA - Miscellaneous_Existing_Space Heating_Natural Gas_Ventilation - Demand Controlled_A_Achievable Technical Potential | F1 | Commercial | WA - Miscellaneous | Existing | Space Heating | Natural Gas | Ventilation - Demand Controlled | A | Integrated Unit Energy Savings (kWh or therms) | Achievable Technical Potential | 0 | 0 | 0.029914 | 0.029779 | 0.029616 | 0.02944 | 0.029251 | 0.029048 | 0.028826 | 0.028584 | 0.02832 | 0.028033 | 0.027726 | 0.027407 | 0.027081 | 0.02676 | 0.026457 | 0.02618 | 0.025948 | 0.025765 | 0.025607 | 0.025483 | 0.025366 | 0.0253 | 0.025236 | 0.025175 | 0.025117
F2_Commercial_WA - Miscellaneous_Existing_Space Heating_Natural Gas_Ventilation - Demand Controlled_A_Achievable Technical Potential | F2 | Commercial | WA - Miscellaneous | Existing | Space Heating | Natural Gas | Ventilation - Demand Controlled | A | Integrated Unit Summer Peak Savings (kW) | Achievable Technical Potential | 0 | 0 | 0 | 0 | 0 | 0 | 0 | 0 | 0 | 0 | 0 | 0 | 0 | 0 | 0 | 0 | 0 | 0 | 0 | 0 | 0 | 0 | 0 | 0 | 0 | 0 | 0
F3_Commercial_WA - Miscellaneous_Existing_Space Heating_Natural Gas_Ventilation - Demand Controlled_A_Achievable Technical Potential | F3 | Commercial | WA - Miscellaneous | Existing | Space Heating | Natural Gas | Ventilation - Demand Controlled | A | Integrated Unit Winter Peak Savings (kW) | Achievable Technical Potential | 0 | 0 | 0 | 0 | 0 | 0 | 0 | 0 | 0 | 0 | 0 | 0 | 0 | 0 | 0 | 0 | 0 | 0 | 0 | 0 | 0 | 0 | 0 | 0 | 0 | 0 | 0
F4_Commercial_WA - Miscellaneous_Existing_Space Heating_Natural Gas_Ventilation - Demand Controlled_A_Achievable Technical Potential | F4 | Commercial | WA - Miscellaneous | Existing | Space Heating | Natural Gas | Ventilation - Demand Controlled | A | Incremental Energy Savings (MWh or mTherms) | Achievable Technical Potential | 0 | 0 | 0 | 0.96155 | 1.1742 | 1.4283 | 1.6474 | 1.866 | 2.1649 | 2.355 | 2.3836 | 2.2235 | 1.8904 | 0.56104 | 0 | 0 | 0 | 0 | 0 | 0 | 0 | 0 | 0 | 0 | 0 | 0 | 0
F5_Commercial_WA - Miscellaneous_Existing_Space Heating_Natural Gas_Ventilation - Demand Controlled_A_Achievable Technical Potential | F5 | Commercial | WA - Miscellaneous | Existing | Space Heating | Natural Gas | Ventilation - Demand Controlled | A | Incremental Summer Peak Savings (MW) | Achievable Technical Potential | 0 | 0 | 0 | 0 | 0 | 0 | 0 | 0 | 0 | 0 | 0 | 0 | 0 | 0 | 0 | 0 | 0 | 0 | 0 | 0 | 0 | 0 | 0 | 0 | 0 | 0 | 0
F6_Commercial_WA - Miscellaneous_Existing_Space Heating_Natural Gas_Ventilation - Demand Controlled_A_Achievable Technical Potential | F6 | Commercial | WA - Miscellaneous | Existing | Space Heating | Natural Gas | Ventilation - Demand Controlled | A | Incremental Winter Peak Savings (MW) | Achievable Technical Potential | 0 | 0 | 0 | 0 | 0 | 0 | 0 | 0 | 0 | 0 | 0 | 0 | 0 | 0 | 0 | 0 | 0 | 0 | 0 | 0 | 0 | 0 | 0 | 0 | 0 | 0 | 0
F7_Commercial_WA - Miscellaneous_Existing_Space Heating_Natural Gas_Ventilation - Demand Controlled_A_Achievable Technical Potential | F7 | Commercial | WA - Miscellaneous | Existing | Space Heating | Natural Gas | Ventilation - Demand Controlled | A | Cumulative Energy Savings (MWh or mTherms) | Achievable Technical Potential | 0 | 0 | 0 | 0.96155 | 2.1305 | 3.5461 | 5.1707 | 7.0008 | 9.1124 | 11.3909 | 13.669 | 15.7541 | 17.4723 | 17.8319 | 17.6197 | 17.4113 | 17.2138 | 17.0337 | 16.8829 | 16.7636 | 16.6611 | 16.5801 | 16.5042 | 16.461 | 16.4197 | 16.3801 | 16.3422
F8_Commercial_WA - Miscellaneous_Existing_Space Heating_Natural Gas_Ventilation - Demand Controlled_A_Achievable Technical Potential | F8 | Commercial | WA - Miscellaneous | Existing | Space Heating | Natural Gas | Ventilation - Demand Controlled | A | Cumulative Summer Peak Savings (MW) | Achievable Technical Potential | 0 | 0 | 0 | 0 | 0 | 0 | 0 | 0 | 0 | 0 | 0 | 0 | 0 | 0 | 0 | 0 | 0 | 0 | 0 | 0 | 0 | 0 | 0 | 0 | 0 | 0 | 0
F9_Commercial_WA - Miscellaneous_Existing_Space Heating_Natural Gas_Ventilation - Demand Controlled_A_Achievable Technical Potential | F9 | Commercial | WA - Miscellaneous | Existing | Space Heating | Natural Gas | Ventilation - Demand Controlled | A | Cumulative Winter Peak Savings (MW) | Achievable Technical Potential | 0 | 0 | 0 | 0 | 0 | 0 | 0 | 0 | 0 | 0 | 0 | 0 | 0 | 0 | 0 | 0 | 0 | 0 | 0 | 0 | 0 | 0 | 0 | 0 | 0 | 0 | 0
F10_Commercial_WA - Miscellaneous_Existing_Space Heating_Natural Gas_Ventilation - Demand Controlled_A_Achievable Technical Potential | F10 | Commercial | WA - Miscellaneous | Existing | Space Heating | Natural Gas | Ventilation - Demand Controlled | A | Purchases (Incremental) | Achievable Technical Potential | 0 | 0 | 0 | 32289.7638 | 39646.6803 | 48515.9344 | 56319.3555 | 64239.3568 | 75103.5299 | 82389.7386 | 84166.9377 | 79317.2379 | 68179.8843 | 20470.7093 | 0 | 0 | 0 | 0 | 0 | 0 | 0 | 0 | 0 | 0 | 0 | 0 | 0
F11_Commercial_WA - Miscellaneous_Existing_Space Heating_Natural Gas_Ventilation - Demand Controlled_A_Achievable Technical Potential | F11 | Commercial | WA - Miscellaneous | Existing | Space Heating | Natural Gas | Ventilation - Demand Controlled | A | Purchases (Cumulative) | Achievable Technical Potential | 0 | 0 | 0 | 32289.7638 | 71936.4441 | 120452.3785 | 176771.734 | 241011.0908 | 316114.6207 | 398504.3593 | 482671.297 | 561988.5349 | 630168.4192 | 650639.1285 | 650639.1285 | 650639.1285 | 650639.1285 | 650639.1285 | 650639.1285 | 650639.1285 | 650639.1285 | 650639.1285 | 650639.1285 | 650639.1285 | 650639.1285 | 650639.1285 | 650639.1285
F1_Commercial_WA - Miscellaneous_Existing_Space Heating_Natural Gas_HVAC - Dedicated Outdoor Air System (DOAS)_A_Achievable Technical Potential | F1 | Commercial | WA - Miscellaneous | Existing | Space Heating | Natural Gas | HVAC - Dedicated Outdoor Air System (DOAS) | A | Integrated Unit Energy Savings (kWh or therms) | Achievable Technical Potential | 0 | 0 | -0.025891 | -0.025805 | -0.025716 | -0.025624 | -0.025532 | -0.025438 | -0.025344 | -0.02525 | -0.025157 | -0.025064 | -0.024972 | -0.024882 | -0.024794 | -0.024707 | -0.024623 | -0.024541 | -0.024462 | -0.024386 | -0.024314 | -0.024245 | -0.024179 | -0.024116 | -0.024056 | -0.023998 | -0.023943
F2_Commercial_WA - Miscellaneous_Existing_Space Heating_Natural Gas_HVAC - Dedicated Outdoor Air System (DOAS)_A_Achievable Technical Potential | F2 | Commercial | WA - Miscellaneous | Existing | Space Heating | Natural Gas | HVAC - Dedicated Outdoor Air System (DOAS) | A | Integrated Unit Summer Peak Savings (kW) | Achievable Technical Potential | 0 | 0 | 0 | 0 | 0 | 0 | 0 | 0 | 0 | 0 | 0 | 0 | 0 | 0 | 0 | 0 | 0 | 0 | 0 | 0 | 0 | 0 | 0 | 0 | 0 | 0 | 0
F3_Commercial_WA - Miscellaneous_Existing_Space Heating_Natural Gas_HVAC - Dedicated Outdoor Air System (DOAS)_A_Achievable Technical Potential | F3 | Commercial | WA - Miscellaneous | Existing | Space Heating | Natural Gas | HVAC - Dedicated Outdoor Air System (DOAS) | A | Integrated Unit Winter Peak Savings (kW) | Achievable Technical Potential | 0 | 0 | 0 | 0 | 0 | 0 | 0 | 0 | 0 | 0 | 0 | 0 | 0 | 0 | 0 | 0 | 0 | 0 | 0 | 0 | 0 | 0 | 0 | 0 | 0 | 0 | 0
F4_Commercial_WA - Miscellaneous_Existing_Space Heating_Natural Gas_HVAC - Dedicated Outdoor Air System (DOAS)_A_Achievable Technical Potential | F4 | Commercial | WA - Miscellaneous | Existing | Space Heating | Natural Gas | HVAC - Dedicated Outdoor Air System (DOAS) | A | Incremental Energy Savings (MWh or mTherms) | Achievable Technical Potential | 0 | 0 | 0 | -0.12974 | -0.26539 | -0.26444 | -0.26349 | -0.26252 | -0.26155 | -0.26058 | -0.25962 | -0.25866 | -0.25772 | -0.25679 | -0.25587 | -0.25498 | -0.25411 | -0.25327 | -0.25245 | -0.25167 | -0.25092 | -0.2502 | -0.24952 | 0 | 0 | 0 | 0
F5_Commercial_WA - Miscellaneous_Existing_Space Heating_Natural Gas_HVAC - Dedicated Outdoor Air System (DOAS)_A_Achievable Technical Potential | F5 | Commercial | WA - Miscellaneous | Existing | Space Heating | Natural Gas | HVAC - Dedicated Outdoor Air System (DOAS) | A | Incremental Summer Peak Savings (MW) | Achievable Technical Potential | 0 | 0 | 0 | 0 | 0 | 0 | 0 | 0 | 0 | 0 | 0 | 0 | 0 | 0 | 0 | 0 | 0 | 0 | 0 | 0 | 0 | 0 | 0 | 0 | 0 | 0 | 0
F6_Commercial_WA - Miscellaneous_Existing_Space Heating_Natural Gas_HVAC - Dedicated Outdoor Air System (DOAS)_A_Achievable Technical Potential | F6 | Commercial | WA - Miscellaneous | Existing | Space Heating | Natural Gas | HVAC - Dedicated Outdoor Air System (DOAS) | A | Incremental Winter Peak Savings (MW) | Achievable Technical Potential | 0 | 0 | 0 | 0 | 0 | 0 | 0 | 0 | 0 | 0 | 0 | 0 | 0 | 0 | 0 | 0 | 0 | 0 | 0 | 0 | 0 | 0 | 0 | 0 | 0 | 0 | 0
F7_Commercial_WA - Miscellaneous_Existing_Space Heating_Natural Gas_HVAC - Dedicated Outdoor Air System (DOAS)_A_Achievable Technical Potential | F7 | Commercial | WA - Miscellaneous | Existing | Space Heating | Natural Gas | HVAC - Dedicated Outdoor Air System (DOAS) | A | Cumulative Energy Savings (MWh or mTherms) | Achievable Technical Potential | 0 | 0 | 0 | -0.12974 | -0.39468 | -0.65772 | -0.91883 | -1.178 | -1.4352 | -1.6905 | -1.9438 | -2.1953 | -2.445 | -2.693 | -2.9393 | -3.184 | -3.4273 | -3.6691 | -3.9098 | -4.1493 | -4.3879 | -4.6256 | -4.8625 | -4.8499 | -4.8378 | -4.8262 | -4.8151
F8_Commercial_WA - Miscellaneous_Existing_Space Heating_Natural Gas_HVAC - Dedicated Outdoor Air System (DOAS)_A_Achievable Technical Potential | F8 | Commercial | WA - Miscellaneous | Existing | Space Heating | Natural Gas | HVAC - Dedicated Outdoor Air System (DOAS) | A | Cumulative Summer Peak Savings (MW) | Achievable Technical Potential | 0 | 0 | 0 | 0 | 0 | 0 | 0 | 0 | 0 | 0 | 0 | 0 | 0 | 0 | 0 | 0 | 0 | 0 | 0 | 0 | 0 | 0 | 0 | 0 | 0 | 0 | 0
F9_Commercial_WA - Miscellaneous_Existing_Space Heating_Natural Gas_HVAC - Dedicated Outdoor Air System (DOAS)_A_Achievable Technical Potential | F9 | Commercial | WA - Miscellaneous | Existing | Space Heating | Natural Gas | HVAC - Dedicated Outdoor Air System (DOAS) | A | Cumulative Winter Peak Savings (MW) | Achievable Technical Potential | 0 | 0 | 0 | 0 | 0 | 0 | 0 | 0 | 0 | 0 | 0 | 0 | 0 | 0 | 0 | 0 | 0 | 0 | 0 | 0 | 0 | 0 | 0 | 0 | 0 | 0 | 0
F10_Commercial_WA - Miscellaneous_Existing_Space Heating_Natural Gas_HVAC - Dedicated Outdoor Air System (DOAS)_A_Achievable Technical Potential | F10 | Commercial | WA - Miscellaneous | Existing | Space Heating | Natural Gas | HVAC - Dedicated Outdoor Air System (DOAS) | A | Purchases (Incremental) | Achievable Technical Potential | 0 | 0 | 0 | 5027.7131 | 10320.0428 | 10320.0428 | 10320.0428 | 10320.0428 | 10320.0428 | 10320.0428 | 10320.0428 | 10320.0428 | 10320.0428 | 10320.0428 | 10320.0428 | 10320.0428 | 10320.0428 | 10320.0428 | 10320.0428 | 10320.0428 | 10320.0428 | 10320.0428 | 10320.0428 | 0 | 0 | 0 | 0
F11_Commercial_WA - Miscellaneous_Existing_Space Heating_Natural Gas_HVAC - Dedicated Outdoor Air System (DOAS)_A_Achievable Technical Potential | F11 | Commercial | WA - Miscellaneous | Existing | Space Heating | Natural Gas | HVAC - Dedicated Outdoor Air System (DOAS) | A | Purchases (Cumulative) | Achievable Technical Potential | 0 | 0 | 0 | 5027.7131 | 15347.7559 | 25667.7987 | 35987.8414 | 46307.8842 | 56627.9269 | 66947.9697 | 77268.0125 | 87588.0552 | 97908.098 | 108228.1408 | 118548.1835 | 128868.2263 | 139188.269 | 149508.3118 | 159828.3546 | 170148.3973 | 180468.4401 | 190788.4828 | 201108.5256 | 201108.5256 | 201108.5256 | 201108.5256 | 201108.5256
F1_Commercial_WA - Miscellaneous_Existing_Space Heating_Natural Gas_Destratification Fans (HVLS)_A_Achievable Technical Potential | F1 | Commercial | WA - Miscellaneous | Existing | Space Heating | Natural Gas | Destratification Fans (HVLS) | A | Integrated Unit Energy Savings (kWh or therms) | Achievable Technical Potential | 0 | 0 | 606.5115 | 603.4381 | 599.7927 | 595.6987 | 591.2301 | 586.3005 | 580.8006 | 574.6844 | 567.9508 | 560.6548 | 552.9133 | 545.1301 | 537.3163 | 529.661 | 522.4508 | 515.9502 | 510.5473 | 506.3218 | 502.776 | 500.0906 | 497.6104 | 496.3068 | 495.0626 | 493.8718 | 492.7291
F2_Commercial_WA - Miscellaneous_Existing_Space Heating_Natural Gas_Destratification Fans (HVLS)_A_Achievable Technical Potential | F2 | Commercial | WA - Miscellaneous | Existing | Space Heating | Natural Gas | Destratification Fans (HVLS) | A | Integrated Unit Summer Peak Savings (kW) | Achievable Technical Potential | 0 | 0 | 0 | 0 | 0 | 0 | 0 | 0 | 0 | 0 | 0 | 0 | 0 | 0 | 0 | 0 | 0 | 0 | 0 | 0 | 0 | 0 | 0 | 0 | 0 | 0 | 0
F3_Commercial_WA - Miscellaneous_Existing_Space Heating_Natural Gas_Destratification Fans (HVLS)_A_Achievable Technical Potential | F3 | Commercial | WA - Miscellaneous | Existing | Space Heating | Natural Gas | Destratification Fans (HVLS) | A | Integrated Unit Winter Peak Savings (kW) | Achievable Technical Potential | 0 | 0 | 0 | 0 | 0 | 0 | 0 | 0 | 0 | 0 | 0 | 0 | 0 | 0 | 0 | 0 | 0 | 0 | 0 | 0 | 0 | 0 | 0 | 0 | 0 | 0 | 0
F4_Commercial_WA - Miscellaneous_Existing_Space Heating_Natural Gas_Destratification Fans (HVLS)_A_Achievable Technical Potential | F4 | Commercial | WA - Miscellaneous | Existing | Space Heating | Natural Gas | Destratification Fans (HVLS) | A | Incremental Energy Savings (MWh or mTherms) | Achievable Technical Potential | 0 | 0 | 0 | 0.24562 | 0.50111 | 0.49769 | 0.49396 | 0.48984 | 0.48525 | 0.48014 | 0.47451 | 0.46841 | 0.46195 | 0.45544 | 0.44892 | 0.44252 | 0.4365 | 0.43107 | 0.21874 | 0 | 7.8147e-16 | 0 | 0 | 0 | 0 | 0 | 0
F5_Commercial_WA - Miscellaneous_Existing_Space Heating_Natural Gas_Destratification Fans (HVLS)_A_Achievable Technical Potential | F5 | Commercial | WA - Miscellaneous | Existing | Space Heating | Natural Gas | Destratification Fans (HVLS) | A | Incremental Summer Peak Savings (MW) | Achievable Technical Potential | 0 | 0 | 0 | 0 | 0 | 0 | 0 | 0 | 0 | 0 | 0 | 0 | 0 | 0 | 0 | 0 | 0 | 0 | 0 | 0 | 0 | 0 | 0 | 0 | 0 | 0 | 0
F6_Commercial_WA - Miscellaneous_Existing_Space Heating_Natural Gas_Destratification Fans (HVLS)_A_Achievable Technical Potential | F6 | Commercial | WA - Miscellaneous | Existing | Space Heating | Natural Gas | Destratification Fans (HVLS) | A | Incremental Winter Peak Savings (MW) | Achievable Technical Potential | 0 | 0 | 0 | 0 | 0 | 0 | 0 | 0 | 0 | 0 | 0 | 0 | 0 | 0 | 0 | 0 | 0 | 0 | 0 | 0 | 0 | 0 | 0 | 0 | 0 | 0 | 0
F7_Commercial_WA - Miscellaneous_Existing_Space Heating_Natural Gas_Destratification Fans (HVLS)_A_Achievable Technical Potential | F7 | Commercial | WA - Miscellaneous | Existing | Space Heating | Natural Gas | Destratification Fans (HVLS) | A | Cumulative Energy Savings (MWh or mTherms) | Achievable Technical Potential | 0 | 0 | 0 | 0.24562 | 0.74525 | 1.2379 | 1.7225 | 2.198 | 2.6626 | 3.1147 | 3.5527 | 3.9755 | 4.3826 | 4.7763 | 5.1568 | 5.5258 | 5.8871 | 6.2449 | 6.3983 | 6.3453 | 6.3009 | 6.2672 | 6.2361 | 6.2198 | 6.2042 | 6.1893 | 6.175
F8_Commercial_WA - Miscellaneous_Existing_Space Heating_Natural Gas_Destratification Fans (HVLS)_A_Achievable Technical Potential | F8 | Commercial | WA - Miscellaneous | Existing | Space Heating | Natural Gas | Destratification Fans (HVLS) | A | Cumulative Summer Peak Savings (MW) | Achievable Technical Potential | 0 | 0 | 0 | 0 | 0 | 0 | 0 | 0 | 0 | 0 | 0 | 0 | 0 | 0 | 0 | 0 | 0 | 0 | 0 | 0 | 0 | 0 | 0 | 0 | 0 | 0 | 0
F9_Commercial_WA - Miscellaneous_Existing_Space Heating_Natural Gas_Destratification Fans (HVLS)_A_Achievable Technical Potential | F9 | Commercial | WA - Miscellaneous | Existing | Space Heating | Natural Gas | Destratification Fans (HVLS) | A | Cumulative Winter Peak Savings (MW) | Achievable Technical Potential | 0 | 0 | 0 | 0 | 0 | 0 | 0 | 0 | 0 | 0 | 0 | 0 | 0 | 0 | 0 | 0 | 0 | 0 | 0 | 0 | 0 | 0 | 0 | 0 | 0 | 0 | 0
F10_Commercial_WA - Miscellaneous_Existing_Space Heating_Natural Gas_Destratification Fans (HVLS)_A_Achievable Technical Potential | F10 | Commercial | WA - Miscellaneous | Existing | Space Heating | Natural Gas | Destratification Fans (HVLS) | A | Purchases (Incremental) | Achievable Technical Potential | 0 | 0 | 0 | 0.40703 | 0.83548 | 0.83548 | 0.83548 | 0.83548 | 0.83548 | 0.83548 | 0.83548 | 0.83548 | 0.83548 | 0.83548 | 0.83548 | 0.83548 | 0.83548 | 0.83548 | 0.42845 | 0 | 1.5543e-15 | 0 | 0 | 0 | 0 | 0 | 0
F11_Commercial_WA - Miscellaneous_Existing_Space Heating_Natural Gas_Destratification Fans (HVLS)_A_Achievable Technical Potential | F11 | Commercial | WA - Miscellaneous | Existing | Space Heating | Natural Gas | Destratification Fans (HVLS) | A | Purchases (Cumulative) | Achievable Technical Potential | 0 | 0 | 0 | 0.40703 | 1.2425 | 2.078 | 2.9135 | 3.7489 | 4.5844 | 5.4199 | 6.2554 | 7.0909 | 7.9263 | 8.7618 | 9.5973 | 10.4328 | 11.2682 | 12.1037 | 12.5322 | 12.5322 | 12.5322 | 12.5322 | 12.5322 | 12.5322 | 12.5322 | 12.5322 | 12.5322
F1_Commercial_WA - Miscellaneous_Existing_Space Heating_Natural Gas_Gas Boiler - Maintenance_A_Achievable Technical Potential | F1 | Commercial | WA - Miscellaneous | Existing | Space Heating | Natural Gas | Gas Boiler - Maintenance | A | Integrated Unit Energy Savings (kWh or therms) | Achievable Technical Potential | 0 | 0 | 0.13577 | 0.13487 | 0.1338 | 0.13262 | 0.13136 | 0.13 | 0.12855 | 0.12698 | 0.12529 | 0.1235 | 0.12166 | 0.11984 | 0.11805 | 0.11634 | 0.11476 | 0.11338 | 0.11229 | 0.11148 | 0.11083 | 0.11038 | 0.10997 | 0.10986 | 0.10975 | 0.10965 | 0.10954
F2_Commercial_WA - Miscellaneous_Existing_Space Heating_Natural Gas_Gas Boiler - Maintenance_A_Achievable Technical Potential | F2 | Commercial | WA - Miscellaneous | Existing | Space Heating | Natural Gas | Gas Boiler - Maintenance | A | Integrated Unit Summer Peak Savings (kW) | Achievable Technical Potential | 0 | 0 | 0 | 0 | 0 | 0 | 0 | 0 | 0 | 0 | 0 | 0 | 0 | 0 | 0 | 0 | 0 | 0 | 0 | 0 | 0 | 0 | 0 | 0 | 0 | 0 | 0
F3_Commercial_WA - Miscellaneous_Existing_Space Heating_Natural Gas_Gas Boiler - Maintenance_A_Achievable Technical Potential | F3 | Commercial | WA - Miscellaneous | Existing | Space Heating | Natural Gas | Gas Boiler - Maintenance | A | Integrated Unit Winter Peak Savings (kW) | Achievable Technical Potential | 0 | 0 | 0 | 0 | 0 | 0 | 0 | 0 | 0 | 0 | 0 | 0 | 0 | 0 | 0 | 0 | 0 | 0 | 0 | 0 | 0 | 0 | 0 | 0 | 0 | 0 | 0
F4_Commercial_WA - Miscellaneous_Existing_Space Heating_Natural Gas_Gas Boiler - Maintenance_A_Achievable Technical Potential | F4 | Commercial | WA - Miscellaneous | Existing | Space Heating | Natural Gas | Gas Boiler - Maintenance | A | Incremental Energy Savings (MWh or mTherms) | Achievable Technical Potential | 0 | 0 | 0 | 0.10464 | 0.10381 | 0.1029 | 0 | 1.4779e-17 | 0 | 0 | 0 | 0 | 0 | 0 | 0 | 0 | 0 | 0 | 0 | 0 | 0 | 0 | 0 | 0 | 0 | 0 | 0
F5_Commercial_WA - Miscellaneous_Existing_Space Heating_Natural Gas_Gas Boiler - Maintenance_A_Achievable Technical Potential | F5 | Commercial | WA - Miscellaneous | Existing | Space Heating | Natural Gas | Gas Boiler - Maintenance | A | Incremental Summer Peak Savings (MW) | Achievable Technical Potential | 0 | 0 | 0 | 0 | 0 | 0 | 0 | 0 | 0 | 0 | 0 | 0 | 0 | 0 | 0 | 0 | 0 | 0 | 0 | 0 | 0 | 0 | 0 | 0 | 0 | 0 | 0
F6_Commercial_WA - Miscellaneous_Existing_Space Heating_Natural Gas_Gas Boiler - Maintenance_A_Achievable Technical Potential | F6 | Commercial | WA - Miscellaneous | Existing | Space Heating | Natural Gas | Gas Boiler - Maintenance | A | Incremental Winter Peak Savings (MW) | Achievable Technical Potential | 0 | 0 | 0 | 0 | 0 | 0 | 0 | 0 | 0 | 0 | 0 | 0 | 0 | 0 | 0 | 0 | 0 | 0 | 0 | 0 | 0 | 0 | 0 | 0 | 0 | 0 | 0
F7_Commercial_WA - Miscellaneous_Existing_Space Heating_Natural Gas_Gas Boiler - Maintenance_A_Achievable Technical Potential | F7 | Commercial | WA - Miscellaneous | Existing | Space Heating | Natural Gas | Gas Boiler - Maintenance | A | Cumulative Energy Savings (MWh or mTherms) | Achievable Technical Potential | 0 | 0 | 0 | 0.10464 | 0.20762 | 0.30869 | 0.30576 | 0.30259 | 0.29922 | 0.29556 | 0.29162 | 0.28746 | 0.28318 | 0.27894 | 0.27478 | 0.27079 | 0.26712 | 0.26391 | 0.26137 | 0.25949 | 0.25797 | 0.25692 | 0.25596 | 0.25571 | 0.25546 | 0.25521 | 0.25496
F8_Commercial_WA - Miscellaneous_Existing_Space Heating_Natural Gas_Gas Boiler - Maintenance_A_Achievable Technical Potential | F8 | Commercial | WA - Miscellaneous | Existing | Space Heating | Natural Gas | Gas Boiler - Maintenance | A | Cumulative Summer Peak Savings (MW) | Achievable Technical Potential | 0 | 0 | 0 | 0 | 0 | 0 | 0 | 0 | 0 | 0 | 0 | 0 | 0 | 0 | 0 | 0 | 0 | 0 | 0 | 0 | 0 | 0 | 0 | 0 | 0 | 0 | 0
F9_Commercial_WA - Miscellaneous_Existing_Space Heating_Natural Gas_Gas Boiler - Maintenance_A_Achievable Technical Potential | F9 | Commercial | WA - Miscellaneous | Existing | Space Heating | Natural Gas | Gas Boiler - Maintenance | A | Cumulative Winter Peak Savings (MW) | Achievable Technical Potential | 0 | 0 | 0 | 0 | 0 | 0 | 0 | 0 | 0 | 0 | 0 | 0 | 0 | 0 | 0 | 0 | 0 | 0 | 0 | 0 | 0 | 0 | 0 | 0 | 0 | 0 | 0
F10_Commercial_WA - Miscellaneous_Existing_Space Heating_Natural Gas_Gas Boiler - Maintenance_A_Achievable Technical Potential | F10 | Commercial | WA - Miscellaneous | Existing | Space Heating | Natural Gas | Gas Boiler - Maintenance | A | Purchases (Incremental) | Achievable Technical Potential | 0 | 0 | 0 | 775.8707 | 775.8707 | 775.8707 | 0 | 1.1369e-13 | 0 | 0 | 0 | 0 | 0 | 0 | 0 | 0 | 0 | 0 | 0 | 0 | 0 | 0 | 0 | 0 | 0 | 0 | 0
F11_Commercial_WA - Miscellaneous_Existing_Space Heating_Natural Gas_Gas Boiler - Maintenance_A_Achievable Technical Potential | F11 | Commercial | WA - Miscellaneous | Existing | Space Heating | Natural Gas | Gas Boiler - Maintenance | A | Purchases (Cumulative) | Achievable Technical Potential | 0 | 0 | 0 | 775.8707 | 1551.7415 | 2327.6122 | 2327.6122 | 2327.6122 | 2327.6122 | 2327.6122 | 2327.6122 | 2327.6122 | 2327.6122 | 2327.6122 | 2327.6122 | 2327.6122 | 2327.6122 | 2327.6122 | 2327.6122 | 2327.6122 | 2327.6122 | 2327.6122 | 2327.6122 | 2327.6122 | 2327.6122 | 2327.6122 | 2327.6122
F1_Commercial_WA - Miscellaneous_Existing_Space Heating_Natural Gas_Gas Furnace - Maintenance_A_Achievable Technical Potential | F1 | Commercial | WA - Miscellaneous | Existing | Space Heating | Natural Gas | Gas Furnace - Maintenance | A | Integrated Unit Energy Savings (kWh or therms) | Achievable Technical Potential | 0 | 0 | 0.054386 | 0.054069 | 0.053663 | 0.053201 | 0.05269 | 0.052123 | 0.051511 | 0.050837 | 0.050107 | 0.049334 | 0.048534 | 0.047737 | 0.046945 | 0.046175 | 0.045446 | 0.044782 | 0.044214 | 0.043759 | 0.043366 | 0.043053 | 0.042763 | 0.042594 | 0.042434 | 0.042282 | 0.042139
F2_Commercial_WA - Miscellaneous_Existing_Space Heating_Natural Gas_Gas Furnace - Maintenance_A_Achievable Technical Potential | F2 | Commercial | WA - Miscellaneous | Existing | Space Heating | Natural Gas | Gas Furnace - Maintenance | A | Integrated Unit Summer Peak Savings (kW) | Achievable Technical Potential | 0 | 0 | 0 | 0 | 0 | 0 | 0 | 0 | 0 | 0 | 0 | 0 | 0 | 0 | 0 | 0 | 0 | 0 | 0 | 0 | 0 | 0 | 0 | 0 | 0 | 0 | 0
F3_Commercial_WA - Miscellaneous_Existing_Space Heating_Natural Gas_Gas Furnace - Maintenance_A_Achievable Technical Potential | F3 | Commercial | WA - Miscellaneous | Existing | Space Heating | Natural Gas | Gas Furnace - Maintenance | A | Integrated Unit Winter Peak Savings (kW) | Achievable Technical Potential | 0 | 0 | 0 | 0 | 0 | 0 | 0 | 0 | 0 | 0 | 0 | 0 | 0 | 0 | 0 | 0 | 0 | 0 | 0 | 0 | 0 | 0 | 0 | 0 | 0 | 0 | 0
F4_Commercial_WA - Miscellaneous_Existing_Space Heating_Natural Gas_Gas Furnace - Maintenance_A_Achievable Technical Potential | F4 | Commercial | WA - Miscellaneous | Existing | Space Heating | Natural Gas | Gas Furnace - Maintenance | A | Incremental Energy Savings (MWh or mTherms) | Achievable Technical Potential | 0 | 0 | 0 | 0.088851 | 0.088185 | 0.087425 | 0 | 0 | 0 | 0 | 0 | 0 | 0 | 0 | 0 | 0 | 0 | 0 | 0 | 0 | 0 | 0 | 0 | 0 | 0 | 0 | 0
F5_Commercial_WA - Miscellaneous_Existing_Space Heating_Natural Gas_Gas Furnace - Maintenance_A_Achievable Technical Potential | F5 | Commercial | WA - Miscellaneous | Existing | Space Heating | Natural Gas | Gas Furnace - Maintenance | A | Incremental Summer Peak Savings (MW) | Achievable Technical Potential | 0 | 0 | 0 | 0 | 0 | 0 | 0 | 0 | 0 | 0 | 0 | 0 | 0 | 0 | 0 | 0 | 0 | 0 | 0 | 0 | 0 | 0 | 0 | 0 | 0 | 0 | 0
F6_Commercial_WA - Miscellaneous_Existing_Space Heating_Natural Gas_Gas Furnace - Maintenance_A_Achievable Technical Potential | F6 | Commercial | WA - Miscellaneous | Existing | Space Heating | Natural Gas | Gas Furnace - Maintenance | A | Incremental Winter Peak Savings (MW) | Achievable Technical Potential | 0 | 0 | 0 | 0 | 0 | 0 | 0 | 0 | 0 | 0 | 0 | 0 | 0 | 0 | 0 | 0 | 0 | 0 | 0 | 0 | 0 | 0 | 0 | 0 | 0 | 0 | 0
F7_Commercial_WA - Miscellaneous_Existing_Space Heating_Natural Gas_Gas Furnace - Maintenance_A_Achievable Technical Potential | F7 | Commercial | WA - Miscellaneous | Existing | Space Heating | Natural Gas | Gas Furnace - Maintenance | A | Cumulative Energy Savings (MWh or mTherms) | Achievable Technical Potential | 0 | 0 | 0 | 0.088851 | 0.17637 | 0.26228 | 0.25976 | 0.25696 | 0.25394 | 0.25062 | 0.24702 | 0.24321 | 0.23927 | 0.23534 | 0.23143 | 0.22764 | 0.22405 | 0.22077 | 0.21797 | 0.21573 | 0.21379 | 0.21225 | 0.21082 | 0.20998 | 0.20919 | 0.20845 | 0.20774
F8_Commercial_WA - Miscellaneous_Existing_Space Heating_Natural Gas_Gas Furnace - Maintenance_A_Achievable Technical Potential | F8 | Commercial | WA - Miscellaneous | Existing | Space Heating | Natural Gas | Gas Furnace - Maintenance | A | Cumulative Summer Peak Savings (MW) | Achievable Technical Potential | 0 | 0 | 0 | 0 | 0 | 0 | 0 | 0 | 0 | 0 | 0 | 0 | 0 | 0 | 0 | 0 | 0 | 0 | 0 | 0 | 0 | 0 | 0 | 0 | 0 | 0 | 0
F9_Commercial_WA - Miscellaneous_Existing_Space Heating_Natural Gas_Gas Furnace - Maintenance_A_Achievable Technical Potential | F9 | Commercial | WA - Miscellaneous | Existing | Space Heating | Natural Gas | Gas Furnace - Maintenance | A | Cumulative Winter Peak Savings (MW) | Achievable Technical Potential | 0 | 0 | 0 | 0 | 0 | 0 | 0 | 0 | 0 | 0 | 0 | 0 | 0 | 0 | 0 | 0 | 0 | 0 | 0 | 0 | 0 | 0 | 0 | 0 | 0 | 0 | 0
F10_Commercial_WA - Miscellaneous_Existing_Space Heating_Natural Gas_Gas Furnace - Maintenance_A_Achievable Technical Potential | F10 | Commercial | WA - Miscellaneous | Existing | Space Heating | Natural Gas | Gas Furnace - Maintenance | A | Purchases (Incremental) | Achievable Technical Potential | 0 | 0 | 0 | 1643.2926 | 1643.2926 | 1643.2926 | 0 | 0 | 0 | 0 | 0 | 0 | 0 | 0 | 0 | 0 | 0 | 0 | 0 | 0 | 0 | 0 | 0 | 0 | 0 | 0 | 0
F11_Commercial_WA - Miscellaneous_Existing_Space Heating_Natural Gas_Gas Furnace - Maintenance_A_Achievable Technical Potential | F11 | Commercial | WA - Miscellaneous | Existing | Space Heating | Natural Gas | Gas Furnace - Maintenance | A | Purchases (Cumulative) | Achievable Technical Potential | 0 | 0 | 0 | 1643.2926 | 3286.5852 | 4929.8779 | 4929.8779 | 4929.8779 | 4929.8779 | 4929.8779 | 4929.8779 | 4929.8779 | 4929.8779 | 4929.8779 | 4929.8779 | 4929.8779 | 4929.8779 | 4929.8779 | 4929.8779 | 4929.8779 | 4929.8779 | 4929.8779 | 4929.8779 | 4929.8779 | 4929.8779 | 4929.8779 | 4929.8779
F1_Commercial_WA - Miscellaneous_Existing_Space Heating_Natural Gas_Gas Boiler - Hot Water Reset_A_Achievable Technical Potential | F1 | Commercial | WA - Miscellaneous | Existing | Space Heating | Natural Gas | Gas Boiler - Hot Water Reset | A | Integrated Unit Energy Savings (kWh or therms) | Achievable Technical Potential | 0 | 0 | 241.3631 | 240.4699 | 239.6051 | 238.754 | 237.9276 | 237.1274 | 236.3542 | 235.6087 | 234.888 | 234.1911 | 233.5196 | 232.8885 | 232.2913 | 231.7572 | 231.297 | 230.9261 | 230.6566 | 230.4488 | 230.2626 | 230.0743 | 229.8851 | 229.6729 | 229.46 | 229.2457 | 229.0292
F2_Commercial_WA - Miscellaneous_Existing_Space Heating_Natural Gas_Gas Boiler - Hot Water Reset_A_Achievable Technical Potential | F2 | Commercial | WA - Miscellaneous | Existing | Space Heating | Natural Gas | Gas Boiler - Hot Water Reset | A | Integrated Unit Summer Peak Savings (kW) | Achievable Technical Potential | 0 | 0 | 0 | 0 | 0 | 0 | 0 | 0 | 0 | 0 | 0 | 0 | 0 | 0 | 0 | 0 | 0 | 0 | 0 | 0 | 0 | 0 | 0 | 0 | 0 | 0 | 0
F3_Commercial_WA - Miscellaneous_Existing_Space Heating_Natural Gas_Gas Boiler - Hot Water Reset_A_Achievable Technical Potential | F3 | Commercial | WA - Miscellaneous | Existing | Space Heating | Natural Gas | Gas Boiler - Hot Water Reset | A | Integrated Unit Winter Peak Savings (kW) | Achievable Technical Potential | 0 | 0 | 0 | 0 | 0 | 0 | 0 | 0 | 0 | 0 | 0 | 0 | 0 | 0 | 0 | 0 | 0 | 0 | 0 | 0 | 0 | 0 | 0 | 0 | 0 | 0 | 0
F4_Commercial_WA - Miscellaneous_Existing_Space Heating_Natural Gas_Gas Boiler - Hot Water Reset_A_Achievable Technical Potential | F4 | Commercial | WA - Miscellaneous | Existing | Space Heating | Natural Gas | Gas Boiler - Hot Water Reset | A | Incremental Energy Savings (MWh or mTherms) | Achievable Technical Potential | 0 | 0 | 0 | 0.21323 | 0.4361 | 0.43455 | 0.43305 | 0.43159 | 0.43019 | 0.42883 | 0.42752 | 0.42625 | 0.42503 | 0.42388 | 0.42279 | 0.42182 | 0.42098 | 0.42031 | 0.41982 | 0.41944 | 0.4191 | 0.41876 | 0.41841 | 0 | 0 | 0 | 0
F5_Commercial_WA - Miscellaneous_Existing_Space Heating_Natural Gas_Gas Boiler - Hot Water Reset_A_Achievable Technical Potential | F5 | Commercial | WA - Miscellaneous | Existing | Space Heating | Natural Gas | Gas Boiler - Hot Water Reset | A | Incremental Summer Peak Savings (MW) | Achievable Technical Potential | 0 | 0 | 0 | 0 | 0 | 0 | 0 | 0 | 0 | 0 | 0 | 0 | 0 | 0 | 0 | 0 | 0 | 0 | 0 | 0 | 0 | 0 | 0 | 0 | 0 | 0 | 0
F6_Commercial_WA - Miscellaneous_Existing_Space Heating_Natural Gas_Gas Boiler - Hot Water Reset_A_Achievable Technical Potential | F6 | Commercial | WA - Miscellaneous | Existing | Space Heating | Natural Gas | Gas Boiler - Hot Water Reset | A | Incremental Winter Peak Savings (MW) | Achievable Technical Potential | 0 | 0 | 0 | 0 | 0 | 0 | 0 | 0 | 0 | 0 | 0 | 0 | 0 | 0 | 0 | 0 | 0 | 0 | 0 | 0 | 0 | 0 | 0 | 0 | 0 | 0 | 0
F7_Commercial_WA - Miscellaneous_Existing_Space Heating_Natural Gas_Gas Boiler - Hot Water Reset_A_Achievable Technical Potential | F7 | Commercial | WA - Miscellaneous | Existing | Space Heating | Natural Gas | Gas Boiler - Hot Water Reset | A | Cumulative Energy Savings (MWh or mTherms) | Achievable Technical Potential | 0 | 0 | 0 | 0.21323 | 0.64856 | 1.0808 | 1.5101 | 1.9366 | 2.3605 | 2.7819 | 3.2009 | 3.6177 | 4.0323 | 4.4453 | 4.8567 | 5.2673 | 5.6779 | 6.0891 | 6.5018 | 6.9154 | 7.3289 | 7.7416 | 8.1537 | 8.1462 | 8.1386 | 8.131 | 8.1233
F8_Commercial_WA - Miscellaneous_Existing_Space Heating_Natural Gas_Gas Boiler - Hot Water Reset_A_Achievable Technical Potential | F8 | Commercial | WA - Miscellaneous | Existing | Space Heating | Natural Gas | Gas Boiler - Hot Water Reset | A | Cumulative Summer Peak Savings (MW) | Achievable Technical Potential | 0 | 0 | 0 | 0 | 0 | 0 | 0 | 0 | 0 | 0 | 0 | 0 | 0 | 0 | 0 | 0 | 0 | 0 | 0 | 0 | 0 | 0 | 0 | 0 | 0 | 0 | 0
F9_Commercial_WA - Miscellaneous_Existing_Space Heating_Natural Gas_Gas Boiler - Hot Water Reset_A_Achievable Technical Potential | F9 | Commercial | WA - Miscellaneous | Existing | Space Heating | Natural Gas | Gas Boiler - Hot Water Reset | A | Cumulative Winter Peak Savings (MW) | Achievable Technical Potential | 0 | 0 | 0 | 0 | 0 | 0 | 0 | 0 | 0 | 0 | 0 | 0 | 0 | 0 | 0 | 0 | 0 | 0 | 0 | 0 | 0 | 0 | 0 | 0 | 0 | 0 | 0
F10_Commercial_WA - Miscellaneous_Existing_Space Heating_Natural Gas_Gas Boiler - Hot Water Reset_A_Achievable Technical Potential | F10 | Commercial | WA - Miscellaneous | Existing | Space Heating | Natural Gas | Gas Boiler - Hot Water Reset | A | Purchases (Incremental) | Achievable Technical Potential | 0 | 0 | 0 | 0.88671 | 1.8201 | 1.8201 | 1.8201 | 1.8201 | 1.8201 | 1.8201 | 1.8201 | 1.8201 | 1.8201 | 1.8201 | 1.8201 | 1.8201 | 1.8201 | 1.8201 | 1.8201 | 1.8201 | 1.8201 | 1.8201 | 1.8201 | 0 | 0 | 0 | 0
F11_Commercial_WA - Miscellaneous_Existing_Space Heating_Natural Gas_Gas Boiler - Hot Water Reset_A_Achievable Technical Potential | F11 | Commercial | WA - Miscellaneous | Existing | Space Heating | Natural Gas | Gas Boiler - Hot Water Reset | A | Purchases (Cumulative) | Achievable Technical Potential | 0 | 0 | 0 | 0.88671 | 2.7068 | 4.5269 | 6.347 | 8.1671 | 9.9872 | 11.8073 | 13.6274 | 15.4475 | 17.2676 | 19.0877 | 20.9078 | 22.7278 | 24.5479 | 26.368 | 28.1881 | 30.0082 | 31.8283 | 33.6484 | 35.4685 | 35.4685 | 35.4685 | 35.4685 | 35.4685
F1_Commercial_WA - Miscellaneous_Existing_Space Heating_Natural Gas_Gas Boiler - Steam Trap Replacement_A_Achievable Technical Potential | F1 | Commercial | WA - Miscellaneous | Existing | Space Heating | Natural Gas | Gas Boiler - Steam Trap Replacement | A | Integrated Unit Energy Savings (kWh or therms) | Achievable Technical Potential | 0 | 0 | 62.9073 | 62.5284 | 62.0857 | 61.603 | 61.089 | 60.5351 | 59.9516 | 59.318 | 58.6378 | 57.9192 | 57.177 | 56.4411 | 55.713 | 55.0117 | 54.3614 | 53.7894 | 53.3409 | 53.0131 | 52.7504 | 52.5696 | 52.4027 | 52.3528 | 52.3029 | 52.2527 | 52.2021
F2_Commercial_WA - Miscellaneous_Existing_Space Heating_Natural Gas_Gas Boiler - Steam Trap Replacement_A_Achievable Technical Potential | F2 | Commercial | WA - Miscellaneous | Existing | Space Heating | Natural Gas | Gas Boiler - Steam Trap Replacement | A | Integrated Unit Summer Peak Savings (kW) | Achievable Technical Potential | 0 | 0 | 0 | 0 | 0 | 0 | 0 | 0 | 0 | 0 | 0 | 0 | 0 | 0 | 0 | 0 | 0 | 0 | 0 | 0 | 0 | 0 | 0 | 0 | 0 | 0 | 0
F3_Commercial_WA - Miscellaneous_Existing_Space Heating_Natural Gas_Gas Boiler - Steam Trap Replacement_A_Achievable Technical Potential | F3 | Commercial | WA - Miscellaneous | Existing | Space Heating | Natural Gas | Gas Boiler - Steam Trap Replacement | A | Integrated Unit Winter Peak Savings (kW) | Achievable Technical Potential | 0 | 0 | 0 | 0 | 0 | 0 | 0 | 0 | 0 | 0 | 0 | 0 | 0 | 0 | 0 | 0 | 0 | 0 | 0 | 0 | 0 | 0 | 0 | 0 | 0 | 0 | 0
F4_Commercial_WA - Miscellaneous_Existing_Space Heating_Natural Gas_Gas Boiler - Steam Trap Replacement_A_Achievable Technical Potential | F4 | Commercial | WA - Miscellaneous | Existing | Space Heating | Natural Gas | Gas Boiler - Steam Trap Replacement | A | Incremental Energy Savings (MWh or mTherms) | Achievable Technical Potential | 0 | 0 | 0 | 0.012457 | 0.025388 | 0.025191 | 0.024981 | 0.024754 | 0.024516 | 0.012439 | 0 | 0 | 6.3479e-18 | 0 | 0 | 6.1075e-18 | 5.13e-17 | 0 | 4.1454e-17 | 0 | 4.0995e-17 | 0 | 0 | 0 | 0 | 0 | 0
F5_Commercial_WA - Miscellaneous_Existing_Space Heating_Natural Gas_Gas Boiler - Steam Trap Replacement_A_Achievable Technical Potential | F5 | Commercial | WA - Miscellaneous | Existing | Space Heating | Natural Gas | Gas Boiler - Steam Trap Replacement | A | Incremental Summer Peak Savings (MW) | Achievable Technical Potential | 0 | 0 | 0 | 0 | 0 | 0 | 0 | 0 | 0 | 0 | 0 | 0 | 0 | 0 | 0 | 0 | 0 | 0 | 0 | 0 | 0 | 0 | 0 | 0 | 0 | 0 | 0
F6_Commercial_WA - Miscellaneous_Existing_Space Heating_Natural Gas_Gas Boiler - Steam Trap Replacement_A_Achievable Technical Potential | F6 | Commercial | WA - Miscellaneous | Existing | Space Heating | Natural Gas | Gas Boiler - Steam Trap Replacement | A | Incremental Winter Peak Savings (MW) | Achievable Technical Potential | 0 | 0 | 0 | 0 | 0 | 0 | 0 | 0 | 0 | 0 | 0 | 0 | 0 | 0 | 0 | 0 | 0 | 0 | 0 | 0 | 0 | 0 | 0 | 0 | 0 | 0 | 0
F7_Commercial_WA - Miscellaneous_Existing_Space Heating_Natural Gas_Gas Boiler - Steam Trap Replacement_A_Achievable Technical Potential | F7 | Commercial | WA - Miscellaneous | Existing | Space Heating | Natural Gas | Gas Boiler - Steam Trap Replacement | A | Cumulative Energy Savings (MWh or mTherms) | Achievable Technical Potential | 0 | 0 | 0 | 0.012457 | 0.037757 | 0.062655 | 0.087113 | 0.11108 | 0.13452 | 0.14554 | 0.14387 | 0.14211 | 0.14029 | 0.13848 | 0.1367 | 0.13497 | 0.13338 | 0.13198 | 0.13088 | 0.13007 | 0.12943 | 0.12898 | 0.12857 | 0.12845 | 0.12833 | 0.1282 | 0.12808
F8_Commercial_WA - Miscellaneous_Existing_Space Heating_Natural Gas_Gas Boiler - Steam Trap Replacement_A_Achievable Technical Potential | F8 | Commercial | WA - Miscellaneous | Existing | Space Heating | Natural Gas | Gas Boiler - Steam Trap Replacement | A | Cumulative Summer Peak Savings (MW) | Achievable Technical Potential | 0 | 0 | 0 | 0 | 0 | 0 | 0 | 0 | 0 | 0 | 0 | 0 | 0 | 0 | 0 | 0 | 0 | 0 | 0 | 0 | 0 | 0 | 0 | 0 | 0 | 0 | 0
F9_Commercial_WA - Miscellaneous_Existing_Space Heating_Natural Gas_Gas Boiler - Steam Trap Replacement_A_Achievable Technical Potential | F9 | Commercial | WA - Miscellaneous | Existing | Space Heating | Natural Gas | Gas Boiler - Steam Trap Replacement | A | Cumulative Winter Peak Savings (MW) | Achievable Technical Potential | 0 | 0 | 0 | 0 | 0 | 0 | 0 | 0 | 0 | 0 | 0 | 0 | 0 | 0 | 0 | 0 | 0 | 0 | 0 | 0 | 0 | 0 | 0 | 0 | 0 | 0 | 0
F10_Commercial_WA - Miscellaneous_Existing_Space Heating_Natural Gas_Gas Boiler - Steam Trap Replacement_A_Achievable Technical Potential | F10 | Commercial | WA - Miscellaneous | Existing | Space Heating | Natural Gas | Gas Boiler - Steam Trap Replacement | A | Purchases (Incremental) | Achievable Technical Potential | 0 | 0 | 0 | 0.19922 | 0.40893 | 0.40893 | 0.40893 | 0.40893 | 0.40893 | 0.20971 | 0 | 0 | 1.1102e-16 | 0 | 0 | 1.1102e-16 | 9.4369e-16 | 0 | 7.7716e-16 | 0 | 7.7716e-16 | 0 | 0 | 0 | 0 | 0 | 0
F11_Commercial_WA - Miscellaneous_Existing_Space Heating_Natural Gas_Gas Boiler - Steam Trap Replacement_A_Achievable Technical Potential | F11 | Commercial | WA - Miscellaneous | Existing | Space Heating | Natural Gas | Gas Boiler - Steam Trap Replacement | A | Purchases (Cumulative) | Achievable Technical Potential | 0 | 0 | 0 | 0.19922 | 0.60815 | 1.0171 | 1.426 | 1.8349 | 2.2439 | 2.4536 | 2.4536 | 2.4536 | 2.4536 | 2.4536 | 2.4536 | 2.4536 | 2.4536 | 2.4536 | 2.4536 | 2.4536 | 2.4536 | 2.4536 | 2.4536 | 2.4536 | 2.4536 | 2.4536 | 2.4536
F1_Commercial_WA - Miscellaneous_Existing_Space Heating_Natural Gas_Gas Boiler - High Turndown Burner_A_Achievable Technical Potential | F1 | Commercial | WA - Miscellaneous | Existing | Space Heating | Natural Gas | Gas Boiler - High Turndown Burner | A | Integrated Unit Energy Savings (kWh or therms) | Achievable Technical Potential | 0 | 0 | 0.22628 | 0.22506 | 0.22367 | 0.22216 | 0.22056 | 0.21885 | 0.21697 | 0.21491 | 0.21267 | 0.21025 | 0.20769 | 0.20514 | 0.20259 | 0.20012 | 0.19782 | 0.19581 | 0.19421 | 0.19303 | 0.19209 | 0.19144 | 0.19084 | 0.19066 | 0.19047 | 0.19029 | 0.19011
F2_Commercial_WA - Miscellaneous_Existing_Space Heating_Natural Gas_Gas Boiler - High Turndown Burner_A_Achievable Technical Potential | F2 | Commercial | WA - Miscellaneous | Existing | Space Heating | Natural Gas | Gas Boiler - High Turndown Burner | A | Integrated Unit Summer Peak Savings (kW) | Achievable Technical Potential | 0 | 0 | 0 | 0 | 0 | 0 | 0 | 0 | 0 | 0 | 0 | 0 | 0 | 0 | 0 | 0 | 0 | 0 | 0 | 0 | 0 | 0 | 0 | 0 | 0 | 0 | 0
F3_Commercial_WA - Miscellaneous_Existing_Space Heating_Natural Gas_Gas Boiler - High Turndown Burner_A_Achievable Technical Potential | F3 | Commercial | WA - Miscellaneous | Existing | Space Heating | Natural Gas | Gas Boiler - High Turndown Burner | A | Integrated Unit Winter Peak Savings (kW) | Achievable Technical Potential | 0 | 0 | 0 | 0 | 0 | 0 | 0 | 0 | 0 | 0 | 0 | 0 | 0 | 0 | 0 | 0 | 0 | 0 | 0 | 0 | 0 | 0 | 0 | 0 | 0 | 0 | 0
F4_Commercial_WA - Miscellaneous_Existing_Space Heating_Natural Gas_Gas Boiler - High Turndown Burner_A_Achievable Technical Potential | F4 | Commercial | WA - Miscellaneous | Existing | Space Heating | Natural Gas | Gas Boiler - High Turndown Burner | A | Incremental Energy Savings (MWh or mTherms) | Achievable Technical Potential | 0 | 0 | 0 | 0.17162 | 0.20942 | 0.25455 | 0.29336 | 0.33201 | 0.38483 | 0.41816 | 0.42272 | 0.39383 | 0.33442 | 0.25561 | 0.17324 | 0.1024 | 0.047281 | 0 | 0 | 0 | 0 | 0 | 0 | 0 | 0 | 0 | 0
F5_Commercial_WA - Miscellaneous_Existing_Space Heating_Natural Gas_Gas Boiler - High Turndown Burner_A_Achievable Technical Potential | F5 | Commercial | WA - Miscellaneous | Existing | Space Heating | Natural Gas | Gas Boiler - High Turndown Burner | A | Incremental Summer Peak Savings (MW) | Achievable Technical Potential | 0 | 0 | 0 | 0 | 0 | 0 | 0 | 0 | 0 | 0 | 0 | 0 | 0 | 0 | 0 | 0 | 0 | 0 | 0 | 0 | 0 | 0 | 0 | 0 | 0 | 0 | 0
F6_Commercial_WA - Miscellaneous_Existing_Space Heating_Natural Gas_Gas Boiler - High Turndown Burner_A_Achievable Technical Potential | F6 | Commercial | WA - Miscellaneous | Existing | Space Heating | Natural Gas | Gas Boiler - High Turndown Burner | A | Incremental Winter Peak Savings (MW) | Achievable Technical Potential | 0 | 0 | 0 | 0 | 0 | 0 | 0 | 0 | 0 | 0 | 0 | 0 | 0 | 0 | 0 | 0 | 0 | 0 | 0 | 0 | 0 | 0 | 0 | 0 | 0 | 0 | 0
F7_Commercial_WA - Miscellaneous_Existing_Space Heating_Natural Gas_Gas Boiler - High Turndown Burner_A_Achievable Technical Potential | F7 | Commercial | WA - Miscellaneous | Existing | Space Heating | Natural Gas | Gas Boiler - High Turndown Burner | A | Cumulative Energy Savings (MWh or mTherms) | Achievable Technical Potential | 0 | 0 | 0 | 0.17162 | 0.37999 | 0.63197 | 0.92079 | 1.2456 | 1.6198 | 2.0226 | 2.4242 | 2.7904 | 3.0909 | 3.3086 | 3.4407 | 3.5011 | 3.5083 | 3.4725 | 3.4442 | 3.4233 | 3.4066 | 3.395 | 3.3843 | 3.3811 | 3.3779 | 3.3747 | 3.3715
F8_Commercial_WA - Miscellaneous_Existing_Space Heating_Natural Gas_Gas Boiler - High Turndown Burner_A_Achievable Technical Potential | F8 | Commercial | WA - Miscellaneous | Existing | Space Heating | Natural Gas | Gas Boiler - High Turndown Burner | A | Cumulative Summer Peak Savings (MW) | Achievable Technical Potential | 0 | 0 | 0 | 0 | 0 | 0 | 0 | 0 | 0 | 0 | 0 | 0 | 0 | 0 | 0 | 0 | 0 | 0 | 0 | 0 | 0 | 0 | 0 | 0 | 0 | 0 | 0
F9_Commercial_WA - Miscellaneous_Existing_Space Heating_Natural Gas_Gas Boiler - High Turndown Burner_A_Achievable Technical Potential | F9 | Commercial | WA - Miscellaneous | Existing | Space Heating | Natural Gas | Gas Boiler - High Turndown Burner | A | Cumulative Winter Peak Savings (MW) | Achievable Technical Potential | 0 | 0 | 0 | 0 | 0 | 0 | 0 | 0 | 0 | 0 | 0 | 0 | 0 | 0 | 0 | 0 | 0 | 0 | 0 | 0 | 0 | 0 | 0 | 0 | 0 | 0 | 0
F10_Commercial_WA - Miscellaneous_Existing_Space Heating_Natural Gas_Gas Boiler - High Turndown Burner_A_Achievable Technical Potential | F10 | Commercial | WA - Miscellaneous | Existing | Space Heating | Natural Gas | Gas Boiler - High Turndown Burner | A | Purchases (Incremental) | Achievable Technical Potential | 0 | 0 | 0 | 762.5729 | 936.3179 | 1145.7791 | 1330.069 | 1517.1122 | 1773.6865 | 1945.7616 | 1987.7329 | 1873.1997 | 1610.1739 | 1246.0205 | 855.1166 | 511.7083 | 239.0026 | 0 | 0 | 0 | 0 | 0 | 0 | 0 | 0 | 0 | 0
F11_Commercial_WA - Miscellaneous_Existing_Space Heating_Natural Gas_Gas Boiler - High Turndown Burner_A_Achievable Technical Potential | F11 | Commercial | WA - Miscellaneous | Existing | Space Heating | Natural Gas | Gas Boiler - High Turndown Burner | A | Purchases (Cumulative) | Achievable Technical Potential | 0 | 0 | 0 | 762.5729 | 1698.8908 | 2844.67 | 4174.739 | 5691.8512 | 7465.5377 | 9411.2993 | 11399.0323 | 13272.232 | 14882.4059 | 16128.4264 | 16983.543 | 17495.2513 | 17734.2539 | 17734.2539 | 17734.2539 | 17734.2539 | 17734.2539 | 17734.2539 | 17734.2539 | 17734.2539 | 17734.2539 | 17734.2539 | 17734.2539
F1_Commercial_WA - Miscellaneous_Existing_Space Heating_Natural Gas_Gas Boiler - Burner Control Optimization_A_Achievable Technical Potential | F1 | Commercial | WA - Miscellaneous | Existing | Space Heating | Natural Gas | Gas Boiler - Burner Control Optimization | A | Integrated Unit Energy Savings (kWh or therms) | Achievable Technical Potential | 0 | 0 | 0.065621 | 0.065262 | 0.064854 | 0.064411 | 0.06394 | 0.063434 | 0.06288 | 0.062273 | 0.061612 | 0.060902 | 0.060152 | 0.059407 | 0.058665 | 0.057946 | 0.057281 | 0.056696 | 0.056234 | 0.055893 | 0.05562 | 0.05543 | 0.055256 | 0.055204 | 0.055151 | 0.055098 | 0.055045
F2_Commercial_WA - Miscellaneous_Existing_Space Heating_Natural Gas_Gas Boiler - Burner Control Optimization_A_Achievable Technical Potential | F2 | Commercial | WA - Miscellaneous | Existing | Space Heating | Natural Gas | Gas Boiler - Burner Control Optimization | A | Integrated Unit Summer Peak Savings (kW) | Achievable Technical Potential | 0 | 0 | 0 | 0 | 0 | 0 | 0 | 0 | 0 | 0 | 0 | 0 | 0 | 0 | 0 | 0 | 0 | 0 | 0 | 0 | 0 | 0 | 0 | 0 | 0 | 0 | 0
F3_Commercial_WA - Miscellaneous_Existing_Space Heating_Natural Gas_Gas Boiler - Burner Control Optimization_A_Achievable Technical Potential | F3 | Commercial | WA - Miscellaneous | Existing | Space Heating | Natural Gas | Gas Boiler - Burner Control Optimization | A | Integrated Unit Winter Peak Savings (kW) | Achievable Technical Potential | 0 | 0 | 0 | 0 | 0 | 0 | 0 | 0 | 0 | 0 | 0 | 0 | 0 | 0 | 0 | 0 | 0 | 0 | 0 | 0 | 0 | 0 | 0 | 0 | 0 | 0 | 0
F4_Commercial_WA - Miscellaneous_Existing_Space Heating_Natural Gas_Gas Boiler - Burner Control Optimization_A_Achievable Technical Potential | F4 | Commercial | WA - Miscellaneous | Existing | Space Heating | Natural Gas | Gas Boiler - Burner Control Optimization | A | Incremental Energy Savings (MWh or mTherms) | Achievable Technical Potential | 0 | 0 | 0 | 0.018518 | 0.0099021 | 0.033269 | 0.053721 | 0.080895 | 0.11485 | 0.15472 | 0.19844 | 0.2426 | 0.28257 | 0.3131 | 0.32892 | 0.32624 | 0.304 | 0.26456 | 0.2136 | 0.15869 | 0.1157 | 0.047185 | 0.041735 | 0 | 0 | 0 | 0
F5_Commercial_WA - Miscellaneous_Existing_Space Heating_Natural Gas_Gas Boiler - Burner Control Optimization_A_Achievable Technical Potential | F5 | Commercial | WA - Miscellaneous | Existing | Space Heating | Natural Gas | Gas Boiler - Burner Control Optimization | A | Incremental Summer Peak Savings (MW) | Achievable Technical Potential | 0 | 0 | 0 | 0 | 0 | 0 | 0 | 0 | 0 | 0 | 0 | 0 | 0 | 0 | 0 | 0 | 0 | 0 | 0 | 0 | 0 | 0 | 0 | 0 | 0 | 0 | 0
F6_Commercial_WA - Miscellaneous_Existing_Space Heating_Natural Gas_Gas Boiler - Burner Control Optimization_A_Achievable Technical Potential | F6 | Commercial | WA - Miscellaneous | Existing | Space Heating | Natural Gas | Gas Boiler - Burner Control Optimization | A | Incremental Winter Peak Savings (MW) | Achievable Technical Potential | 0 | 0 | 0 | 0 | 0 | 0 | 0 | 0 | 0 | 0 | 0 | 0 | 0 | 0 | 0 | 0 | 0 | 0 | 0 | 0 | 0 | 0 | 0 | 0 | 0 | 0 | 0
F7_Commercial_WA - Miscellaneous_Existing_Space Heating_Natural Gas_Gas Boiler - Burner Control Optimization_A_Achievable Technical Potential | F7 | Commercial | WA - Miscellaneous | Existing | Space Heating | Natural Gas | Gas Boiler - Burner Control Optimization | A | Cumulative Energy Savings (MWh or mTherms) | Achievable Technical Potential | 0 | 0 | 0 | 0.018518 | 0.028304 | 0.06138 | 0.11465 | 0.19464 | 0.30779 | 0.45953 | 0.6531 | 0.88817 | 1.1598 | 1.4585 | 1.7692 | 2.0738 | 2.354 | 2.5945 | 2.787 | 2.9288 | 3.0301 | 3.067 | 3.0991 | 3.0962 | 3.0932 | 3.0903 | 3.0873
F8_Commercial_WA - Miscellaneous_Existing_Space Heating_Natural Gas_Gas Boiler - Burner Control Optimization_A_Achievable Technical Potential | F8 | Commercial | WA - Miscellaneous | Existing | Space Heating | Natural Gas | Gas Boiler - Burner Control Optimization | A | Cumulative Summer Peak Savings (MW) | Achievable Technical Potential | 0 | 0 | 0 | 0 | 0 | 0 | 0 | 0 | 0 | 0 | 0 | 0 | 0 | 0 | 0 | 0 | 0 | 0 | 0 | 0 | 0 | 0 | 0 | 0 | 0 | 0 | 0
F9_Commercial_WA - Miscellaneous_Existing_Space Heating_Natural Gas_Gas Boiler - Burner Control Optimization_A_Achievable Technical Potential | F9 | Commercial | WA - Miscellaneous | Existing | Space Heating | Natural Gas | Gas Boiler - Burner Control Optimization | A | Cumulative Winter Peak Savings (MW) | Achievable Technical Potential | 0 | 0 | 0 | 0 | 0 | 0 | 0 | 0 | 0 | 0 | 0 | 0 | 0 | 0 | 0 | 0 | 0 | 0 | 0 | 0 | 0 | 0 | 0 | 0 | 0 | 0 | 0
F10_Commercial_WA - Miscellaneous_Existing_Space Heating_Natural Gas_Gas Boiler - Burner Control Optimization_A_Achievable Technical Potential | F10 | Commercial | WA - Miscellaneous | Existing | Space Heating | Natural Gas | Gas Boiler - Burner Control Optimization | A | Purchases (Incremental) | Achievable Technical Potential | 0 | 0 | 0 | 283.7481 | 152.6825 | 516.5097 | 840.1738 | 1275.2665 | 1826.4541 | 2484.4791 | 3220.7823 | 3983.5526 | 4697.5548 | 5270.3512 | 5606.6614 | 5630.0685 | 5307.289 | 4666.2941 | 3798.4539 | 2839.1584 | 2080.1478 | 851.2442 | 755.3113 | 0 | 0 | 0 | 0
F11_Commercial_WA - Miscellaneous_Existing_Space Heating_Natural Gas_Gas Boiler - Burner Control Optimization_A_Achievable Technical Potential | F11 | Commercial | WA - Miscellaneous | Existing | Space Heating | Natural Gas | Gas Boiler - Burner Control Optimization | A | Purchases (Cumulative) | Achievable Technical Potential | 0 | 0 | 0 | 283.7481 | 436.4305 | 952.9402 | 1793.114 | 3068.3805 | 4894.8346 | 7379.3137 | 10600.096 | 14583.6487 | 19281.2035 | 24551.5547 | 30158.2162 | 35788.2846 | 41095.5737 | 45761.8678 | 49560.3217 | 52399.4801 | 54479.628 | 55330.8722 | 56086.1835 | 56086.1835 | 56086.1835 | 56086.1835 | 56086.1835
F1_Commercial_WA - Miscellaneous_Existing_Space Heating_Natural Gas_Gas Boiler - Stack Economizer_A_Achievable Technical Potential | F1 | Commercial | WA - Miscellaneous | Existing | Space Heating | Natural Gas | Gas Boiler - Stack Economizer | A | Integrated Unit Energy Savings (kWh or therms) | Achievable Technical Potential | 0 | 0 | 0.21723 | 0.21588 | 0.2143 | 0.21257 | 0.21073 | 0.20874 | 0.20663 | 0.20435 | 0.20191 | 0.19934 | 0.19671 | 0.19412 | 0.19157 | 0.18914 | 0.18689 | 0.18493 | 0.18338 | 0.18226 | 0.18135 | 0.18073 | 0.18016 | 0.17999 | 0.17982 | 0.17964 | 0.17947
F2_Commercial_WA - Miscellaneous_Existing_Space Heating_Natural Gas_Gas Boiler - Stack Economizer_A_Achievable Technical Potential | F2 | Commercial | WA - Miscellaneous | Existing | Space Heating | Natural Gas | Gas Boiler - Stack Economizer | A | Integrated Unit Summer Peak Savings (kW) | Achievable Technical Potential | 0 | 0 | 0 | 0 | 0 | 0 | 0 | 0 | 0 | 0 | 0 | 0 | 0 | 0 | 0 | 0 | 0 | 0 | 0 | 0 | 0 | 0 | 0 | 0 | 0 | 0 | 0
F3_Commercial_WA - Miscellaneous_Existing_Space Heating_Natural Gas_Gas Boiler - Stack Economizer_A_Achievable Technical Potential | F3 | Commercial | WA - Miscellaneous | Existing | Space Heating | Natural Gas | Gas Boiler - Stack Economizer | A | Integrated Unit Winter Peak Savings (kW) | Achievable Technical Potential | 0 | 0 | 0 | 0 | 0 | 0 | 0 | 0 | 0 | 0 | 0 | 0 | 0 | 0 | 0 | 0 | 0 | 0 | 0 | 0 | 0 | 0 | 0 | 0 | 0 | 0 | 0
F4_Commercial_WA - Miscellaneous_Existing_Space Heating_Natural Gas_Gas Boiler - Stack Economizer_A_Achievable Technical Potential | F4 | Commercial | WA - Miscellaneous | Existing | Space Heating | Natural Gas | Gas Boiler - Stack Economizer | A | Incremental Energy Savings (MWh or mTherms) | Achievable Technical Potential | 0 | 0 | 0 | 0.2634 | 0.32104 | 0.38969 | 0.44845 | 0.50668 | 0.5864 | 0.63619 | 0.64214 | 0.59745 | 0.50678 | 0.387 | 0.26211 | 0.15485 | 0.071469 | 0 | 0 | 0 | 0 | 0 | 0 | 0 | 0 | 0 | 0
F5_Commercial_WA - Miscellaneous_Existing_Space Heating_Natural Gas_Gas Boiler - Stack Economizer_A_Achievable Technical Potential | F5 | Commercial | WA - Miscellaneous | Existing | Space Heating | Natural Gas | Gas Boiler - Stack Economizer | A | Incremental Summer Peak Savings (MW) | Achievable Technical Potential | 0 | 0 | 0 | 0 | 0 | 0 | 0 | 0 | 0 | 0 | 0 | 0 | 0 | 0 | 0 | 0 | 0 | 0 | 0 | 0 | 0 | 0 | 0 | 0 | 0 | 0 | 0
F6_Commercial_WA - Miscellaneous_Existing_Space Heating_Natural Gas_Gas Boiler - Stack Economizer_A_Achievable Technical Potential | F6 | Commercial | WA - Miscellaneous | Existing | Space Heating | Natural Gas | Gas Boiler - Stack Economizer | A | Incremental Winter Peak Savings (MW) | Achievable Technical Potential | 0 | 0 | 0 | 0 | 0 | 0 | 0 | 0 | 0 | 0 | 0 | 0 | 0 | 0 | 0 | 0 | 0 | 0 | 0 | 0 | 0 | 0 | 0 | 0 | 0 | 0 | 0
F7_Commercial_WA - Miscellaneous_Existing_Space Heating_Natural Gas_Gas Boiler - Stack Economizer_A_Achievable Technical Potential | F7 | Commercial | WA - Miscellaneous | Existing | Space Heating | Natural Gas | Gas Boiler - Stack Economizer | A | Cumulative Energy Savings (MWh or mTherms) | Achievable Technical Potential | 0 | 0 | 0 | 0.2634 | 0.58251 | 0.96751 | 1.4076 | 1.9009 | 2.4682 | 3.0771 | 3.6825 | 4.2331 | 4.684 | 5.0093 | 5.2058 | 5.2945 | 5.303 | 5.2472 | 5.2035 | 5.1715 | 5.1459 | 5.1282 | 5.112 | 5.1071 | 5.1022 | 5.0973 | 5.0924
F8_Commercial_WA - Miscellaneous_Existing_Space Heating_Natural Gas_Gas Boiler - Stack Economizer_A_Achievable Technical Potential | F8 | Commercial | WA - Miscellaneous | Existing | Space Heating | Natural Gas | Gas Boiler - Stack Economizer | A | Cumulative Summer Peak Savings (MW) | Achievable Technical Potential | 0 | 0 | 0 | 0 | 0 | 0 | 0 | 0 | 0 | 0 | 0 | 0 | 0 | 0 | 0 | 0 | 0 | 0 | 0 | 0 | 0 | 0 | 0 | 0 | 0 | 0 | 0
F9_Commercial_WA - Miscellaneous_Existing_Space Heating_Natural Gas_Gas Boiler - Stack Economizer_A_Achievable Technical Potential | F9 | Commercial | WA - Miscellaneous | Existing | Space Heating | Natural Gas | Gas Boiler - Stack Economizer | A | Cumulative Winter Peak Savings (MW) | Achievable Technical Potential | 0 | 0 | 0 | 0 | 0 | 0 | 0 | 0 | 0 | 0 | 0 | 0 | 0 | 0 | 0 | 0 | 0 | 0 | 0 | 0 | 0 | 0 | 0 | 0 | 0 | 0 | 0
F10_Commercial_WA - Miscellaneous_Existing_Space Heating_Natural Gas_Gas Boiler - Stack Economizer_A_Achievable Technical Potential | F10 | Commercial | WA - Miscellaneous | Existing | Space Heating | Natural Gas | Gas Boiler - Stack Economizer | A | Purchases (Incremental) | Achievable Technical Potential | 0 | 0 | 0 | 1220.1167 | 1498.1087 | 1833.2466 | 2128.1105 | 2427.3795 | 2837.8984 | 3113.2186 | 3180.3727 | 2997.1196 | 2576.2782 | 1993.6328 | 1368.1866 | 818.7333 | 382.4041 | 0 | 0 | 0 | 0 | 0 | 0 | 0 | 0 | 0 | 0
F11_Commercial_WA - Miscellaneous_Existing_Space Heating_Natural Gas_Gas Boiler - Stack Economizer_A_Achievable Technical Potential | F11 | Commercial | WA - Miscellaneous | Existing | Space Heating | Natural Gas | Gas Boiler - Stack Economizer | A | Purchases (Cumulative) | Achievable Technical Potential | 0 | 0 | 0 | 1220.1167 | 2718.2253 | 4551.472 | 6679.5824 | 9106.9619 | 11944.8603 | 15058.0789 | 18238.4516 | 21235.5712 | 23811.8494 | 25805.4822 | 27173.6688 | 27992.4021 | 28374.8062 | 28374.8062 | 28374.8062 | 28374.8062 | 28374.8062 | 28374.8062 | 28374.8062 | 28374.8062 | 28374.8062 | 28374.8062 | 28374.8062
F1_Commercial_WA - Miscellaneous_Existing_Space Heating_Natural Gas_Gas Boiler - Thermostatic Radiator Valves_A_Achievable Technical Potential | F1 | Commercial | WA - Miscellaneous | Existing | Space Heating | Natural Gas | Gas Boiler - Thermostatic Radiator Valves | A | Integrated Unit Energy Savings (kWh or therms) | Achievable Technical Potential | 0 | 0 | 13.25 | 13.1874 | 13.1178 | 13.0444 | 12.9683 | 12.8883 | 12.803 | 12.7111 | 12.6116 | 12.5044 | 12.3901 | 12.2717 | 12.1517 | 12.0355 | 11.9279 | 11.8334 | 11.7578 | 11.7001 | 11.6529 | 11.6188 | 11.5866 | 11.5758 | 11.5649 | 11.554 | 11.543
F2_Commercial_WA - Miscellaneous_Existing_Space Heating_Natural Gas_Gas Boiler - Thermostatic Radiator Valves_A_Achievable Technical Potential | F2 | Commercial | WA - Miscellaneous | Existing | Space Heating | Natural Gas | Gas Boiler - Thermostatic Radiator Valves | A | Integrated Unit Summer Peak Savings (kW) | Achievable Technical Potential | 0 | 0 | 0 | 0 | 0 | 0 | 0 | 0 | 0 | 0 | 0 | 0 | 0 | 0 | 0 | 0 | 0 | 0 | 0 | 0 | 0 | 0 | 0 | 0 | 0 | 0 | 0
F3_Commercial_WA - Miscellaneous_Existing_Space Heating_Natural Gas_Gas Boiler - Thermostatic Radiator Valves_A_Achievable Technical Potential | F3 | Commercial | WA - Miscellaneous | Existing | Space Heating | Natural Gas | Gas Boiler - Thermostatic Radiator Valves | A | Integrated Unit Winter Peak Savings (kW) | Achievable Technical Potential | 0 | 0 | 0 | 0 | 0 | 0 | 0 | 0 | 0 | 0 | 0 | 0 | 0 | 0 | 0 | 0 | 0 | 0 | 0 | 0 | 0 | 0 | 0 | 0 | 0 | 0 | 0
F4_Commercial_WA - Miscellaneous_Existing_Space Heating_Natural Gas_Gas Boiler - Thermostatic Radiator Valves_A_Achievable Technical Potential | F4 | Commercial | WA - Miscellaneous | Existing | Space Heating | Natural Gas | Gas Boiler - Thermostatic Radiator Valves | A | Incremental Energy Savings (MWh or mTherms) | Achievable Technical Potential | 0 | 0 | 0 | 0.49924 | 1.0193 | 1.0136 | 1.0077 | 1.0015 | 0.99488 | 0.98774 | 0.98001 | 0.97167 | 0.9628 | 0.95359 | 0.94427 | 0.93524 | 0.92688 | 0.91953 | 0.46854 | 0 | 1.9872e-15 | 0 | 0 | 0 | 0 | 0 | 0
F5_Commercial_WA - Miscellaneous_Existing_Space Heating_Natural Gas_Gas Boiler - Thermostatic Radiator Valves_A_Achievable Technical Potential | F5 | Commercial | WA - Miscellaneous | Existing | Space Heating | Natural Gas | Gas Boiler - Thermostatic Radiator Valves | A | Incremental Summer Peak Savings (MW) | Achievable Technical Potential | 0 | 0 | 0 | 0 | 0 | 0 | 0 | 0 | 0 | 0 | 0 | 0 | 0 | 0 | 0 | 0 | 0 | 0 | 0 | 0 | 0 | 0 | 0 | 0 | 0 | 0 | 0
F6_Commercial_WA - Miscellaneous_Existing_Space Heating_Natural Gas_Gas Boiler - Thermostatic Radiator Valves_A_Achievable Technical Potential | F6 | Commercial | WA - Miscellaneous | Existing | Space Heating | Natural Gas | Gas Boiler - Thermostatic Radiator Valves | A | Incremental Winter Peak Savings (MW) | Achievable Technical Potential | 0 | 0 | 0 | 0 | 0 | 0 | 0 | 0 | 0 | 0 | 0 | 0 | 0 | 0 | 0 | 0 | 0 | 0 | 0 | 0 | 0 | 0 | 0 | 0 | 0 | 0 | 0
F7_Commercial_WA - Miscellaneous_Existing_Space Heating_Natural Gas_Gas Boiler - Thermostatic Radiator Valves_A_Achievable Technical Potential | F7 | Commercial | WA - Miscellaneous | Existing | Space Heating | Natural Gas | Gas Boiler - Thermostatic Radiator Valves | A | Cumulative Energy Savings (MWh or mTherms) | Achievable Technical Potential | 0 | 0 | 0 | 0.49924 | 1.5159 | 2.5211 | 3.5141 | 4.4939 | 5.4591 | 6.4076 | 7.3375 | 8.2468 | 9.1342 | 10.0005 | 10.847 | 11.6785 | 12.501 | 13.3214 | 13.7049 | 13.6377 | 13.5826 | 13.5429 | 13.5054 | 13.4928 | 13.4801 | 13.4674 | 13.4546
F8_Commercial_WA - Miscellaneous_Existing_Space Heating_Natural Gas_Gas Boiler - Thermostatic Radiator Valves_A_Achievable Technical Potential | F8 | Commercial | WA - Miscellaneous | Existing | Space Heating | Natural Gas | Gas Boiler - Thermostatic Radiator Valves | A | Cumulative Summer Peak Savings (MW) | Achievable Technical Potential | 0 | 0 | 0 | 0 | 0 | 0 | 0 | 0 | 0 | 0 | 0 | 0 | 0 | 0 | 0 | 0 | 0 | 0 | 0 | 0 | 0 | 0 | 0 | 0 | 0 | 0 | 0
F9_Commercial_WA - Miscellaneous_Existing_Space Heating_Natural Gas_Gas Boiler - Thermostatic Radiator Valves_A_Achievable Technical Potential | F9 | Commercial | WA - Miscellaneous | Existing | Space Heating | Natural Gas | Gas Boiler - Thermostatic Radiator Valves | A | Cumulative Winter Peak Savings (MW) | Achievable Technical Potential | 0 | 0 | 0 | 0 | 0 | 0 | 0 | 0 | 0 | 0 | 0 | 0 | 0 | 0 | 0 | 0 | 0 | 0 | 0 | 0 | 0 | 0 | 0 | 0 | 0 | 0 | 0
F10_Commercial_WA - Miscellaneous_Existing_Space Heating_Natural Gas_Gas Boiler - Thermostatic Radiator Valves_A_Achievable Technical Potential | F10 | Commercial | WA - Miscellaneous | Existing | Space Heating | Natural Gas | Gas Boiler - Thermostatic Radiator Valves | A | Purchases (Incremental) | Achievable Technical Potential | 0 | 0 | 0 | 37.8572 | 77.7068 | 77.7068 | 77.7068 | 77.7068 | 77.7068 | 77.7068 | 77.7068 | 77.7068 | 77.7068 | 77.7068 | 77.7068 | 77.7068 | 77.7068 | 77.7068 | 39.8497 | 0 | 1.7053e-13 | 0 | 0 | 0 | 0 | 0 | 0
F11_Commercial_WA - Miscellaneous_Existing_Space Heating_Natural Gas_Gas Boiler - Thermostatic Radiator Valves_A_Achievable Technical Potential | F11 | Commercial | WA - Miscellaneous | Existing | Space Heating | Natural Gas | Gas Boiler - Thermostatic Radiator Valves | A | Purchases (Cumulative) | Achievable Technical Potential | 0 | 0 | 0 | 37.8572 | 115.564 | 193.2708 | 270.9776 | 348.6845 | 426.3913 | 504.0981 | 581.805 | 659.5118 | 737.2186 | 814.9254 | 892.6323 | 970.3391 | 1048.0459 | 1125.7527 | 1165.6024 | 1165.6024 | 1165.6024 | 1165.6024 | 1165.6024 | 1165.6024 | 1165.6024 | 1165.6024 | 1165.6024
F1_Commercial_WA - Miscellaneous_Existing_Space Heating_Natural Gas_HVAC - Shut Off Damper_A_Achievable Technical Potential | F1 | Commercial | WA - Miscellaneous | Existing | Space Heating | Natural Gas | HVAC - Shut Off Damper | A | Integrated Unit Energy Savings (kWh or therms) | Achievable Technical Potential | 0 | 0 | 27.5131 | 27.3581 | 27.1699 | 26.9588 | 26.7286 | 26.4754 | 26.2039 | 25.9051 | 25.5813 | 25.2365 | 24.8779 | 24.5188 | 24.1604 | 23.8113 | 23.4823 | 23.1853 | 22.9399 | 22.7497 | 22.5901 | 22.4692 | 22.3575 | 22.2987 | 22.2426 | 22.1889 | 22.1373
F2_Commercial_WA - Miscellaneous_Existing_Space Heating_Natural Gas_HVAC - Shut Off Damper_A_Achievable Technical Potential | F2 | Commercial | WA - Miscellaneous | Existing | Space Heating | Natural Gas | HVAC - Shut Off Damper | A | Integrated Unit Summer Peak Savings (kW) | Achievable Technical Potential | 0 | 0 | 0 | 0 | 0 | 0 | 0 | 0 | 0 | 0 | 0 | 0 | 0 | 0 | 0 | 0 | 0 | 0 | 0 | 0 | 0 | 0 | 0 | 0 | 0 | 0 | 0
F3_Commercial_WA - Miscellaneous_Existing_Space Heating_Natural Gas_HVAC - Shut Off Damper_A_Achievable Technical Potential | F3 | Commercial | WA - Miscellaneous | Existing | Space Heating | Natural Gas | HVAC - Shut Off Damper | A | Integrated Unit Winter Peak Savings (kW) | Achievable Technical Potential | 0 | 0 | 0 | 0 | 0 | 0 | 0 | 0 | 0 | 0 | 0 | 0 | 0 | 0 | 0 | 0 | 0 | 0 | 0 | 0 | 0 | 0 | 0 | 0 | 0 | 0 | 0
F4_Commercial_WA - Miscellaneous_Existing_Space Heating_Natural Gas_HVAC - Shut Off Damper_A_Achievable Technical Potential | F4 | Commercial | WA - Miscellaneous | Existing | Space Heating | Natural Gas | HVAC - Shut Off Damper | A | Incremental Energy Savings (MWh or mTherms) | Achievable Technical Potential | 0 | 0 | 0 | 0.48787 | 0.59491 | 0.72233 | 0.83136 | 0.93929 | 1.0869 | 1.1787 | 1.1891 | 1.1055 | 0.93675 | 0.71443 | 0.48313 | 0.28493 | 0.13124 | 0 | 0 | 0 | 0 | 0 | 0 | 0 | 0 | 0 | 0
F5_Commercial_WA - Miscellaneous_Existing_Space Heating_Natural Gas_HVAC - Shut Off Damper_A_Achievable Technical Potential | F5 | Commercial | WA - Miscellaneous | Existing | Space Heating | Natural Gas | HVAC - Shut Off Damper | A | Incremental Summer Peak Savings (MW) | Achievable Technical Potential | 0 | 0 | 0 | 0 | 0 | 0 | 0 | 0 | 0 | 0 | 0 | 0 | 0 | 0 | 0 | 0 | 0 | 0 | 0 | 0 | 0 | 0 | 0 | 0 | 0 | 0 | 0
F6_Commercial_WA - Miscellaneous_Existing_Space Heating_Natural Gas_HVAC - Shut Off Damper_A_Achievable Technical Potential | F6 | Commercial | WA - Miscellaneous | Existing | Space Heating | Natural Gas | HVAC - Shut Off Damper | A | Incremental Winter Peak Savings (MW) | Achievable Technical Potential | 0 | 0 | 0 | 0 | 0 | 0 | 0 | 0 | 0 | 0 | 0 | 0 | 0 | 0 | 0 | 0 | 0 | 0 | 0 | 0 | 0 | 0 | 0 | 0 | 0 | 0 | 0
F7_Commercial_WA - Miscellaneous_Existing_Space Heating_Natural Gas_HVAC - Shut Off Damper_A_Achievable Technical Potential | F7 | Commercial | WA - Miscellaneous | Existing | Space Heating | Natural Gas | HVAC - Shut Off Damper | A | Cumulative Energy Savings (MWh or mTherms) | Achievable Technical Potential | 0 | 0 | 0 | 0.48787 | 1.0794 | 1.7934 | 2.6094 | 3.524 | 4.5747 | 5.7013 | 6.8191 | 7.8327 | 8.6581 | 9.2476 | 9.5955 | 9.7418 | 9.7385 | 9.6153 | 9.5135 | 9.4347 | 9.3685 | 9.3183 | 9.272 | 9.2476 | 9.2243 | 9.2021 | 9.1807
F8_Commercial_WA - Miscellaneous_Existing_Space Heating_Natural Gas_HVAC - Shut Off Damper_A_Achievable Technical Potential | F8 | Commercial | WA - Miscellaneous | Existing | Space Heating | Natural Gas | HVAC - Shut Off Damper | A | Cumulative Summer Peak Savings (MW) | Achievable Technical Potential | 0 | 0 | 0 | 0 | 0 | 0 | 0 | 0 | 0 | 0 | 0 | 0 | 0 | 0 | 0 | 0 | 0 | 0 | 0 | 0 | 0 | 0 | 0 | 0 | 0 | 0 | 0
F9_Commercial_WA - Miscellaneous_Existing_Space Heating_Natural Gas_HVAC - Shut Off Damper_A_Achievable Technical Potential | F9 | Commercial | WA - Miscellaneous | Existing | Space Heating | Natural Gas | HVAC - Shut Off Damper | A | Cumulative Winter Peak Savings (MW) | Achievable Technical Potential | 0 | 0 | 0 | 0 | 0 | 0 | 0 | 0 | 0 | 0 | 0 | 0 | 0 | 0 | 0 | 0 | 0 | 0 | 0 | 0 | 0 | 0 | 0 | 0 | 0 | 0 | 0
F10_Commercial_WA - Miscellaneous_Existing_Space Heating_Natural Gas_HVAC - Shut Off Damper_A_Achievable Technical Potential | F10 | Commercial | WA - Miscellaneous | Existing | Space Heating | Natural Gas | HVAC - Shut Off Damper | A | Purchases (Incremental) | Achievable Technical Potential | 0 | 0 | 0 | 17.8328 | 21.8958 | 26.794 | 31.1036 | 35.4776 | 41.4776 | 45.5016 | 46.4831 | 43.8047 | 37.6539 | 29.1382 | 19.9969 | 11.9663 | 5.5891 | 0 | 0 | 0 | 0 | 0 | 0 | 0 | 0 | 0 | 0
F11_Commercial_WA - Miscellaneous_Existing_Space Heating_Natural Gas_HVAC - Shut Off Damper_A_Achievable Technical Potential | F11 | Commercial | WA - Miscellaneous | Existing | Space Heating | Natural Gas | HVAC - Shut Off Damper | A | Purchases (Cumulative) | Achievable Technical Potential | 0 | 0 | 0 | 17.8328 | 39.7285 | 66.5226 | 97.6262 | 133.1039 | 174.5815 | 220.0831 | 266.5662 | 310.3709 | 348.0248 | 377.163 | 397.1599 | 409.1262 | 414.7153 | 414.7153 | 414.7153 | 414.7153 | 414.7153 | 414.7153 | 414.7153 | 414.7153 | 414.7153 | 414.7153 | 414.7153
F1_Commercial_WA - Miscellaneous_Existing_Space Heating_Natural Gas_Gas Furnace - Tube Inserts_A_Achievable Technical Potential | F1 | Commercial | WA - Miscellaneous | Existing | Space Heating | Natural Gas | Gas Furnace - Tube Inserts | A | Integrated Unit Energy Savings (kWh or therms) | Achievable Technical Potential | 0 | 0 | 0 | 0 | 0 | 0 | 0 | 0 | 0 | 0 | 0 | 0 | 0 | 0 | 0 | 0 | 0 | 0 | 0 | 0 | 0 | 0 | 0 | 0 | 0 | 0 | 0
F2_Commercial_WA - Miscellaneous_Existing_Space Heating_Natural Gas_Gas Furnace - Tube Inserts_A_Achievable Technical Potential | F2 | Commercial | WA - Miscellaneous | Existing | Space Heating | Natural Gas | Gas Furnace - Tube Inserts | A | Integrated Unit Summer Peak Savings (kW) | Achievable Technical Potential | 0 | 0 | 0 | 0 | 0 | 0 | 0 | 0 | 0 | 0 | 0 | 0 | 0 | 0 | 0 | 0 | 0 | 0 | 0 | 0 | 0 | 0 | 0 | 0 | 0 | 0 | 0
F3_Commercial_WA - Miscellaneous_Existing_Space Heating_Natural Gas_Gas Furnace - Tube Inserts_A_Achievable Technical Potential | F3 | Commercial | WA - Miscellaneous | Existing | Space Heating | Natural Gas | Gas Furnace - Tube Inserts | A | Integrated Unit Winter Peak Savings (kW) | Achievable Technical Potential | 0 | 0 | 0 | 0 | 0 | 0 | 0 | 0 | 0 | 0 | 0 | 0 | 0 | 0 | 0 | 0 | 0 | 0 | 0 | 0 | 0 | 0 | 0 | 0 | 0 | 0 | 0
F4_Commercial_WA - Miscellaneous_Existing_Space Heating_Natural Gas_Gas Furnace - Tube Inserts_A_Achievable Technical Potential | F4 | Commercial | WA - Miscellaneous | Existing | Space Heating | Natural Gas | Gas Furnace - Tube Inserts | A | Incremental Energy Savings (MWh or mTherms) | Achievable Technical Potential | 0 | 0 | 0 | 0 | 0 | 0 | 0 | 0 | 0 | 0 | 0 | 0 | 0 | 0 | 0 | 0 | 0 | 0 | 0 | 0 | 0 | 0 | 0 | 0 | 0 | 0 | 0
F5_Commercial_WA - Miscellaneous_Existing_Space Heating_Natural Gas_Gas Furnace - Tube Inserts_A_Achievable Technical Potential | F5 | Commercial | WA - Miscellaneous | Existing | Space Heating | Natural Gas | Gas Furnace - Tube Inserts | A | Incremental Summer Peak Savings (MW) | Achievable Technical Potential | 0 | 0 | 0 | 0 | 0 | 0 | 0 | 0 | 0 | 0 | 0 | 0 | 0 | 0 | 0 | 0 | 0 | 0 | 0 | 0 | 0 | 0 | 0 | 0 | 0 | 0 | 0
F6_Commercial_WA - Miscellaneous_Existing_Space Heating_Natural Gas_Gas Furnace - Tube Inserts_A_Achievable Technical Potential | F6 | Commercial | WA - Miscellaneous | Existing | Space Heating | Natural Gas | Gas Furnace - Tube Inserts | A | Incremental Winter Peak Savings (MW) | Achievable Technical Potential | 0 | 0 | 0 | 0 | 0 | 0 | 0 | 0 | 0 | 0 | 0 | 0 | 0 | 0 | 0 | 0 | 0 | 0 | 0 | 0 | 0 | 0 | 0 | 0 | 0 | 0 | 0
F7_Commercial_WA - Miscellaneous_Existing_Space Heating_Natural Gas_Gas Furnace - Tube Inserts_A_Achievable Technical Potential | F7 | Commercial | WA - Miscellaneous | Existing | Space Heating | Natural Gas | Gas Furnace - Tube Inserts | A | Cumulative Energy Savings (MWh or mTherms) | Achievable Technical Potential | 0 | 0 | 0 | 0 | 0 | 0 | 0 | 0 | 0 | 0 | 0 | 0 | 0 | 0 | 0 | 0 | 0 | 0 | 0 | 0 | 0 | 0 | 0 | 0 | 0 | 0 | 0
F8_Commercial_WA - Miscellaneous_Existing_Space Heating_Natural Gas_Gas Furnace - Tube Inserts_A_Achievable Technical Potential | F8 | Commercial | WA - Miscellaneous | Existing | Space Heating | Natural Gas | Gas Furnace - Tube Inserts | A | Cumulative Summer Peak Savings (MW) | Achievable Technical Potential | 0 | 0 | 0 | 0 | 0 | 0 | 0 | 0 | 0 | 0 | 0 | 0 | 0 | 0 | 0 | 0 | 0 | 0 | 0 | 0 | 0 | 0 | 0 | 0 | 0 | 0 | 0
F9_Commercial_WA - Miscellaneous_Existing_Space Heating_Natural Gas_Gas Furnace - Tube Inserts_A_Achievable Technical Potential | F9 | Commercial | WA - Miscellaneous | Existing | Space Heating | Natural Gas | Gas Furnace - Tube Inserts | A | Cumulative Winter Peak Savings (MW) | Achievable Technical Potential | 0 | 0 | 0 | 0 | 0 | 0 | 0 | 0 | 0 | 0 | 0 | 0 | 0 | 0 | 0 | 0 | 0 | 0 | 0 | 0 | 0 | 0 | 0 | 0 | 0 | 0 | 0
F10_Commercial_WA - Miscellaneous_Existing_Space Heating_Natural Gas_Gas Furnace - Tube Inserts_A_Achievable Technical Potential | F10 | Commercial | WA - Miscellaneous | Existing | Space Heating | Natural Gas | Gas Furnace - Tube Inserts | A | Purchases (Incremental) | Achievable Technical Potential | 0 | 0 | 0 | 3443.1021 | 1852.7047 | 6267.5161 | 10194.974 | 15474.5466 | 18719.7553 | 28294.8677 | 32814.6262 | 38142.9003 | 41527.29 | 41789.4989 | 37885.6938 | 29235.1538 | 16062.6987 | 0 | 0 | 0 | 0 | 0 | 0 | 0 | 0 | 0 | 0
F11_Commercial_WA - Miscellaneous_Existing_Space Heating_Natural Gas_Gas Furnace - Tube Inserts_A_Achievable Technical Potential | F11 | Commercial | WA - Miscellaneous | Existing | Space Heating | Natural Gas | Gas Furnace - Tube Inserts | A | Purchases (Cumulative) | Achievable Technical Potential | 0 | 0 | 0 | 3443.1021 | 5295.8068 | 11563.3229 | 21758.297 | 37232.8436 | 55952.5989 | 84247.4665 | 117062.0927 | 155204.993 | 196732.283 | 238521.7819 | 276407.4757 | 305642.6294 | 321705.3281 | 321705.3281 | 321705.3281 | 321705.3281 | 321705.3281 | 321705.3281 | 321705.3281 | 321705.3281 | 321705.3281 | 321705.3281 | 321705.3281
F1_Commercial_WA - Miscellaneous_Existing_Space Heating_Natural Gas_Gas Boiler - Insulate Steam Lines/Condensate Tank_A_Achievable Technical Potential | F1 | Commercial | WA - Miscellaneous | Existing | Space Heating | Natural Gas | Gas Boiler - Insulate Steam Lines/Condensate Tank | A | Integrated Unit Energy Savings (kWh or therms) | Achievable Technical Potential | 0 | 0 | 5.0392 | 5.016 | 4.9907 | 4.9639 | 4.9361 | 4.9068 | 4.8755 | 4.8416 | 4.8049 | 4.7651 | 4.7227 | 4.6787 | 4.6341 | 4.5909 | 4.5509 | 4.516 | 4.4877 | 4.4657 | 4.4477 | 4.4348 | 4.4225 | 4.4184 | 4.4143 | 4.4101 | 4.406
F2_Commercial_WA - Miscellaneous_Existing_Space Heating_Natural Gas_Gas Boiler - Insulate Steam Lines/Condensate Tank_A_Achievable Technical Potential | F2 | Commercial | WA - Miscellaneous | Existing | Space Heating | Natural Gas | Gas Boiler - Insulate Steam Lines/Condensate Tank | A | Integrated Unit Summer Peak Savings (kW) | Achievable Technical Potential | 0 | 0 | 0 | 0 | 0 | 0 | 0 | 0 | 0 | 0 | 0 | 0 | 0 | 0 | 0 | 0 | 0 | 0 | 0 | 0 | 0 | 0 | 0 | 0 | 0 | 0 | 0
F3_Commercial_WA - Miscellaneous_Existing_Space Heating_Natural Gas_Gas Boiler - Insulate Steam Lines/Condensate Tank_A_Achievable Technical Potential | F3 | Commercial | WA - Miscellaneous | Existing | Space Heating | Natural Gas | Gas Boiler - Insulate Steam Lines/Condensate Tank | A | Integrated Unit Winter Peak Savings (kW) | Achievable Technical Potential | 0 | 0 | 0 | 0 | 0 | 0 | 0 | 0 | 0 | 0 | 0 | 0 | 0 | 0 | 0 | 0 | 0 | 0 | 0 | 0 | 0 | 0 | 0 | 0 | 0 | 0 | 0
F4_Commercial_WA - Miscellaneous_Existing_Space Heating_Natural Gas_Gas Boiler - Insulate Steam Lines/Condensate Tank_A_Achievable Technical Potential | F4 | Commercial | WA - Miscellaneous | Existing | Space Heating | Natural Gas | Gas Boiler - Insulate Steam Lines/Condensate Tank | A | Incremental Energy Savings (MWh or mTherms) | Achievable Technical Potential | 0 | 0 | 0 | 0.29903 | 0.6107 | 0.60743 | 0.60403 | 0.60044 | 0.59661 | 0.59246 | 0.58797 | 0.5831 | 0.57792 | 0.57253 | 0.56707 | 0.56178 | 0.55689 | 0.55262 | 0.28162 | 0 | 1.0113e-15 | 0 | 0 | 0 | 0 | 0 | 0
F5_Commercial_WA - Miscellaneous_Existing_Space Heating_Natural Gas_Gas Boiler - Insulate Steam Lines/Condensate Tank_A_Achievable Technical Potential | F5 | Commercial | WA - Miscellaneous | Existing | Space Heating | Natural Gas | Gas Boiler - Insulate Steam Lines/Condensate Tank | A | Incremental Summer Peak Savings (MW) | Achievable Technical Potential | 0 | 0 | 0 | 0 | 0 | 0 | 0 | 0 | 0 | 0 | 0 | 0 | 0 | 0 | 0 | 0 | 0 | 0 | 0 | 0 | 0 | 0 | 0 | 0 | 0 | 0 | 0
F6_Commercial_WA - Miscellaneous_Existing_Space Heating_Natural Gas_Gas Boiler - Insulate Steam Lines/Condensate Tank_A_Achievable Technical Potential | F6 | Commercial | WA - Miscellaneous | Existing | Space Heating | Natural Gas | Gas Boiler - Insulate Steam Lines/Condensate Tank | A | Incremental Winter Peak Savings (MW) | Achievable Technical Potential | 0 | 0 | 0 | 0 | 0 | 0 | 0 | 0 | 0 | 0 | 0 | 0 | 0 | 0 | 0 | 0 | 0 | 0 | 0 | 0 | 0 | 0 | 0 | 0 | 0 | 0 | 0
F7_Commercial_WA - Miscellaneous_Existing_Space Heating_Natural Gas_Gas Boiler - Insulate Steam Lines/Condensate Tank_A_Achievable Technical Potential | F7 | Commercial | WA - Miscellaneous | Existing | Space Heating | Natural Gas | Gas Boiler - Insulate Steam Lines/Condensate Tank | A | Cumulative Energy Savings (MWh or mTherms) | Achievable Technical Potential | 0 | 0 | 0 | 0.29903 | 0.90822 | 1.5108 | 2.1063 | 2.6943 | 3.2737 | 3.8434 | 4.4022 | 4.9489 | 5.4828 | 6.0042 | 6.514 | 7.0151 | 7.5109 | 8.0058 | 8.2374 | 8.197 | 8.164 | 8.1402 | 8.1177 | 8.1101 | 8.1026 | 8.095 | 8.0873
F8_Commercial_WA - Miscellaneous_Existing_Space Heating_Natural Gas_Gas Boiler - Insulate Steam Lines/Condensate Tank_A_Achievable Technical Potential | F8 | Commercial | WA - Miscellaneous | Existing | Space Heating | Natural Gas | Gas Boiler - Insulate Steam Lines/Condensate Tank | A | Cumulative Summer Peak Savings (MW) | Achievable Technical Potential | 0 | 0 | 0 | 0 | 0 | 0 | 0 | 0 | 0 | 0 | 0 | 0 | 0 | 0 | 0 | 0 | 0 | 0 | 0 | 0 | 0 | 0 | 0 | 0 | 0 | 0 | 0
F9_Commercial_WA - Miscellaneous_Existing_Space Heating_Natural Gas_Gas Boiler - Insulate Steam Lines/Condensate Tank_A_Achievable Technical Potential | F9 | Commercial | WA - Miscellaneous | Existing | Space Heating | Natural Gas | Gas Boiler - Insulate Steam Lines/Condensate Tank | A | Cumulative Winter Peak Savings (MW) | Achievable Technical Potential | 0 | 0 | 0 | 0 | 0 | 0 | 0 | 0 | 0 | 0 | 0 | 0 | 0 | 0 | 0 | 0 | 0 | 0 | 0 | 0 | 0 | 0 | 0 | 0 | 0 | 0 | 0
F10_Commercial_WA - Miscellaneous_Existing_Space Heating_Natural Gas_Gas Boiler - Insulate Steam Lines/Condensate Tank_A_Achievable Technical Potential | F10 | Commercial | WA - Miscellaneous | Existing | Space Heating | Natural Gas | Gas Boiler - Insulate Steam Lines/Condensate Tank | A | Purchases (Incremental) | Achievable Technical Potential | 0 | 0 | 0 | 59.6157 | 122.369 | 122.369 | 122.369 | 122.369 | 122.369 | 122.369 | 122.369 | 122.369 | 122.369 | 122.369 | 122.369 | 122.369 | 122.369 | 122.369 | 62.7533 | 0 | 2.2737e-13 | 0 | 0 | 0 | 0 | 0 | 0
F11_Commercial_WA - Miscellaneous_Existing_Space Heating_Natural Gas_Gas Boiler - Insulate Steam Lines/Condensate Tank_A_Achievable Technical Potential | F11 | Commercial | WA - Miscellaneous | Existing | Space Heating | Natural Gas | Gas Boiler - Insulate Steam Lines/Condensate Tank | A | Purchases (Cumulative) | Achievable Technical Potential | 0 | 0 | 0 | 59.6157 | 181.9847 | 304.3537 | 426.7228 | 549.0918 | 671.4608 | 793.8299 | 916.1989 | 1038.5679 | 1160.9369 | 1283.306 | 1405.675 | 1528.044 | 1650.4131 | 1772.7821 | 1835.5354 | 1835.5354 | 1835.5354 | 1835.5354 | 1835.5354 | 1835.5354 | 1835.5354 | 1835.5354 | 1835.5354
F1_Commercial_WA - Miscellaneous_Existing_Space Heating_Natural Gas_Gas Boiler - Insulate Hot Water Lines_A_Achievable Technical Potential | F1 | Commercial | WA - Miscellaneous | Existing | Space Heating | Natural Gas | Gas Boiler - Insulate Hot Water Lines | A | Integrated Unit Energy Savings (kWh or therms) | Achievable Technical Potential | 0 | 0 | 3.3735 | 3.3534 | 3.3302 | 3.3048 | 3.2778 | 3.2486 | 3.2178 | 3.1843 | 3.1482 | 3.1102 | 3.0708 | 3.0318 | 2.9929 | 2.9552 | 2.9203 | 2.8896 | 2.8655 | 2.8479 | 2.8338 | 2.8241 | 2.8152 | 2.8125 | 2.8098 | 2.8071 | 2.8044
F2_Commercial_WA - Miscellaneous_Existing_Space Heating_Natural Gas_Gas Boiler - Insulate Hot Water Lines_A_Achievable Technical Potential | F2 | Commercial | WA - Miscellaneous | Existing | Space Heating | Natural Gas | Gas Boiler - Insulate Hot Water Lines | A | Integrated Unit Summer Peak Savings (kW) | Achievable Technical Potential | 0 | 0 | 0 | 0 | 0 | 0 | 0 | 0 | 0 | 0 | 0 | 0 | 0 | 0 | 0 | 0 | 0 | 0 | 0 | 0 | 0 | 0 | 0 | 0 | 0 | 0 | 0
F3_Commercial_WA - Miscellaneous_Existing_Space Heating_Natural Gas_Gas Boiler - Insulate Hot Water Lines_A_Achievable Technical Potential | F3 | Commercial | WA - Miscellaneous | Existing | Space Heating | Natural Gas | Gas Boiler - Insulate Hot Water Lines | A | Integrated Unit Winter Peak Savings (kW) | Achievable Technical Potential | 0 | 0 | 0 | 0 | 0 | 0 | 0 | 0 | 0 | 0 | 0 | 0 | 0 | 0 | 0 | 0 | 0 | 0 | 0 | 0 | 0 | 0 | 0 | 0 | 0 | 0 | 0
F4_Commercial_WA - Miscellaneous_Existing_Space Heating_Natural Gas_Gas Boiler - Insulate Hot Water Lines_A_Achievable Technical Potential | F4 | Commercial | WA - Miscellaneous | Existing | Space Heating | Natural Gas | Gas Boiler - Insulate Hot Water Lines | A | Incremental Energy Savings (MWh or mTherms) | Achievable Technical Potential | 0 | 0 | 0 | 0.19992 | 0.40752 | 0.40441 | 0.4011 | 0.39752 | 0.39376 | 0.38966 | 0.38525 | 0.38059 | 0.37577 | 0.37099 | 0.18781 | 0 | 7.47e-16 | 0 | 7.7371e-16 | 0 | 7.2488e-16 | 4.0133e-17 | 0 | 0 | 0 | 0 | 0
F5_Commercial_WA - Miscellaneous_Existing_Space Heating_Natural Gas_Gas Boiler - Insulate Hot Water Lines_A_Achievable Technical Potential | F5 | Commercial | WA - Miscellaneous | Existing | Space Heating | Natural Gas | Gas Boiler - Insulate Hot Water Lines | A | Incremental Summer Peak Savings (MW) | Achievable Technical Potential | 0 | 0 | 0 | 0 | 0 | 0 | 0 | 0 | 0 | 0 | 0 | 0 | 0 | 0 | 0 | 0 | 0 | 0 | 0 | 0 | 0 | 0 | 0 | 0 | 0 | 0 | 0
F6_Commercial_WA - Miscellaneous_Existing_Space Heating_Natural Gas_Gas Boiler - Insulate Hot Water Lines_A_Achievable Technical Potential | F6 | Commercial | WA - Miscellaneous | Existing | Space Heating | Natural Gas | Gas Boiler - Insulate Hot Water Lines | A | Incremental Winter Peak Savings (MW) | Achievable Technical Potential | 0 | 0 | 0 | 0 | 0 | 0 | 0 | 0 | 0 | 0 | 0 | 0 | 0 | 0 | 0 | 0 | 0 | 0 | 0 | 0 | 0 | 0 | 0 | 0 | 0 | 0 | 0
F7_Commercial_WA - Miscellaneous_Existing_Space Heating_Natural Gas_Gas Boiler - Insulate Hot Water Lines_A_Achievable Technical Potential | F7 | Commercial | WA - Miscellaneous | Existing | Space Heating | Natural Gas | Gas Boiler - Insulate Hot Water Lines | A | Cumulative Energy Savings (MWh or mTherms) | Achievable Technical Potential | 0 | 0 | 0 | 0.19992 | 0.60605 | 1.0058 | 1.3987 | 1.7838 | 2.1606 | 2.5278 | 2.8844 | 3.2301 | 3.565 | 3.8907 | 4.0286 | 3.9779 | 3.9309 | 3.8896 | 3.8572 | 3.8335 | 3.8145 | 3.8014 | 3.7894 | 3.7858 | 3.7822 | 3.7785 | 3.7749
F8_Commercial_WA - Miscellaneous_Existing_Space Heating_Natural Gas_Gas Boiler - Insulate Hot Water Lines_A_Achievable Technical Potential | F8 | Commercial | WA - Miscellaneous | Existing | Space Heating | Natural Gas | Gas Boiler - Insulate Hot Water Lines | A | Cumulative Summer Peak Savings (MW) | Achievable Technical Potential | 0 | 0 | 0 | 0 | 0 | 0 | 0 | 0 | 0 | 0 | 0 | 0 | 0 | 0 | 0 | 0 | 0 | 0 | 0 | 0 | 0 | 0 | 0 | 0 | 0 | 0 | 0
F9_Commercial_WA - Miscellaneous_Existing_Space Heating_Natural Gas_Gas Boiler - Insulate Hot Water Lines_A_Achievable Technical Potential | F9 | Commercial | WA - Miscellaneous | Existing | Space Heating | Natural Gas | Gas Boiler - Insulate Hot Water Lines | A | Cumulative Winter Peak Savings (MW) | Achievable Technical Potential | 0 | 0 | 0 | 0 | 0 | 0 | 0 | 0 | 0 | 0 | 0 | 0 | 0 | 0 | 0 | 0 | 0 | 0 | 0 | 0 | 0 | 0 | 0 | 0 | 0 | 0 | 0
F10_Commercial_WA - Miscellaneous_Existing_Space Heating_Natural Gas_Gas Boiler - Insulate Hot Water Lines_A_Achievable Technical Potential | F10 | Commercial | WA - Miscellaneous | Existing | Space Heating | Natural Gas | Gas Boiler - Insulate Hot Water Lines | A | Purchases (Incremental) | Achievable Technical Potential | 0 | 0 | 0 | 59.6157 | 122.369 | 122.369 | 122.369 | 122.369 | 122.369 | 122.369 | 122.369 | 122.369 | 122.369 | 122.369 | 62.7533 | 0 | 2.558e-13 | 0 | 2.7001e-13 | 0 | 2.558e-13 | 1.4211e-14 | 0 | 0 | 0 | 0 | 0
F11_Commercial_WA - Miscellaneous_Existing_Space Heating_Natural Gas_Gas Boiler - Insulate Hot Water Lines_A_Achievable Technical Potential | F11 | Commercial | WA - Miscellaneous | Existing | Space Heating | Natural Gas | Gas Boiler - Insulate Hot Water Lines | A | Purchases (Cumulative) | Achievable Technical Potential | 0 | 0 | 0 | 59.6157 | 181.9847 | 304.3537 | 426.7228 | 549.0918 | 671.4608 | 793.8299 | 916.1989 | 1038.5679 | 1160.9369 | 1283.306 | 1346.0593 | 1346.0593 | 1346.0593 | 1346.0593 | 1346.0593 | 1346.0593 | 1346.0593 | 1346.0593 | 1346.0593 | 1346.0593 | 1346.0593 | 1346.0593 | 1346.0593
F1_Commercial_WA - Miscellaneous_Existing_Space Heating_Natural Gas_Condensing RTU_A_Achievable Technical Potential | F1 | Commercial | WA - Miscellaneous | Existing | Space Heating | Natural Gas | Condensing RTU | A | Integrated Unit Energy Savings (kWh or therms) | Achievable Technical Potential | 0 | 0 | 0.018751 | 0.018642 | 0.018504 | 0.018347 | 0.018172 | 0.017978 | 0.017768 | 0.017535 | 0.017284 | 0.017017 | 0.016741 | 0.016466 | 0.016193 | 0.015927 | 0.015676 | 0.015447 | 0.015251 | 0.015094 | 0.014958 | 0.01485 | 0.01475 | 0.014692 | 0.014637 | 0.014584 | 0.014535
F2_Commercial_WA - Miscellaneous_Existing_Space Heating_Natural Gas_Condensing RTU_A_Achievable Technical Potential | F2 | Commercial | WA - Miscellaneous | Existing | Space Heating | Natural Gas | Condensing RTU | A | Integrated Unit Summer Peak Savings (kW) | Achievable Technical Potential | 0 | 0 | 0 | 0 | 0 | 0 | 0 | 0 | 0 | 0 | 0 | 0 | 0 | 0 | 0 | 0 | 0 | 0 | 0 | 0 | 0 | 0 | 0 | 0 | 0 | 0 | 0
F3_Commercial_WA - Miscellaneous_Existing_Space Heating_Natural Gas_Condensing RTU_A_Achievable Technical Potential | F3 | Commercial | WA - Miscellaneous | Existing | Space Heating | Natural Gas | Condensing RTU | A | Integrated Unit Winter Peak Savings (kW) | Achievable Technical Potential | 0 | 0 | 0 | 0 | 0 | 0 | 0 | 0 | 0 | 0 | 0 | 0 | 0 | 0 | 0 | 0 | 0 | 0 | 0 | 0 | 0 | 0 | 0 | 0 | 0 | 0 | 0
F4_Commercial_WA - Miscellaneous_Existing_Space Heating_Natural Gas_Condensing RTU_A_Achievable Technical Potential | F4 | Commercial | WA - Miscellaneous | Existing | Space Heating | Natural Gas | Condensing RTU | A | Incremental Energy Savings (MWh or mTherms) | Achievable Technical Potential | 0 | 0 | 0 | 0.11887 | 0.24218 | 0.24012 | 0.23783 | 0.2353 | 0.11925 | 0 | 0 | 0 | 0 | 0 | 0 | 0 | 4.5623e-16 | 0 | 0 | 0 | 0 | 0 | 0 | 0 | 0 | 0 | 0
F5_Commercial_WA - Miscellaneous_Existing_Space Heating_Natural Gas_Condensing RTU_A_Achievable Technical Potential | F5 | Commercial | WA - Miscellaneous | Existing | Space Heating | Natural Gas | Condensing RTU | A | Incremental Summer Peak Savings (MW) | Achievable Technical Potential | 0 | 0 | 0 | 0 | 0 | 0 | 0 | 0 | 0 | 0 | 0 | 0 | 0 | 0 | 0 | 0 | 0 | 0 | 0 | 0 | 0 | 0 | 0 | 0 | 0 | 0 | 0
F6_Commercial_WA - Miscellaneous_Existing_Space Heating_Natural Gas_Condensing RTU_A_Achievable Technical Potential | F6 | Commercial | WA - Miscellaneous | Existing | Space Heating | Natural Gas | Condensing RTU | A | Incremental Winter Peak Savings (MW) | Achievable Technical Potential | 0 | 0 | 0 | 0 | 0 | 0 | 0 | 0 | 0 | 0 | 0 | 0 | 0 | 0 | 0 | 0 | 0 | 0 | 0 | 0 | 0 | 0 | 0 | 0 | 0 | 0 | 0
F7_Commercial_WA - Miscellaneous_Existing_Space Heating_Natural Gas_Condensing RTU_A_Achievable Technical Potential | F7 | Commercial | WA - Miscellaneous | Existing | Space Heating | Natural Gas | Condensing RTU | A | Cumulative Energy Savings (MWh or mTherms) | Achievable Technical Potential | 0 | 0 | 0 | 0.11887 | 0.36017 | 0.59721 | 0.82937 | 1.0558 | 1.1627 | 1.1475 | 1.131 | 1.1136 | 1.0955 | 1.0775 | 1.0597 | 1.0423 | 1.0258 | 1.0108 | 0.99801 | 0.98772 | 0.97886 | 0.9718 | 0.96525 | 0.96143 | 0.95782 | 0.9544 | 0.95115
F8_Commercial_WA - Miscellaneous_Existing_Space Heating_Natural Gas_Condensing RTU_A_Achievable Technical Potential | F8 | Commercial | WA - Miscellaneous | Existing | Space Heating | Natural Gas | Condensing RTU | A | Cumulative Summer Peak Savings (MW) | Achievable Technical Potential | 0 | 0 | 0 | 0 | 0 | 0 | 0 | 0 | 0 | 0 | 0 | 0 | 0 | 0 | 0 | 0 | 0 | 0 | 0 | 0 | 0 | 0 | 0 | 0 | 0 | 0 | 0
F9_Commercial_WA - Miscellaneous_Existing_Space Heating_Natural Gas_Condensing RTU_A_Achievable Technical Potential | F9 | Commercial | WA - Miscellaneous | Existing | Space Heating | Natural Gas | Condensing RTU | A | Cumulative Winter Peak Savings (MW) | Achievable Technical Potential | 0 | 0 | 0 | 0 | 0 | 0 | 0 | 0 | 0 | 0 | 0 | 0 | 0 | 0 | 0 | 0 | 0 | 0 | 0 | 0 | 0 | 0 | 0 | 0 | 0 | 0 | 0
F10_Commercial_WA - Miscellaneous_Existing_Space Heating_Natural Gas_Condensing RTU_A_Achievable Technical Potential | F10 | Commercial | WA - Miscellaneous | Existing | Space Heating | Natural Gas | Condensing RTU | A | Purchases (Incremental) | Achievable Technical Potential | 0 | 0 | 0 | 6376.1149 | 13087.8148 | 13087.8148 | 13087.8148 | 13087.8148 | 6711.6999 | 0 | 0 | 0 | 0 | 0 | 0 | 0 | 2.9104e-11 | 0 | 0 | 0 | 0 | 0 | 0 | 0 | 0 | 0 | 0
F11_Commercial_WA - Miscellaneous_Existing_Space Heating_Natural Gas_Condensing RTU_A_Achievable Technical Potential | F11 | Commercial | WA - Miscellaneous | Existing | Space Heating | Natural Gas | Condensing RTU | A | Purchases (Cumulative) | Achievable Technical Potential | 0 | 0 | 0 | 6376.1149 | 19463.9297 | 32551.7446 | 45639.5594 | 58727.3742 | 65439.0741 | 65439.0741 | 65439.0741 | 65439.0741 | 65439.0741 | 65439.0741 | 65439.0741 | 65439.0741 | 65439.0741 | 65439.0741 | 65439.0741 | 65439.0741 | 65439.0741 | 65439.0741 | 65439.0741 | 65439.0741 | 65439.0741 | 65439.0741 | 65439.0741
F1_Commercial_WA - Miscellaneous_Existing_Space Heating_Natural Gas_Hydronic Heating Radiator Replacement_A_Achievable Technical Potential | F1 | Commercial | WA - Miscellaneous | Existing | Space Heating | Natural Gas | Hydronic Heating Radiator Replacement | A | Integrated Unit Energy Savings (kWh or therms) | Achievable Technical Potential | 0 | 0 | 28.6032 | 28.4227 | 28.2112 | 27.9795 | 27.7319 | 27.4645 | 27.1813 | 26.8742 | 26.5461 | 26.2021 | 25.8506 | 25.5058 | 25.1685 | 24.8467 | 24.5507 | 24.2922 | 24.0896 | 23.9414 | 23.8226 | 23.7409 | 23.6654 | 23.6428 | 23.6201 | 23.5974 | 23.5744
F2_Commercial_WA - Miscellaneous_Existing_Space Heating_Natural Gas_Hydronic Heating Radiator Replacement_A_Achievable Technical Potential | F2 | Commercial | WA - Miscellaneous | Existing | Space Heating | Natural Gas | Hydronic Heating Radiator Replacement | A | Integrated Unit Summer Peak Savings (kW) | Achievable Technical Potential | 0 | 0 | 0 | 0 | 0 | 0 | 0 | 0 | 0 | 0 | 0 | 0 | 0 | 0 | 0 | 0 | 0 | 0 | 0 | 0 | 0 | 0 | 0 | 0 | 0 | 0 | 0
F3_Commercial_WA - Miscellaneous_Existing_Space Heating_Natural Gas_Hydronic Heating Radiator Replacement_A_Achievable Technical Potential | F3 | Commercial | WA - Miscellaneous | Existing | Space Heating | Natural Gas | Hydronic Heating Radiator Replacement | A | Integrated Unit Winter Peak Savings (kW) | Achievable Technical Potential | 0 | 0 | 0 | 0 | 0 | 0 | 0 | 0 | 0 | 0 | 0 | 0 | 0 | 0 | 0 | 0 | 0 | 0 | 0 | 0 | 0 | 0 | 0 | 0 | 0 | 0 | 0
F4_Commercial_WA - Miscellaneous_Existing_Space Heating_Natural Gas_Hydronic Heating Radiator Replacement_A_Achievable Technical Potential | F4 | Commercial | WA - Miscellaneous | Existing | Space Heating | Natural Gas | Hydronic Heating Radiator Replacement | A | Incremental Energy Savings (MWh or mTherms) | Achievable Technical Potential | 0 | 0 | 0 | 0.4304 | 0.87688 | 0.86968 | 0.86198 | 0.85367 | 0.84487 | 0.83532 | 0.82512 | 0.81443 | 0.80351 | 0.79279 | 0.78231 | 0.7723 | 0.7631 | 0.75507 | 0.74877 | 0.74416 | 0.74047 | 0.73793 | 0.73559 | 0 | 0 | 0 | 0
F5_Commercial_WA - Miscellaneous_Existing_Space Heating_Natural Gas_Hydronic Heating Radiator Replacement_A_Achievable Technical Potential | F5 | Commercial | WA - Miscellaneous | Existing | Space Heating | Natural Gas | Hydronic Heating Radiator Replacement | A | Incremental Summer Peak Savings (MW) | Achievable Technical Potential | 0 | 0 | 0 | 0 | 0 | 0 | 0 | 0 | 0 | 0 | 0 | 0 | 0 | 0 | 0 | 0 | 0 | 0 | 0 | 0 | 0 | 0 | 0 | 0 | 0 | 0 | 0
F6_Commercial_WA - Miscellaneous_Existing_Space Heating_Natural Gas_Hydronic Heating Radiator Replacement_A_Achievable Technical Potential | F6 | Commercial | WA - Miscellaneous | Existing | Space Heating | Natural Gas | Hydronic Heating Radiator Replacement | A | Incremental Winter Peak Savings (MW) | Achievable Technical Potential | 0 | 0 | 0 | 0 | 0 | 0 | 0 | 0 | 0 | 0 | 0 | 0 | 0 | 0 | 0 | 0 | 0 | 0 | 0 | 0 | 0 | 0 | 0 | 0 | 0 | 0 | 0
F7_Commercial_WA - Miscellaneous_Existing_Space Heating_Natural Gas_Hydronic Heating Radiator Replacement_A_Achievable Technical Potential | F7 | Commercial | WA - Miscellaneous | Existing | Space Heating | Natural Gas | Hydronic Heating Radiator Replacement | A | Cumulative Energy Savings (MWh or mTherms) | Achievable Technical Potential | 0 | 0 | 0 | 0.4304 | 1.3041 | 2.1631 | 3.0059 | 3.8306 | 4.636 | 5.4189 | 6.1779 | 6.9122 | 7.623 | 8.3141 | 8.9865 | 9.6439 | 10.2921 | 10.9388 | 11.5963 | 12.2692 | 12.9488 | 13.6423 | 14.3345 | 14.3208 | 14.3071 | 14.2933 | 14.2794
F8_Commercial_WA - Miscellaneous_Existing_Space Heating_Natural Gas_Hydronic Heating Radiator Replacement_A_Achievable Technical Potential | F8 | Commercial | WA - Miscellaneous | Existing | Space Heating | Natural Gas | Hydronic Heating Radiator Replacement | A | Cumulative Summer Peak Savings (MW) | Achievable Technical Potential | 0 | 0 | 0 | 0 | 0 | 0 | 0 | 0 | 0 | 0 | 0 | 0 | 0 | 0 | 0 | 0 | 0 | 0 | 0 | 0 | 0 | 0 | 0 | 0 | 0 | 0 | 0
F9_Commercial_WA - Miscellaneous_Existing_Space Heating_Natural Gas_Hydronic Heating Radiator Replacement_A_Achievable Technical Potential | F9 | Commercial | WA - Miscellaneous | Existing | Space Heating | Natural Gas | Hydronic Heating Radiator Replacement | A | Cumulative Winter Peak Savings (MW) | Achievable Technical Potential | 0 | 0 | 0 | 0 | 0 | 0 | 0 | 0 | 0 | 0 | 0 | 0 | 0 | 0 | 0 | 0 | 0 | 0 | 0 | 0 | 0 | 0 | 0 | 0 | 0 | 0 | 0
F10_Commercial_WA - Miscellaneous_Existing_Space Heating_Natural Gas_Hydronic Heating Radiator Replacement_A_Achievable Technical Potential | F10 | Commercial | WA - Miscellaneous | Existing | Space Heating | Natural Gas | Hydronic Heating Radiator Replacement | A | Purchases (Incremental) | Achievable Technical Potential | 0 | 0 | 0 | 15.1429 | 31.0827 | 31.0827 | 31.0827 | 31.0827 | 31.0827 | 31.0827 | 31.0827 | 31.0827 | 31.0827 | 31.0827 | 31.0827 | 31.0827 | 31.0827 | 31.0827 | 31.0827 | 31.0827 | 31.0827 | 31.0827 | 31.0827 | 0 | 0 | 0 | 0
F11_Commercial_WA - Miscellaneous_Existing_Space Heating_Natural Gas_Hydronic Heating Radiator Replacement_A_Achievable Technical Potential | F11 | Commercial | WA - Miscellaneous | Existing | Space Heating | Natural Gas | Hydronic Heating Radiator Replacement | A | Purchases (Cumulative) | Achievable Technical Potential | 0 | 0 | 0 | 15.1429 | 46.2256 | 77.3083 | 108.3911 | 139.4738 | 170.5565 | 201.6393 | 232.722 | 263.8047 | 294.8874 | 325.9702 | 357.0529 | 388.1356 | 419.2184 | 450.3011 | 481.3838 | 512.4666 | 543.5493 | 574.632 | 605.7147 | 605.7147 | 605.7147 | 605.7147 | 605.7147
F1_Commercial_WA - Miscellaneous_Existing_Space Heating_Natural Gas_Thermostat - Connected_A_Achievable Technical Potential | F1 | Commercial | WA - Miscellaneous | Existing | Space Heating | Natural Gas | Thermostat - Connected | A | Integrated Unit Energy Savings (kWh or therms) | Achievable Technical Potential | 0 | 0 | 27.0144 | 26.875 | 26.7075 | 26.5201 | 26.3161 | 26.0917 | 25.842 | 25.5649 | 25.2605 | 24.9312 | 24.5822 | 24.2315 | 23.8795 | 23.5348 | 23.2099 | 22.9167 | 22.6745 | 22.4868 | 22.3294 | 22.2101 | 22.0999 | 22.0421 | 21.9868 | 21.9339 | 21.8832
F2_Commercial_WA - Miscellaneous_Existing_Space Heating_Natural Gas_Thermostat - Connected_A_Achievable Technical Potential | F2 | Commercial | WA - Miscellaneous | Existing | Space Heating | Natural Gas | Thermostat - Connected | A | Integrated Unit Summer Peak Savings (kW) | Achievable Technical Potential | 0 | 0 | 0 | 0 | 0 | 0 | 0 | 0 | 0 | 0 | 0 | 0 | 0 | 0 | 0 | 0 | 0 | 0 | 0 | 0 | 0 | 0 | 0 | 0 | 0 | 0 | 0
F3_Commercial_WA - Miscellaneous_Existing_Space Heating_Natural Gas_Thermostat - Connected_A_Achievable Technical Potential | F3 | Commercial | WA - Miscellaneous | Existing | Space Heating | Natural Gas | Thermostat - Connected | A | Integrated Unit Winter Peak Savings (kW) | Achievable Technical Potential | 0 | 0 | 0 | 0 | 0 | 0 | 0 | 0 | 0 | 0 | 0 | 0 | 0 | 0 | 0 | 0 | 0 | 0 | 0 | 0 | 0 | 0 | 0 | 0 | 0 | 0 | 0
F4_Commercial_WA - Miscellaneous_Existing_Space Heating_Natural Gas_Thermostat - Connected_A_Achievable Technical Potential | F4 | Commercial | WA - Miscellaneous | Existing | Space Heating | Natural Gas | Thermostat - Connected | A | Incremental Energy Savings (MWh or mTherms) | Achievable Technical Potential | 0 | 0 | 0 | 1.0185 | 1.2428 | 1.5101 | 1.7395 | 1.9672 | 1.2986 | 1.2825 | 1.057 | 0.67295 | 0.11369 | 0 | 0 | 0 | 0 | 0 | 0 | 0 | 0 | 0 | 0 | 0 | 0 | 0 | 0
F5_Commercial_WA - Miscellaneous_Existing_Space Heating_Natural Gas_Thermostat - Connected_A_Achievable Technical Potential | F5 | Commercial | WA - Miscellaneous | Existing | Space Heating | Natural Gas | Thermostat - Connected | A | Incremental Summer Peak Savings (MW) | Achievable Technical Potential | 0 | 0 | 0 | 0 | 0 | 0 | 0 | 0 | 0 | 0 | 0 | 0 | 0 | 0 | 0 | 0 | 0 | 0 | 0 | 0 | 0 | 0 | 0 | 0 | 0 | 0 | 0
F6_Commercial_WA - Miscellaneous_Existing_Space Heating_Natural Gas_Thermostat - Connected_A_Achievable Technical Potential | F6 | Commercial | WA - Miscellaneous | Existing | Space Heating | Natural Gas | Thermostat - Connected | A | Incremental Winter Peak Savings (MW) | Achievable Technical Potential | 0 | 0 | 0 | 0 | 0 | 0 | 0 | 0 | 0 | 0 | 0 | 0 | 0 | 0 | 0 | 0 | 0 | 0 | 0 | 0 | 0 | 0 | 0 | 0 | 0 | 0 | 0
F7_Commercial_WA - Miscellaneous_Existing_Space Heating_Natural Gas_Thermostat - Connected_A_Achievable Technical Potential | F7 | Commercial | WA - Miscellaneous | Existing | Space Heating | Natural Gas | Thermostat - Connected | A | Cumulative Energy Savings (MWh or mTherms) | Achievable Technical Potential | 0 | 0 | 0 | 1.0185 | 2.2549 | 3.7492 | 5.4599 | 7.3806 | 8.6085 | 9.7987 | 10.739 | 11.272 | 11.2279 | 11.0677 | 10.907 | 10.7495 | 10.6011 | 10.4672 | 10.3566 | 10.2708 | 10.1989 | 10.1444 | 10.0941 | 10.0677 | 10.0424 | 10.0183 | 9.9951
F8_Commercial_WA - Miscellaneous_Existing_Space Heating_Natural Gas_Thermostat - Connected_A_Achievable Technical Potential | F8 | Commercial | WA - Miscellaneous | Existing | Space Heating | Natural Gas | Thermostat - Connected | A | Cumulative Summer Peak Savings (MW) | Achievable Technical Potential | 0 | 0 | 0 | 0 | 0 | 0 | 0 | 0 | 0 | 0 | 0 | 0 | 0 | 0 | 0 | 0 | 0 | 0 | 0 | 0 | 0 | 0 | 0 | 0 | 0 | 0 | 0
F9_Commercial_WA - Miscellaneous_Existing_Space Heating_Natural Gas_Thermostat - Connected_A_Achievable Technical Potential | F9 | Commercial | WA - Miscellaneous | Existing | Space Heating | Natural Gas | Thermostat - Connected | A | Cumulative Winter Peak Savings (MW) | Achievable Technical Potential | 0 | 0 | 0 | 0 | 0 | 0 | 0 | 0 | 0 | 0 | 0 | 0 | 0 | 0 | 0 | 0 | 0 | 0 | 0 | 0 | 0 | 0 | 0 | 0 | 0 | 0 | 0
F10_Commercial_WA - Miscellaneous_Existing_Space Heating_Natural Gas_Thermostat - Connected_A_Achievable Technical Potential | F10 | Commercial | WA - Miscellaneous | Existing | Space Heating | Natural Gas | Thermostat - Connected | A | Purchases (Incremental) | Achievable Technical Potential | 0 | 0 | 0 | 37.8981 | 46.5328 | 56.9426 | 66.1013 | 75.3969 | 50.25 | 50.167 | 41.8431 | 26.9923 | 4.6249 | 0 | 0 | 0 | 0 | 0 | 0 | 0 | 0 | 0 | 0 | 0 | 0 | 0 | 0
F11_Commercial_WA - Miscellaneous_Existing_Space Heating_Natural Gas_Thermostat - Connected_A_Achievable Technical Potential | F11 | Commercial | WA - Miscellaneous | Existing | Space Heating | Natural Gas | Thermostat - Connected | A | Purchases (Cumulative) | Achievable Technical Potential | 0 | 0 | 0 | 37.8981 | 84.4309 | 141.3735 | 207.4748 | 282.8717 | 333.1217 | 383.2887 | 425.1318 | 452.1242 | 456.7491 | 456.7491 | 456.7491 | 456.7491 | 456.7491 | 456.7491 | 456.7491 | 456.7491 | 456.7491 | 456.7491 | 456.7491 | 456.7491 | 456.7491 | 456.7491 | 456.7491
F1_Commercial_WA - Miscellaneous_Existing_Water Heating_Natural Gas_Water Heater - Thermostatic Shower Restriction Valve_A_Achievable Technical Potential | F1 | Commercial | WA - Miscellaneous | Existing | Water Heating | Natural Gas | Water Heater - Thermostatic Shower Restriction Valve | A | Integrated Unit Energy Savings (kWh or therms) | Achievable Technical Potential | 0 | 0 | 416.1119 | 408.6012 | 401.5613 | 395.4146 | 389.7504 | 384.5572 | 379.7384 | 375.6535 | 371.8846 | 368.4313 | 365.3013 | 362.6716 | 360.5054 | 358.295 | 356.5531 | 355.2199 | 354.1602 | 353.3095 | 352.6927 | 352.2469 | 351.9243 | 351.6893 | 351.3947 | 351.3283 | 351.2753
F2_Commercial_WA - Miscellaneous_Existing_Water Heating_Natural Gas_Water Heater - Thermostatic Shower Restriction Valve_A_Achievable Technical Potential | F2 | Commercial | WA - Miscellaneous | Existing | Water Heating | Natural Gas | Water Heater - Thermostatic Shower Restriction Valve | A | Integrated Unit Summer Peak Savings (kW) | Achievable Technical Potential | 0 | 0 | 0 | 0 | 0 | 0 | 0 | 0 | 0 | 0 | 0 | 0 | 0 | 0 | 0 | 0 | 0 | 0 | 0 | 0 | 0 | 0 | 0 | 0 | 0 | 0 | 0
F3_Commercial_WA - Miscellaneous_Existing_Water Heating_Natural Gas_Water Heater - Thermostatic Shower Restriction Valve_A_Achievable Technical Potential | F3 | Commercial | WA - Miscellaneous | Existing | Water Heating | Natural Gas | Water Heater - Thermostatic Shower Restriction Valve | A | Integrated Unit Winter Peak Savings (kW) | Achievable Technical Potential | 0 | 0 | 0 | 0 | 0 | 0 | 0 | 0 | 0 | 0 | 0 | 0 | 0 | 0 | 0 | 0 | 0 | 0 | 0 | 0 | 0 | 0 | 0 | 0 | 0 | 0 | 0
F4_Commercial_WA - Miscellaneous_Existing_Water Heating_Natural Gas_Water Heater - Thermostatic Shower Restriction Valve_A_Achievable Technical Potential | F4 | Commercial | WA - Miscellaneous | Existing | Water Heating | Natural Gas | Water Heater - Thermostatic Shower Restriction Valve | A | Incremental Energy Savings (MWh or mTherms) | Achievable Technical Potential | 0 | 0 | 0 | 0 | 0 | 0 | 0 | 0 | 0 | 0 | 0 | 0 | 0 | 0 | 0 | 0 | 0 | 0 | 0 | 0 | 0 | 0 | 0 | 0 | 0 | 0 | 0
F5_Commercial_WA - Miscellaneous_Existing_Water Heating_Natural Gas_Water Heater - Thermostatic Shower Restriction Valve_A_Achievable Technical Potential | F5 | Commercial | WA - Miscellaneous | Existing | Water Heating | Natural Gas | Water Heater - Thermostatic Shower Restriction Valve | A | Incremental Summer Peak Savings (MW) | Achievable Technical Potential | 0 | 0 | 0 | 0 | 0 | 0 | 0 | 0 | 0 | 0 | 0 | 0 | 0 | 0 | 0 | 0 | 0 | 0 | 0 | 0 | 0 | 0 | 0 | 0 | 0 | 0 | 0
F6_Commercial_WA - Miscellaneous_Existing_Water Heating_Natural Gas_Water Heater - Thermostatic Shower Restriction Valve_A_Achievable Technical Potential | F6 | Commercial | WA - Miscellaneous | Existing | Water Heating | Natural Gas | Water Heater - Thermostatic Shower Restriction Valve | A | Incremental Winter Peak Savings (MW) | Achievable Technical Potential | 0 | 0 | 0 | 0 | 0 | 0 | 0 | 0 | 0 | 0 | 0 | 0 | 0 | 0 | 0 | 0 | 0 | 0 | 0 | 0 | 0 | 0 | 0 | 0 | 0 | 0 | 0
F7_Commercial_WA - Miscellaneous_Existing_Water Heating_Natural Gas_Water Heater - Thermostatic Shower Restriction Valve_A_Achievable Technical Potential | F7 | Commercial | WA - Miscellaneous | Existing | Water Heating | Natural Gas | Water Heater - Thermostatic Shower Restriction Valve | A | Cumulative Energy Savings (MWh or mTherms) | Achievable Technical Potential | 0 | 0 | 0 | 0 | 0 | 0 | 0 | 0 | 0 | 0 | 0 | 0 | 0 | 0 | 0 | 0 | 0 | 0 | 0 | 0 | 0 | 0 | 0 | 0 | 0 | 0 | 0
F8_Commercial_WA - Miscellaneous_Existing_Water Heating_Natural Gas_Water Heater - Thermostatic Shower Restriction Valve_A_Achievable Technical Potential | F8 | Commercial | WA - Miscellaneous | Existing | Water Heating | Natural Gas | Water Heater - Thermostatic Shower Restriction Valve | A | Cumulative Summer Peak Savings (MW) | Achievable Technical Potential | 0 | 0 | 0 | 0 | 0 | 0 | 0 | 0 | 0 | 0 | 0 | 0 | 0 | 0 | 0 | 0 | 0 | 0 | 0 | 0 | 0 | 0 | 0 | 0 | 0 | 0 | 0
F9_Commercial_WA - Miscellaneous_Existing_Water Heating_Natural Gas_Water Heater - Thermostatic Shower Restriction Valve_A_Achievable Technical Potential | F9 | Commercial | WA - Miscellaneous | Existing | Water Heating | Natural Gas | Water Heater - Thermostatic Shower Restriction Valve | A | Cumulative Winter Peak Savings (MW) | Achievable Technical Potential | 0 | 0 | 0 | 0 | 0 | 0 | 0 | 0 | 0 | 0 | 0 | 0 | 0 | 0 | 0 | 0 | 0 | 0 | 0 | 0 | 0 | 0 | 0 | 0 | 0 | 0 | 0
F10_Commercial_WA - Miscellaneous_Existing_Water Heating_Natural Gas_Water Heater - Thermostatic Shower Restriction Valve_A_Achievable Technical Potential | F10 | Commercial | WA - Miscellaneous | Existing | Water Heating | Natural Gas | Water Heater - Thermostatic Shower Restriction Valve | A | Purchases (Incremental) | Achievable Technical Potential | 0 | 0 | 0 | 0 | 0 | 0 | 0 | 0 | 0 | 0 | 0 | 0 | 0 | 0 | 0 | 0 | 0 | 0 | 0 | 0 | 0 | 0 | 0 | 0 | 0 | 0 | 0
F11_Commercial_WA - Miscellaneous_Existing_Water Heating_Natural Gas_Water Heater - Thermostatic Shower Restriction Valve_A_Achievable Technical Potential | F11 | Commercial | WA - Miscellaneous | Existing | Water Heating | Natural Gas | Water Heater - Thermostatic Shower Restriction Valve | A | Purchases (Cumulative) | Achievable Technical Potential | 0 | 0 | 0 | 0 | 0 | 0 | 0 | 0 | 0 | 0 | 0 | 0 | 0 | 0 | 0 | 0 | 0 | 0 | 0 | 0 | 0 | 0 | 0 | 0 | 0 | 0 | 0
F1_Commercial_WA - Miscellaneous_Existing_Water Heating_Natural Gas_Water Heater - Pre-Rinse Spray Valve_A_Achievable Technical Potential | F1 | Commercial | WA - Miscellaneous | Existing | Water Heating | Natural Gas | Water Heater - Pre-Rinse Spray Valve | A | Integrated Unit Energy Savings (kWh or therms) | Achievable Technical Potential | 0 | 0 | 31.4541 | 30.7187 | 29.9899 | 29.293 | 28.604 | 27.9224 | 27.2287 | 26.5656 | 25.9214 | 25.3272 | 24.8112 | 24.4021 | 24.2061 | 24.0289 | 23.8996 | 23.8102 | 23.7392 | 23.6822 | 23.6408 | 23.6109 | 23.5893 | 23.5736 | 23.5538 | 23.5494 | 23.5458
F2_Commercial_WA - Miscellaneous_Existing_Water Heating_Natural Gas_Water Heater - Pre-Rinse Spray Valve_A_Achievable Technical Potential | F2 | Commercial | WA - Miscellaneous | Existing | Water Heating | Natural Gas | Water Heater - Pre-Rinse Spray Valve | A | Integrated Unit Summer Peak Savings (kW) | Achievable Technical Potential | 0 | 0 | 0 | 0 | 0 | 0 | 0 | 0 | 0 | 0 | 0 | 0 | 0 | 0 | 0 | 0 | 0 | 0 | 0 | 0 | 0 | 0 | 0 | 0 | 0 | 0 | 0
F3_Commercial_WA - Miscellaneous_Existing_Water Heating_Natural Gas_Water Heater - Pre-Rinse Spray Valve_A_Achievable Technical Potential | F3 | Commercial | WA - Miscellaneous | Existing | Water Heating | Natural Gas | Water Heater - Pre-Rinse Spray Valve | A | Integrated Unit Winter Peak Savings (kW) | Achievable Technical Potential | 0 | 0 | 0 | 0 | 0 | 0 | 0 | 0 | 0 | 0 | 0 | 0 | 0 | 0 | 0 | 0 | 0 | 0 | 0 | 0 | 0 | 0 | 0 | 0 | 0 | 0 | 0
F4_Commercial_WA - Miscellaneous_Existing_Water Heating_Natural Gas_Water Heater - Pre-Rinse Spray Valve_A_Achievable Technical Potential | F4 | Commercial | WA - Miscellaneous | Existing | Water Heating | Natural Gas | Water Heater - Pre-Rinse Spray Valve | A | Incremental Energy Savings (MWh or mTherms) | Achievable Technical Potential | 0 | 0 | 0 | 0.025655 | 0.030753 | 0.036758 | 0.041667 | 0.023074 | 0.024971 | 0.023275 | 0.01867 | 0.0098771 | 0 | 0 | 0 | 0 | 0 | 0 | 0 | 0 | 0 | 0 | 0 | 0 | 0 | 0 | 0
F5_Commercial_WA - Miscellaneous_Existing_Water Heating_Natural Gas_Water Heater - Pre-Rinse Spray Valve_A_Achievable Technical Potential | F5 | Commercial | WA - Miscellaneous | Existing | Water Heating | Natural Gas | Water Heater - Pre-Rinse Spray Valve | A | Incremental Summer Peak Savings (MW) | Achievable Technical Potential | 0 | 0 | 0 | 0 | 0 | 0 | 0 | 0 | 0 | 0 | 0 | 0 | 0 | 0 | 0 | 0 | 0 | 0 | 0 | 0 | 0 | 0 | 0 | 0 | 0 | 0 | 0
F6_Commercial_WA - Miscellaneous_Existing_Water Heating_Natural Gas_Water Heater - Pre-Rinse Spray Valve_A_Achievable Technical Potential | F6 | Commercial | WA - Miscellaneous | Existing | Water Heating | Natural Gas | Water Heater - Pre-Rinse Spray Valve | A | Incremental Winter Peak Savings (MW) | Achievable Technical Potential | 0 | 0 | 0 | 0 | 0 | 0 | 0 | 0 | 0 | 0 | 0 | 0 | 0 | 0 | 0 | 0 | 0 | 0 | 0 | 0 | 0 | 0 | 0 | 0 | 0 | 0 | 0
F7_Commercial_WA - Miscellaneous_Existing_Water Heating_Natural Gas_Water Heater - Pre-Rinse Spray Valve_A_Achievable Technical Potential | F7 | Commercial | WA - Miscellaneous | Existing | Water Heating | Natural Gas | Water Heater - Pre-Rinse Spray Valve | A | Cumulative Energy Savings (MWh or mTherms) | Achievable Technical Potential | 0 | 0 | 0 | 0.025655 | 0.055799 | 0.09126 | 0.13078 | 0.15074 | 0.17196 | 0.19105 | 0.20509 | 0.21026 | 0.20598 | 0.20258 | 0.20096 | 0.19949 | 0.19841 | 0.19767 | 0.19708 | 0.19661 | 0.19626 | 0.19602 | 0.19584 | 0.19571 | 0.19554 | 0.1955 | 0.19548
F8_Commercial_WA - Miscellaneous_Existing_Water Heating_Natural Gas_Water Heater - Pre-Rinse Spray Valve_A_Achievable Technical Potential | F8 | Commercial | WA - Miscellaneous | Existing | Water Heating | Natural Gas | Water Heater - Pre-Rinse Spray Valve | A | Cumulative Summer Peak Savings (MW) | Achievable Technical Potential | 0 | 0 | 0 | 0 | 0 | 0 | 0 | 0 | 0 | 0 | 0 | 0 | 0 | 0 | 0 | 0 | 0 | 0 | 0 | 0 | 0 | 0 | 0 | 0 | 0 | 0 | 0
F9_Commercial_WA - Miscellaneous_Existing_Water Heating_Natural Gas_Water Heater - Pre-Rinse Spray Valve_A_Achievable Technical Potential | F9 | Commercial | WA - Miscellaneous | Existing | Water Heating | Natural Gas | Water Heater - Pre-Rinse Spray Valve | A | Cumulative Winter Peak Savings (MW) | Achievable Technical Potential | 0 | 0 | 0 | 0 | 0 | 0 | 0 | 0 | 0 | 0 | 0 | 0 | 0 | 0 | 0 | 0 | 0 | 0 | 0 | 0 | 0 | 0 | 0 | 0 | 0 | 0 | 0
F10_Commercial_WA - Miscellaneous_Existing_Water Heating_Natural Gas_Water Heater - Pre-Rinse Spray Valve_A_Achievable Technical Potential | F10 | Commercial | WA - Miscellaneous | Existing | Water Heating | Natural Gas | Water Heater - Pre-Rinse Spray Valve | A | Purchases (Incremental) | Achievable Technical Potential | 0 | 0 | 0 | 0.83516 | 1.0254 | 1.2548 | 1.4567 | 0.82636 | 0.91707 | 0.87613 | 0.72026 | 0.38998 | 0 | 0 | 0 | 0 | 0 | 0 | 0 | 0 | 0 | 0 | 0 | 0 | 0 | 0 | 0
F11_Commercial_WA - Miscellaneous_Existing_Water Heating_Natural Gas_Water Heater - Pre-Rinse Spray Valve_A_Achievable Technical Potential | F11 | Commercial | WA - Miscellaneous | Existing | Water Heating | Natural Gas | Water Heater - Pre-Rinse Spray Valve | A | Purchases (Cumulative) | Achievable Technical Potential | 0 | 0 | 0 | 0.83516 | 1.8606 | 3.1154 | 4.5721 | 5.3985 | 6.3155 | 7.1917 | 7.9119 | 8.3019 | 8.3019 | 8.3019 | 8.3019 | 8.3019 | 8.3019 | 8.3019 | 8.3019 | 8.3019 | 8.3019 | 8.3019 | 8.3019 | 8.3019 | 8.3019 | 8.3019 | 8.3019
F1_Commercial_WA - Miscellaneous_Existing_Water Heating_Natural Gas_Water Heater - Temperature Setback_A_Achievable Technical Potential | F1 | Commercial | WA - Miscellaneous | Existing | Water Heating | Natural Gas | Water Heater - Temperature Setback | A | Integrated Unit Energy Savings (kWh or therms) | Achievable Technical Potential | 0 | 0 | 194.4543 | 191.1861 | 188.1844 | 185.422 | 182.8856 | 180.5604 | 178.4296 | 176.5102 | 174.7393 | 173.1166 | 171.6459 | 170.4103 | 169.3925 | 168.3539 | 167.5354 | 166.9089 | 166.411 | 166.0113 | 165.7215 | 165.512 | 165.3604 | 165.25 | 165.1116 | 165.0804 | 165.0555
F2_Commercial_WA - Miscellaneous_Existing_Water Heating_Natural Gas_Water Heater - Temperature Setback_A_Achievable Technical Potential | F2 | Commercial | WA - Miscellaneous | Existing | Water Heating | Natural Gas | Water Heater - Temperature Setback | A | Integrated Unit Summer Peak Savings (kW) | Achievable Technical Potential | 0 | 0 | 0 | 0 | 0 | 0 | 0 | 0 | 0 | 0 | 0 | 0 | 0 | 0 | 0 | 0 | 0 | 0 | 0 | 0 | 0 | 0 | 0 | 0 | 0 | 0 | 0
F3_Commercial_WA - Miscellaneous_Existing_Water Heating_Natural Gas_Water Heater - Temperature Setback_A_Achievable Technical Potential | F3 | Commercial | WA - Miscellaneous | Existing | Water Heating | Natural Gas | Water Heater - Temperature Setback | A | Integrated Unit Winter Peak Savings (kW) | Achievable Technical Potential | 0 | 0 | 0 | 0 | 0 | 0 | 0 | 0 | 0 | 0 | 0 | 0 | 0 | 0 | 0 | 0 | 0 | 0 | 0 | 0 | 0 | 0 | 0 | 0 | 0 | 0 | 0
F4_Commercial_WA - Miscellaneous_Existing_Water Heating_Natural Gas_Water Heater - Temperature Setback_A_Achievable Technical Potential | F4 | Commercial | WA - Miscellaneous | Existing | Water Heating | Natural Gas | Water Heater - Temperature Setback | A | Incremental Energy Savings (MWh or mTherms) | Achievable Technical Potential | 0 | 0 | 0 | 2.8002 | 3.3842 | 1.3647 | 1.3831 | 1.2878 | 1.5203 | 0 | 0 | 0 | 0 | 0 | 0 | 0 | 0 | 0 | 0 | 0 | 0 | 0 | 0 | 0 | 0 | 0 | 0
F5_Commercial_WA - Miscellaneous_Existing_Water Heating_Natural Gas_Water Heater - Temperature Setback_A_Achievable Technical Potential | F5 | Commercial | WA - Miscellaneous | Existing | Water Heating | Natural Gas | Water Heater - Temperature Setback | A | Incremental Summer Peak Savings (MW) | Achievable Technical Potential | 0 | 0 | 0 | 0 | 0 | 0 | 0 | 0 | 0 | 0 | 0 | 0 | 0 | 0 | 0 | 0 | 0 | 0 | 0 | 0 | 0 | 0 | 0 | 0 | 0 | 0 | 0
F6_Commercial_WA - Miscellaneous_Existing_Water Heating_Natural Gas_Water Heater - Temperature Setback_A_Achievable Technical Potential | F6 | Commercial | WA - Miscellaneous | Existing | Water Heating | Natural Gas | Water Heater - Temperature Setback | A | Incremental Winter Peak Savings (MW) | Achievable Technical Potential | 0 | 0 | 0 | 0 | 0 | 0 | 0 | 0 | 0 | 0 | 0 | 0 | 0 | 0 | 0 | 0 | 0 | 0 | 0 | 0 | 0 | 0 | 0 | 0 | 0 | 0 | 0
F7_Commercial_WA - Miscellaneous_Existing_Water Heating_Natural Gas_Water Heater - Temperature Setback_A_Achievable Technical Potential | F7 | Commercial | WA - Miscellaneous | Existing | Water Heating | Natural Gas | Water Heater - Temperature Setback | A | Cumulative Energy Savings (MWh or mTherms) | Achievable Technical Potential | 0 | 0 | 0 | 2.8002 | 6.1404 | 7.415 | 8.6967 | 9.8739 | 11.2776 | 11.1563 | 11.0444 | 10.9418 | 10.8489 | 10.7708 | 10.7064 | 10.6408 | 10.5891 | 10.5495 | 10.518 | 10.4927 | 10.4744 | 10.4612 | 10.4516 | 10.4446 | 10.4359 | 10.4339 | 10.4323
F8_Commercial_WA - Miscellaneous_Existing_Water Heating_Natural Gas_Water Heater - Temperature Setback_A_Achievable Technical Potential | F8 | Commercial | WA - Miscellaneous | Existing | Water Heating | Natural Gas | Water Heater - Temperature Setback | A | Cumulative Summer Peak Savings (MW) | Achievable Technical Potential | 0 | 0 | 0 | 0 | 0 | 0 | 0 | 0 | 0 | 0 | 0 | 0 | 0 | 0 | 0 | 0 | 0 | 0 | 0 | 0 | 0 | 0 | 0 | 0 | 0 | 0 | 0
F9_Commercial_WA - Miscellaneous_Existing_Water Heating_Natural Gas_Water Heater - Temperature Setback_A_Achievable Technical Potential | F9 | Commercial | WA - Miscellaneous | Existing | Water Heating | Natural Gas | Water Heater - Temperature Setback | A | Cumulative Winter Peak Savings (MW) | Achievable Technical Potential | 0 | 0 | 0 | 0 | 0 | 0 | 0 | 0 | 0 | 0 | 0 | 0 | 0 | 0 | 0 | 0 | 0 | 0 | 0 | 0 | 0 | 0 | 0 | 0 | 0 | 0 | 0
F10_Commercial_WA - Miscellaneous_Existing_Water Heating_Natural Gas_Water Heater - Temperature Setback_A_Achievable Technical Potential | F10 | Commercial | WA - Miscellaneous | Existing | Water Heating | Natural Gas | Water Heater - Temperature Setback | A | Purchases (Incremental) | Achievable Technical Potential | 0 | 0 | 0 | 14.6464 | 17.9835 | 7.3601 | 7.5626 | 7.132 | 8.5204 | 0 | 0 | 0 | 0 | 0 | 0 | 0 | 0 | 0 | 0 | 0 | 0 | 0 | 0 | 0 | 0 | 0 | 0
F11_Commercial_WA - Miscellaneous_Existing_Water Heating_Natural Gas_Water Heater - Temperature Setback_A_Achievable Technical Potential | F11 | Commercial | WA - Miscellaneous | Existing | Water Heating | Natural Gas | Water Heater - Temperature Setback | A | Purchases (Cumulative) | Achievable Technical Potential | 0 | 0 | 0 | 14.6464 | 32.6299 | 39.9899 | 47.5526 | 54.6846 | 63.205 | 63.205 | 63.205 | 63.205 | 63.205 | 63.205 | 63.205 | 63.205 | 63.205 | 63.205 | 63.205 | 63.205 | 63.205 | 63.205 | 63.205 | 63.205 | 63.205 | 63.205 | 63.205
F1_Commercial_WA - Miscellaneous_Existing_Water Heating_Natural Gas_Water Heater - Faucet Aerators_A_Achievable Technical Potential | F1 | Commercial | WA - Miscellaneous | Existing | Water Heating | Natural Gas | Water Heater - Faucet Aerators | A | Integrated Unit Energy Savings (kWh or therms) | Achievable Technical Potential | 0 | 0 | 45.6693 | 44.6648 | 43.6779 | 42.7473 | 41.8353 | 40.9405 | 40.038 | 39.1847 | 38.3641 | 37.6088 | 36.9492 | 36.4219 | 36.1851 | 35.9632 | 35.7884 | 35.6546 | 35.5482 | 35.4628 | 35.4009 | 35.3562 | 35.3238 | 35.3002 | 35.2706 | 35.264 | 35.2586
F2_Commercial_WA - Miscellaneous_Existing_Water Heating_Natural Gas_Water Heater - Faucet Aerators_A_Achievable Technical Potential | F2 | Commercial | WA - Miscellaneous | Existing | Water Heating | Natural Gas | Water Heater - Faucet Aerators | A | Integrated Unit Summer Peak Savings (kW) | Achievable Technical Potential | 0 | 0 | 0 | 0 | 0 | 0 | 0 | 0 | 0 | 0 | 0 | 0 | 0 | 0 | 0 | 0 | 0 | 0 | 0 | 0 | 0 | 0 | 0 | 0 | 0 | 0 | 0
F3_Commercial_WA - Miscellaneous_Existing_Water Heating_Natural Gas_Water Heater - Faucet Aerators_A_Achievable Technical Potential | F3 | Commercial | WA - Miscellaneous | Existing | Water Heating | Natural Gas | Water Heater - Faucet Aerators | A | Integrated Unit Winter Peak Savings (kW) | Achievable Technical Potential | 0 | 0 | 0 | 0 | 0 | 0 | 0 | 0 | 0 | 0 | 0 | 0 | 0 | 0 | 0 | 0 | 0 | 0 | 0 | 0 | 0 | 0 | 0 | 0 | 0 | 0 | 0
F4_Commercial_WA - Miscellaneous_Existing_Water Heating_Natural Gas_Water Heater - Faucet Aerators_A_Achievable Technical Potential | F4 | Commercial | WA - Miscellaneous | Existing | Water Heating | Natural Gas | Water Heater - Faucet Aerators | A | Incremental Energy Savings (MWh or mTherms) | Achievable Technical Potential | 0 | 0 | 0 | 0 | 0 | 0 | 0 | 0 | 0 | 0 | 0 | 0 | 0 | 0 | 0 | 0 | 0 | 0 | 0 | 0 | 0 | 0 | 0 | 0 | 0 | 0 | 0
F5_Commercial_WA - Miscellaneous_Existing_Water Heating_Natural Gas_Water Heater - Faucet Aerators_A_Achievable Technical Potential | F5 | Commercial | WA - Miscellaneous | Existing | Water Heating | Natural Gas | Water Heater - Faucet Aerators | A | Incremental Summer Peak Savings (MW) | Achievable Technical Potential | 0 | 0 | 0 | 0 | 0 | 0 | 0 | 0 | 0 | 0 | 0 | 0 | 0 | 0 | 0 | 0 | 0 | 0 | 0 | 0 | 0 | 0 | 0 | 0 | 0 | 0 | 0
F6_Commercial_WA - Miscellaneous_Existing_Water Heating_Natural Gas_Water Heater - Faucet Aerators_A_Achievable Technical Potential | F6 | Commercial | WA - Miscellaneous | Existing | Water Heating | Natural Gas | Water Heater - Faucet Aerators | A | Incremental Winter Peak Savings (MW) | Achievable Technical Potential | 0 | 0 | 0 | 0 | 0 | 0 | 0 | 0 | 0 | 0 | 0 | 0 | 0 | 0 | 0 | 0 | 0 | 0 | 0 | 0 | 0 | 0 | 0 | 0 | 0 | 0 | 0
F7_Commercial_WA - Miscellaneous_Existing_Water Heating_Natural Gas_Water Heater - Faucet Aerators_A_Achievable Technical Potential | F7 | Commercial | WA - Miscellaneous | Existing | Water Heating | Natural Gas | Water Heater - Faucet Aerators | A | Cumulative Energy Savings (MWh or mTherms) | Achievable Technical Potential | 0 | 0 | 0 | 0 | 0 | 0 | 0 | 0 | 0 | 0 | 0 | 0 | 0 | 0 | 0 | 0 | 0 | 0 | 0 | 0 | 0 | 0 | 0 | 0 | 0 | 0 | 0
F8_Commercial_WA - Miscellaneous_Existing_Water Heating_Natural Gas_Water Heater - Faucet Aerators_A_Achievable Technical Potential | F8 | Commercial | WA - Miscellaneous | Existing | Water Heating | Natural Gas | Water Heater - Faucet Aerators | A | Cumulative Summer Peak Savings (MW) | Achievable Technical Potential | 0 | 0 | 0 | 0 | 0 | 0 | 0 | 0 | 0 | 0 | 0 | 0 | 0 | 0 | 0 | 0 | 0 | 0 | 0 | 0 | 0 | 0 | 0 | 0 | 0 | 0 | 0
F9_Commercial_WA - Miscellaneous_Existing_Water Heating_Natural Gas_Water Heater - Faucet Aerators_A_Achievable Technical Potential | F9 | Commercial | WA - Miscellaneous | Existing | Water Heating | Natural Gas | Water Heater - Faucet Aerators | A | Cumulative Winter Peak Savings (MW) | Achievable Technical Potential | 0 | 0 | 0 | 0 | 0 | 0 | 0 | 0 | 0 | 0 | 0 | 0 | 0 | 0 | 0 | 0 | 0 | 0 | 0 | 0 | 0 | 0 | 0 | 0 | 0 | 0 | 0
F10_Commercial_WA - Miscellaneous_Existing_Water Heating_Natural Gas_Water Heater - Faucet Aerators_A_Achievable Technical Potential | F10 | Commercial | WA - Miscellaneous | Existing | Water Heating | Natural Gas | Water Heater - Faucet Aerators | A | Purchases (Incremental) | Achievable Technical Potential | 0 | 0 | 0 | 0 | 0 | 0 | 0 | 0 | 0 | 0 | 0 | 0 | 0 | 0 | 0 | 0 | 0 | 0 | 0 | 0 | 0 | 0 | 0 | 0 | 0 | 0 | 0
F11_Commercial_WA - Miscellaneous_Existing_Water Heating_Natural Gas_Water Heater - Faucet Aerators_A_Achievable Technical Potential | F11 | Commercial | WA - Miscellaneous | Existing | Water Heating | Natural Gas | Water Heater - Faucet Aerators | A | Purchases (Cumulative) | Achievable Technical Potential | 0 | 0 | 0 | 0 | 0 | 0 | 0 | 0 | 0 | 0 | 0 | 0 | 0 | 0 | 0 | 0 | 0 | 0 | 0 | 0 | 0 | 0 | 0 | 0 | 0 | 0 | 0
F1_Commercial_WA - Miscellaneous_Existing_Water Heating_Natural Gas_Water Heater - Low-Flow Showerheads_A_Achievable Technical Potential | F1 | Commercial | WA - Miscellaneous | Existing | Water Heating | Natural Gas | Water Heater - Low-Flow Showerheads | A | Integrated Unit Energy Savings (kWh or therms) | Achievable Technical Potential | 0 | 0 | 1257.2665 | 1236.1351 | 1216.7278 | 1198.8667 | 1182.4677 | 1167.4334 | 1153.6564 | 1141.2466 | 1129.7966 | 1119.3051 | 1109.7962 | 1101.8071 | 1095.2262 | 1088.5109 | 1083.2189 | 1079.1686 | 1075.9493 | 1073.3648 | 1071.491 | 1070.1367 | 1069.1565 | 1068.4427 | 1067.5475 | 1067.346 | 1067.1848
F2_Commercial_WA - Miscellaneous_Existing_Water Heating_Natural Gas_Water Heater - Low-Flow Showerheads_A_Achievable Technical Potential | F2 | Commercial | WA - Miscellaneous | Existing | Water Heating | Natural Gas | Water Heater - Low-Flow Showerheads | A | Integrated Unit Summer Peak Savings (kW) | Achievable Technical Potential | 0 | 0 | 0 | 0 | 0 | 0 | 0 | 0 | 0 | 0 | 0 | 0 | 0 | 0 | 0 | 0 | 0 | 0 | 0 | 0 | 0 | 0 | 0 | 0 | 0 | 0 | 0
F3_Commercial_WA - Miscellaneous_Existing_Water Heating_Natural Gas_Water Heater - Low-Flow Showerheads_A_Achievable Technical Potential | F3 | Commercial | WA - Miscellaneous | Existing | Water Heating | Natural Gas | Water Heater - Low-Flow Showerheads | A | Integrated Unit Winter Peak Savings (kW) | Achievable Technical Potential | 0 | 0 | 0 | 0 | 0 | 0 | 0 | 0 | 0 | 0 | 0 | 0 | 0 | 0 | 0 | 0 | 0 | 0 | 0 | 0 | 0 | 0 | 0 | 0 | 0 | 0 | 0
F4_Commercial_WA - Miscellaneous_Existing_Water Heating_Natural Gas_Water Heater - Low-Flow Showerheads_A_Achievable Technical Potential | F4 | Commercial | WA - Miscellaneous | Existing | Water Heating | Natural Gas | Water Heater - Low-Flow Showerheads | A | Incremental Energy Savings (MWh or mTherms) | Achievable Technical Potential | 0 | 0 | 0 | 0 | 0 | 0 | 0 | 0 | 0 | 0 | 0 | 0 | 0 | 0 | 0 | 0 | 0 | 0 | 0 | 0 | 0 | 0 | 0 | 0 | 0 | 0 | 0
F5_Commercial_WA - Miscellaneous_Existing_Water Heating_Natural Gas_Water Heater - Low-Flow Showerheads_A_Achievable Technical Potential | F5 | Commercial | WA - Miscellaneous | Existing | Water Heating | Natural Gas | Water Heater - Low-Flow Showerheads | A | Incremental Summer Peak Savings (MW) | Achievable Technical Potential | 0 | 0 | 0 | 0 | 0 | 0 | 0 | 0 | 0 | 0 | 0 | 0 | 0 | 0 | 0 | 0 | 0 | 0 | 0 | 0 | 0 | 0 | 0 | 0 | 0 | 0 | 0
F6_Commercial_WA - Miscellaneous_Existing_Water Heating_Natural Gas_Water Heater - Low-Flow Showerheads_A_Achievable Technical Potential | F6 | Commercial | WA - Miscellaneous | Existing | Water Heating | Natural Gas | Water Heater - Low-Flow Showerheads | A | Incremental Winter Peak Savings (MW) | Achievable Technical Potential | 0 | 0 | 0 | 0 | 0 | 0 | 0 | 0 | 0 | 0 | 0 | 0 | 0 | 0 | 0 | 0 | 0 | 0 | 0 | 0 | 0 | 0 | 0 | 0 | 0 | 0 | 0
F7_Commercial_WA - Miscellaneous_Existing_Water Heating_Natural Gas_Water Heater - Low-Flow Showerheads_A_Achievable Technical Potential | F7 | Commercial | WA - Miscellaneous | Existing | Water Heating | Natural Gas | Water Heater - Low-Flow Showerheads | A | Cumulative Energy Savings (MWh or mTherms) | Achievable Technical Potential | 0 | 0 | 0 | 0 | 0 | 0 | 0 | 0 | 0 | 0 | 0 | 0 | 0 | 0 | 0 | 0 | 0 | 0 | 0 | 0 | 0 | 0 | 0 | 0 | 0 | 0 | 0
F8_Commercial_WA - Miscellaneous_Existing_Water Heating_Natural Gas_Water Heater - Low-Flow Showerheads_A_Achievable Technical Potential | F8 | Commercial | WA - Miscellaneous | Existing | Water Heating | Natural Gas | Water Heater - Low-Flow Showerheads | A | Cumulative Summer Peak Savings (MW) | Achievable Technical Potential | 0 | 0 | 0 | 0 | 0 | 0 | 0 | 0 | 0 | 0 | 0 | 0 | 0 | 0 | 0 | 0 | 0 | 0 | 0 | 0 | 0 | 0 | 0 | 0 | 0 | 0 | 0
F9_Commercial_WA - Miscellaneous_Existing_Water Heating_Natural Gas_Water Heater - Low-Flow Showerheads_A_Achievable Technical Potential | F9 | Commercial | WA - Miscellaneous | Existing | Water Heating | Natural Gas | Water Heater - Low-Flow Showerheads | A | Cumulative Winter Peak Savings (MW) | Achievable Technical Potential | 0 | 0 | 0 | 0 | 0 | 0 | 0 | 0 | 0 | 0 | 0 | 0 | 0 | 0 | 0 | 0 | 0 | 0 | 0 | 0 | 0 | 0 | 0 | 0 | 0 | 0 | 0
F10_Commercial_WA - Miscellaneous_Existing_Water Heating_Natural Gas_Water Heater - Low-Flow Showerheads_A_Achievable Technical Potential | F10 | Commercial | WA - Miscellaneous | Existing | Water Heating | Natural Gas | Water Heater - Low-Flow Showerheads | A | Purchases (Incremental) | Achievable Technical Potential | 0 | 0 | 0 | 0 | 0 | 0 | 0 | 0 | 0 | 0 | 0 | 0 | 0 | 0 | 0 | 0 | 0 | 0 | 0 | 0 | 0 | 0 | 0 | 0 | 0 | 0 | 0
F11_Commercial_WA - Miscellaneous_Existing_Water Heating_Natural Gas_Water Heater - Low-Flow Showerheads_A_Achievable Technical Potential | F11 | Commercial | WA - Miscellaneous | Existing | Water Heating | Natural Gas | Water Heater - Low-Flow Showerheads | A | Purchases (Cumulative) | Achievable Technical Potential | 0 | 0 | 0 | 0 | 0 | 0 | 0 | 0 | 0 | 0 | 0 | 0 | 0 | 0 | 0 | 0 | 0 | 0 | 0 | 0 | 0 | 0 | 0 | 0 | 0 | 0 | 0
F1_Commercial_WA - Miscellaneous_Existing_Water Heating_Natural Gas_Water Heater - Tank Blanket/Insulation_A_Achievable Technical Potential | F1 | Commercial | WA - Miscellaneous | Existing | Water Heating | Natural Gas | Water Heater - Tank Blanket/Insulation | A | Integrated Unit Energy Savings (kWh or therms) | Achievable Technical Potential | 0 | 0 | 375.6839 | 369.6351 | 364.1531 | 359.1956 | 354.7278 | 350.7206 | 347.1647 | 344.0652 | 341.2577 | 338.6926 | 336.3317 | 334.3084 | 332.5835 | 330.7063 | 329.1738 | 327.943 | 326.9647 | 326.1793 | 325.6099 | 325.1983 | 324.9004 | 324.6835 | 324.4115 | 324.3502 | 324.3013
F2_Commercial_WA - Miscellaneous_Existing_Water Heating_Natural Gas_Water Heater - Tank Blanket/Insulation_A_Achievable Technical Potential | F2 | Commercial | WA - Miscellaneous | Existing | Water Heating | Natural Gas | Water Heater - Tank Blanket/Insulation | A | Integrated Unit Summer Peak Savings (kW) | Achievable Technical Potential | 0 | 0 | 0 | 0 | 0 | 0 | 0 | 0 | 0 | 0 | 0 | 0 | 0 | 0 | 0 | 0 | 0 | 0 | 0 | 0 | 0 | 0 | 0 | 0 | 0 | 0 | 0
F3_Commercial_WA - Miscellaneous_Existing_Water Heating_Natural Gas_Water Heater - Tank Blanket/Insulation_A_Achievable Technical Potential | F3 | Commercial | WA - Miscellaneous | Existing | Water Heating | Natural Gas | Water Heater - Tank Blanket/Insulation | A | Integrated Unit Winter Peak Savings (kW) | Achievable Technical Potential | 0 | 0 | 0 | 0 | 0 | 0 | 0 | 0 | 0 | 0 | 0 | 0 | 0 | 0 | 0 | 0 | 0 | 0 | 0 | 0 | 0 | 0 | 0 | 0 | 0 | 0 | 0
F4_Commercial_WA - Miscellaneous_Existing_Water Heating_Natural Gas_Water Heater - Tank Blanket/Insulation_A_Achievable Technical Potential | F4 | Commercial | WA - Miscellaneous | Existing | Water Heating | Natural Gas | Water Heater - Tank Blanket/Insulation | A | Incremental Energy Savings (MWh or mTherms) | Achievable Technical Potential | 0 | 0 | 0 | 1.5923 | 1.9261 | 2.3249 | 2.6653 | 3.0057 | 3.4784 | 3.7818 | 3.8319 | 3.5839 | 3.0592 | 2.3531 | 1.6066 | 0.95595 | 0.44443 | 0 | 0 | 0 | 0 | 0 | 0 | 0 | 0 | 0 | 0
F5_Commercial_WA - Miscellaneous_Existing_Water Heating_Natural Gas_Water Heater - Tank Blanket/Insulation_A_Achievable Technical Potential | F5 | Commercial | WA - Miscellaneous | Existing | Water Heating | Natural Gas | Water Heater - Tank Blanket/Insulation | A | Incremental Summer Peak Savings (MW) | Achievable Technical Potential | 0 | 0 | 0 | 0 | 0 | 0 | 0 | 0 | 0 | 0 | 0 | 0 | 0 | 0 | 0 | 0 | 0 | 0 | 0 | 0 | 0 | 0 | 0 | 0 | 0 | 0 | 0
F6_Commercial_WA - Miscellaneous_Existing_Water Heating_Natural Gas_Water Heater - Tank Blanket/Insulation_A_Achievable Technical Potential | F6 | Commercial | WA - Miscellaneous | Existing | Water Heating | Natural Gas | Water Heater - Tank Blanket/Insulation | A | Incremental Winter Peak Savings (MW) | Achievable Technical Potential | 0 | 0 | 0 | 0 | 0 | 0 | 0 | 0 | 0 | 0 | 0 | 0 | 0 | 0 | 0 | 0 | 0 | 0 | 0 | 0 | 0 | 0 | 0 | 0 | 0 | 0 | 0
F7_Commercial_WA - Miscellaneous_Existing_Water Heating_Natural Gas_Water Heater - Tank Blanket/Insulation_A_Achievable Technical Potential | F7 | Commercial | WA - Miscellaneous | Existing | Water Heating | Natural Gas | Water Heater - Tank Blanket/Insulation | A | Cumulative Energy Savings (MWh or mTherms) | Achievable Technical Potential | 0 | 0 | 0 | 1.5923 | 3.4948 | 5.7721 | 8.3656 | 11.2768 | 14.6409 | 18.292 | 21.9746 | 25.3934 | 28.2756 | 30.4586 | 31.908 | 32.6839 | 32.9768 | 32.8535 | 32.7555 | 32.6769 | 32.6198 | 32.5786 | 32.5487 | 32.527 | 32.4998 | 32.4936 | 32.4887
F8_Commercial_WA - Miscellaneous_Existing_Water Heating_Natural Gas_Water Heater - Tank Blanket/Insulation_A_Achievable Technical Potential | F8 | Commercial | WA - Miscellaneous | Existing | Water Heating | Natural Gas | Water Heater - Tank Blanket/Insulation | A | Cumulative Summer Peak Savings (MW) | Achievable Technical Potential | 0 | 0 | 0 | 0 | 0 | 0 | 0 | 0 | 0 | 0 | 0 | 0 | 0 | 0 | 0 | 0 | 0 | 0 | 0 | 0 | 0 | 0 | 0 | 0 | 0 | 0 | 0
F9_Commercial_WA - Miscellaneous_Existing_Water Heating_Natural Gas_Water Heater - Tank Blanket/Insulation_A_Achievable Technical Potential | F9 | Commercial | WA - Miscellaneous | Existing | Water Heating | Natural Gas | Water Heater - Tank Blanket/Insulation | A | Cumulative Winter Peak Savings (MW) | Achievable Technical Potential | 0 | 0 | 0 | 0 | 0 | 0 | 0 | 0 | 0 | 0 | 0 | 0 | 0 | 0 | 0 | 0 | 0 | 0 | 0 | 0 | 0 | 0 | 0 | 0 | 0 | 0 | 0
F10_Commercial_WA - Miscellaneous_Existing_Water Heating_Natural Gas_Water Heater - Tank Blanket/Insulation_A_Achievable Technical Potential | F10 | Commercial | WA - Miscellaneous | Existing | Water Heating | Natural Gas | Water Heater - Tank Blanket/Insulation | A | Purchases (Incremental) | Achievable Technical Potential | 0 | 0 | 0 | 4.3078 | 5.2893 | 6.4725 | 7.5135 | 8.5702 | 10.0195 | 10.9916 | 11.2287 | 10.5817 | 9.0959 | 7.0388 | 4.8305 | 2.8906 | 1.3501 | 0 | 0 | 0 | 0 | 0 | 0 | 0 | 0 | 0 | 0
F11_Commercial_WA - Miscellaneous_Existing_Water Heating_Natural Gas_Water Heater - Tank Blanket/Insulation_A_Achievable Technical Potential | F11 | Commercial | WA - Miscellaneous | Existing | Water Heating | Natural Gas | Water Heater - Tank Blanket/Insulation | A | Purchases (Cumulative) | Achievable Technical Potential | 0 | 0 | 0 | 4.3078 | 9.597 | 16.0695 | 23.5831 | 32.1532 | 42.1728 | 53.1643 | 64.393 | 74.9747 | 84.0706 | 91.1093 | 95.9399 | 98.8305 | 100.1806 | 100.1806 | 100.1806 | 100.1806 | 100.1806 | 100.1806 | 100.1806 | 100.1806 | 100.1806 | 100.1806 | 100.1806
F1_Commercial_WA - Miscellaneous_Existing_Water Heating_Natural Gas_Water Heater - Drainwater Heat Recovery_A_Achievable Technical Potential | F1 | Commercial | WA - Miscellaneous | Existing | Water Heating | Natural Gas | Water Heater - Drainwater Heat Recovery | A | Integrated Unit Energy Savings (kWh or therms) | Achievable Technical Potential | 0 | 0 | 234.0116 | 228.4833 | 222.993 | 217.7287 | 212.514 | 207.3487 | 202.0811 | 197.0367 | 192.136 | 187.6195 | 183.703 | 180.6033 | 179.1044 | 177.7866 | 176.8272 | 176.166 | 175.6405 | 175.2186 | 174.9127 | 174.6916 | 174.5316 | 174.4151 | 174.2689 | 174.236 | 174.2097
F2_Commercial_WA - Miscellaneous_Existing_Water Heating_Natural Gas_Water Heater - Drainwater Heat Recovery_A_Achievable Technical Potential | F2 | Commercial | WA - Miscellaneous | Existing | Water Heating | Natural Gas | Water Heater - Drainwater Heat Recovery | A | Integrated Unit Summer Peak Savings (kW) | Achievable Technical Potential | 0 | 0 | 0 | 0 | 0 | 0 | 0 | 0 | 0 | 0 | 0 | 0 | 0 | 0 | 0 | 0 | 0 | 0 | 0 | 0 | 0 | 0 | 0 | 0 | 0 | 0 | 0
F3_Commercial_WA - Miscellaneous_Existing_Water Heating_Natural Gas_Water Heater - Drainwater Heat Recovery_A_Achievable Technical Potential | F3 | Commercial | WA - Miscellaneous | Existing | Water Heating | Natural Gas | Water Heater - Drainwater Heat Recovery | A | Integrated Unit Winter Peak Savings (kW) | Achievable Technical Potential | 0 | 0 | 0 | 0 | 0 | 0 | 0 | 0 | 0 | 0 | 0 | 0 | 0 | 0 | 0 | 0 | 0 | 0 | 0 | 0 | 0 | 0 | 0 | 0 | 0 | 0 | 0
F4_Commercial_WA - Miscellaneous_Existing_Water Heating_Natural Gas_Water Heater - Drainwater Heat Recovery_A_Achievable Technical Potential | F4 | Commercial | WA - Miscellaneous | Existing | Water Heating | Natural Gas | Water Heater - Drainwater Heat Recovery | A | Incremental Energy Savings (MWh or mTherms) | Achievable Technical Potential | 0 | 0 | 0 | 0 | 0 | 0 | 0 | 0 | 0 | 0 | 0 | 0 | 0 | 0 | 0 | 0 | 0 | 0 | 0 | 0 | 0 | 0 | 0 | 0 | 0 | 0 | 0
F5_Commercial_WA - Miscellaneous_Existing_Water Heating_Natural Gas_Water Heater - Drainwater Heat Recovery_A_Achievable Technical Potential | F5 | Commercial | WA - Miscellaneous | Existing | Water Heating | Natural Gas | Water Heater - Drainwater Heat Recovery | A | Incremental Summer Peak Savings (MW) | Achievable Technical Potential | 0 | 0 | 0 | 0 | 0 | 0 | 0 | 0 | 0 | 0 | 0 | 0 | 0 | 0 | 0 | 0 | 0 | 0 | 0 | 0 | 0 | 0 | 0 | 0 | 0 | 0 | 0
F6_Commercial_WA - Miscellaneous_Existing_Water Heating_Natural Gas_Water Heater - Drainwater Heat Recovery_A_Achievable Technical Potential | F6 | Commercial | WA - Miscellaneous | Existing | Water Heating | Natural Gas | Water Heater - Drainwater Heat Recovery | A | Incremental Winter Peak Savings (MW) | Achievable Technical Potential | 0 | 0 | 0 | 0 | 0 | 0 | 0 | 0 | 0 | 0 | 0 | 0 | 0 | 0 | 0 | 0 | 0 | 0 | 0 | 0 | 0 | 0 | 0 | 0 | 0 | 0 | 0
F7_Commercial_WA - Miscellaneous_Existing_Water Heating_Natural Gas_Water Heater - Drainwater Heat Recovery_A_Achievable Technical Potential | F7 | Commercial | WA - Miscellaneous | Existing | Water Heating | Natural Gas | Water Heater - Drainwater Heat Recovery | A | Cumulative Energy Savings (MWh or mTherms) | Achievable Technical Potential | 0 | 0 | 0 | 0 | 0 | 0 | 0 | 0 | 0 | 0 | 0 | 0 | 0 | 0 | 0 | 0 | 0 | 0 | 0 | 0 | 0 | 0 | 0 | 0 | 0 | 0 | 0
F8_Commercial_WA - Miscellaneous_Existing_Water Heating_Natural Gas_Water Heater - Drainwater Heat Recovery_A_Achievable Technical Potential | F8 | Commercial | WA - Miscellaneous | Existing | Water Heating | Natural Gas | Water Heater - Drainwater Heat Recovery | A | Cumulative Summer Peak Savings (MW) | Achievable Technical Potential | 0 | 0 | 0 | 0 | 0 | 0 | 0 | 0 | 0 | 0 | 0 | 0 | 0 | 0 | 0 | 0 | 0 | 0 | 0 | 0 | 0 | 0 | 0 | 0 | 0 | 0 | 0
F9_Commercial_WA - Miscellaneous_Existing_Water Heating_Natural Gas_Water Heater - Drainwater Heat Recovery_A_Achievable Technical Potential | F9 | Commercial | WA - Miscellaneous | Existing | Water Heating | Natural Gas | Water Heater - Drainwater Heat Recovery | A | Cumulative Winter Peak Savings (MW) | Achievable Technical Potential | 0 | 0 | 0 | 0 | 0 | 0 | 0 | 0 | 0 | 0 | 0 | 0 | 0 | 0 | 0 | 0 | 0 | 0 | 0 | 0 | 0 | 0 | 0 | 0 | 0 | 0 | 0
F10_Commercial_WA - Miscellaneous_Existing_Water Heating_Natural Gas_Water Heater - Drainwater Heat Recovery_A_Achievable Technical Potential | F10 | Commercial | WA - Miscellaneous | Existing | Water Heating | Natural Gas | Water Heater - Drainwater Heat Recovery | A | Purchases (Incremental) | Achievable Technical Potential | 0 | 0 | 0 | 0 | 0 | 0 | 0 | 0 | 0 | 0 | 0 | 0 | 0 | 0 | 0 | 0 | 0 | 0 | 0 | 0 | 0 | 0 | 0 | 0 | 0 | 0 | 0
F11_Commercial_WA - Miscellaneous_Existing_Water Heating_Natural Gas_Water Heater - Drainwater Heat Recovery_A_Achievable Technical Potential | F11 | Commercial | WA - Miscellaneous | Existing | Water Heating | Natural Gas | Water Heater - Drainwater Heat Recovery | A | Purchases (Cumulative) | Achievable Technical Potential | 0 | 0 | 0 | 0 | 0 | 0 | 0 | 0 | 0 | 0 | 0 | 0 | 0 | 0 | 0 | 0 | 0 | 0 | 0 | 0 | 0 | 0 | 0 | 0 | 0 | 0 | 0
F1_Commercial_WA - Miscellaneous_Existing_Water Heating_Natural Gas_Water Heater - Circulation Pump Controls_A_Achievable Technical Potential | F1 | Commercial | WA - Miscellaneous | Existing | Water Heating | Natural Gas | Water Heater - Circulation Pump Controls | A | Integrated Unit Energy Savings (kWh or therms) | Achievable Technical Potential | 0 | 0 | 12287.1197 | 12065.3387 | 11857.4622 | 11675.9591 | 11508.7059 | 11355.3595 | 11213.0659 | 11092.4474 | 10981.1579 | 10879.1853 | 10786.7628 | 10709.1118 | 10645.1482 | 10579.8781 | 10528.4417 | 10489.0744 | 10457.7843 | 10432.6643 | 10414.4516 | 10401.2886 | 10391.7612 | 10384.8236 | 10376.1222 | 10374.1636 | 10372.5967
F2_Commercial_WA - Miscellaneous_Existing_Water Heating_Natural Gas_Water Heater - Circulation Pump Controls_A_Achievable Technical Potential | F2 | Commercial | WA - Miscellaneous | Existing | Water Heating | Natural Gas | Water Heater - Circulation Pump Controls | A | Integrated Unit Summer Peak Savings (kW) | Achievable Technical Potential | 0 | 0 | 0 | 0 | 0 | 0 | 0 | 0 | 0 | 0 | 0 | 0 | 0 | 0 | 0 | 0 | 0 | 0 | 0 | 0 | 0 | 0 | 0 | 0 | 0 | 0 | 0
F3_Commercial_WA - Miscellaneous_Existing_Water Heating_Natural Gas_Water Heater - Circulation Pump Controls_A_Achievable Technical Potential | F3 | Commercial | WA - Miscellaneous | Existing | Water Heating | Natural Gas | Water Heater - Circulation Pump Controls | A | Integrated Unit Winter Peak Savings (kW) | Achievable Technical Potential | 0 | 0 | 0 | 0 | 0 | 0 | 0 | 0 | 0 | 0 | 0 | 0 | 0 | 0 | 0 | 0 | 0 | 0 | 0 | 0 | 0 | 0 | 0 | 0 | 0 | 0 | 0
F4_Commercial_WA - Miscellaneous_Existing_Water Heating_Natural Gas_Water Heater - Circulation Pump Controls_A_Achievable Technical Potential | F4 | Commercial | WA - Miscellaneous | Existing | Water Heating | Natural Gas | Water Heater - Circulation Pump Controls | A | Incremental Energy Savings (MWh or mTherms) | Achievable Technical Potential | 0 | 0 | 0 | 8.891 | 10.7286 | 12.9277 | 14.7921 | 16.6475 | 19.219 | 20.8567 | 21.0929 | 19.6929 | 16.7839 | 12.8946 | 0.95198 | 0 | 0 | 0 | 0 | 0 | 0 | 0 | 0 | 0 | 0 | 0 | 0
F5_Commercial_WA - Miscellaneous_Existing_Water Heating_Natural Gas_Water Heater - Circulation Pump Controls_A_Achievable Technical Potential | F5 | Commercial | WA - Miscellaneous | Existing | Water Heating | Natural Gas | Water Heater - Circulation Pump Controls | A | Incremental Summer Peak Savings (MW) | Achievable Technical Potential | 0 | 0 | 0 | 0 | 0 | 0 | 0 | 0 | 0 | 0 | 0 | 0 | 0 | 0 | 0 | 0 | 0 | 0 | 0 | 0 | 0 | 0 | 0 | 0 | 0 | 0 | 0
F6_Commercial_WA - Miscellaneous_Existing_Water Heating_Natural Gas_Water Heater - Circulation Pump Controls_A_Achievable Technical Potential | F6 | Commercial | WA - Miscellaneous | Existing | Water Heating | Natural Gas | Water Heater - Circulation Pump Controls | A | Incremental Winter Peak Savings (MW) | Achievable Technical Potential | 0 | 0 | 0 | 0 | 0 | 0 | 0 | 0 | 0 | 0 | 0 | 0 | 0 | 0 | 0 | 0 | 0 | 0 | 0 | 0 | 0 | 0 | 0 | 0 | 0 | 0 | 0
F7_Commercial_WA - Miscellaneous_Existing_Water Heating_Natural Gas_Water Heater - Circulation Pump Controls_A_Achievable Technical Potential | F7 | Commercial | WA - Miscellaneous | Existing | Water Heating | Natural Gas | Water Heater - Circulation Pump Controls | A | Cumulative Energy Savings (MWh or mTherms) | Achievable Technical Potential | 0 | 0 | 0 | 8.891 | 19.4664 | 32.0962 | 46.4286 | 62.4574 | 80.8937 | 100.8803 | 120.961 | 139.5307 | 155.1292 | 166.9071 | 166.8622 | 165.8391 | 165.0328 | 164.4157 | 163.9252 | 163.5315 | 163.246 | 163.0397 | 162.8903 | 162.7816 | 162.6452 | 162.6145 | 162.5899
F8_Commercial_WA - Miscellaneous_Existing_Water Heating_Natural Gas_Water Heater - Circulation Pump Controls_A_Achievable Technical Potential | F8 | Commercial | WA - Miscellaneous | Existing | Water Heating | Natural Gas | Water Heater - Circulation Pump Controls | A | Cumulative Summer Peak Savings (MW) | Achievable Technical Potential | 0 | 0 | 0 | 0 | 0 | 0 | 0 | 0 | 0 | 0 | 0 | 0 | 0 | 0 | 0 | 0 | 0 | 0 | 0 | 0 | 0 | 0 | 0 | 0 | 0 | 0 | 0
F9_Commercial_WA - Miscellaneous_Existing_Water Heating_Natural Gas_Water Heater - Circulation Pump Controls_A_Achievable Technical Potential | F9 | Commercial | WA - Miscellaneous | Existing | Water Heating | Natural Gas | Water Heater - Circulation Pump Controls | A | Cumulative Winter Peak Savings (MW) | Achievable Technical Potential | 0 | 0 | 0 | 0 | 0 | 0 | 0 | 0 | 0 | 0 | 0 | 0 | 0 | 0 | 0 | 0 | 0 | 0 | 0 | 0 | 0 | 0 | 0 | 0 | 0 | 0 | 0
F10_Commercial_WA - Miscellaneous_Existing_Water Heating_Natural Gas_Water Heater - Circulation Pump Controls_A_Achievable Technical Potential | F10 | Commercial | WA - Miscellaneous | Existing | Water Heating | Natural Gas | Water Heater - Circulation Pump Controls | A | Purchases (Incremental) | Achievable Technical Potential | 0 | 0 | 0 | 0.7369 | 0.9048 | 1.1072 | 1.2853 | 1.466 | 1.714 | 1.8803 | 1.9208 | 1.8101 | 1.556 | 1.2041 | 0.089429 | 0 | 0 | 0 | 0 | 0 | 0 | 0 | 0 | 0 | 0 | 0 | 0
F11_Commercial_WA - Miscellaneous_Existing_Water Heating_Natural Gas_Water Heater - Circulation Pump Controls_A_Achievable Technical Potential | F11 | Commercial | WA - Miscellaneous | Existing | Water Heating | Natural Gas | Water Heater - Circulation Pump Controls | A | Purchases (Cumulative) | Achievable Technical Potential | 0 | 0 | 0 | 0.7369 | 1.6417 | 2.7489 | 4.0342 | 5.5003 | 7.2142 | 9.0945 | 11.0153 | 12.8255 | 14.3814 | 15.5855 | 15.6749 | 15.6749 | 15.6749 | 15.6749 | 15.6749 | 15.6749 | 15.6749 | 15.6749 | 15.6749 | 15.6749 | 15.6749 | 15.6749 | 15.6749
F1_Commercial_WA - Miscellaneous_Existing_Water Heating_Natural Gas_Water Heater - Pipe Insulation_A_Achievable Technical Potential | F1 | Commercial | WA - Miscellaneous | Existing | Water Heating | Natural Gas | Water Heater - Pipe Insulation | A | Integrated Unit Energy Savings (kWh or therms) | Achievable Technical Potential | 0 | 0 | 9.3932 | 9.1718 | 8.9519 | 8.7413 | 8.5327 | 8.3262 | 8.1156 | 7.9141 | 7.7183 | 7.5378 | 7.3813 | 7.2573 | 7.1975 | 7.1448 | 7.1064 | 7.0798 | 7.0587 | 7.0417 | 7.0294 | 7.0205 | 7.0141 | 7.0094 | 7.0035 | 7.0022 | 7.0012
F2_Commercial_WA - Miscellaneous_Existing_Water Heating_Natural Gas_Water Heater - Pipe Insulation_A_Achievable Technical Potential | F2 | Commercial | WA - Miscellaneous | Existing | Water Heating | Natural Gas | Water Heater - Pipe Insulation | A | Integrated Unit Summer Peak Savings (kW) | Achievable Technical Potential | 0 | 0 | 0 | 0 | 0 | 0 | 0 | 0 | 0 | 0 | 0 | 0 | 0 | 0 | 0 | 0 | 0 | 0 | 0 | 0 | 0 | 0 | 0 | 0 | 0 | 0 | 0
F3_Commercial_WA - Miscellaneous_Existing_Water Heating_Natural Gas_Water Heater - Pipe Insulation_A_Achievable Technical Potential | F3 | Commercial | WA - Miscellaneous | Existing | Water Heating | Natural Gas | Water Heater - Pipe Insulation | A | Integrated Unit Winter Peak Savings (kW) | Achievable Technical Potential | 0 | 0 | 0 | 0 | 0 | 0 | 0 | 0 | 0 | 0 | 0 | 0 | 0 | 0 | 0 | 0 | 0 | 0 | 0 | 0 | 0 | 0 | 0 | 0 | 0 | 0 | 0
F4_Commercial_WA - Miscellaneous_Existing_Water Heating_Natural Gas_Water Heater - Pipe Insulation_A_Achievable Technical Potential | F4 | Commercial | WA - Miscellaneous | Existing | Water Heating | Natural Gas | Water Heater - Pipe Insulation | A | Incremental Energy Savings (MWh or mTherms) | Achievable Technical Potential | 0 | 0 | 0 | 0.11382 | 0.1364 | 0.16299 | 0.18469 | 0.20556 | 0.23425 | 0.25059 | 0.24966 | 0.22977 | 0.19341 | 0.14715 | 0.10016 | 0.059496 | 0.027639 | 0 | 0 | 0 | 0 | 0 | 0 | 0 | 0 | 0 | 0
F5_Commercial_WA - Miscellaneous_Existing_Water Heating_Natural Gas_Water Heater - Pipe Insulation_A_Achievable Technical Potential | F5 | Commercial | WA - Miscellaneous | Existing | Water Heating | Natural Gas | Water Heater - Pipe Insulation | A | Incremental Summer Peak Savings (MW) | Achievable Technical Potential | 0 | 0 | 0 | 0 | 0 | 0 | 0 | 0 | 0 | 0 | 0 | 0 | 0 | 0 | 0 | 0 | 0 | 0 | 0 | 0 | 0 | 0 | 0 | 0 | 0 | 0 | 0
F6_Commercial_WA - Miscellaneous_Existing_Water Heating_Natural Gas_Water Heater - Pipe Insulation_A_Achievable Technical Potential | F6 | Commercial | WA - Miscellaneous | Existing | Water Heating | Natural Gas | Water Heater - Pipe Insulation | A | Incremental Winter Peak Savings (MW) | Achievable Technical Potential | 0 | 0 | 0 | 0 | 0 | 0 | 0 | 0 | 0 | 0 | 0 | 0 | 0 | 0 | 0 | 0 | 0 | 0 | 0 | 0 | 0 | 0 | 0 | 0 | 0 | 0 | 0
F7_Commercial_WA - Miscellaneous_Existing_Water Heating_Natural Gas_Water Heater - Pipe Insulation_A_Achievable Technical Potential | F7 | Commercial | WA - Miscellaneous | Existing | Water Heating | Natural Gas | Water Heater - Pipe Insulation | A | Cumulative Energy Savings (MWh or mTherms) | Achievable Technical Potential | 0 | 0 | 0 | 0.11382 | 0.24749 | 0.40465 | 0.57968 | 0.77121 | 0.98595 | 1.2121 | 1.4317 | 1.628 | 1.7876 | 1.9048 | 1.9892 | 2.0342 | 2.0508 | 2.0432 | 2.0371 | 2.0322 | 2.0286 | 2.0261 | 2.0242 | 2.0229 | 2.0212 | 2.0208 | 2.0205
F8_Commercial_WA - Miscellaneous_Existing_Water Heating_Natural Gas_Water Heater - Pipe Insulation_A_Achievable Technical Potential | F8 | Commercial | WA - Miscellaneous | Existing | Water Heating | Natural Gas | Water Heater - Pipe Insulation | A | Cumulative Summer Peak Savings (MW) | Achievable Technical Potential | 0 | 0 | 0 | 0 | 0 | 0 | 0 | 0 | 0 | 0 | 0 | 0 | 0 | 0 | 0 | 0 | 0 | 0 | 0 | 0 | 0 | 0 | 0 | 0 | 0 | 0 | 0
F9_Commercial_WA - Miscellaneous_Existing_Water Heating_Natural Gas_Water Heater - Pipe Insulation_A_Achievable Technical Potential | F9 | Commercial | WA - Miscellaneous | Existing | Water Heating | Natural Gas | Water Heater - Pipe Insulation | A | Cumulative Winter Peak Savings (MW) | Achievable Technical Potential | 0 | 0 | 0 | 0 | 0 | 0 | 0 | 0 | 0 | 0 | 0 | 0 | 0 | 0 | 0 | 0 | 0 | 0 | 0 | 0 | 0 | 0 | 0 | 0 | 0 | 0 | 0
F10_Commercial_WA - Miscellaneous_Existing_Water Heating_Natural Gas_Water Heater - Pipe Insulation_A_Achievable Technical Potential | F10 | Commercial | WA - Miscellaneous | Existing | Water Heating | Natural Gas | Water Heater - Pipe Insulation | A | Purchases (Incremental) | Achievable Technical Potential | 0 | 0 | 0 | 12.4095 | 15.2369 | 18.6455 | 21.6445 | 24.6883 | 28.8636 | 31.6638 | 32.3468 | 30.483 | 26.2027 | 20.2768 | 13.9155 | 8.3271 | 3.8893 | 0 | 0 | 0 | 0 | 0 | 0 | 0 | 0 | 0 | 0
F11_Commercial_WA - Miscellaneous_Existing_Water Heating_Natural Gas_Water Heater - Pipe Insulation_A_Achievable Technical Potential | F11 | Commercial | WA - Miscellaneous | Existing | Water Heating | Natural Gas | Water Heater - Pipe Insulation | A | Purchases (Cumulative) | Achievable Technical Potential | 0 | 0 | 0 | 12.4095 | 27.6464 | 46.2919 | 67.9364 | 92.6247 | 121.4883 | 153.1521 | 185.4989 | 215.9819 | 242.1846 | 262.4614 | 276.3769 | 284.704 | 288.5934 | 288.5934 | 288.5934 | 288.5934 | 288.5934 | 288.5934 | 288.5934 | 288.5934 | 288.5934 | 288.5934 | 288.5934
F1_Commercial_WA - Miscellaneous_Existing_Water Heating_Natural Gas_Water Heater - Motion Control Faucet_A_Achievable Technical Potential | F1 | Commercial | WA - Miscellaneous | Existing | Water Heating | Natural Gas | Water Heater - Motion Control Faucet | A | Integrated Unit Energy Savings (kWh or therms) | Achievable Technical Potential | 0 | 0 | 0 | 0 | 0 | 0 | 0 | 0 | 0 | 0 | 0 | 0 | 0 | 0 | 0 | 0 | 0 | 0 | 0 | 0 | 0 | 0 | 0 | 0 | 0 | 0 | 0
F2_Commercial_WA - Miscellaneous_Existing_Water Heating_Natural Gas_Water Heater - Motion Control Faucet_A_Achievable Technical Potential | F2 | Commercial | WA - Miscellaneous | Existing | Water Heating | Natural Gas | Water Heater - Motion Control Faucet | A | Integrated Unit Summer Peak Savings (kW) | Achievable Technical Potential | 0 | 0 | 0 | 0 | 0 | 0 | 0 | 0 | 0 | 0 | 0 | 0 | 0 | 0 | 0 | 0 | 0 | 0 | 0 | 0 | 0 | 0 | 0 | 0 | 0 | 0 | 0
F3_Commercial_WA - Miscellaneous_Existing_Water Heating_Natural Gas_Water Heater - Motion Control Faucet_A_Achievable Technical Potential | F3 | Commercial | WA - Miscellaneous | Existing | Water Heating | Natural Gas | Water Heater - Motion Control Faucet | A | Integrated Unit Winter Peak Savings (kW) | Achievable Technical Potential | 0 | 0 | 0 | 0 | 0 | 0 | 0 | 0 | 0 | 0 | 0 | 0 | 0 | 0 | 0 | 0 | 0 | 0 | 0 | 0 | 0 | 0 | 0 | 0 | 0 | 0 | 0
F4_Commercial_WA - Miscellaneous_Existing_Water Heating_Natural Gas_Water Heater - Motion Control Faucet_A_Achievable Technical Potential | F4 | Commercial | WA - Miscellaneous | Existing | Water Heating | Natural Gas | Water Heater - Motion Control Faucet | A | Incremental Energy Savings (MWh or mTherms) | Achievable Technical Potential | 0 | 0 | 0 | 0 | 0 | 0 | 0 | 0 | 0 | 0 | 0 | 0 | 0 | 0 | 0 | 0 | 0 | 0 | 0 | 0 | 0 | 0 | 0 | 0 | 0 | 0 | 0
F5_Commercial_WA - Miscellaneous_Existing_Water Heating_Natural Gas_Water Heater - Motion Control Faucet_A_Achievable Technical Potential | F5 | Commercial | WA - Miscellaneous | Existing | Water Heating | Natural Gas | Water Heater - Motion Control Faucet | A | Incremental Summer Peak Savings (MW) | Achievable Technical Potential | 0 | 0 | 0 | 0 | 0 | 0 | 0 | 0 | 0 | 0 | 0 | 0 | 0 | 0 | 0 | 0 | 0 | 0 | 0 | 0 | 0 | 0 | 0 | 0 | 0 | 0 | 0
F6_Commercial_WA - Miscellaneous_Existing_Water Heating_Natural Gas_Water Heater - Motion Control Faucet_A_Achievable Technical Potential | F6 | Commercial | WA - Miscellaneous | Existing | Water Heating | Natural Gas | Water Heater - Motion Control Faucet | A | Incremental Winter Peak Savings (MW) | Achievable Technical Potential | 0 | 0 | 0 | 0 | 0 | 0 | 0 | 0 | 0 | 0 | 0 | 0 | 0 | 0 | 0 | 0 | 0 | 0 | 0 | 0 | 0 | 0 | 0 | 0 | 0 | 0 | 0
F7_Commercial_WA - Miscellaneous_Existing_Water Heating_Natural Gas_Water Heater - Motion Control Faucet_A_Achievable Technical Potential | F7 | Commercial | WA - Miscellaneous | Existing | Water Heating | Natural Gas | Water Heater - Motion Control Faucet | A | Cumulative Energy Savings (MWh or mTherms) | Achievable Technical Potential | 0 | 0 | 0 | 0 | 0 | 0 | 0 | 0 | 0 | 0 | 0 | 0 | 0 | 0 | 0 | 0 | 0 | 0 | 0 | 0 | 0 | 0 | 0 | 0 | 0 | 0 | 0
F8_Commercial_WA - Miscellaneous_Existing_Water Heating_Natural Gas_Water Heater - Motion Control Faucet_A_Achievable Technical Potential | F8 | Commercial | WA - Miscellaneous | Existing | Water Heating | Natural Gas | Water Heater - Motion Control Faucet | A | Cumulative Summer Peak Savings (MW) | Achievable Technical Potential | 0 | 0 | 0 | 0 | 0 | 0 | 0 | 0 | 0 | 0 | 0 | 0 | 0 | 0 | 0 | 0 | 0 | 0 | 0 | 0 | 0 | 0 | 0 | 0 | 0 | 0 | 0
F9_Commercial_WA - Miscellaneous_Existing_Water Heating_Natural Gas_Water Heater - Motion Control Faucet_A_Achievable Technical Potential | F9 | Commercial | WA - Miscellaneous | Existing | Water Heating | Natural Gas | Water Heater - Motion Control Faucet | A | Cumulative Winter Peak Savings (MW) | Achievable Technical Potential | 0 | 0 | 0 | 0 | 0 | 0 | 0 | 0 | 0 | 0 | 0 | 0 | 0 | 0 | 0 | 0 | 0 | 0 | 0 | 0 | 0 | 0 | 0 | 0 | 0 | 0 | 0
F10_Commercial_WA - Miscellaneous_Existing_Water Heating_Natural Gas_Water Heater - Motion Control Faucet_A_Achievable Technical Potential | F10 | Commercial | WA - Miscellaneous | Existing | Water Heating | Natural Gas | Water Heater - Motion Control Faucet | A | Purchases (Incremental) | Achievable Technical Potential | 0 | 0 | 0 | 54118.2032 | 66448.5227 | 81313.5461 | 94392.2149 | 107666.2743 | 71756.6132 | 71638.1057 | 59751.6988 | 38544.8491 | 6604.3924 | 0 | 0 | 0 | 0 | 0 | 0 | 0 | 0 | 0 | 0 | 0 | 0 | 0 | 0
F11_Commercial_WA - Miscellaneous_Existing_Water Heating_Natural Gas_Water Heater - Motion Control Faucet_A_Achievable Technical Potential | F11 | Commercial | WA - Miscellaneous | Existing | Water Heating | Natural Gas | Water Heater - Motion Control Faucet | A | Purchases (Cumulative) | Achievable Technical Potential | 0 | 0 | 0 | 54118.2032 | 120566.7259 | 201880.272 | 296272.487 | 403938.7613 | 475695.3745 | 547333.4802 | 607085.179 | 645630.0281 | 652234.4205 | 652234.4205 | 652234.4205 | 652234.4205 | 652234.4205 | 652234.4205 | 652234.4205 | 652234.4205 | 652234.4205 | 652234.4205 | 652234.4205 | 652234.4205 | 652234.4205 | 652234.4205 | 652234.4205
F1_Commercial_WA - Miscellaneous_Existing_Water Heating_Natural Gas_Water Heater - Solar System_A_Achievable Technical Potential | F1 | Commercial | WA - Miscellaneous | Existing | Water Heating | Natural Gas | Water Heater - Solar System | A | Integrated Unit Energy Savings (kWh or therms) | Achievable Technical Potential | 0 | 0 | 75.135 | 73.4824 | 71.8587 | 70.3278 | 68.8272 | 67.3551 | 65.8704 | 64.4665 | 63.1165 | 61.8739 | 60.7887 | 59.9212 | 59.5316 | 59.1665 | 58.8789 | 58.6587 | 58.4838 | 58.3433 | 58.2414 | 58.1678 | 58.1145 | 58.0757 | 58.0271 | 58.0161 | 58.0074
F2_Commercial_WA - Miscellaneous_Existing_Water Heating_Natural Gas_Water Heater - Solar System_A_Achievable Technical Potential | F2 | Commercial | WA - Miscellaneous | Existing | Water Heating | Natural Gas | Water Heater - Solar System | A | Integrated Unit Summer Peak Savings (kW) | Achievable Technical Potential | 0 | 0 | 0 | 0 | 0 | 0 | 0 | 0 | 0 | 0 | 0 | 0 | 0 | 0 | 0 | 0 | 0 | 0 | 0 | 0 | 0 | 0 | 0 | 0 | 0 | 0 | 0
F3_Commercial_WA - Miscellaneous_Existing_Water Heating_Natural Gas_Water Heater - Solar System_A_Achievable Technical Potential | F3 | Commercial | WA - Miscellaneous | Existing | Water Heating | Natural Gas | Water Heater - Solar System | A | Integrated Unit Winter Peak Savings (kW) | Achievable Technical Potential | 0 | 0 | 0 | 0 | 0 | 0 | 0 | 0 | 0 | 0 | 0 | 0 | 0 | 0 | 0 | 0 | 0 | 0 | 0 | 0 | 0 | 0 | 0 | 0 | 0 | 0 | 0
F4_Commercial_WA - Miscellaneous_Existing_Water Heating_Natural Gas_Water Heater - Solar System_A_Achievable Technical Potential | F4 | Commercial | WA - Miscellaneous | Existing | Water Heating | Natural Gas | Water Heater - Solar System | A | Incremental Energy Savings (MWh or mTherms) | Achievable Technical Potential | 0 | 0 | 0 | 3.1163 | 3.5893 | 4.1525 | 4.5847 | 4.999 | 5.6071 | 5.9268 | 6.2977 | 6.0092 | 5.1485 | 3.9384 | 2.6729 | 2.067 | 0.8932 | 0 | 0 | 0 | 0 | 0 | 0 | 0 | 0 | 0 | 0
F5_Commercial_WA - Miscellaneous_Existing_Water Heating_Natural Gas_Water Heater - Solar System_A_Achievable Technical Potential | F5 | Commercial | WA - Miscellaneous | Existing | Water Heating | Natural Gas | Water Heater - Solar System | A | Incremental Summer Peak Savings (MW) | Achievable Technical Potential | 0 | 0 | 0 | 0 | 0 | 0 | 0 | 0 | 0 | 0 | 0 | 0 | 0 | 0 | 0 | 0 | 0 | 0 | 0 | 0 | 0 | 0 | 0 | 0 | 0 | 0 | 0
F6_Commercial_WA - Miscellaneous_Existing_Water Heating_Natural Gas_Water Heater - Solar System_A_Achievable Technical Potential | F6 | Commercial | WA - Miscellaneous | Existing | Water Heating | Natural Gas | Water Heater - Solar System | A | Incremental Winter Peak Savings (MW) | Achievable Technical Potential | 0 | 0 | 0 | 0 | 0 | 0 | 0 | 0 | 0 | 0 | 0 | 0 | 0 | 0 | 0 | 0 | 0 | 0 | 0 | 0 | 0 | 0 | 0 | 0 | 0 | 0 | 0
F7_Commercial_WA - Miscellaneous_Existing_Water Heating_Natural Gas_Water Heater - Solar System_A_Achievable Technical Potential | F7 | Commercial | WA - Miscellaneous | Existing | Water Heating | Natural Gas | Water Heater - Solar System | A | Cumulative Energy Savings (MWh or mTherms) | Achievable Technical Potential | 0 | 0 | 0 | 3.1163 | 6.6367 | 10.6478 | 15.0053 | 19.6833 | 24.8565 | 30.2535 | 35.9177 | 41.2197 | 45.6453 | 48.9324 | 51.2871 | 53.0396 | 53.6749 | 53.4742 | 53.3147 | 53.1867 | 53.0938 | 53.0267 | 52.9781 | 52.9428 | 52.8984 | 52.8884 | 52.8804
F8_Commercial_WA - Miscellaneous_Existing_Water Heating_Natural Gas_Water Heater - Solar System_A_Achievable Technical Potential | F8 | Commercial | WA - Miscellaneous | Existing | Water Heating | Natural Gas | Water Heater - Solar System | A | Cumulative Summer Peak Savings (MW) | Achievable Technical Potential | 0 | 0 | 0 | 0 | 0 | 0 | 0 | 0 | 0 | 0 | 0 | 0 | 0 | 0 | 0 | 0 | 0 | 0 | 0 | 0 | 0 | 0 | 0 | 0 | 0 | 0 | 0
F9_Commercial_WA - Miscellaneous_Existing_Water Heating_Natural Gas_Water Heater - Solar System_A_Achievable Technical Potential | F9 | Commercial | WA - Miscellaneous | Existing | Water Heating | Natural Gas | Water Heater - Solar System | A | Cumulative Winter Peak Savings (MW) | Achievable Technical Potential | 0 | 0 | 0 | 0 | 0 | 0 | 0 | 0 | 0 | 0 | 0 | 0 | 0 | 0 | 0 | 0 | 0 | 0 | 0 | 0 | 0 | 0 | 0 | 0 | 0 | 0 | 0
F10_Commercial_WA - Miscellaneous_Existing_Water Heating_Natural Gas_Water Heater - Solar System_A_Achievable Technical Potential | F10 | Commercial | WA - Miscellaneous | Existing | Water Heating | Natural Gas | Water Heater - Solar System | A | Purchases (Incremental) | Achievable Technical Potential | 0 | 0 | 0 | 42.4089 | 49.9487 | 59.0446 | 66.6117 | 74.2182 | 85.123 | 91.9358 | 99.7786 | 97.12 | 84.6956 | 65.7268 | 44.8987 | 34.9349 | 15.1701 | 0 | 0 | 0 | 0 | 0 | 0 | 0 | 0 | 0 | 0
F11_Commercial_WA - Miscellaneous_Existing_Water Heating_Natural Gas_Water Heater - Solar System_A_Achievable Technical Potential | F11 | Commercial | WA - Miscellaneous | Existing | Water Heating | Natural Gas | Water Heater - Solar System | A | Purchases (Cumulative) | Achievable Technical Potential | 0 | 0 | 0 | 42.4089 | 92.3577 | 151.4023 | 218.0141 | 292.2322 | 377.3552 | 469.291 | 569.0697 | 666.1897 | 750.8852 | 816.6121 | 861.5108 | 896.4457 | 911.6158 | 911.6158 | 911.6158 | 911.6158 | 911.6158 | 911.6158 | 911.6158 | 911.6158 | 911.6158 | 911.6158 | 911.6158
F1_Commercial_WA - Miscellaneous_Existing_Water Heating_Natural Gas_Commercial Laundry - Ozone Treatment_A_Achievable Technical Potential | F1 | Commercial | WA - Miscellaneous | Existing | Water Heating | Natural Gas | Commercial Laundry - Ozone Treatment | A | Integrated Unit Energy Savings (kWh or therms) | Achievable Technical Potential | 0 | 0 | 3430.1987 | 3349.1576 | 3268.6705 | 3191.4964 | 3115.0474 | 3039.3219 | 2962.0952 | 2888.1402 | 2816.2977 | 2750.0879 | 2692.6781 | 2647.2434 | 2625.2725 | 2605.9566 | 2591.8931 | 2582.2017 | 2574.4987 | 2568.3146 | 2563.831 | 2560.5906 | 2558.2451 | 2556.5372 | 2554.3951 | 2553.9129 | 2553.5272
F2_Commercial_WA - Miscellaneous_Existing_Water Heating_Natural Gas_Commercial Laundry - Ozone Treatment_A_Achievable Technical Potential | F2 | Commercial | WA - Miscellaneous | Existing | Water Heating | Natural Gas | Commercial Laundry - Ozone Treatment | A | Integrated Unit Summer Peak Savings (kW) | Achievable Technical Potential | 0 | 0 | 0 | 0 | 0 | 0 | 0 | 0 | 0 | 0 | 0 | 0 | 0 | 0 | 0 | 0 | 0 | 0 | 0 | 0 | 0 | 0 | 0 | 0 | 0 | 0 | 0
F3_Commercial_WA - Miscellaneous_Existing_Water Heating_Natural Gas_Commercial Laundry - Ozone Treatment_A_Achievable Technical Potential | F3 | Commercial | WA - Miscellaneous | Existing | Water Heating | Natural Gas | Commercial Laundry - Ozone Treatment | A | Integrated Unit Winter Peak Savings (kW) | Achievable Technical Potential | 0 | 0 | 0 | 0 | 0 | 0 | 0 | 0 | 0 | 0 | 0 | 0 | 0 | 0 | 0 | 0 | 0 | 0 | 0 | 0 | 0 | 0 | 0 | 0 | 0 | 0 | 0
F4_Commercial_WA - Miscellaneous_Existing_Water Heating_Natural Gas_Commercial Laundry - Ozone Treatment_A_Achievable Technical Potential | F4 | Commercial | WA - Miscellaneous | Existing | Water Heating | Natural Gas | Commercial Laundry - Ozone Treatment | A | Incremental Energy Savings (MWh or mTherms) | Achievable Technical Potential | 0 | 0 | 0 | 0.65814 | 0.78866 | 0.94231 | 1.0677 | 1.1882 | 1.3539 | 1.4481 | 1.4426 | 1.3275 | 1.1173 | 0.32979 | 0 | 0 | 0 | 0 | 0 | 0 | 0 | 0 | 0 | 0 | 0 | 0 | 0
F5_Commercial_WA - Miscellaneous_Existing_Water Heating_Natural Gas_Commercial Laundry - Ozone Treatment_A_Achievable Technical Potential | F5 | Commercial | WA - Miscellaneous | Existing | Water Heating | Natural Gas | Commercial Laundry - Ozone Treatment | A | Incremental Summer Peak Savings (MW) | Achievable Technical Potential | 0 | 0 | 0 | 0 | 0 | 0 | 0 | 0 | 0 | 0 | 0 | 0 | 0 | 0 | 0 | 0 | 0 | 0 | 0 | 0 | 0 | 0 | 0 | 0 | 0 | 0 | 0
F6_Commercial_WA - Miscellaneous_Existing_Water Heating_Natural Gas_Commercial Laundry - Ozone Treatment_A_Achievable Technical Potential | F6 | Commercial | WA - Miscellaneous | Existing | Water Heating | Natural Gas | Commercial Laundry - Ozone Treatment | A | Incremental Winter Peak Savings (MW) | Achievable Technical Potential | 0 | 0 | 0 | 0 | 0 | 0 | 0 | 0 | 0 | 0 | 0 | 0 | 0 | 0 | 0 | 0 | 0 | 0 | 0 | 0 | 0 | 0 | 0 | 0 | 0 | 0 | 0
F7_Commercial_WA - Miscellaneous_Existing_Water Heating_Natural Gas_Commercial Laundry - Ozone Treatment_A_Achievable Technical Potential | F7 | Commercial | WA - Miscellaneous | Existing | Water Heating | Natural Gas | Commercial Laundry - Ozone Treatment | A | Cumulative Energy Savings (MWh or mTherms) | Achievable Technical Potential | 0 | 0 | 0 | 0.65814 | 1.431 | 2.3395 | 3.3511 | 4.4579 | 5.6985 | 7.0043 | 8.2726 | 9.4056 | 10.3266 | 10.4821 | 10.3951 | 10.3186 | 10.2629 | 10.2246 | 10.1941 | 10.1696 | 10.1518 | 10.139 | 10.1297 | 10.1229 | 10.1145 | 10.1126 | 10.111
F8_Commercial_WA - Miscellaneous_Existing_Water Heating_Natural Gas_Commercial Laundry - Ozone Treatment_A_Achievable Technical Potential | F8 | Commercial | WA - Miscellaneous | Existing | Water Heating | Natural Gas | Commercial Laundry - Ozone Treatment | A | Cumulative Summer Peak Savings (MW) | Achievable Technical Potential | 0 | 0 | 0 | 0 | 0 | 0 | 0 | 0 | 0 | 0 | 0 | 0 | 0 | 0 | 0 | 0 | 0 | 0 | 0 | 0 | 0 | 0 | 0 | 0 | 0 | 0 | 0
F9_Commercial_WA - Miscellaneous_Existing_Water Heating_Natural Gas_Commercial Laundry - Ozone Treatment_A_Achievable Technical Potential | F9 | Commercial | WA - Miscellaneous | Existing | Water Heating | Natural Gas | Commercial Laundry - Ozone Treatment | A | Cumulative Winter Peak Savings (MW) | Achievable Technical Potential | 0 | 0 | 0 | 0 | 0 | 0 | 0 | 0 | 0 | 0 | 0 | 0 | 0 | 0 | 0 | 0 | 0 | 0 | 0 | 0 | 0 | 0 | 0 | 0 | 0 | 0 | 0
F10_Commercial_WA - Miscellaneous_Existing_Water Heating_Natural Gas_Commercial Laundry - Ozone Treatment_A_Achievable Technical Potential | F10 | Commercial | WA - Miscellaneous | Existing | Water Heating | Natural Gas | Commercial Laundry - Ozone Treatment | A | Purchases (Incremental) | Achievable Technical Potential | 0 | 0 | 0 | 0.19651 | 0.24128 | 0.29526 | 0.34275 | 0.39095 | 0.45706 | 0.5014 | 0.51222 | 0.48271 | 0.41493 | 0.12458 | 0 | 0 | 0 | 0 | 0 | 0 | 0 | 0 | 0 | 0 | 0 | 0 | 0
F11_Commercial_WA - Miscellaneous_Existing_Water Heating_Natural Gas_Commercial Laundry - Ozone Treatment_A_Achievable Technical Potential | F11 | Commercial | WA - Miscellaneous | Existing | Water Heating | Natural Gas | Commercial Laundry - Ozone Treatment | A | Purchases (Cumulative) | Achievable Technical Potential | 0 | 0 | 0 | 0.19651 | 0.43779 | 0.73304 | 1.0758 | 1.4667 | 1.9238 | 2.4252 | 2.9374 | 3.4201 | 3.8351 | 3.9596 | 3.9596 | 3.9596 | 3.9596 | 3.9596 | 3.9596 | 3.9596 | 3.9596 | 3.9596 | 3.9596 | 3.9596 | 3.9596 | 3.9596 | 3.9596
F1_Commercial_WA - Miscellaneous_Existing_Water Heating_Natural Gas_Commercial Laundry - ENERGY STAR Washer_A_Achievable Technical Potential | F1 | Commercial | WA - Miscellaneous | Existing | Water Heating | Natural Gas | Commercial Laundry - ENERGY STAR Washer | A | Integrated Unit Energy Savings (kWh or therms) | Achievable Technical Potential | 0 | 0 | 66.4425 | 64.8729 | 63.314 | 61.8194 | 60.3388 | 58.8722 | 57.3766 | 55.9443 | 54.5529 | 53.2705 | 52.1585 | 51.2784 | 50.8528 | 50.4787 | 50.2063 | 50.0185 | 49.8693 | 49.7495 | 49.6627 | 49.5999 | 49.5545 | 49.5214 | 49.4799 | 49.4706 | 49.4631
F2_Commercial_WA - Miscellaneous_Existing_Water Heating_Natural Gas_Commercial Laundry - ENERGY STAR Washer_A_Achievable Technical Potential | F2 | Commercial | WA - Miscellaneous | Existing | Water Heating | Natural Gas | Commercial Laundry - ENERGY STAR Washer | A | Integrated Unit Summer Peak Savings (kW) | Achievable Technical Potential | 0 | 0 | 0 | 0 | 0 | 0 | 0 | 0 | 0 | 0 | 0 | 0 | 0 | 0 | 0 | 0 | 0 | 0 | 0 | 0 | 0 | 0 | 0 | 0 | 0 | 0 | 0
F3_Commercial_WA - Miscellaneous_Existing_Water Heating_Natural Gas_Commercial Laundry - ENERGY STAR Washer_A_Achievable Technical Potential | F3 | Commercial | WA - Miscellaneous | Existing | Water Heating | Natural Gas | Commercial Laundry - ENERGY STAR Washer | A | Integrated Unit Winter Peak Savings (kW) | Achievable Technical Potential | 0 | 0 | 0 | 0 | 0 | 0 | 0 | 0 | 0 | 0 | 0 | 0 | 0 | 0 | 0 | 0 | 0 | 0 | 0 | 0 | 0 | 0 | 0 | 0 | 0 | 0 | 0
F4_Commercial_WA - Miscellaneous_Existing_Water Heating_Natural Gas_Commercial Laundry - ENERGY STAR Washer_A_Achievable Technical Potential | F4 | Commercial | WA - Miscellaneous | Existing | Water Heating | Natural Gas | Commercial Laundry - ENERGY STAR Washer | A | Incremental Energy Savings (MWh or mTherms) | Achievable Technical Potential | 0 | 0 | 0 | 0.0044417 | 0.0053226 | 0.0063595 | 0.0072056 | 0.0080191 | 0.0091372 | 0.0097734 | 0.0060008 | 0.004481 | 0.0021748 | 0 | 0 | 0 | 0 | 0 | 0 | 0 | 0 | 0 | 0 | 0 | 0 | 0 | 0
F5_Commercial_WA - Miscellaneous_Existing_Water Heating_Natural Gas_Commercial Laundry - ENERGY STAR Washer_A_Achievable Technical Potential | F5 | Commercial | WA - Miscellaneous | Existing | Water Heating | Natural Gas | Commercial Laundry - ENERGY STAR Washer | A | Incremental Summer Peak Savings (MW) | Achievable Technical Potential | 0 | 0 | 0 | 0 | 0 | 0 | 0 | 0 | 0 | 0 | 0 | 0 | 0 | 0 | 0 | 0 | 0 | 0 | 0 | 0 | 0 | 0 | 0 | 0 | 0 | 0 | 0
F6_Commercial_WA - Miscellaneous_Existing_Water Heating_Natural Gas_Commercial Laundry - ENERGY STAR Washer_A_Achievable Technical Potential | F6 | Commercial | WA - Miscellaneous | Existing | Water Heating | Natural Gas | Commercial Laundry - ENERGY STAR Washer | A | Incremental Winter Peak Savings (MW) | Achievable Technical Potential | 0 | 0 | 0 | 0 | 0 | 0 | 0 | 0 | 0 | 0 | 0 | 0 | 0 | 0 | 0 | 0 | 0 | 0 | 0 | 0 | 0 | 0 | 0 | 0 | 0 | 0 | 0
F7_Commercial_WA - Miscellaneous_Existing_Water Heating_Natural Gas_Commercial Laundry - ENERGY STAR Washer_A_Achievable Technical Potential | F7 | Commercial | WA - Miscellaneous | Existing | Water Heating | Natural Gas | Commercial Laundry - ENERGY STAR Washer | A | Cumulative Energy Savings (MWh or mTherms) | Achievable Technical Potential | 0 | 0 | 0 | 0.0044417 | 0.0096575 | 0.015789 | 0.022617 | 0.030086 | 0.038459 | 0.047272 | 0.052097 | 0.055354 | 0.056373 | 0.055422 | 0.054962 | 0.054557 | 0.054263 | 0.05406 | 0.053899 | 0.053769 | 0.053675 | 0.053607 | 0.053558 | 0.053523 | 0.053478 | 0.053468 | 0.05346
F8_Commercial_WA - Miscellaneous_Existing_Water Heating_Natural Gas_Commercial Laundry - ENERGY STAR Washer_A_Achievable Technical Potential | F8 | Commercial | WA - Miscellaneous | Existing | Water Heating | Natural Gas | Commercial Laundry - ENERGY STAR Washer | A | Cumulative Summer Peak Savings (MW) | Achievable Technical Potential | 0 | 0 | 0 | 0 | 0 | 0 | 0 | 0 | 0 | 0 | 0 | 0 | 0 | 0 | 0 | 0 | 0 | 0 | 0 | 0 | 0 | 0 | 0 | 0 | 0 | 0 | 0
F9_Commercial_WA - Miscellaneous_Existing_Water Heating_Natural Gas_Commercial Laundry - ENERGY STAR Washer_A_Achievable Technical Potential | F9 | Commercial | WA - Miscellaneous | Existing | Water Heating | Natural Gas | Commercial Laundry - ENERGY STAR Washer | A | Cumulative Winter Peak Savings (MW) | Achievable Technical Potential | 0 | 0 | 0 | 0 | 0 | 0 | 0 | 0 | 0 | 0 | 0 | 0 | 0 | 0 | 0 | 0 | 0 | 0 | 0 | 0 | 0 | 0 | 0 | 0 | 0 | 0 | 0
F10_Commercial_WA - Miscellaneous_Existing_Water Heating_Natural Gas_Commercial Laundry - ENERGY STAR Washer_A_Achievable Technical Potential | F10 | Commercial | WA - Miscellaneous | Existing | Water Heating | Natural Gas | Commercial Laundry - ENERGY STAR Washer | A | Purchases (Incremental) | Achievable Technical Potential | 0 | 0 | 0 | 0.068467 | 0.084067 | 0.10287 | 0.11942 | 0.13621 | 0.15925 | 0.1747 | 0.11 | 0.084117 | 0.041695 | 0 | 0 | 0 | 0 | 0 | 0 | 0 | 0 | 0 | 0 | 0 | 0 | 0 | 0
F11_Commercial_WA - Miscellaneous_Existing_Water Heating_Natural Gas_Commercial Laundry - ENERGY STAR Washer_A_Achievable Technical Potential | F11 | Commercial | WA - Miscellaneous | Existing | Water Heating | Natural Gas | Commercial Laundry - ENERGY STAR Washer | A | Purchases (Cumulative) | Achievable Technical Potential | 0 | 0 | 0 | 0.068467 | 0.15253 | 0.25541 | 0.37483 | 0.51104 | 0.67029 | 0.84499 | 0.95499 | 1.0391 | 1.0808 | 1.0808 | 1.0808 | 1.0808 | 1.0808 | 1.0808 | 1.0808 | 1.0808 | 1.0808 | 1.0808 | 1.0808 | 1.0808 | 1.0808 | 1.0808 | 1.0808
F1_Commercial_WA - Miscellaneous_Existing_Water Heating_Natural Gas_Water Heater - Efficient Dishwasher_A_Achievable Technical Potential | F1 | Commercial | WA - Miscellaneous | Existing | Water Heating | Natural Gas | Water Heater - Efficient Dishwasher | A | Integrated Unit Energy Savings (kWh or therms) | Achievable Technical Potential | 0 | 0 | 192.3854 | 187.8857 | 183.4251 | 179.1596 | 174.9421 | 170.7717 | 166.5266 | 162.4695 | 158.5282 | 154.8933 | 151.7373 | 149.2357 | 148.0372 | 146.9531 | 146.1624 | 145.6159 | 145.1815 | 144.8328 | 144.5799 | 144.3972 | 144.2649 | 144.1686 | 144.0478 | 144.0206 | 143.9989
F2_Commercial_WA - Miscellaneous_Existing_Water Heating_Natural Gas_Water Heater - Efficient Dishwasher_A_Achievable Technical Potential | F2 | Commercial | WA - Miscellaneous | Existing | Water Heating | Natural Gas | Water Heater - Efficient Dishwasher | A | Integrated Unit Summer Peak Savings (kW) | Achievable Technical Potential | 0 | 0 | 0 | 0 | 0 | 0 | 0 | 0 | 0 | 0 | 0 | 0 | 0 | 0 | 0 | 0 | 0 | 0 | 0 | 0 | 0 | 0 | 0 | 0 | 0 | 0 | 0
F3_Commercial_WA - Miscellaneous_Existing_Water Heating_Natural Gas_Water Heater - Efficient Dishwasher_A_Achievable Technical Potential | F3 | Commercial | WA - Miscellaneous | Existing | Water Heating | Natural Gas | Water Heater - Efficient Dishwasher | A | Integrated Unit Winter Peak Savings (kW) | Achievable Technical Potential | 0 | 0 | 0 | 0 | 0 | 0 | 0 | 0 | 0 | 0 | 0 | 0 | 0 | 0 | 0 | 0 | 0 | 0 | 0 | 0 | 0 | 0 | 0 | 0 | 0 | 0 | 0
F4_Commercial_WA - Miscellaneous_Existing_Water Heating_Natural Gas_Water Heater - Efficient Dishwasher_A_Achievable Technical Potential | F4 | Commercial | WA - Miscellaneous | Existing | Water Heating | Natural Gas | Water Heater - Efficient Dishwasher | A | Incremental Energy Savings (MWh or mTherms) | Achievable Technical Potential | 0 | 0 | 0 | 0.41536 | 0.49789 | 0.5951 | 0.67456 | 0.75108 | 0.85627 | 0.91646 | 0.91351 | 0.84114 | 0.7083 | 0.53907 | 0.36698 | 0 | 0 | 0 | 0 | 0 | 0 | 0 | 0 | 0 | 0 | 0 | 0
F5_Commercial_WA - Miscellaneous_Existing_Water Heating_Natural Gas_Water Heater - Efficient Dishwasher_A_Achievable Technical Potential | F5 | Commercial | WA - Miscellaneous | Existing | Water Heating | Natural Gas | Water Heater - Efficient Dishwasher | A | Incremental Summer Peak Savings (MW) | Achievable Technical Potential | 0 | 0 | 0 | 0 | 0 | 0 | 0 | 0 | 0 | 0 | 0 | 0 | 0 | 0 | 0 | 0 | 0 | 0 | 0 | 0 | 0 | 0 | 0 | 0 | 0 | 0 | 0
F6_Commercial_WA - Miscellaneous_Existing_Water Heating_Natural Gas_Water Heater - Efficient Dishwasher_A_Achievable Technical Potential | F6 | Commercial | WA - Miscellaneous | Existing | Water Heating | Natural Gas | Water Heater - Efficient Dishwasher | A | Incremental Winter Peak Savings (MW) | Achievable Technical Potential | 0 | 0 | 0 | 0 | 0 | 0 | 0 | 0 | 0 | 0 | 0 | 0 | 0 | 0 | 0 | 0 | 0 | 0 | 0 | 0 | 0 | 0 | 0 | 0 | 0 | 0 | 0
F7_Commercial_WA - Miscellaneous_Existing_Water Heating_Natural Gas_Water Heater - Efficient Dishwasher_A_Achievable Technical Potential | F7 | Commercial | WA - Miscellaneous | Existing | Water Heating | Natural Gas | Water Heater - Efficient Dishwasher | A | Cumulative Energy Savings (MWh or mTherms) | Achievable Technical Potential | 0 | 0 | 0 | 0.41536 | 0.90339 | 1.4775 | 2.1173 | 2.8179 | 3.6041 | 4.4327 | 5.2387 | 5.9597 | 6.5466 | 6.9778 | 7.2887 | 7.2353 | 7.1964 | 7.1695 | 7.1481 | 7.1309 | 7.1185 | 7.1095 | 7.103 | 7.0982 | 7.0923 | 7.0909 | 7.0899
F8_Commercial_WA - Miscellaneous_Existing_Water Heating_Natural Gas_Water Heater - Efficient Dishwasher_A_Achievable Technical Potential | F8 | Commercial | WA - Miscellaneous | Existing | Water Heating | Natural Gas | Water Heater - Efficient Dishwasher | A | Cumulative Summer Peak Savings (MW) | Achievable Technical Potential | 0 | 0 | 0 | 0 | 0 | 0 | 0 | 0 | 0 | 0 | 0 | 0 | 0 | 0 | 0 | 0 | 0 | 0 | 0 | 0 | 0 | 0 | 0 | 0 | 0 | 0 | 0
F9_Commercial_WA - Miscellaneous_Existing_Water Heating_Natural Gas_Water Heater - Efficient Dishwasher_A_Achievable Technical Potential | F9 | Commercial | WA - Miscellaneous | Existing | Water Heating | Natural Gas | Water Heater - Efficient Dishwasher | A | Cumulative Winter Peak Savings (MW) | Achievable Technical Potential | 0 | 0 | 0 | 0 | 0 | 0 | 0 | 0 | 0 | 0 | 0 | 0 | 0 | 0 | 0 | 0 | 0 | 0 | 0 | 0 | 0 | 0 | 0 | 0 | 0 | 0 | 0
F10_Commercial_WA - Miscellaneous_Existing_Water Heating_Natural Gas_Water Heater - Efficient Dishwasher_A_Achievable Technical Potential | F10 | Commercial | WA - Miscellaneous | Existing | Water Heating | Natural Gas | Water Heater - Efficient Dishwasher | A | Purchases (Incremental) | Achievable Technical Potential | 0 | 0 | 0 | 2.2107 | 2.7144 | 3.3216 | 3.8559 | 4.3981 | 5.1419 | 5.6408 | 5.7625 | 5.4304 | 4.6679 | 3.6122 | 2.479 | 0 | 0 | 0 | 0 | 0 | 0 | 0 | 0 | 0 | 0 | 0 | 0
F11_Commercial_WA - Miscellaneous_Existing_Water Heating_Natural Gas_Water Heater - Efficient Dishwasher_A_Achievable Technical Potential | F11 | Commercial | WA - Miscellaneous | Existing | Water Heating | Natural Gas | Water Heater - Efficient Dishwasher | A | Purchases (Cumulative) | Achievable Technical Potential | 0 | 0 | 0 | 2.2107 | 4.9251 | 8.2467 | 12.1026 | 16.5008 | 21.6427 | 27.2835 | 33.046 | 38.4764 | 43.1443 | 46.7566 | 49.2356 | 49.2356 | 49.2356 | 49.2356 | 49.2356 | 49.2356 | 49.2356 | 49.2356 | 49.2356 | 49.2356 | 49.2356 | 49.2356 | 49.2356
F1_Commercial_WA - Miscellaneous_Existing_Water Heating_Natural Gas_Commercial Laundry - Alternative Dry-Cleaning Methods_A_Achievable Technical Potential | F1 | Commercial | WA - Miscellaneous | Existing | Water Heating | Natural Gas | Commercial Laundry - Alternative Dry-Cleaning Methods | A | Integrated Unit Energy Savings (kWh or therms) | Achievable Technical Potential | 0 | 0 | 0 | 0 | 0 | 0 | 0 | 0 | 0 | 0 | 0 | 0 | 0 | 0 | 0 | 0 | 0 | 0 | 0 | 0 | 0 | 0 | 0 | 0 | 0 | 0 | 0
F2_Commercial_WA - Miscellaneous_Existing_Water Heating_Natural Gas_Commercial Laundry - Alternative Dry-Cleaning Methods_A_Achievable Technical Potential | F2 | Commercial | WA - Miscellaneous | Existing | Water Heating | Natural Gas | Commercial Laundry - Alternative Dry-Cleaning Methods | A | Integrated Unit Summer Peak Savings (kW) | Achievable Technical Potential | 0 | 0 | 0 | 0 | 0 | 0 | 0 | 0 | 0 | 0 | 0 | 0 | 0 | 0 | 0 | 0 | 0 | 0 | 0 | 0 | 0 | 0 | 0 | 0 | 0 | 0 | 0
F3_Commercial_WA - Miscellaneous_Existing_Water Heating_Natural Gas_Commercial Laundry - Alternative Dry-Cleaning Methods_A_Achievable Technical Potential | F3 | Commercial | WA - Miscellaneous | Existing | Water Heating | Natural Gas | Commercial Laundry - Alternative Dry-Cleaning Methods | A | Integrated Unit Winter Peak Savings (kW) | Achievable Technical Potential | 0 | 0 | 0 | 0 | 0 | 0 | 0 | 0 | 0 | 0 | 0 | 0 | 0 | 0 | 0 | 0 | 0 | 0 | 0 | 0 | 0 | 0 | 0 | 0 | 0 | 0 | 0
F4_Commercial_WA - Miscellaneous_Existing_Water Heating_Natural Gas_Commercial Laundry - Alternative Dry-Cleaning Methods_A_Achievable Technical Potential | F4 | Commercial | WA - Miscellaneous | Existing | Water Heating | Natural Gas | Commercial Laundry - Alternative Dry-Cleaning Methods | A | Incremental Energy Savings (MWh or mTherms) | Achievable Technical Potential | 0 | 0 | 0 | 0 | 0 | 0 | 0 | 0 | 0 | 0 | 0 | 0 | 0 | 0 | 0 | 0 | 0 | 0 | 0 | 0 | 0 | 0 | 0 | 0 | 0 | 0 | 0
F5_Commercial_WA - Miscellaneous_Existing_Water Heating_Natural Gas_Commercial Laundry - Alternative Dry-Cleaning Methods_A_Achievable Technical Potential | F5 | Commercial | WA - Miscellaneous | Existing | Water Heating | Natural Gas | Commercial Laundry - Alternative Dry-Cleaning Methods | A | Incremental Summer Peak Savings (MW) | Achievable Technical Potential | 0 | 0 | 0 | 0 | 0 | 0 | 0 | 0 | 0 | 0 | 0 | 0 | 0 | 0 | 0 | 0 | 0 | 0 | 0 | 0 | 0 | 0 | 0 | 0 | 0 | 0 | 0
F6_Commercial_WA - Miscellaneous_Existing_Water Heating_Natural Gas_Commercial Laundry - Alternative Dry-Cleaning Methods_A_Achievable Technical Potential | F6 | Commercial | WA - Miscellaneous | Existing | Water Heating | Natural Gas | Commercial Laundry - Alternative Dry-Cleaning Methods | A | Incremental Winter Peak Savings (MW) | Achievable Technical Potential | 0 | 0 | 0 | 0 | 0 | 0 | 0 | 0 | 0 | 0 | 0 | 0 | 0 | 0 | 0 | 0 | 0 | 0 | 0 | 0 | 0 | 0 | 0 | 0 | 0 | 0 | 0
F7_Commercial_WA - Miscellaneous_Existing_Water Heating_Natural Gas_Commercial Laundry - Alternative Dry-Cleaning Methods_A_Achievable Technical Potential | F7 | Commercial | WA - Miscellaneous | Existing | Water Heating | Natural Gas | Commercial Laundry - Alternative Dry-Cleaning Methods | A | Cumulative Energy Savings (MWh or mTherms) | Achievable Technical Potential | 0 | 0 | 0 | 0 | 0 | 0 | 0 | 0 | 0 | 0 | 0 | 0 | 0 | 0 | 0 | 0 | 0 | 0 | 0 | 0 | 0 | 0 | 0 | 0 | 0 | 0 | 0
F8_Commercial_WA - Miscellaneous_Existing_Water Heating_Natural Gas_Commercial Laundry - Alternative Dry-Cleaning Methods_A_Achievable Technical Potential | F8 | Commercial | WA - Miscellaneous | Existing | Water Heating | Natural Gas | Commercial Laundry - Alternative Dry-Cleaning Methods | A | Cumulative Summer Peak Savings (MW) | Achievable Technical Potential | 0 | 0 | 0 | 0 | 0 | 0 | 0 | 0 | 0 | 0 | 0 | 0 | 0 | 0 | 0 | 0 | 0 | 0 | 0 | 0 | 0 | 0 | 0 | 0 | 0 | 0 | 0
F9_Commercial_WA - Miscellaneous_Existing_Water Heating_Natural Gas_Commercial Laundry - Alternative Dry-Cleaning Methods_A_Achievable Technical Potential | F9 | Commercial | WA - Miscellaneous | Existing | Water Heating | Natural Gas | Commercial Laundry - Alternative Dry-Cleaning Methods | A | Cumulative Winter Peak Savings (MW) | Achievable Technical Potential | 0 | 0 | 0 | 0 | 0 | 0 | 0 | 0 | 0 | 0 | 0 | 0 | 0 | 0 | 0 | 0 | 0 | 0 | 0 | 0 | 0 | 0 | 0 | 0 | 0 | 0 | 0
F10_Commercial_WA - Miscellaneous_Existing_Water Heating_Natural Gas_Commercial Laundry - Alternative Dry-Cleaning Methods_A_Achievable Technical Potential | F10 | Commercial | WA - Miscellaneous | Existing | Water Heating | Natural Gas | Commercial Laundry - Alternative Dry-Cleaning Methods | A | Purchases (Incremental) | Achievable Technical Potential | 0 | 0 | 0 | 0.19651 | 0.24128 | 0.29526 | 0.34275 | 0.39095 | 0.45706 | 0.5014 | 0.51222 | 0.48271 | 0.41493 | 0.32109 | 0.22036 | 0.13186 | 0.061589 | 0 | 0 | 0 | 0 | 0 | 0 | 0 | 0 | 0 | 0
F11_Commercial_WA - Miscellaneous_Existing_Water Heating_Natural Gas_Commercial Laundry - Alternative Dry-Cleaning Methods_A_Achievable Technical Potential | F11 | Commercial | WA - Miscellaneous | Existing | Water Heating | Natural Gas | Commercial Laundry - Alternative Dry-Cleaning Methods | A | Purchases (Cumulative) | Achievable Technical Potential | 0 | 0 | 0 | 0.19651 | 0.43779 | 0.73304 | 1.0758 | 1.4667 | 1.9238 | 2.4252 | 2.9374 | 3.4201 | 3.8351 | 4.1561 | 4.3765 | 4.5084 | 4.5699 | 4.5699 | 4.5699 | 4.5699 | 4.5699 | 4.5699 | 4.5699 | 4.5699 | 4.5699 | 4.5699 | 4.5699
F1_Commercial_WA - Miscellaneous_Existing_Space Heating_Natural Gas_Advanced Kitchen Ventilation Controls_A_Achievable Technical Potential | F1 | Commercial | WA - Miscellaneous | Existing | Space Heating | Natural Gas | Advanced Kitchen Ventilation Controls | A | Integrated Unit Energy Savings (kWh or therms) | Achievable Technical Potential | 0 | 0 | 0.032416 | 0.032302 | 0.032185 | 0.032058 | 0.031923 | 0.031779 | 0.031623 | 0.031454 | 0.031272 | 0.031076 | 0.030868 | 0.030653 | 0.030434 | 0.030219 | 0.030015 | 0.02983 | 0.029668 | 0.029531 | 0.029411 | 0.029309 | 0.029214 | 0.029138 | 0.029066 | 0.028996 | 0.02893
F2_Commercial_WA - Miscellaneous_Existing_Space Heating_Natural Gas_Advanced Kitchen Ventilation Controls_A_Achievable Technical Potential | F2 | Commercial | WA - Miscellaneous | Existing | Space Heating | Natural Gas | Advanced Kitchen Ventilation Controls | A | Integrated Unit Summer Peak Savings (kW) | Achievable Technical Potential | 0 | 0 | 0 | 0 | 0 | 0 | 0 | 0 | 0 | 0 | 0 | 0 | 0 | 0 | 0 | 0 | 0 | 0 | 0 | 0 | 0 | 0 | 0 | 0 | 0 | 0 | 0
F3_Commercial_WA - Miscellaneous_Existing_Space Heating_Natural Gas_Advanced Kitchen Ventilation Controls_A_Achievable Technical Potential | F3 | Commercial | WA - Miscellaneous | Existing | Space Heating | Natural Gas | Advanced Kitchen Ventilation Controls | A | Integrated Unit Winter Peak Savings (kW) | Achievable Technical Potential | 0 | 0 | 0 | 0 | 0 | 0 | 0 | 0 | 0 | 0 | 0 | 0 | 0 | 0 | 0 | 0 | 0 | 0 | 0 | 0 | 0 | 0 | 0 | 0 | 0 | 0 | 0
F4_Commercial_WA - Miscellaneous_Existing_Space Heating_Natural Gas_Advanced Kitchen Ventilation Controls_A_Achievable Technical Potential | F4 | Commercial | WA - Miscellaneous | Existing | Space Heating | Natural Gas | Advanced Kitchen Ventilation Controls | A | Incremental Energy Savings (MWh or mTherms) | Achievable Technical Potential | 0 | 0 | 0 | 0.30503 | 0.62384 | 0.62138 | 0.61877 | 0.61597 | 0.61295 | 0.60968 | 0.60615 | 0.60235 | 0.59832 | 0.59415 | 0.5899 | 0.58573 | 0.58179 | 0.5782 | 0.2949 | 0 | 1.07e-15 | 0 | 0 | 0 | 0 | 0 | 0
F5_Commercial_WA - Miscellaneous_Existing_Space Heating_Natural Gas_Advanced Kitchen Ventilation Controls_A_Achievable Technical Potential | F5 | Commercial | WA - Miscellaneous | Existing | Space Heating | Natural Gas | Advanced Kitchen Ventilation Controls | A | Incremental Summer Peak Savings (MW) | Achievable Technical Potential | 0 | 0 | 0 | 0 | 0 | 0 | 0 | 0 | 0 | 0 | 0 | 0 | 0 | 0 | 0 | 0 | 0 | 0 | 0 | 0 | 0 | 0 | 0 | 0 | 0 | 0 | 0
F6_Commercial_WA - Miscellaneous_Existing_Space Heating_Natural Gas_Advanced Kitchen Ventilation Controls_A_Achievable Technical Potential | F6 | Commercial | WA - Miscellaneous | Existing | Space Heating | Natural Gas | Advanced Kitchen Ventilation Controls | A | Incremental Winter Peak Savings (MW) | Achievable Technical Potential | 0 | 0 | 0 | 0 | 0 | 0 | 0 | 0 | 0 | 0 | 0 | 0 | 0 | 0 | 0 | 0 | 0 | 0 | 0 | 0 | 0 | 0 | 0 | 0 | 0 | 0 | 0
F7_Commercial_WA - Miscellaneous_Existing_Space Heating_Natural Gas_Advanced Kitchen Ventilation Controls_A_Achievable Technical Potential | F7 | Commercial | WA - Miscellaneous | Existing | Space Heating | Natural Gas | Advanced Kitchen Ventilation Controls | A | Cumulative Energy Savings (MWh or mTherms) | Achievable Technical Potential | 0 | 0 | 0 | 0.30503 | 0.92777 | 1.5455 | 2.1578 | 2.764 | 3.3634 | 3.9551 | 4.5383 | 5.1123 | 5.6764 | 6.231 | 6.7763 | 7.3142 | 7.8467 | 8.3764 | 8.6258 | 8.586 | 8.5512 | 8.5215 | 8.4939 | 8.4718 | 8.4508 | 8.4306 | 8.4112
F8_Commercial_WA - Miscellaneous_Existing_Space Heating_Natural Gas_Advanced Kitchen Ventilation Controls_A_Achievable Technical Potential | F8 | Commercial | WA - Miscellaneous | Existing | Space Heating | Natural Gas | Advanced Kitchen Ventilation Controls | A | Cumulative Summer Peak Savings (MW) | Achievable Technical Potential | 0 | 0 | 0 | 0 | 0 | 0 | 0 | 0 | 0 | 0 | 0 | 0 | 0 | 0 | 0 | 0 | 0 | 0 | 0 | 0 | 0 | 0 | 0 | 0 | 0 | 0 | 0
F9_Commercial_WA - Miscellaneous_Existing_Space Heating_Natural Gas_Advanced Kitchen Ventilation Controls_A_Achievable Technical Potential | F9 | Commercial | WA - Miscellaneous | Existing | Space Heating | Natural Gas | Advanced Kitchen Ventilation Controls | A | Cumulative Winter Peak Savings (MW) | Achievable Technical Potential | 0 | 0 | 0 | 0 | 0 | 0 | 0 | 0 | 0 | 0 | 0 | 0 | 0 | 0 | 0 | 0 | 0 | 0 | 0 | 0 | 0 | 0 | 0 | 0 | 0 | 0 | 0
F10_Commercial_WA - Miscellaneous_Existing_Space Heating_Natural Gas_Advanced Kitchen Ventilation Controls_A_Achievable Technical Potential | F10 | Commercial | WA - Miscellaneous | Existing | Space Heating | Natural Gas | Advanced Kitchen Ventilation Controls | A | Purchases (Incremental) | Achievable Technical Potential | 0 | 0 | 0 | 9443.0469 | 19383.0964 | 19383.0964 | 19383.0964 | 19383.0964 | 19383.0964 | 19383.0964 | 19383.0964 | 19383.0964 | 19383.0964 | 19383.0964 | 19383.0964 | 19383.0964 | 19383.0964 | 19383.0964 | 9940.0494 | 0 | 3.638e-11 | 0 | 0 | 0 | 0 | 0 | 0
F11_Commercial_WA - Miscellaneous_Existing_Space Heating_Natural Gas_Advanced Kitchen Ventilation Controls_A_Achievable Technical Potential | F11 | Commercial | WA - Miscellaneous | Existing | Space Heating | Natural Gas | Advanced Kitchen Ventilation Controls | A | Purchases (Cumulative) | Achievable Technical Potential | 0 | 0 | 0 | 9443.0469 | 28826.1433 | 48209.2397 | 67592.336 | 86975.4324 | 106358.5288 | 125741.6251 | 145124.7215 | 164507.8179 | 183890.9142 | 203274.0106 | 222657.1069 | 242040.2033 | 261423.2997 | 280806.396 | 290746.4454 | 290746.4454 | 290746.4454 | 290746.4454 | 290746.4454 | 290746.4454 | 290746.4454 | 290746.4454 | 290746.4454
F1_Commercial_WA - Miscellaneous_Existing_Space Heating_Natural Gas_Infiltration Control - Loading Dock Sealing_A_Achievable Technical Potential | F1 | Commercial | WA - Miscellaneous | Existing | Space Heating | Natural Gas | Infiltration Control - Loading Dock Sealing | A | Integrated Unit Energy Savings (kWh or therms) | Achievable Technical Potential | 0 | 0 | 169.5708 | 168.477 | 167.1528 | 165.6226 | 163.9319 | 162.0306 | 159.9356 | 157.5878 | 154.9951 | 152.1936 | 149.2472 | 146.2662 | 143.2926 | 140.4158 | 137.738 | 135.3619 | 133.4107 | 131.9091 | 130.6837 | 129.8005 | 129 | 128.6598 | 128.3351 | 128.0244 | 127.7264
F2_Commercial_WA - Miscellaneous_Existing_Space Heating_Natural Gas_Infiltration Control - Loading Dock Sealing_A_Achievable Technical Potential | F2 | Commercial | WA - Miscellaneous | Existing | Space Heating | Natural Gas | Infiltration Control - Loading Dock Sealing | A | Integrated Unit Summer Peak Savings (kW) | Achievable Technical Potential | 0 | 0 | 0 | 0 | 0 | 0 | 0 | 0 | 0 | 0 | 0 | 0 | 0 | 0 | 0 | 0 | 0 | 0 | 0 | 0 | 0 | 0 | 0 | 0 | 0 | 0 | 0
F3_Commercial_WA - Miscellaneous_Existing_Space Heating_Natural Gas_Infiltration Control - Loading Dock Sealing_A_Achievable Technical Potential | F3 | Commercial | WA - Miscellaneous | Existing | Space Heating | Natural Gas | Infiltration Control - Loading Dock Sealing | A | Integrated Unit Winter Peak Savings (kW) | Achievable Technical Potential | 0 | 0 | 0 | 0 | 0 | 0 | 0 | 0 | 0 | 0 | 0 | 0 | 0 | 0 | 0 | 0 | 0 | 0 | 0 | 0 | 0 | 0 | 0 | 0 | 0 | 0 | 0
F4_Commercial_WA - Miscellaneous_Existing_Space Heating_Natural Gas_Infiltration Control - Loading Dock Sealing_A_Achievable Technical Potential | F4 | Commercial | WA - Miscellaneous | Existing | Space Heating | Natural Gas | Infiltration Control - Loading Dock Sealing | A | Incremental Energy Savings (MWh or mTherms) | Achievable Technical Potential | 0 | 0 | 0 | 0 | 0 | 0 | 0 | 0 | 0 | 0 | 0 | 0 | 0 | 0 | 0 | 0 | 0 | 0 | 0 | 0 | 0 | 0 | 0 | 0 | 0 | 0 | 0
F5_Commercial_WA - Miscellaneous_Existing_Space Heating_Natural Gas_Infiltration Control - Loading Dock Sealing_A_Achievable Technical Potential | F5 | Commercial | WA - Miscellaneous | Existing | Space Heating | Natural Gas | Infiltration Control - Loading Dock Sealing | A | Incremental Summer Peak Savings (MW) | Achievable Technical Potential | 0 | 0 | 0 | 0 | 0 | 0 | 0 | 0 | 0 | 0 | 0 | 0 | 0 | 0 | 0 | 0 | 0 | 0 | 0 | 0 | 0 | 0 | 0 | 0 | 0 | 0 | 0
F6_Commercial_WA - Miscellaneous_Existing_Space Heating_Natural Gas_Infiltration Control - Loading Dock Sealing_A_Achievable Technical Potential | F6 | Commercial | WA - Miscellaneous | Existing | Space Heating | Natural Gas | Infiltration Control - Loading Dock Sealing | A | Incremental Winter Peak Savings (MW) | Achievable Technical Potential | 0 | 0 | 0 | 0 | 0 | 0 | 0 | 0 | 0 | 0 | 0 | 0 | 0 | 0 | 0 | 0 | 0 | 0 | 0 | 0 | 0 | 0 | 0 | 0 | 0 | 0 | 0
F7_Commercial_WA - Miscellaneous_Existing_Space Heating_Natural Gas_Infiltration Control - Loading Dock Sealing_A_Achievable Technical Potential | F7 | Commercial | WA - Miscellaneous | Existing | Space Heating | Natural Gas | Infiltration Control - Loading Dock Sealing | A | Cumulative Energy Savings (MWh or mTherms) | Achievable Technical Potential | 0 | 0 | 0 | 0 | 0 | 0 | 0 | 0 | 0 | 0 | 0 | 0 | 0 | 0 | 0 | 0 | 0 | 0 | 0 | 0 | 0 | 0 | 0 | 0 | 0 | 0 | 0
F8_Commercial_WA - Miscellaneous_Existing_Space Heating_Natural Gas_Infiltration Control - Loading Dock Sealing_A_Achievable Technical Potential | F8 | Commercial | WA - Miscellaneous | Existing | Space Heating | Natural Gas | Infiltration Control - Loading Dock Sealing | A | Cumulative Summer Peak Savings (MW) | Achievable Technical Potential | 0 | 0 | 0 | 0 | 0 | 0 | 0 | 0 | 0 | 0 | 0 | 0 | 0 | 0 | 0 | 0 | 0 | 0 | 0 | 0 | 0 | 0 | 0 | 0 | 0 | 0 | 0
F9_Commercial_WA - Miscellaneous_Existing_Space Heating_Natural Gas_Infiltration Control - Loading Dock Sealing_A_Achievable Technical Potential | F9 | Commercial | WA - Miscellaneous | Existing | Space Heating | Natural Gas | Infiltration Control - Loading Dock Sealing | A | Cumulative Winter Peak Savings (MW) | Achievable Technical Potential | 0 | 0 | 0 | 0 | 0 | 0 | 0 | 0 | 0 | 0 | 0 | 0 | 0 | 0 | 0 | 0 | 0 | 0 | 0 | 0 | 0 | 0 | 0 | 0 | 0 | 0 | 0
F10_Commercial_WA - Miscellaneous_Existing_Space Heating_Natural Gas_Infiltration Control - Loading Dock Sealing_A_Achievable Technical Potential | F10 | Commercial | WA - Miscellaneous | Existing | Space Heating | Natural Gas | Infiltration Control - Loading Dock Sealing | A | Purchases (Incremental) | Achievable Technical Potential | 0 | 0 | 0 | 0 | 0 | 0 | 0 | 0 | 0 | 0 | 0 | 0 | 0 | 0 | 0 | 0 | 0 | 0 | 0 | 0 | 0 | 0 | 0 | 0 | 0 | 0 | 0
F11_Commercial_WA - Miscellaneous_Existing_Space Heating_Natural Gas_Infiltration Control - Loading Dock Sealing_A_Achievable Technical Potential | F11 | Commercial | WA - Miscellaneous | Existing | Space Heating | Natural Gas | Infiltration Control - Loading Dock Sealing | A | Purchases (Cumulative) | Achievable Technical Potential | 0 | 0 | 0 | 0 | 0 | 0 | 0 | 0 | 0 | 0 | 0 | 0 | 0 | 0 | 0 | 0 | 0 | 0 | 0 | 0 | 0 | 0 | 0 | 0 | 0 | 0 | 0
F1_Commercial_WA - Miscellaneous_Existing_Space Heating_Natural Gas_Greenhouse Heat Curtain_A_Achievable Technical Potential | F1 | Commercial | WA - Miscellaneous | Existing | Space Heating | Natural Gas | Greenhouse Heat Curtain | A | Integrated Unit Energy Savings (kWh or therms) | Achievable Technical Potential | 0 | 0 | 148.0581 | 147.103 | 145.9468 | 144.6108 | 143.1346 | 141.4745 | 139.6453 | 137.5953 | 135.3316 | 132.8855 | 130.3129 | 127.71 | 125.1137 | 122.6018 | 120.2638 | 118.1892 | 116.4855 | 115.1744 | 114.1044 | 113.3333 | 112.6344 | 112.3373 | 112.0538 | 111.7825 | 111.5223
F2_Commercial_WA - Miscellaneous_Existing_Space Heating_Natural Gas_Greenhouse Heat Curtain_A_Achievable Technical Potential | F2 | Commercial | WA - Miscellaneous | Existing | Space Heating | Natural Gas | Greenhouse Heat Curtain | A | Integrated Unit Summer Peak Savings (kW) | Achievable Technical Potential | 0 | 0 | 0 | 0 | 0 | 0 | 0 | 0 | 0 | 0 | 0 | 0 | 0 | 0 | 0 | 0 | 0 | 0 | 0 | 0 | 0 | 0 | 0 | 0 | 0 | 0 | 0
F3_Commercial_WA - Miscellaneous_Existing_Space Heating_Natural Gas_Greenhouse Heat Curtain_A_Achievable Technical Potential | F3 | Commercial | WA - Miscellaneous | Existing | Space Heating | Natural Gas | Greenhouse Heat Curtain | A | Integrated Unit Winter Peak Savings (kW) | Achievable Technical Potential | 0 | 0 | 0 | 0 | 0 | 0 | 0 | 0 | 0 | 0 | 0 | 0 | 0 | 0 | 0 | 0 | 0 | 0 | 0 | 0 | 0 | 0 | 0 | 0 | 0 | 0 | 0
F4_Commercial_WA - Miscellaneous_Existing_Space Heating_Natural Gas_Greenhouse Heat Curtain_A_Achievable Technical Potential | F4 | Commercial | WA - Miscellaneous | Existing | Space Heating | Natural Gas | Greenhouse Heat Curtain | A | Incremental Energy Savings (MWh or mTherms) | Achievable Technical Potential | 0 | 0 | 0 | 0 | 0 | 0 | 0 | 0 | 0 | 0 | 0 | 0 | 0 | 0 | 0 | 0 | 0 | 0 | 0 | 0 | 0 | 0 | 0 | 0 | 0 | 0 | 0
F5_Commercial_WA - Miscellaneous_Existing_Space Heating_Natural Gas_Greenhouse Heat Curtain_A_Achievable Technical Potential | F5 | Commercial | WA - Miscellaneous | Existing | Space Heating | Natural Gas | Greenhouse Heat Curtain | A | Incremental Summer Peak Savings (MW) | Achievable Technical Potential | 0 | 0 | 0 | 0 | 0 | 0 | 0 | 0 | 0 | 0 | 0 | 0 | 0 | 0 | 0 | 0 | 0 | 0 | 0 | 0 | 0 | 0 | 0 | 0 | 0 | 0 | 0
F6_Commercial_WA - Miscellaneous_Existing_Space Heating_Natural Gas_Greenhouse Heat Curtain_A_Achievable Technical Potential | F6 | Commercial | WA - Miscellaneous | Existing | Space Heating | Natural Gas | Greenhouse Heat Curtain | A | Incremental Winter Peak Savings (MW) | Achievable Technical Potential | 0 | 0 | 0 | 0 | 0 | 0 | 0 | 0 | 0 | 0 | 0 | 0 | 0 | 0 | 0 | 0 | 0 | 0 | 0 | 0 | 0 | 0 | 0 | 0 | 0 | 0 | 0
F7_Commercial_WA - Miscellaneous_Existing_Space Heating_Natural Gas_Greenhouse Heat Curtain_A_Achievable Technical Potential | F7 | Commercial | WA - Miscellaneous | Existing | Space Heating | Natural Gas | Greenhouse Heat Curtain | A | Cumulative Energy Savings (MWh or mTherms) | Achievable Technical Potential | 0 | 0 | 0 | 0 | 0 | 0 | 0 | 0 | 0 | 0 | 0 | 0 | 0 | 0 | 0 | 0 | 0 | 0 | 0 | 0 | 0 | 0 | 0 | 0 | 0 | 0 | 0
F8_Commercial_WA - Miscellaneous_Existing_Space Heating_Natural Gas_Greenhouse Heat Curtain_A_Achievable Technical Potential | F8 | Commercial | WA - Miscellaneous | Existing | Space Heating | Natural Gas | Greenhouse Heat Curtain | A | Cumulative Summer Peak Savings (MW) | Achievable Technical Potential | 0 | 0 | 0 | 0 | 0 | 0 | 0 | 0 | 0 | 0 | 0 | 0 | 0 | 0 | 0 | 0 | 0 | 0 | 0 | 0 | 0 | 0 | 0 | 0 | 0 | 0 | 0
F9_Commercial_WA - Miscellaneous_Existing_Space Heating_Natural Gas_Greenhouse Heat Curtain_A_Achievable Technical Potential | F9 | Commercial | WA - Miscellaneous | Existing | Space Heating | Natural Gas | Greenhouse Heat Curtain | A | Cumulative Winter Peak Savings (MW) | Achievable Technical Potential | 0 | 0 | 0 | 0 | 0 | 0 | 0 | 0 | 0 | 0 | 0 | 0 | 0 | 0 | 0 | 0 | 0 | 0 | 0 | 0 | 0 | 0 | 0 | 0 | 0 | 0 | 0
F10_Commercial_WA - Miscellaneous_Existing_Space Heating_Natural Gas_Greenhouse Heat Curtain_A_Achievable Technical Potential | F10 | Commercial | WA - Miscellaneous | Existing | Space Heating | Natural Gas | Greenhouse Heat Curtain | A | Purchases (Incremental) | Achievable Technical Potential | 0 | 0 | 0 | 0 | 0 | 0 | 0 | 0 | 0 | 0 | 0 | 0 | 0 | 0 | 0 | 0 | 0 | 0 | 0 | 0 | 0 | 0 | 0 | 0 | 0 | 0 | 0
F11_Commercial_WA - Miscellaneous_Existing_Space Heating_Natural Gas_Greenhouse Heat Curtain_A_Achievable Technical Potential | F11 | Commercial | WA - Miscellaneous | Existing | Space Heating | Natural Gas | Greenhouse Heat Curtain | A | Purchases (Cumulative) | Achievable Technical Potential | 0 | 0 | 0 | 0 | 0 | 0 | 0 | 0 | 0 | 0 | 0 | 0 | 0 | 0 | 0 | 0 | 0 | 0 | 0 | 0 | 0 | 0 | 0 | 0 | 0 | 0 | 0
F1_Commercial_WA - Miscellaneous_Existing_Space Heating_Natural Gas_Ventilation - Parking Garages, Demand Controlled_A_Achievable Technical Potential | F1 | Commercial | WA - Miscellaneous | Existing | Space Heating | Natural Gas | Ventilation - Parking Garages, Demand Controlled | A | Integrated Unit Energy Savings (kWh or therms) | Achievable Technical Potential | 0 | 0 | 0 | 0 | 0 | 0 | 0 | 0 | 0 | 0 | 0 | 0 | 0 | 0 | 0 | 0 | 0 | 0 | 0 | 0 | 0 | 0 | 0 | 0 | 0 | 0 | 0
F2_Commercial_WA - Miscellaneous_Existing_Space Heating_Natural Gas_Ventilation - Parking Garages, Demand Controlled_A_Achievable Technical Potential | F2 | Commercial | WA - Miscellaneous | Existing | Space Heating | Natural Gas | Ventilation - Parking Garages, Demand Controlled | A | Integrated Unit Summer Peak Savings (kW) | Achievable Technical Potential | 0 | 0 | 0 | 0 | 0 | 0 | 0 | 0 | 0 | 0 | 0 | 0 | 0 | 0 | 0 | 0 | 0 | 0 | 0 | 0 | 0 | 0 | 0 | 0 | 0 | 0 | 0
F3_Commercial_WA - Miscellaneous_Existing_Space Heating_Natural Gas_Ventilation - Parking Garages, Demand Controlled_A_Achievable Technical Potential | F3 | Commercial | WA - Miscellaneous | Existing | Space Heating | Natural Gas | Ventilation - Parking Garages, Demand Controlled | A | Integrated Unit Winter Peak Savings (kW) | Achievable Technical Potential | 0 | 0 | 0 | 0 | 0 | 0 | 0 | 0 | 0 | 0 | 0 | 0 | 0 | 0 | 0 | 0 | 0 | 0 | 0 | 0 | 0 | 0 | 0 | 0 | 0 | 0 | 0
F4_Commercial_WA - Miscellaneous_Existing_Space Heating_Natural Gas_Ventilation - Parking Garages, Demand Controlled_A_Achievable Technical Potential | F4 | Commercial | WA - Miscellaneous | Existing | Space Heating | Natural Gas | Ventilation - Parking Garages, Demand Controlled | A | Incremental Energy Savings (MWh or mTherms) | Achievable Technical Potential | 0 | 0 | 0 | 0 | 0 | 0 | 0 | 0 | 0 | 0 | 0 | 0 | 0 | 0 | 0 | 0 | 0 | 0 | 0 | 0 | 0 | 0 | 0 | 0 | 0 | 0 | 0
F5_Commercial_WA - Miscellaneous_Existing_Space Heating_Natural Gas_Ventilation - Parking Garages, Demand Controlled_A_Achievable Technical Potential | F5 | Commercial | WA - Miscellaneous | Existing | Space Heating | Natural Gas | Ventilation - Parking Garages, Demand Controlled | A | Incremental Summer Peak Savings (MW) | Achievable Technical Potential | 0 | 0 | 0 | 0 | 0 | 0 | 0 | 0 | 0 | 0 | 0 | 0 | 0 | 0 | 0 | 0 | 0 | 0 | 0 | 0 | 0 | 0 | 0 | 0 | 0 | 0 | 0
F6_Commercial_WA - Miscellaneous_Existing_Space Heating_Natural Gas_Ventilation - Parking Garages, Demand Controlled_A_Achievable Technical Potential | F6 | Commercial | WA - Miscellaneous | Existing | Space Heating | Natural Gas | Ventilation - Parking Garages, Demand Controlled | A | Incremental Winter Peak Savings (MW) | Achievable Technical Potential | 0 | 0 | 0 | 0 | 0 | 0 | 0 | 0 | 0 | 0 | 0 | 0 | 0 | 0 | 0 | 0 | 0 | 0 | 0 | 0 | 0 | 0 | 0 | 0 | 0 | 0 | 0
F7_Commercial_WA - Miscellaneous_Existing_Space Heating_Natural Gas_Ventilation - Parking Garages, Demand Controlled_A_Achievable Technical Potential | F7 | Commercial | WA - Miscellaneous | Existing | Space Heating | Natural Gas | Ventilation - Parking Garages, Demand Controlled | A | Cumulative Energy Savings (MWh or mTherms) | Achievable Technical Potential | 0 | 0 | 0 | 0 | 0 | 0 | 0 | 0 | 0 | 0 | 0 | 0 | 0 | 0 | 0 | 0 | 0 | 0 | 0 | 0 | 0 | 0 | 0 | 0 | 0 | 0 | 0
F8_Commercial_WA - Miscellaneous_Existing_Space Heating_Natural Gas_Ventilation - Parking Garages, Demand Controlled_A_Achievable Technical Potential | F8 | Commercial | WA - Miscellaneous | Existing | Space Heating | Natural Gas | Ventilation - Parking Garages, Demand Controlled | A | Cumulative Summer Peak Savings (MW) | Achievable Technical Potential | 0 | 0 | 0 | 0 | 0 | 0 | 0 | 0 | 0 | 0 | 0 | 0 | 0 | 0 | 0 | 0 | 0 | 0 | 0 | 0 | 0 | 0 | 0 | 0 | 0 | 0 | 0
F9_Commercial_WA - Miscellaneous_Existing_Space Heating_Natural Gas_Ventilation - Parking Garages, Demand Controlled_A_Achievable Technical Potential | F9 | Commercial | WA - Miscellaneous | Existing | Space Heating | Natural Gas | Ventilation - Parking Garages, Demand Controlled | A | Cumulative Winter Peak Savings (MW) | Achievable Technical Potential | 0 | 0 | 0 | 0 | 0 | 0 | 0 | 0 | 0 | 0 | 0 | 0 | 0 | 0 | 0 | 0 | 0 | 0 | 0 | 0 | 0 | 0 | 0 | 0 | 0 | 0 | 0
F10_Commercial_WA - Miscellaneous_Existing_Space Heating_Natural Gas_Ventilation - Parking Garages, Demand Controlled_A_Achievable Technical Potential | F10 | Commercial | WA - Miscellaneous | Existing | Space Heating | Natural Gas | Ventilation - Parking Garages, Demand Controlled | A | Purchases (Incremental) | Achievable Technical Potential | 0 | 0 | 0 | 0 | 0 | 0 | 0 | 0 | 0 | 0 | 0 | 0 | 0 | 0 | 0 | 0 | 0 | 0 | 0 | 0 | 0 | 0 | 0 | 0 | 0 | 0 | 0
F11_Commercial_WA - Miscellaneous_Existing_Space Heating_Natural Gas_Ventilation - Parking Garages, Demand Controlled_A_Achievable Technical Potential | F11 | Commercial | WA - Miscellaneous | Existing | Space Heating | Natural Gas | Ventilation - Parking Garages, Demand Controlled | A | Purchases (Cumulative) | Achievable Technical Potential | 0 | 0 | 0 | 0 | 0 | 0 | 0 | 0 | 0 | 0 | 0 | 0 | 0 | 0 | 0 | 0 | 0 | 0 | 0 | 0 | 0 | 0 | 0 | 0 | 0 | 0 | 0
F1_Commercial_WA - Miscellaneous_Existing_Miscellaneous_Natural Gas_Pool Heater - Night Covers_A_Achievable Technical Potential | F1 | Commercial | WA - Miscellaneous | Existing | Miscellaneous | Natural Gas | Pool Heater - Night Covers | A | Integrated Unit Energy Savings (kWh or therms) | Achievable Technical Potential | 0 | 0 | 0.00010507 | 0.00010507 | 0.00010507 | 0.00010507 | 0.00010507 | 0.00010507 | 0.00010507 | 0.00010507 | 0.00010507 | 0.00010507 | 0.00010507 | 0.00010507 | 0.00010507 | 0.00010507 | 0.00010507 | 0.00010507 | 0.00010507 | 0.00010507 | 0.00010507 | 0.00010507 | 0.00010507 | 0.00010507 | 0.00010507 | 0.00010507 | 0.00010507
F2_Commercial_WA - Miscellaneous_Existing_Miscellaneous_Natural Gas_Pool Heater - Night Covers_A_Achievable Technical Potential | F2 | Commercial | WA - Miscellaneous | Existing | Miscellaneous | Natural Gas | Pool Heater - Night Covers | A | Integrated Unit Summer Peak Savings (kW) | Achievable Technical Potential | 0 | 0 | 0 | 0 | 0 | 0 | 0 | 0 | 0 | 0 | 0 | 0 | 0 | 0 | 0 | 0 | 0 | 0 | 0 | 0 | 0 | 0 | 0 | 0 | 0 | 0 | 0
F3_Commercial_WA - Miscellaneous_Existing_Miscellaneous_Natural Gas_Pool Heater - Night Covers_A_Achievable Technical Potential | F3 | Commercial | WA - Miscellaneous | Existing | Miscellaneous | Natural Gas | Pool Heater - Night Covers | A | Integrated Unit Winter Peak Savings (kW) | Achievable Technical Potential | 0 | 0 | 0 | 0 | 0 | 0 | 0 | 0 | 0 | 0 | 0 | 0 | 0 | 0 | 0 | 0 | 0 | 0 | 0 | 0 | 0 | 0 | 0 | 0 | 0 | 0 | 0
F4_Commercial_WA - Miscellaneous_Existing_Miscellaneous_Natural Gas_Pool Heater - Night Covers_A_Achievable Technical Potential | F4 | Commercial | WA - Miscellaneous | Existing | Miscellaneous | Natural Gas | Pool Heater - Night Covers | A | Incremental Energy Savings (MWh or mTherms) | Achievable Technical Potential | 0 | 0 | 0 | 2.58e-05 | 2.58e-05 | 2.58e-05 | 2.58e-05 | 2.58e-05 | 0 | 0 | 0 | 0 | 0 | 0 | 0 | 0 | 0 | 0 | 0 | 0 | 0 | 0 | 0 | 0 | 0 | 0 | 0
F5_Commercial_WA - Miscellaneous_Existing_Miscellaneous_Natural Gas_Pool Heater - Night Covers_A_Achievable Technical Potential | F5 | Commercial | WA - Miscellaneous | Existing | Miscellaneous | Natural Gas | Pool Heater - Night Covers | A | Incremental Summer Peak Savings (MW) | Achievable Technical Potential | 0 | 0 | 0 | 0 | 0 | 0 | 0 | 0 | 0 | 0 | 0 | 0 | 0 | 0 | 0 | 0 | 0 | 0 | 0 | 0 | 0 | 0 | 0 | 0 | 0 | 0 | 0
F6_Commercial_WA - Miscellaneous_Existing_Miscellaneous_Natural Gas_Pool Heater - Night Covers_A_Achievable Technical Potential | F6 | Commercial | WA - Miscellaneous | Existing | Miscellaneous | Natural Gas | Pool Heater - Night Covers | A | Incremental Winter Peak Savings (MW) | Achievable Technical Potential | 0 | 0 | 0 | 0 | 0 | 0 | 0 | 0 | 0 | 0 | 0 | 0 | 0 | 0 | 0 | 0 | 0 | 0 | 0 | 0 | 0 | 0 | 0 | 0 | 0 | 0 | 0
F7_Commercial_WA - Miscellaneous_Existing_Miscellaneous_Natural Gas_Pool Heater - Night Covers_A_Achievable Technical Potential | F7 | Commercial | WA - Miscellaneous | Existing | Miscellaneous | Natural Gas | Pool Heater - Night Covers | A | Cumulative Energy Savings (MWh or mTherms) | Achievable Technical Potential | 0 | 0 | 0 | 2.58e-05 | 5.16e-05 | 7.74e-05 | 0.0001032 | 0.000129 | 0.000129 | 0.000129 | 0.000129 | 0.000129 | 0.000129 | 0.000129 | 0.000129 | 0.000129 | 0.000129 | 0.000129 | 0.000129 | 0.000129 | 0.000129 | 0.000129 | 0.000129 | 0.000129 | 0.000129 | 0.000129 | 0.000129
F8_Commercial_WA - Miscellaneous_Existing_Miscellaneous_Natural Gas_Pool Heater - Night Covers_A_Achievable Technical Potential | F8 | Commercial | WA - Miscellaneous | Existing | Miscellaneous | Natural Gas | Pool Heater - Night Covers | A | Cumulative Summer Peak Savings (MW) | Achievable Technical Potential | 0 | 0 | 0 | 0 | 0 | 0 | 0 | 0 | 0 | 0 | 0 | 0 | 0 | 0 | 0 | 0 | 0 | 0 | 0 | 0 | 0 | 0 | 0 | 0 | 0 | 0 | 0
F9_Commercial_WA - Miscellaneous_Existing_Miscellaneous_Natural Gas_Pool Heater - Night Covers_A_Achievable Technical Potential | F9 | Commercial | WA - Miscellaneous | Existing | Miscellaneous | Natural Gas | Pool Heater - Night Covers | A | Cumulative Winter Peak Savings (MW) | Achievable Technical Potential | 0 | 0 | 0 | 0 | 0 | 0 | 0 | 0 | 0 | 0 | 0 | 0 | 0 | 0 | 0 | 0 | 0 | 0 | 0 | 0 | 0 | 0 | 0 | 0 | 0 | 0 | 0
F10_Commercial_WA - Miscellaneous_Existing_Miscellaneous_Natural Gas_Pool Heater - Night Covers_A_Achievable Technical Potential | F10 | Commercial | WA - Miscellaneous | Existing | Miscellaneous | Natural Gas | Pool Heater - Night Covers | A | Purchases (Incremental) | Achievable Technical Potential | 0 | 0 | 0 | 245.5523 | 245.5523 | 245.5523 | 245.5523 | 245.5523 | 0 | 0 | 0 | 0 | 0 | 0 | 0 | 0 | 0 | 0 | 0 | 0 | 0 | 0 | 0 | 0 | 0 | 0 | 0
F11_Commercial_WA - Miscellaneous_Existing_Miscellaneous_Natural Gas_Pool Heater - Night Covers_A_Achievable Technical Potential | F11 | Commercial | WA - Miscellaneous | Existing | Miscellaneous | Natural Gas | Pool Heater - Night Covers | A | Purchases (Cumulative) | Achievable Technical Potential | 0 | 0 | 0 | 245.5523 | 491.1046 | 736.6569 | 982.2092 | 1227.7615 | 1227.7615 | 1227.7615 | 1227.7615 | 1227.7615 | 1227.7615 | 1227.7615 | 1227.7615 | 1227.7615 | 1227.7615 | 1227.7615 | 1227.7615 | 1227.7615 | 1227.7615 | 1227.7615 | 1227.7615 | 1227.7615 | 1227.7615 | 1227.7615 | 1227.7615
F1_Commercial_WA - Miscellaneous_Existing_Space Heating_Natural Gas_Advanced New Construction Designs_A_Achievable Technical Potential | F1 | Commercial | WA - Miscellaneous | Existing | Space Heating | Natural Gas | Advanced New Construction Designs | A | Integrated Unit Energy Savings (kWh or therms) | Achievable Technical Potential | 0 | 0 | 0 | 0 | 0 | 0 | 0 | 0 | 0 | 0 | 0 | 0 | 0 | 0 | 0 | 0 | 0 | 0 | 0 | 0 | 0 | 0 | 0 | 0 | 0 | 0 | 0
F2_Commercial_WA - Miscellaneous_Existing_Space Heating_Natural Gas_Advanced New Construction Designs_A_Achievable Technical Potential | F2 | Commercial | WA - Miscellaneous | Existing | Space Heating | Natural Gas | Advanced New Construction Designs | A | Integrated Unit Summer Peak Savings (kW) | Achievable Technical Potential | 0 | 0 | 0 | 0 | 0 | 0 | 0 | 0 | 0 | 0 | 0 | 0 | 0 | 0 | 0 | 0 | 0 | 0 | 0 | 0 | 0 | 0 | 0 | 0 | 0 | 0 | 0
F3_Commercial_WA - Miscellaneous_Existing_Space Heating_Natural Gas_Advanced New Construction Designs_A_Achievable Technical Potential | F3 | Commercial | WA - Miscellaneous | Existing | Space Heating | Natural Gas | Advanced New Construction Designs | A | Integrated Unit Winter Peak Savings (kW) | Achievable Technical Potential | 0 | 0 | 0 | 0 | 0 | 0 | 0 | 0 | 0 | 0 | 0 | 0 | 0 | 0 | 0 | 0 | 0 | 0 | 0 | 0 | 0 | 0 | 0 | 0 | 0 | 0 | 0
F4_Commercial_WA - Miscellaneous_Existing_Space Heating_Natural Gas_Advanced New Construction Designs_A_Achievable Technical Potential | F4 | Commercial | WA - Miscellaneous | Existing | Space Heating | Natural Gas | Advanced New Construction Designs | A | Incremental Energy Savings (MWh or mTherms) | Achievable Technical Potential | 0 | 0 | 0 | 0 | 0 | 0 | 0 | 0 | 0 | 0 | 0 | 0 | 0 | 0 | 0 | 0 | 0 | 0 | 0 | 0 | 0 | 0 | 0 | 0 | 0 | 0 | 0
F5_Commercial_WA - Miscellaneous_Existing_Space Heating_Natural Gas_Advanced New Construction Designs_A_Achievable Technical Potential | F5 | Commercial | WA - Miscellaneous | Existing | Space Heating | Natural Gas | Advanced New Construction Designs | A | Incremental Summer Peak Savings (MW) | Achievable Technical Potential | 0 | 0 | 0 | 0 | 0 | 0 | 0 | 0 | 0 | 0 | 0 | 0 | 0 | 0 | 0 | 0 | 0 | 0 | 0 | 0 | 0 | 0 | 0 | 0 | 0 | 0 | 0
F6_Commercial_WA - Miscellaneous_Existing_Space Heating_Natural Gas_Advanced New Construction Designs_A_Achievable Technical Potential | F6 | Commercial | WA - Miscellaneous | Existing | Space Heating | Natural Gas | Advanced New Construction Designs | A | Incremental Winter Peak Savings (MW) | Achievable Technical Potential | 0 | 0 | 0 | 0 | 0 | 0 | 0 | 0 | 0 | 0 | 0 | 0 | 0 | 0 | 0 | 0 | 0 | 0 | 0 | 0 | 0 | 0 | 0 | 0 | 0 | 0 | 0
F7_Commercial_WA - Miscellaneous_Existing_Space Heating_Natural Gas_Advanced New Construction Designs_A_Achievable Technical Potential | F7 | Commercial | WA - Miscellaneous | Existing | Space Heating | Natural Gas | Advanced New Construction Designs | A | Cumulative Energy Savings (MWh or mTherms) | Achievable Technical Potential | 0 | 0 | 0 | 0 | 0 | 0 | 0 | 0 | 0 | 0 | 0 | 0 | 0 | 0 | 0 | 0 | 0 | 0 | 0 | 0 | 0 | 0 | 0 | 0 | 0 | 0 | 0
F8_Commercial_WA - Miscellaneous_Existing_Space Heating_Natural Gas_Advanced New Construction Designs_A_Achievable Technical Potential | F8 | Commercial | WA - Miscellaneous | Existing | Space Heating | Natural Gas | Advanced New Construction Designs | A | Cumulative Summer Peak Savings (MW) | Achievable Technical Potential | 0 | 0 | 0 | 0 | 0 | 0 | 0 | 0 | 0 | 0 | 0 | 0 | 0 | 0 | 0 | 0 | 0 | 0 | 0 | 0 | 0 | 0 | 0 | 0 | 0 | 0 | 0
F9_Commercial_WA - Miscellaneous_Existing_Space Heating_Natural Gas_Advanced New Construction Designs_A_Achievable Technical Potential | F9 | Commercial | WA - Miscellaneous | Existing | Space Heating | Natural Gas | Advanced New Construction Designs | A | Cumulative Winter Peak Savings (MW) | Achievable Technical Potential | 0 | 0 | 0 | 0 | 0 | 0 | 0 | 0 | 0 | 0 | 0 | 0 | 0 | 0 | 0 | 0 | 0 | 0 | 0 | 0 | 0 | 0 | 0 | 0 | 0 | 0 | 0
F10_Commercial_WA - Miscellaneous_Existing_Space Heating_Natural Gas_Advanced New Construction Designs_A_Achievable Technical Potential | F10 | Commercial | WA - Miscellaneous | Existing | Space Heating | Natural Gas | Advanced New Construction Designs | A | Purchases (Incremental) | Achievable Technical Potential | 0 | 0 | 0 | 0 | 0 | 0 | 0 | 0 | 0 | 0 | 0 | 0 | 0 | 0 | 0 | 0 | 0 | 0 | 0 | 0 | 0 | 0 | 0 | 0 | 0 | 0 | 0
F11_Commercial_WA - Miscellaneous_Existing_Space Heating_Natural Gas_Advanced New Construction Designs_A_Achievable Technical Potential | F11 | Commercial | WA - Miscellaneous | Existing | Space Heating | Natural Gas | Advanced New Construction Designs | A | Purchases (Cumulative) | Achievable Technical Potential | 0 | 0 | 0 | 0 | 0 | 0 | 0 | 0 | 0 | 0 | 0 | 0 | 0 | 0 | 0 | 0 | 0 | 0 | 0 | 0 | 0 | 0 | 0 | 0 | 0 | 0 | 0
F1_Commercial_WA - Miscellaneous_Existing_Water Heating_Natural Gas_Advanced New Construction Designs_A_Achievable Technical Potential | F1 | Commercial | WA - Miscellaneous | Existing | Water Heating | Natural Gas | Advanced New Construction Designs | A | Integrated Unit Energy Savings (kWh or therms) | Achievable Technical Potential | 0 | 0 | 0 | 0 | 0 | 0 | 0 | 0 | 0 | 0 | 0 | 0 | 0 | 0 | 0 | 0 | 0 | 0 | 0 | 0 | 0 | 0 | 0 | 0 | 0 | 0 | 0
F2_Commercial_WA - Miscellaneous_Existing_Water Heating_Natural Gas_Advanced New Construction Designs_A_Achievable Technical Potential | F2 | Commercial | WA - Miscellaneous | Existing | Water Heating | Natural Gas | Advanced New Construction Designs | A | Integrated Unit Summer Peak Savings (kW) | Achievable Technical Potential | 0 | 0 | 0 | 0 | 0 | 0 | 0 | 0 | 0 | 0 | 0 | 0 | 0 | 0 | 0 | 0 | 0 | 0 | 0 | 0 | 0 | 0 | 0 | 0 | 0 | 0 | 0
F3_Commercial_WA - Miscellaneous_Existing_Water Heating_Natural Gas_Advanced New Construction Designs_A_Achievable Technical Potential | F3 | Commercial | WA - Miscellaneous | Existing | Water Heating | Natural Gas | Advanced New Construction Designs | A | Integrated Unit Winter Peak Savings (kW) | Achievable Technical Potential | 0 | 0 | 0 | 0 | 0 | 0 | 0 | 0 | 0 | 0 | 0 | 0 | 0 | 0 | 0 | 0 | 0 | 0 | 0 | 0 | 0 | 0 | 0 | 0 | 0 | 0 | 0
F4_Commercial_WA - Miscellaneous_Existing_Water Heating_Natural Gas_Advanced New Construction Designs_A_Achievable Technical Potential | F4 | Commercial | WA - Miscellaneous | Existing | Water Heating | Natural Gas | Advanced New Construction Designs | A | Incremental Energy Savings (MWh or mTherms) | Achievable Technical Potential | 0 | 0 | 0 | 0 | 0 | 0 | 0 | 0 | 0 | 0 | 0 | 0 | 0 | 0 | 0 | 0 | 0 | 0 | 0 | 0 | 0 | 0 | 0 | 0 | 0 | 0 | 0
F5_Commercial_WA - Miscellaneous_Existing_Water Heating_Natural Gas_Advanced New Construction Designs_A_Achievable Technical Potential | F5 | Commercial | WA - Miscellaneous | Existing | Water Heating | Natural Gas | Advanced New Construction Designs | A | Incremental Summer Peak Savings (MW) | Achievable Technical Potential | 0 | 0 | 0 | 0 | 0 | 0 | 0 | 0 | 0 | 0 | 0 | 0 | 0 | 0 | 0 | 0 | 0 | 0 | 0 | 0 | 0 | 0 | 0 | 0 | 0 | 0 | 0
F6_Commercial_WA - Miscellaneous_Existing_Water Heating_Natural Gas_Advanced New Construction Designs_A_Achievable Technical Potential | F6 | Commercial | WA - Miscellaneous | Existing | Water Heating | Natural Gas | Advanced New Construction Designs | A | Incremental Winter Peak Savings (MW) | Achievable Technical Potential | 0 | 0 | 0 | 0 | 0 | 0 | 0 | 0 | 0 | 0 | 0 | 0 | 0 | 0 | 0 | 0 | 0 | 0 | 0 | 0 | 0 | 0 | 0 | 0 | 0 | 0 | 0
F7_Commercial_WA - Miscellaneous_Existing_Water Heating_Natural Gas_Advanced New Construction Designs_A_Achievable Technical Potential | F7 | Commercial | WA - Miscellaneous | Existing | Water Heating | Natural Gas | Advanced New Construction Designs | A | Cumulative Energy Savings (MWh or mTherms) | Achievable Technical Potential | 0 | 0 | 0 | 0 | 0 | 0 | 0 | 0 | 0 | 0 | 0 | 0 | 0 | 0 | 0 | 0 | 0 | 0 | 0 | 0 | 0 | 0 | 0 | 0 | 0 | 0 | 0
F8_Commercial_WA - Miscellaneous_Existing_Water Heating_Natural Gas_Advanced New Construction Designs_A_Achievable Technical Potential | F8 | Commercial | WA - Miscellaneous | Existing | Water Heating | Natural Gas | Advanced New Construction Designs | A | Cumulative Summer Peak Savings (MW) | Achievable Technical Potential | 0 | 0 | 0 | 0 | 0 | 0 | 0 | 0 | 0 | 0 | 0 | 0 | 0 | 0 | 0 | 0 | 0 | 0 | 0 | 0 | 0 | 0 | 0 | 0 | 0 | 0 | 0
F9_Commercial_WA - Miscellaneous_Existing_Water Heating_Natural Gas_Advanced New Construction Designs_A_Achievable Technical Potential | F9 | Commercial | WA - Miscellaneous | Existing | Water Heating | Natural Gas | Advanced New Construction Designs | A | Cumulative Winter Peak Savings (MW) | Achievable Technical Potential | 0 | 0 | 0 | 0 | 0 | 0 | 0 | 0 | 0 | 0 | 0 | 0 | 0 | 0 | 0 | 0 | 0 | 0 | 0 | 0 | 0 | 0 | 0 | 0 | 0 | 0 | 0
F10_Commercial_WA - Miscellaneous_Existing_Water Heating_Natural Gas_Advanced New Construction Designs_A_Achievable Technical Potential | F10 | Commercial | WA - Miscellaneous | Existing | Water Heating | Natural Gas | Advanced New Construction Designs | A | Purchases (Incremental) | Achievable Technical Potential | 0 | 0 | 0 | 0 | 0 | 0 | 0 | 0 | 0 | 0 | 0 | 0 | 0 | 0 | 0 | 0 | 0 | 0 | 0 | 0 | 0 | 0 | 0 | 0 | 0 | 0 | 0
F11_Commercial_WA - Miscellaneous_Existing_Water Heating_Natural Gas_Advanced New Construction Designs_A_Achievable Technical Potential | F11 | Commercial | WA - Miscellaneous | Existing | Water Heating | Natural Gas | Advanced New Construction Designs | A | Purchases (Cumulative) | Achievable Technical Potential | 0 | 0 | 0 | 0 | 0 | 0 | 0 | 0 | 0 | 0 | 0 | 0 | 0 | 0 | 0 | 0 | 0 | 0 | 0 | 0 | 0 | 0 | 0 | 0 | 0 | 0 | 0
F1_Commercial_WA - Miscellaneous_Existing_Space Heating_Natural Gas_Strategic Energy Management_A_Achievable Technical Potential | F1 | Commercial | WA - Miscellaneous | Existing | Space Heating | Natural Gas | Strategic Energy Management | A | Integrated Unit Energy Savings (kWh or therms) | Achievable Technical Potential | 0 | 0 | 0.019799 | 0.019672 | 0.019517 | 0.019338 | 0.019141 | 0.018919 | 0.018674 | 0.0184 | 0.018097 | 0.01777 | 0.017426 | 0.017078 | 0.016731 | 0.016395 | 0.016083 | 0.015805 | 0.015577 | 0.015402 | 0.015259 | 0.015156 | 0.015062 | 0.015023 | 0.014985 | 0.014948 | 0.014914
F2_Commercial_WA - Miscellaneous_Existing_Space Heating_Natural Gas_Strategic Energy Management_A_Achievable Technical Potential | F2 | Commercial | WA - Miscellaneous | Existing | Space Heating | Natural Gas | Strategic Energy Management | A | Integrated Unit Summer Peak Savings (kW) | Achievable Technical Potential | 0 | 0 | 0 | 0 | 0 | 0 | 0 | 0 | 0 | 0 | 0 | 0 | 0 | 0 | 0 | 0 | 0 | 0 | 0 | 0 | 0 | 0 | 0 | 0 | 0 | 0 | 0
F3_Commercial_WA - Miscellaneous_Existing_Space Heating_Natural Gas_Strategic Energy Management_A_Achievable Technical Potential | F3 | Commercial | WA - Miscellaneous | Existing | Space Heating | Natural Gas | Strategic Energy Management | A | Integrated Unit Winter Peak Savings (kW) | Achievable Technical Potential | 0 | 0 | 0 | 0 | 0 | 0 | 0 | 0 | 0 | 0 | 0 | 0 | 0 | 0 | 0 | 0 | 0 | 0 | 0 | 0 | 0 | 0 | 0 | 0 | 0 | 0 | 0
F4_Commercial_WA - Miscellaneous_Existing_Space Heating_Natural Gas_Strategic Energy Management_A_Achievable Technical Potential | F4 | Commercial | WA - Miscellaneous | Existing | Space Heating | Natural Gas | Strategic Energy Management | A | Incremental Energy Savings (MWh or mTherms) | Achievable Technical Potential | 0 | 0 | 0 | 0.57586 | 1.1727 | 1.162 | 0.58981 | 0 | 1.3587e-16 | 0 | 0 | 0 | 0 | 0 | 0 | 0 | 0 | 0 | 0 | 0 | 0 | 0 | 0 | 0 | 0 | 0 | 0
F5_Commercial_WA - Miscellaneous_Existing_Space Heating_Natural Gas_Strategic Energy Management_A_Achievable Technical Potential | F5 | Commercial | WA - Miscellaneous | Existing | Space Heating | Natural Gas | Strategic Energy Management | A | Incremental Summer Peak Savings (MW) | Achievable Technical Potential | 0 | 0 | 0 | 0 | 0 | 0 | 0 | 0 | 0 | 0 | 0 | 0 | 0 | 0 | 0 | 0 | 0 | 0 | 0 | 0 | 0 | 0 | 0 | 0 | 0 | 0 | 0
F6_Commercial_WA - Miscellaneous_Existing_Space Heating_Natural Gas_Strategic Energy Management_A_Achievable Technical Potential | F6 | Commercial | WA - Miscellaneous | Existing | Space Heating | Natural Gas | Strategic Energy Management | A | Incremental Winter Peak Savings (MW) | Achievable Technical Potential | 0 | 0 | 0 | 0 | 0 | 0 | 0 | 0 | 0 | 0 | 0 | 0 | 0 | 0 | 0 | 0 | 0 | 0 | 0 | 0 | 0 | 0 | 0 | 0 | 0 | 0 | 0
F7_Commercial_WA - Miscellaneous_Existing_Space Heating_Natural Gas_Strategic Energy Management_A_Achievable Technical Potential | F7 | Commercial | WA - Miscellaneous | Existing | Space Heating | Natural Gas | Strategic Energy Management | A | Cumulative Energy Savings (MWh or mTherms) | Achievable Technical Potential | 0 | 0 | 0 | 0.57586 | 1.7441 | 2.8901 | 3.4504 | 3.4104 | 3.3663 | 3.3169 | 3.2623 | 3.2033 | 3.1413 | 3.0786 | 3.016 | 2.9554 | 2.8991 | 2.8491 | 2.808 | 2.7764 | 2.7506 | 2.732 | 2.7152 | 2.708 | 2.7012 | 2.6946 | 2.6884
F8_Commercial_WA - Miscellaneous_Existing_Space Heating_Natural Gas_Strategic Energy Management_A_Achievable Technical Potential | F8 | Commercial | WA - Miscellaneous | Existing | Space Heating | Natural Gas | Strategic Energy Management | A | Cumulative Summer Peak Savings (MW) | Achievable Technical Potential | 0 | 0 | 0 | 0 | 0 | 0 | 0 | 0 | 0 | 0 | 0 | 0 | 0 | 0 | 0 | 0 | 0 | 0 | 0 | 0 | 0 | 0 | 0 | 0 | 0 | 0 | 0
F9_Commercial_WA - Miscellaneous_Existing_Space Heating_Natural Gas_Strategic Energy Management_A_Achievable Technical Potential | F9 | Commercial | WA - Miscellaneous | Existing | Space Heating | Natural Gas | Strategic Energy Management | A | Cumulative Winter Peak Savings (MW) | Achievable Technical Potential | 0 | 0 | 0 | 0 | 0 | 0 | 0 | 0 | 0 | 0 | 0 | 0 | 0 | 0 | 0 | 0 | 0 | 0 | 0 | 0 | 0 | 0 | 0 | 0 | 0 | 0 | 0
F10_Commercial_WA - Miscellaneous_Existing_Space Heating_Natural Gas_Strategic Energy Management_A_Achievable Technical Potential | F10 | Commercial | WA - Miscellaneous | Existing | Space Heating | Natural Gas | Strategic Energy Management | A | Purchases (Incremental) | Achievable Technical Potential | 0 | 0 | 0 | 29273.4455 | 60087.5987 | 60087.5987 | 30814.1532 | 0 | 7.276e-12 | 0 | 0 | 0 | 0 | 0 | 0 | 0 | 0 | 0 | 0 | 0 | 0 | 0 | 0 | 0 | 0 | 0 | 0
F11_Commercial_WA - Miscellaneous_Existing_Space Heating_Natural Gas_Strategic Energy Management_A_Achievable Technical Potential | F11 | Commercial | WA - Miscellaneous | Existing | Space Heating | Natural Gas | Strategic Energy Management | A | Purchases (Cumulative) | Achievable Technical Potential | 0 | 0 | 0 | 29273.4455 | 89361.0443 | 149448.643 | 180262.7962 | 180262.7962 | 180262.7962 | 180262.7962 | 180262.7962 | 180262.7962 | 180262.7962 | 180262.7962 | 180262.7962 | 180262.7962 | 180262.7962 | 180262.7962 | 180262.7962 | 180262.7962 | 180262.7962 | 180262.7962 | 180262.7962 | 180262.7962 | 180262.7962 | 180262.7962 | 180262.7962
F1_Commercial_WA - Miscellaneous_Existing_Water Heating_Natural Gas_Strategic Energy Management_A_Achievable Technical Potential | F1 | Commercial | WA - Miscellaneous | Existing | Water Heating | Natural Gas | Strategic Energy Management | A | Integrated Unit Energy Savings (kWh or therms) | Achievable Technical Potential | 0 | 0 | 0.044842 | 0.043769 | 0.042702 | 0.041675 | 0.040655 | 0.039643 | 0.038609 | 0.037616 | 0.036652 | 0.035764 | 0.034995 | 0.034398 | 0.034112 | 0.033861 | 0.033679 | 0.033553 | 0.033453 | 0.033372 | 0.033314 | 0.033272 | 0.033241 | 0.033219 | 0.033191 | 0.033185 | 0.03318
F2_Commercial_WA - Miscellaneous_Existing_Water Heating_Natural Gas_Strategic Energy Management_A_Achievable Technical Potential | F2 | Commercial | WA - Miscellaneous | Existing | Water Heating | Natural Gas | Strategic Energy Management | A | Integrated Unit Summer Peak Savings (kW) | Achievable Technical Potential | 0 | 0 | 0 | 0 | 0 | 0 | 0 | 0 | 0 | 0 | 0 | 0 | 0 | 0 | 0 | 0 | 0 | 0 | 0 | 0 | 0 | 0 | 0 | 0 | 0 | 0 | 0
F3_Commercial_WA - Miscellaneous_Existing_Water Heating_Natural Gas_Strategic Energy Management_A_Achievable Technical Potential | F3 | Commercial | WA - Miscellaneous | Existing | Water Heating | Natural Gas | Strategic Energy Management | A | Integrated Unit Winter Peak Savings (kW) | Achievable Technical Potential | 0 | 0 | 0 | 0 | 0 | 0 | 0 | 0 | 0 | 0 | 0 | 0 | 0 | 0 | 0 | 0 | 0 | 0 | 0 | 0 | 0 | 0 | 0 | 0 | 0 | 0 | 0
F4_Commercial_WA - Miscellaneous_Existing_Water Heating_Natural Gas_Strategic Energy Management_A_Achievable Technical Potential | F4 | Commercial | WA - Miscellaneous | Existing | Water Heating | Natural Gas | Strategic Energy Management | A | Incremental Energy Savings (MWh or mTherms) | Achievable Technical Potential | 0 | 0 | 0 | 0.94871 | 1.8999 | 1.8542 | 0.92759 | 2.8844e-16 | 0 | 0 | 0 | 0 | 0 | 0 | 0 | 0 | 0 | 0 | 0 | 0 | 0 | 0 | 0 | 0 | 0 | 0 | 0
F5_Commercial_WA - Miscellaneous_Existing_Water Heating_Natural Gas_Strategic Energy Management_A_Achievable Technical Potential | F5 | Commercial | WA - Miscellaneous | Existing | Water Heating | Natural Gas | Strategic Energy Management | A | Incremental Summer Peak Savings (MW) | Achievable Technical Potential | 0 | 0 | 0 | 0 | 0 | 0 | 0 | 0 | 0 | 0 | 0 | 0 | 0 | 0 | 0 | 0 | 0 | 0 | 0 | 0 | 0 | 0 | 0 | 0 | 0 | 0 | 0
F6_Commercial_WA - Miscellaneous_Existing_Water Heating_Natural Gas_Strategic Energy Management_A_Achievable Technical Potential | F6 | Commercial | WA - Miscellaneous | Existing | Water Heating | Natural Gas | Strategic Energy Management | A | Incremental Winter Peak Savings (MW) | Achievable Technical Potential | 0 | 0 | 0 | 0 | 0 | 0 | 0 | 0 | 0 | 0 | 0 | 0 | 0 | 0 | 0 | 0 | 0 | 0 | 0 | 0 | 0 | 0 | 0 | 0 | 0 | 0 | 0
F7_Commercial_WA - Miscellaneous_Existing_Water Heating_Natural Gas_Strategic Energy Management_A_Achievable Technical Potential | F7 | Commercial | WA - Miscellaneous | Existing | Water Heating | Natural Gas | Strategic Energy Management | A | Cumulative Energy Savings (MWh or mTherms) | Achievable Technical Potential | 0 | 0 | 0 | 0.94871 | 2.8254 | 4.6116 | 5.4264 | 5.2913 | 5.1533 | 5.0208 | 4.8921 | 4.7735 | 4.6709 | 4.5912 | 4.5531 | 4.5196 | 4.4952 | 4.4784 | 4.4651 | 4.4543 | 4.4466 | 4.4409 | 4.4369 | 4.4339 | 4.4302 | 4.4294 | 4.4287
F8_Commercial_WA - Miscellaneous_Existing_Water Heating_Natural Gas_Strategic Energy Management_A_Achievable Technical Potential | F8 | Commercial | WA - Miscellaneous | Existing | Water Heating | Natural Gas | Strategic Energy Management | A | Cumulative Summer Peak Savings (MW) | Achievable Technical Potential | 0 | 0 | 0 | 0 | 0 | 0 | 0 | 0 | 0 | 0 | 0 | 0 | 0 | 0 | 0 | 0 | 0 | 0 | 0 | 0 | 0 | 0 | 0 | 0 | 0 | 0 | 0
F9_Commercial_WA - Miscellaneous_Existing_Water Heating_Natural Gas_Strategic Energy Management_A_Achievable Technical Potential | F9 | Commercial | WA - Miscellaneous | Existing | Water Heating | Natural Gas | Strategic Energy Management | A | Cumulative Winter Peak Savings (MW) | Achievable Technical Potential | 0 | 0 | 0 | 0 | 0 | 0 | 0 | 0 | 0 | 0 | 0 | 0 | 0 | 0 | 0 | 0 | 0 | 0 | 0 | 0 | 0 | 0 | 0 | 0 | 0 | 0 | 0
F10_Commercial_WA - Miscellaneous_Existing_Water Heating_Natural Gas_Strategic Energy Management_A_Achievable Technical Potential | F10 | Commercial | WA - Miscellaneous | Existing | Water Heating | Natural Gas | Strategic Energy Management | A | Purchases (Incremental) | Achievable Technical Potential | 0 | 0 | 0 | 21675.2494 | 44491.3013 | 44491.3013 | 22816.052 | 7.276e-12 | 0 | 0 | 0 | 0 | 0 | 0 | 0 | 0 | 0 | 0 | 0 | 0 | 0 | 0 | 0 | 0 | 0 | 0 | 0
F11_Commercial_WA - Miscellaneous_Existing_Water Heating_Natural Gas_Strategic Energy Management_A_Achievable Technical Potential | F11 | Commercial | WA - Miscellaneous | Existing | Water Heating | Natural Gas | Strategic Energy Management | A | Purchases (Cumulative) | Achievable Technical Potential | 0 | 0 | 0 | 21675.2494 | 66166.5507 | 110657.852 | 133473.9039 | 133473.9039 | 133473.9039 | 133473.9039 | 133473.9039 | 133473.9039 | 133473.9039 | 133473.9039 | 133473.9039 | 133473.9039 | 133473.9039 | 133473.9039 | 133473.9039 | 133473.9039 | 133473.9039 | 133473.9039 | 133473.9039 | 133473.9039 | 133473.9039 | 133473.9039 | 133473.9039
F1_Commercial_WA - Miscellaneous_Existing_Space Heating_Natural Gas_Retrocommissioning_A_Achievable Technical Potential | F1 | Commercial | WA - Miscellaneous | Existing | Space Heating | Natural Gas | Retrocommissioning | A | Integrated Unit Energy Savings (kWh or therms) | Achievable Technical Potential | 0 | 0 | 0.024312 | 0.02415 | 0.023949 | 0.023719 | 0.023471 | 0.023199 | 0.022899 | 0.022563 | 0.022192 | 0.021791 | 0.021369 | 0.020942 | 0.020516 | 0.020104 | 0.019721 | 0.019381 | 0.019102 | 0.018887 | 0.018711 | 0.018585 | 0.01847 | 0.018421 | 0.018375 | 0.01833 | 0.018288
F2_Commercial_WA - Miscellaneous_Existing_Space Heating_Natural Gas_Retrocommissioning_A_Achievable Technical Potential | F2 | Commercial | WA - Miscellaneous | Existing | Space Heating | Natural Gas | Retrocommissioning | A | Integrated Unit Summer Peak Savings (kW) | Achievable Technical Potential | 0 | 0 | 0 | 0 | 0 | 0 | 0 | 0 | 0 | 0 | 0 | 0 | 0 | 0 | 0 | 0 | 0 | 0 | 0 | 0 | 0 | 0 | 0 | 0 | 0 | 0 | 0
F3_Commercial_WA - Miscellaneous_Existing_Space Heating_Natural Gas_Retrocommissioning_A_Achievable Technical Potential | F3 | Commercial | WA - Miscellaneous | Existing | Space Heating | Natural Gas | Retrocommissioning | A | Integrated Unit Winter Peak Savings (kW) | Achievable Technical Potential | 0 | 0 | 0 | 0 | 0 | 0 | 0 | 0 | 0 | 0 | 0 | 0 | 0 | 0 | 0 | 0 | 0 | 0 | 0 | 0 | 0 | 0 | 0 | 0 | 0 | 0 | 0
F4_Commercial_WA - Miscellaneous_Existing_Space Heating_Natural Gas_Retrocommissioning_A_Achievable Technical Potential | F4 | Commercial | WA - Miscellaneous | Existing | Space Heating | Natural Gas | Retrocommissioning | A | Incremental Energy Savings (MWh or mTherms) | Achievable Technical Potential | 0 | 0 | 0 | 1.3303 | 2.7079 | 2.6819 | 1.361 | 0 | 3.3323e-16 | 0 | 0 | 0 | 0 | 0 | 0 | 0 | 0 | 0 | 0 | 0 | 0 | 0 | 0 | 0 | 0 | 0 | 0
F5_Commercial_WA - Miscellaneous_Existing_Space Heating_Natural Gas_Retrocommissioning_A_Achievable Technical Potential | F5 | Commercial | WA - Miscellaneous | Existing | Space Heating | Natural Gas | Retrocommissioning | A | Incremental Summer Peak Savings (MW) | Achievable Technical Potential | 0 | 0 | 0 | 0 | 0 | 0 | 0 | 0 | 0 | 0 | 0 | 0 | 0 | 0 | 0 | 0 | 0 | 0 | 0 | 0 | 0 | 0 | 0 | 0 | 0 | 0 | 0
F6_Commercial_WA - Miscellaneous_Existing_Space Heating_Natural Gas_Retrocommissioning_A_Achievable Technical Potential | F6 | Commercial | WA - Miscellaneous | Existing | Space Heating | Natural Gas | Retrocommissioning | A | Incremental Winter Peak Savings (MW) | Achievable Technical Potential | 0 | 0 | 0 | 0 | 0 | 0 | 0 | 0 | 0 | 0 | 0 | 0 | 0 | 0 | 0 | 0 | 0 | 0 | 0 | 0 | 0 | 0 | 0 | 0 | 0 | 0 | 0
F7_Commercial_WA - Miscellaneous_Existing_Space Heating_Natural Gas_Retrocommissioning_A_Achievable Technical Potential | F7 | Commercial | WA - Miscellaneous | Existing | Space Heating | Natural Gas | Retrocommissioning | A | Cumulative Energy Savings (MWh or mTherms) | Achievable Technical Potential | 0 | 0 | 0 | 1.3303 | 4.0271 | 6.6703 | 7.9616 | 7.8693 | 7.7675 | 7.6535 | 7.5276 | 7.3915 | 7.2484 | 7.1037 | 6.9592 | 6.8195 | 6.6895 | 6.5741 | 6.4793 | 6.4064 | 6.3469 | 6.304 | 6.2651 | 6.2486 | 6.2328 | 6.2177 | 6.2032
F8_Commercial_WA - Miscellaneous_Existing_Space Heating_Natural Gas_Retrocommissioning_A_Achievable Technical Potential | F8 | Commercial | WA - Miscellaneous | Existing | Space Heating | Natural Gas | Retrocommissioning | A | Cumulative Summer Peak Savings (MW) | Achievable Technical Potential | 0 | 0 | 0 | 0 | 0 | 0 | 0 | 0 | 0 | 0 | 0 | 0 | 0 | 0 | 0 | 0 | 0 | 0 | 0 | 0 | 0 | 0 | 0 | 0 | 0 | 0 | 0
F9_Commercial_WA - Miscellaneous_Existing_Space Heating_Natural Gas_Retrocommissioning_A_Achievable Technical Potential | F9 | Commercial | WA - Miscellaneous | Existing | Space Heating | Natural Gas | Retrocommissioning | A | Cumulative Winter Peak Savings (MW) | Achievable Technical Potential | 0 | 0 | 0 | 0 | 0 | 0 | 0 | 0 | 0 | 0 | 0 | 0 | 0 | 0 | 0 | 0 | 0 | 0 | 0 | 0 | 0 | 0 | 0 | 0 | 0 | 0 | 0
F10_Commercial_WA - Miscellaneous_Existing_Space Heating_Natural Gas_Retrocommissioning_A_Achievable Technical Potential | F10 | Commercial | WA - Miscellaneous | Existing | Space Heating | Natural Gas | Retrocommissioning | A | Purchases (Incremental) | Achievable Technical Potential | 0 | 0 | 0 | 55084.4405 | 113068.0621 | 113068.0621 | 57983.6216 | 0 | 1.4552e-11 | 0 | 0 | 0 | 0 | 0 | 0 | 0 | 0 | 0 | 0 | 0 | 0 | 0 | 0 | 0 | 0 | 0 | 0
F11_Commercial_WA - Miscellaneous_Existing_Space Heating_Natural Gas_Retrocommissioning_A_Achievable Technical Potential | F11 | Commercial | WA - Miscellaneous | Existing | Space Heating | Natural Gas | Retrocommissioning | A | Purchases (Cumulative) | Achievable Technical Potential | 0 | 0 | 0 | 55084.4405 | 168152.5026 | 281220.5648 | 339204.1864 | 339204.1864 | 339204.1864 | 339204.1864 | 339204.1864 | 339204.1864 | 339204.1864 | 339204.1864 | 339204.1864 | 339204.1864 | 339204.1864 | 339204.1864 | 339204.1864 | 339204.1864 | 339204.1864 | 339204.1864 | 339204.1864 | 339204.1864 | 339204.1864 | 339204.1864 | 339204.1864
F1_Commercial_WA - Miscellaneous_Existing_Water Heating_Natural Gas_Retrocommissioning_A_Achievable Technical Potential | F1 | Commercial | WA - Miscellaneous | Existing | Water Heating | Natural Gas | Retrocommissioning | A | Integrated Unit Energy Savings (kWh or therms) | Achievable Technical Potential | 0 | 0 | 0.055062 | 0.053721 | 0.052365 | 0.05106 | 0.049788 | 0.048549 | 0.047282 | 0.046067 | 0.044886 | 0.043798 | 0.042856 | 0.042125 | 0.041776 | 0.041468 | 0.041245 | 0.04109 | 0.040968 | 0.040869 | 0.040798 | 0.040746 | 0.040709 | 0.040682 | 0.040648 | 0.04064 | 0.040634
F2_Commercial_WA - Miscellaneous_Existing_Water Heating_Natural Gas_Retrocommissioning_A_Achievable Technical Potential | F2 | Commercial | WA - Miscellaneous | Existing | Water Heating | Natural Gas | Retrocommissioning | A | Integrated Unit Summer Peak Savings (kW) | Achievable Technical Potential | 0 | 0 | 0 | 0 | 0 | 0 | 0 | 0 | 0 | 0 | 0 | 0 | 0 | 0 | 0 | 0 | 0 | 0 | 0 | 0 | 0 | 0 | 0 | 0 | 0 | 0 | 0
F3_Commercial_WA - Miscellaneous_Existing_Water Heating_Natural Gas_Retrocommissioning_A_Achievable Technical Potential | F3 | Commercial | WA - Miscellaneous | Existing | Water Heating | Natural Gas | Retrocommissioning | A | Integrated Unit Winter Peak Savings (kW) | Achievable Technical Potential | 0 | 0 | 0 | 0 | 0 | 0 | 0 | 0 | 0 | 0 | 0 | 0 | 0 | 0 | 0 | 0 | 0 | 0 | 0 | 0 | 0 | 0 | 0 | 0 | 0 | 0 | 0
F4_Commercial_WA - Miscellaneous_Existing_Water Heating_Natural Gas_Retrocommissioning_A_Achievable Technical Potential | F4 | Commercial | WA - Miscellaneous | Existing | Water Heating | Natural Gas | Retrocommissioning | A | Incremental Energy Savings (MWh or mTherms) | Achievable Technical Potential | 0 | 0 | 0 | 2.1911 | 4.384 | 4.2748 | 2.1376 | 0 | 0 | 0 | 0 | 0 | 0 | 0 | 0 | 0 | 0 | 0 | 0 | 0 | 0 | 0 | 0 | 0 | 0 | 0 | 0
F5_Commercial_WA - Miscellaneous_Existing_Water Heating_Natural Gas_Retrocommissioning_A_Achievable Technical Potential | F5 | Commercial | WA - Miscellaneous | Existing | Water Heating | Natural Gas | Retrocommissioning | A | Incremental Summer Peak Savings (MW) | Achievable Technical Potential | 0 | 0 | 0 | 0 | 0 | 0 | 0 | 0 | 0 | 0 | 0 | 0 | 0 | 0 | 0 | 0 | 0 | 0 | 0 | 0 | 0 | 0 | 0 | 0 | 0 | 0 | 0
F6_Commercial_WA - Miscellaneous_Existing_Water Heating_Natural Gas_Retrocommissioning_A_Achievable Technical Potential | F6 | Commercial | WA - Miscellaneous | Existing | Water Heating | Natural Gas | Retrocommissioning | A | Incremental Winter Peak Savings (MW) | Achievable Technical Potential | 0 | 0 | 0 | 0 | 0 | 0 | 0 | 0 | 0 | 0 | 0 | 0 | 0 | 0 | 0 | 0 | 0 | 0 | 0 | 0 | 0 | 0 | 0 | 0 | 0 | 0 | 0
F7_Commercial_WA - Miscellaneous_Existing_Water Heating_Natural Gas_Retrocommissioning_A_Achievable Technical Potential | F7 | Commercial | WA - Miscellaneous | Existing | Water Heating | Natural Gas | Retrocommissioning | A | Cumulative Energy Savings (MWh or mTherms) | Achievable Technical Potential | 0 | 0 | 0 | 2.1911 | 6.5198 | 10.6321 | 12.5049 | 12.1936 | 11.8755 | 11.5701 | 11.2735 | 11.0003 | 10.7639 | 10.5802 | 10.4924 | 10.4152 | 10.359 | 10.3203 | 10.2895 | 10.2648 | 10.2468 | 10.2339 | 10.2245 | 10.2177 | 10.2091 | 10.2072 | 10.2057
F8_Commercial_WA - Miscellaneous_Existing_Water Heating_Natural Gas_Retrocommissioning_A_Achievable Technical Potential | F8 | Commercial | WA - Miscellaneous | Existing | Water Heating | Natural Gas | Retrocommissioning | A | Cumulative Summer Peak Savings (MW) | Achievable Technical Potential | 0 | 0 | 0 | 0 | 0 | 0 | 0 | 0 | 0 | 0 | 0 | 0 | 0 | 0 | 0 | 0 | 0 | 0 | 0 | 0 | 0 | 0 | 0 | 0 | 0 | 0 | 0
F9_Commercial_WA - Miscellaneous_Existing_Water Heating_Natural Gas_Retrocommissioning_A_Achievable Technical Potential | F9 | Commercial | WA - Miscellaneous | Existing | Water Heating | Natural Gas | Retrocommissioning | A | Cumulative Winter Peak Savings (MW) | Achievable Technical Potential | 0 | 0 | 0 | 0 | 0 | 0 | 0 | 0 | 0 | 0 | 0 | 0 | 0 | 0 | 0 | 0 | 0 | 0 | 0 | 0 | 0 | 0 | 0 | 0 | 0 | 0 | 0
F10_Commercial_WA - Miscellaneous_Existing_Water Heating_Natural Gas_Retrocommissioning_A_Achievable Technical Potential | F10 | Commercial | WA - Miscellaneous | Existing | Water Heating | Natural Gas | Retrocommissioning | A | Purchases (Incremental) | Achievable Technical Potential | 0 | 0 | 0 | 40786.7595 | 83720.1906 | 83720.1906 | 42933.4311 | 0 | 0 | 0 | 0 | 0 | 0 | 0 | 0 | 0 | 0 | 0 | 0 | 0 | 0 | 0 | 0 | 0 | 0 | 0 | 0
F11_Commercial_WA - Miscellaneous_Existing_Water Heating_Natural Gas_Retrocommissioning_A_Achievable Technical Potential | F11 | Commercial | WA - Miscellaneous | Existing | Water Heating | Natural Gas | Retrocommissioning | A | Purchases (Cumulative) | Achievable Technical Potential | 0 | 0 | 0 | 40786.7595 | 124506.9502 | 208227.1408 | 251160.5719 | 251160.5719 | 251160.5719 | 251160.5719 | 251160.5719 | 251160.5719 | 251160.5719 | 251160.5719 | 251160.5719 | 251160.5719 | 251160.5719 | 251160.5719 | 251160.5719 | 251160.5719 | 251160.5719 | 251160.5719 | 251160.5719 | 251160.5719 | 251160.5719 | 251160.5719 | 251160.5719
F1_Commercial_WA - Miscellaneous_New_Space Heating_Natural Gas_Insulation - Ceiling_A_Achievable Technical Potential | F1 | Commercial | WA - Miscellaneous | New | Space Heating | Natural Gas | Insulation - Ceiling | A | Integrated Unit Energy Savings (kWh or therms) | Achievable Technical Potential | 0 | 0 | 0 | 0 | 0 | 0 | 0 | 0 | 0 | 0 | 0 | 0 | 0 | 0 | 0 | 0 | 0 | 0 | 0 | 0 | 0 | 0 | 0 | 0 | 0 | 0 | 0
F2_Commercial_WA - Miscellaneous_New_Space Heating_Natural Gas_Insulation - Ceiling_A_Achievable Technical Potential | F2 | Commercial | WA - Miscellaneous | New | Space Heating | Natural Gas | Insulation - Ceiling | A | Integrated Unit Summer Peak Savings (kW) | Achievable Technical Potential | 0 | 0 | 0 | 0 | 0 | 0 | 0 | 0 | 0 | 0 | 0 | 0 | 0 | 0 | 0 | 0 | 0 | 0 | 0 | 0 | 0 | 0 | 0 | 0 | 0 | 0 | 0
F3_Commercial_WA - Miscellaneous_New_Space Heating_Natural Gas_Insulation - Ceiling_A_Achievable Technical Potential | F3 | Commercial | WA - Miscellaneous | New | Space Heating | Natural Gas | Insulation - Ceiling | A | Integrated Unit Winter Peak Savings (kW) | Achievable Technical Potential | 0 | 0 | 0 | 0 | 0 | 0 | 0 | 0 | 0 | 0 | 0 | 0 | 0 | 0 | 0 | 0 | 0 | 0 | 0 | 0 | 0 | 0 | 0 | 0 | 0 | 0 | 0
F4_Commercial_WA - Miscellaneous_New_Space Heating_Natural Gas_Insulation - Ceiling_A_Achievable Technical Potential | F4 | Commercial | WA - Miscellaneous | New | Space Heating | Natural Gas | Insulation - Ceiling | A | Incremental Energy Savings (MWh or mTherms) | Achievable Technical Potential | 0 | 0 | 0 | 0 | 0 | 0 | 0 | 0 | 0 | 0 | 0 | 0 | 0 | 0 | 0 | 0 | 0 | 0 | 0 | 0 | 0 | 0 | 0 | 0 | 0 | 0 | 0
F5_Commercial_WA - Miscellaneous_New_Space Heating_Natural Gas_Insulation - Ceiling_A_Achievable Technical Potential | F5 | Commercial | WA - Miscellaneous | New | Space Heating | Natural Gas | Insulation - Ceiling | A | Incremental Summer Peak Savings (MW) | Achievable Technical Potential | 0 | 0 | 0 | 0 | 0 | 0 | 0 | 0 | 0 | 0 | 0 | 0 | 0 | 0 | 0 | 0 | 0 | 0 | 0 | 0 | 0 | 0 | 0 | 0 | 0 | 0 | 0
F6_Commercial_WA - Miscellaneous_New_Space Heating_Natural Gas_Insulation - Ceiling_A_Achievable Technical Potential | F6 | Commercial | WA - Miscellaneous | New | Space Heating | Natural Gas | Insulation - Ceiling | A | Incremental Winter Peak Savings (MW) | Achievable Technical Potential | 0 | 0 | 0 | 0 | 0 | 0 | 0 | 0 | 0 | 0 | 0 | 0 | 0 | 0 | 0 | 0 | 0 | 0 | 0 | 0 | 0 | 0 | 0 | 0 | 0 | 0 | 0
F7_Commercial_WA - Miscellaneous_New_Space Heating_Natural Gas_Insulation - Ceiling_A_Achievable Technical Potential | F7 | Commercial | WA - Miscellaneous | New | Space Heating | Natural Gas | Insulation - Ceiling | A | Cumulative Energy Savings (MWh or mTherms) | Achievable Technical Potential | 0 | 0 | 0 | 0 | 0 | 0 | 0 | 0 | 0 | 0 | 0 | 0 | 0 | 0 | 0 | 0 | 0 | 0 | 0 | 0 | 0 | 0 | 0 | 0 | 0 | 0 | 0
F8_Commercial_WA - Miscellaneous_New_Space Heating_Natural Gas_Insulation - Ceiling_A_Achievable Technical Potential | F8 | Commercial | WA - Miscellaneous | New | Space Heating | Natural Gas | Insulation - Ceiling | A | Cumulative Summer Peak Savings (MW) | Achievable Technical Potential | 0 | 0 | 0 | 0 | 0 | 0 | 0 | 0 | 0 | 0 | 0 | 0 | 0 | 0 | 0 | 0 | 0 | 0 | 0 | 0 | 0 | 0 | 0 | 0 | 0 | 0 | 0
F9_Commercial_WA - Miscellaneous_New_Space Heating_Natural Gas_Insulation - Ceiling_A_Achievable Technical Potential | F9 | Commercial | WA - Miscellaneous | New | Space Heating | Natural Gas | Insulation - Ceiling | A | Cumulative Winter Peak Savings (MW) | Achievable Technical Potential | 0 | 0 | 0 | 0 | 0 | 0 | 0 | 0 | 0 | 0 | 0 | 0 | 0 | 0 | 0 | 0 | 0 | 0 | 0 | 0 | 0 | 0 | 0 | 0 | 0 | 0 | 0
F10_Commercial_WA - Miscellaneous_New_Space Heating_Natural Gas_Insulation - Ceiling_A_Achievable Technical Potential | F10 | Commercial | WA - Miscellaneous | New | Space Heating | Natural Gas | Insulation - Ceiling | A | Purchases (Incremental) | Achievable Technical Potential | 0 | 0 | 0 | 0 | 0 | 0 | 0 | 0 | 0 | 0 | 0 | 0 | 0 | 0 | 0 | 0 | 0 | 0 | 0 | 0 | 0 | 0 | 0 | 0 | 0 | 0 | 0
F11_Commercial_WA - Miscellaneous_New_Space Heating_Natural Gas_Insulation - Ceiling_A_Achievable Technical Potential | F11 | Commercial | WA - Miscellaneous | New | Space Heating | Natural Gas | Insulation - Ceiling | A | Purchases (Cumulative) | Achievable Technical Potential | 0 | 0 | 0 | 0 | 0 | 0 | 0 | 0 | 0 | 0 | 0 | 0 | 0 | 0 | 0 | 0 | 0 | 0 | 0 | 0 | 0 | 0 | 0 | 0 | 0 | 0 | 0
F1_Commercial_WA - Miscellaneous_New_Space Heating_Natural Gas_Insulation - Ducting_A_Achievable Technical Potential | F1 | Commercial | WA - Miscellaneous | New | Space Heating | Natural Gas | Insulation - Ducting | A | Integrated Unit Energy Savings (kWh or therms) | Achievable Technical Potential | 0 | 0 | 0 | 0 | 0 | 0 | 0 | 0 | 0 | 0 | 0 | 0 | 0 | 0 | 0 | 0 | 0 | 0 | 0 | 0 | 0 | 0 | 0 | 0 | 0 | 0 | 0
F2_Commercial_WA - Miscellaneous_New_Space Heating_Natural Gas_Insulation - Ducting_A_Achievable Technical Potential | F2 | Commercial | WA - Miscellaneous | New | Space Heating | Natural Gas | Insulation - Ducting | A | Integrated Unit Summer Peak Savings (kW) | Achievable Technical Potential | 0 | 0 | 0 | 0 | 0 | 0 | 0 | 0 | 0 | 0 | 0 | 0 | 0 | 0 | 0 | 0 | 0 | 0 | 0 | 0 | 0 | 0 | 0 | 0 | 0 | 0 | 0
F3_Commercial_WA - Miscellaneous_New_Space Heating_Natural Gas_Insulation - Ducting_A_Achievable Technical Potential | F3 | Commercial | WA - Miscellaneous | New | Space Heating | Natural Gas | Insulation - Ducting | A | Integrated Unit Winter Peak Savings (kW) | Achievable Technical Potential | 0 | 0 | 0 | 0 | 0 | 0 | 0 | 0 | 0 | 0 | 0 | 0 | 0 | 0 | 0 | 0 | 0 | 0 | 0 | 0 | 0 | 0 | 0 | 0 | 0 | 0 | 0
F4_Commercial_WA - Miscellaneous_New_Space Heating_Natural Gas_Insulation - Ducting_A_Achievable Technical Potential | F4 | Commercial | WA - Miscellaneous | New | Space Heating | Natural Gas | Insulation - Ducting | A | Incremental Energy Savings (MWh or mTherms) | Achievable Technical Potential | 0 | 0 | 0 | 0 | 0 | 0 | 0 | 0 | 0 | 0 | 0 | 0 | 0 | 0 | 0 | 0 | 0 | 0 | 0 | 0 | 0 | 0 | 0 | 0 | 0 | 0 | 0
F5_Commercial_WA - Miscellaneous_New_Space Heating_Natural Gas_Insulation - Ducting_A_Achievable Technical Potential | F5 | Commercial | WA - Miscellaneous | New | Space Heating | Natural Gas | Insulation - Ducting | A | Incremental Summer Peak Savings (MW) | Achievable Technical Potential | 0 | 0 | 0 | 0 | 0 | 0 | 0 | 0 | 0 | 0 | 0 | 0 | 0 | 0 | 0 | 0 | 0 | 0 | 0 | 0 | 0 | 0 | 0 | 0 | 0 | 0 | 0
F6_Commercial_WA - Miscellaneous_New_Space Heating_Natural Gas_Insulation - Ducting_A_Achievable Technical Potential | F6 | Commercial | WA - Miscellaneous | New | Space Heating | Natural Gas | Insulation - Ducting | A | Incremental Winter Peak Savings (MW) | Achievable Technical Potential | 0 | 0 | 0 | 0 | 0 | 0 | 0 | 0 | 0 | 0 | 0 | 0 | 0 | 0 | 0 | 0 | 0 | 0 | 0 | 0 | 0 | 0 | 0 | 0 | 0 | 0 | 0
F7_Commercial_WA - Miscellaneous_New_Space Heating_Natural Gas_Insulation - Ducting_A_Achievable Technical Potential | F7 | Commercial | WA - Miscellaneous | New | Space Heating | Natural Gas | Insulation - Ducting | A | Cumulative Energy Savings (MWh or mTherms) | Achievable Technical Potential | 0 | 0 | 0 | 0 | 0 | 0 | 0 | 0 | 0 | 0 | 0 | 0 | 0 | 0 | 0 | 0 | 0 | 0 | 0 | 0 | 0 | 0 | 0 | 0 | 0 | 0 | 0
F8_Commercial_WA - Miscellaneous_New_Space Heating_Natural Gas_Insulation - Ducting_A_Achievable Technical Potential | F8 | Commercial | WA - Miscellaneous | New | Space Heating | Natural Gas | Insulation - Ducting | A | Cumulative Summer Peak Savings (MW) | Achievable Technical Potential | 0 | 0 | 0 | 0 | 0 | 0 | 0 | 0 | 0 | 0 | 0 | 0 | 0 | 0 | 0 | 0 | 0 | 0 | 0 | 0 | 0 | 0 | 0 | 0 | 0 | 0 | 0
F9_Commercial_WA - Miscellaneous_New_Space Heating_Natural Gas_Insulation - Ducting_A_Achievable Technical Potential | F9 | Commercial | WA - Miscellaneous | New | Space Heating | Natural Gas | Insulation - Ducting | A | Cumulative Winter Peak Savings (MW) | Achievable Technical Potential | 0 | 0 | 0 | 0 | 0 | 0 | 0 | 0 | 0 | 0 | 0 | 0 | 0 | 0 | 0 | 0 | 0 | 0 | 0 | 0 | 0 | 0 | 0 | 0 | 0 | 0 | 0
F10_Commercial_WA - Miscellaneous_New_Space Heating_Natural Gas_Insulation - Ducting_A_Achievable Technical Potential | F10 | Commercial | WA - Miscellaneous | New | Space Heating | Natural Gas | Insulation - Ducting | A | Purchases (Incremental) | Achievable Technical Potential | 0 | 0 | 0 | 0 | 0 | 0 | 0 | 0 | 0 | 0 | 0 | 0 | 0 | 0 | 0 | 0 | 0 | 0 | 0 | 0 | 0 | 0 | 0 | 0 | 0 | 0 | 0
F11_Commercial_WA - Miscellaneous_New_Space Heating_Natural Gas_Insulation - Ducting_A_Achievable Technical Potential | F11 | Commercial | WA - Miscellaneous | New | Space Heating | Natural Gas | Insulation - Ducting | A | Purchases (Cumulative) | Achievable Technical Potential | 0 | 0 | 0 | 0 | 0 | 0 | 0 | 0 | 0 | 0 | 0 | 0 | 0 | 0 | 0 | 0 | 0 | 0 | 0 | 0 | 0 | 0 | 0 | 0 | 0 | 0 | 0
F1_Commercial_WA - Miscellaneous_New_Space Heating_Natural Gas_Insulation - Wall Cavity_A_Achievable Technical Potential | F1 | Commercial | WA - Miscellaneous | New | Space Heating | Natural Gas | Insulation - Wall Cavity | A | Integrated Unit Energy Savings (kWh or therms) | Achievable Technical Potential | 0 | 0 | 0 | 0 | 0 | 0 | 0 | 0 | 0 | 0 | 0 | 0 | 0 | 0 | 0 | 0 | 0 | 0 | 0 | 0 | 0 | 0 | 0 | 0 | 0 | 0 | 0
F2_Commercial_WA - Miscellaneous_New_Space Heating_Natural Gas_Insulation - Wall Cavity_A_Achievable Technical Potential | F2 | Commercial | WA - Miscellaneous | New | Space Heating | Natural Gas | Insulation - Wall Cavity | A | Integrated Unit Summer Peak Savings (kW) | Achievable Technical Potential | 0 | 0 | 0 | 0 | 0 | 0 | 0 | 0 | 0 | 0 | 0 | 0 | 0 | 0 | 0 | 0 | 0 | 0 | 0 | 0 | 0 | 0 | 0 | 0 | 0 | 0 | 0
F3_Commercial_WA - Miscellaneous_New_Space Heating_Natural Gas_Insulation - Wall Cavity_A_Achievable Technical Potential | F3 | Commercial | WA - Miscellaneous | New | Space Heating | Natural Gas | Insulation - Wall Cavity | A | Integrated Unit Winter Peak Savings (kW) | Achievable Technical Potential | 0 | 0 | 0 | 0 | 0 | 0 | 0 | 0 | 0 | 0 | 0 | 0 | 0 | 0 | 0 | 0 | 0 | 0 | 0 | 0 | 0 | 0 | 0 | 0 | 0 | 0 | 0
F4_Commercial_WA - Miscellaneous_New_Space Heating_Natural Gas_Insulation - Wall Cavity_A_Achievable Technical Potential | F4 | Commercial | WA - Miscellaneous | New | Space Heating | Natural Gas | Insulation - Wall Cavity | A | Incremental Energy Savings (MWh or mTherms) | Achievable Technical Potential | 0 | 0 | 0 | 0 | 0 | 0 | 0 | 0 | 0 | 0 | 0 | 0 | 0 | 0 | 0 | 0 | 0 | 0 | 0 | 0 | 0 | 0 | 0 | 0 | 0 | 0 | 0
F5_Commercial_WA - Miscellaneous_New_Space Heating_Natural Gas_Insulation - Wall Cavity_A_Achievable Technical Potential | F5 | Commercial | WA - Miscellaneous | New | Space Heating | Natural Gas | Insulation - Wall Cavity | A | Incremental Summer Peak Savings (MW) | Achievable Technical Potential | 0 | 0 | 0 | 0 | 0 | 0 | 0 | 0 | 0 | 0 | 0 | 0 | 0 | 0 | 0 | 0 | 0 | 0 | 0 | 0 | 0 | 0 | 0 | 0 | 0 | 0 | 0
F6_Commercial_WA - Miscellaneous_New_Space Heating_Natural Gas_Insulation - Wall Cavity_A_Achievable Technical Potential | F6 | Commercial | WA - Miscellaneous | New | Space Heating | Natural Gas | Insulation - Wall Cavity | A | Incremental Winter Peak Savings (MW) | Achievable Technical Potential | 0 | 0 | 0 | 0 | 0 | 0 | 0 | 0 | 0 | 0 | 0 | 0 | 0 | 0 | 0 | 0 | 0 | 0 | 0 | 0 | 0 | 0 | 0 | 0 | 0 | 0 | 0
F7_Commercial_WA - Miscellaneous_New_Space Heating_Natural Gas_Insulation - Wall Cavity_A_Achievable Technical Potential | F7 | Commercial | WA - Miscellaneous | New | Space Heating | Natural Gas | Insulation - Wall Cavity | A | Cumulative Energy Savings (MWh or mTherms) | Achievable Technical Potential | 0 | 0 | 0 | 0 | 0 | 0 | 0 | 0 | 0 | 0 | 0 | 0 | 0 | 0 | 0 | 0 | 0 | 0 | 0 | 0 | 0 | 0 | 0 | 0 | 0 | 0 | 0
F8_Commercial_WA - Miscellaneous_New_Space Heating_Natural Gas_Insulation - Wall Cavity_A_Achievable Technical Potential | F8 | Commercial | WA - Miscellaneous | New | Space Heating | Natural Gas | Insulation - Wall Cavity | A | Cumulative Summer Peak Savings (MW) | Achievable Technical Potential | 0 | 0 | 0 | 0 | 0 | 0 | 0 | 0 | 0 | 0 | 0 | 0 | 0 | 0 | 0 | 0 | 0 | 0 | 0 | 0 | 0 | 0 | 0 | 0 | 0 | 0 | 0
F9_Commercial_WA - Miscellaneous_New_Space Heating_Natural Gas_Insulation - Wall Cavity_A_Achievable Technical Potential | F9 | Commercial | WA - Miscellaneous | New | Space Heating | Natural Gas | Insulation - Wall Cavity | A | Cumulative Winter Peak Savings (MW) | Achievable Technical Potential | 0 | 0 | 0 | 0 | 0 | 0 | 0 | 0 | 0 | 0 | 0 | 0 | 0 | 0 | 0 | 0 | 0 | 0 | 0 | 0 | 0 | 0 | 0 | 0 | 0 | 0 | 0
F10_Commercial_WA - Miscellaneous_New_Space Heating_Natural Gas_Insulation - Wall Cavity_A_Achievable Technical Potential | F10 | Commercial | WA - Miscellaneous | New | Space Heating | Natural Gas | Insulation - Wall Cavity | A | Purchases (Incremental) | Achievable Technical Potential | 0 | 0 | 0 | 0 | 0 | 0 | 0 | 0 | 0 | 0 | 0 | 0 | 0 | 0 | 0 | 0 | 0 | 0 | 0 | 0 | 0 | 0 | 0 | 0 | 0 | 0 | 0
F11_Commercial_WA - Miscellaneous_New_Space Heating_Natural Gas_Insulation - Wall Cavity_A_Achievable Technical Potential | F11 | Commercial | WA - Miscellaneous | New | Space Heating | Natural Gas | Insulation - Wall Cavity | A | Purchases (Cumulative) | Achievable Technical Potential | 0 | 0 | 0 | 0 | 0 | 0 | 0 | 0 | 0 | 0 | 0 | 0 | 0 | 0 | 0 | 0 | 0 | 0 | 0 | 0 | 0 | 0 | 0 | 0 | 0 | 0 | 0
F1_Commercial_WA - Miscellaneous_New_Space Heating_Natural Gas_Green Roof - Vegetated Rooftop_A_Achievable Technical Potential | F1 | Commercial | WA - Miscellaneous | New | Space Heating | Natural Gas | Green Roof - Vegetated Rooftop | A | Integrated Unit Energy Savings (kWh or therms) | Achievable Technical Potential | 0 | 0 | 0 | 0 | 0 | 0 | 0 | 0 | 0 | 0 | 0 | 0 | 0 | 0 | 0 | 0 | 0 | 0 | 0 | 0 | 0 | 0 | 0 | 0 | 0 | 0 | 0
F2_Commercial_WA - Miscellaneous_New_Space Heating_Natural Gas_Green Roof - Vegetated Rooftop_A_Achievable Technical Potential | F2 | Commercial | WA - Miscellaneous | New | Space Heating | Natural Gas | Green Roof - Vegetated Rooftop | A | Integrated Unit Summer Peak Savings (kW) | Achievable Technical Potential | 0 | 0 | 0 | 0 | 0 | 0 | 0 | 0 | 0 | 0 | 0 | 0 | 0 | 0 | 0 | 0 | 0 | 0 | 0 | 0 | 0 | 0 | 0 | 0 | 0 | 0 | 0
F3_Commercial_WA - Miscellaneous_New_Space Heating_Natural Gas_Green Roof - Vegetated Rooftop_A_Achievable Technical Potential | F3 | Commercial | WA - Miscellaneous | New | Space Heating | Natural Gas | Green Roof - Vegetated Rooftop | A | Integrated Unit Winter Peak Savings (kW) | Achievable Technical Potential | 0 | 0 | 0 | 0 | 0 | 0 | 0 | 0 | 0 | 0 | 0 | 0 | 0 | 0 | 0 | 0 | 0 | 0 | 0 | 0 | 0 | 0 | 0 | 0 | 0 | 0 | 0
F4_Commercial_WA - Miscellaneous_New_Space Heating_Natural Gas_Green Roof - Vegetated Rooftop_A_Achievable Technical Potential | F4 | Commercial | WA - Miscellaneous | New | Space Heating | Natural Gas | Green Roof - Vegetated Rooftop | A | Incremental Energy Savings (MWh or mTherms) | Achievable Technical Potential | 0 | 0 | 0 | 0 | 0 | 0 | 0 | 0 | 0 | 0 | 0 | 0 | 0 | 0 | 0 | 0 | 0 | 0 | 0 | 0 | 0 | 0 | 0 | 0 | 0 | 0 | 0
F5_Commercial_WA - Miscellaneous_New_Space Heating_Natural Gas_Green Roof - Vegetated Rooftop_A_Achievable Technical Potential | F5 | Commercial | WA - Miscellaneous | New | Space Heating | Natural Gas | Green Roof - Vegetated Rooftop | A | Incremental Summer Peak Savings (MW) | Achievable Technical Potential | 0 | 0 | 0 | 0 | 0 | 0 | 0 | 0 | 0 | 0 | 0 | 0 | 0 | 0 | 0 | 0 | 0 | 0 | 0 | 0 | 0 | 0 | 0 | 0 | 0 | 0 | 0
F6_Commercial_WA - Miscellaneous_New_Space Heating_Natural Gas_Green Roof - Vegetated Rooftop_A_Achievable Technical Potential | F6 | Commercial | WA - Miscellaneous | New | Space Heating | Natural Gas | Green Roof - Vegetated Rooftop | A | Incremental Winter Peak Savings (MW) | Achievable Technical Potential | 0 | 0 | 0 | 0 | 0 | 0 | 0 | 0 | 0 | 0 | 0 | 0 | 0 | 0 | 0 | 0 | 0 | 0 | 0 | 0 | 0 | 0 | 0 | 0 | 0 | 0 | 0
F7_Commercial_WA - Miscellaneous_New_Space Heating_Natural Gas_Green Roof - Vegetated Rooftop_A_Achievable Technical Potential | F7 | Commercial | WA - Miscellaneous | New | Space Heating | Natural Gas | Green Roof - Vegetated Rooftop | A | Cumulative Energy Savings (MWh or mTherms) | Achievable Technical Potential | 0 | 0 | 0 | 0 | 0 | 0 | 0 | 0 | 0 | 0 | 0 | 0 | 0 | 0 | 0 | 0 | 0 | 0 | 0 | 0 | 0 | 0 | 0 | 0 | 0 | 0 | 0
F8_Commercial_WA - Miscellaneous_New_Space Heating_Natural Gas_Green Roof - Vegetated Rooftop_A_Achievable Technical Potential | F8 | Commercial | WA - Miscellaneous | New | Space Heating | Natural Gas | Green Roof - Vegetated Rooftop | A | Cumulative Summer Peak Savings (MW) | Achievable Technical Potential | 0 | 0 | 0 | 0 | 0 | 0 | 0 | 0 | 0 | 0 | 0 | 0 | 0 | 0 | 0 | 0 | 0 | 0 | 0 | 0 | 0 | 0 | 0 | 0 | 0 | 0 | 0
F9_Commercial_WA - Miscellaneous_New_Space Heating_Natural Gas_Green Roof - Vegetated Rooftop_A_Achievable Technical Potential | F9 | Commercial | WA - Miscellaneous | New | Space Heating | Natural Gas | Green Roof - Vegetated Rooftop | A | Cumulative Winter Peak Savings (MW) | Achievable Technical Potential | 0 | 0 | 0 | 0 | 0 | 0 | 0 | 0 | 0 | 0 | 0 | 0 | 0 | 0 | 0 | 0 | 0 | 0 | 0 | 0 | 0 | 0 | 0 | 0 | 0 | 0 | 0
F10_Commercial_WA - Miscellaneous_New_Space Heating_Natural Gas_Green Roof - Vegetated Rooftop_A_Achievable Technical Potential | F10 | Commercial | WA - Miscellaneous | New | Space Heating | Natural Gas | Green Roof - Vegetated Rooftop | A | Purchases (Incremental) | Achievable Technical Potential | 0 | 0 | 0 | 0 | 0 | 0 | 0 | 0 | 0 | 0 | 0 | 0 | 0 | 0 | 0 | 0 | 0 | 0 | 0 | 0 | 0 | 0 | 0 | 0 | 0 | 0 | 0
F11_Commercial_WA - Miscellaneous_New_Space Heating_Natural Gas_Green Roof - Vegetated Rooftop_A_Achievable Technical Potential | F11 | Commercial | WA - Miscellaneous | New | Space Heating | Natural Gas | Green Roof - Vegetated Rooftop | A | Purchases (Cumulative) | Achievable Technical Potential | 0 | 0 | 0 | 0 | 0 | 0 | 0 | 0 | 0 | 0 | 0 | 0 | 0 | 0 | 0 | 0 | 0 | 0 | 0 | 0 | 0 | 0 | 0 | 0 | 0 | 0 | 0
F1_Commercial_WA - Miscellaneous_New_Space Heating_Natural Gas_Ducting - Repair and Sealing_A_Achievable Technical Potential | F1 | Commercial | WA - Miscellaneous | New | Space Heating | Natural Gas | Ducting - Repair and Sealing | A | Integrated Unit Energy Savings (kWh or therms) | Achievable Technical Potential | 0 | 0 | 0 | 0 | 0 | 0 | 0 | 0 | 0 | 0 | 0 | 0 | 0 | 0 | 0 | 0 | 0 | 0 | 0 | 0 | 0 | 0 | 0 | 0 | 0 | 0 | 0
F2_Commercial_WA - Miscellaneous_New_Space Heating_Natural Gas_Ducting - Repair and Sealing_A_Achievable Technical Potential | F2 | Commercial | WA - Miscellaneous | New | Space Heating | Natural Gas | Ducting - Repair and Sealing | A | Integrated Unit Summer Peak Savings (kW) | Achievable Technical Potential | 0 | 0 | 0 | 0 | 0 | 0 | 0 | 0 | 0 | 0 | 0 | 0 | 0 | 0 | 0 | 0 | 0 | 0 | 0 | 0 | 0 | 0 | 0 | 0 | 0 | 0 | 0
F3_Commercial_WA - Miscellaneous_New_Space Heating_Natural Gas_Ducting - Repair and Sealing_A_Achievable Technical Potential | F3 | Commercial | WA - Miscellaneous | New | Space Heating | Natural Gas | Ducting - Repair and Sealing | A | Integrated Unit Winter Peak Savings (kW) | Achievable Technical Potential | 0 | 0 | 0 | 0 | 0 | 0 | 0 | 0 | 0 | 0 | 0 | 0 | 0 | 0 | 0 | 0 | 0 | 0 | 0 | 0 | 0 | 0 | 0 | 0 | 0 | 0 | 0
F4_Commercial_WA - Miscellaneous_New_Space Heating_Natural Gas_Ducting - Repair and Sealing_A_Achievable Technical Potential | F4 | Commercial | WA - Miscellaneous | New | Space Heating | Natural Gas | Ducting - Repair and Sealing | A | Incremental Energy Savings (MWh or mTherms) | Achievable Technical Potential | 0 | 0 | 0 | 0 | 0 | 0 | 0 | 0 | 0 | 0 | 0 | 0 | 0 | 0 | 0 | 0 | 0 | 0 | 0 | 0 | 0 | 0 | 0 | 0 | 0 | 0 | 0
F5_Commercial_WA - Miscellaneous_New_Space Heating_Natural Gas_Ducting - Repair and Sealing_A_Achievable Technical Potential | F5 | Commercial | WA - Miscellaneous | New | Space Heating | Natural Gas | Ducting - Repair and Sealing | A | Incremental Summer Peak Savings (MW) | Achievable Technical Potential | 0 | 0 | 0 | 0 | 0 | 0 | 0 | 0 | 0 | 0 | 0 | 0 | 0 | 0 | 0 | 0 | 0 | 0 | 0 | 0 | 0 | 0 | 0 | 0 | 0 | 0 | 0
F6_Commercial_WA - Miscellaneous_New_Space Heating_Natural Gas_Ducting - Repair and Sealing_A_Achievable Technical Potential | F6 | Commercial | WA - Miscellaneous | New | Space Heating | Natural Gas | Ducting - Repair and Sealing | A | Incremental Winter Peak Savings (MW) | Achievable Technical Potential | 0 | 0 | 0 | 0 | 0 | 0 | 0 | 0 | 0 | 0 | 0 | 0 | 0 | 0 | 0 | 0 | 0 | 0 | 0 | 0 | 0 | 0 | 0 | 0 | 0 | 0 | 0
F7_Commercial_WA - Miscellaneous_New_Space Heating_Natural Gas_Ducting - Repair and Sealing_A_Achievable Technical Potential | F7 | Commercial | WA - Miscellaneous | New | Space Heating | Natural Gas | Ducting - Repair and Sealing | A | Cumulative Energy Savings (MWh or mTherms) | Achievable Technical Potential | 0 | 0 | 0 | 0 | 0 | 0 | 0 | 0 | 0 | 0 | 0 | 0 | 0 | 0 | 0 | 0 | 0 | 0 | 0 | 0 | 0 | 0 | 0 | 0 | 0 | 0 | 0
F8_Commercial_WA - Miscellaneous_New_Space Heating_Natural Gas_Ducting - Repair and Sealing_A_Achievable Technical Potential | F8 | Commercial | WA - Miscellaneous | New | Space Heating | Natural Gas | Ducting - Repair and Sealing | A | Cumulative Summer Peak Savings (MW) | Achievable Technical Potential | 0 | 0 | 0 | 0 | 0 | 0 | 0 | 0 | 0 | 0 | 0 | 0 | 0 | 0 | 0 | 0 | 0 | 0 | 0 | 0 | 0 | 0 | 0 | 0 | 0 | 0 | 0
F9_Commercial_WA - Miscellaneous_New_Space Heating_Natural Gas_Ducting - Repair and Sealing_A_Achievable Technical Potential | F9 | Commercial | WA - Miscellaneous | New | Space Heating | Natural Gas | Ducting - Repair and Sealing | A | Cumulative Winter Peak Savings (MW) | Achievable Technical Potential | 0 | 0 | 0 | 0 | 0 | 0 | 0 | 0 | 0 | 0 | 0 | 0 | 0 | 0 | 0 | 0 | 0 | 0 | 0 | 0 | 0 | 0 | 0 | 0 | 0 | 0 | 0
F10_Commercial_WA - Miscellaneous_New_Space Heating_Natural Gas_Ducting - Repair and Sealing_A_Achievable Technical Potential | F10 | Commercial | WA - Miscellaneous | New | Space Heating | Natural Gas | Ducting - Repair and Sealing | A | Purchases (Incremental) | Achievable Technical Potential | 0 | 0 | 0 | 0 | 0 | 0 | 0 | 0 | 0 | 0 | 0 | 0 | 0 | 0 | 0 | 0 | 0 | 0 | 0 | 0 | 0 | 0 | 0 | 0 | 0 | 0 | 0
F11_Commercial_WA - Miscellaneous_New_Space Heating_Natural Gas_Ducting - Repair and Sealing_A_Achievable Technical Potential | F11 | Commercial | WA - Miscellaneous | New | Space Heating | Natural Gas | Ducting - Repair and Sealing | A | Purchases (Cumulative) | Achievable Technical Potential | 0 | 0 | 0 | 0 | 0 | 0 | 0 | 0 | 0 | 0 | 0 | 0 | 0 | 0 | 0 | 0 | 0 | 0 | 0 | 0 | 0 | 0 | 0 | 0 | 0 | 0 | 0
F1_Commercial_WA - Miscellaneous_New_Space Heating_Natural Gas_Windows - High Efficiency Glazing_A_Achievable Technical Potential | F1 | Commercial | WA - Miscellaneous | New | Space Heating | Natural Gas | Windows - High Efficiency Glazing | A | Integrated Unit Energy Savings (kWh or therms) | Achievable Technical Potential | 0 | 0 | 0 | 0 | 0 | 0 | 0 | 0 | 0 | 0 | 0 | 0 | 0 | 0 | 0 | 0 | 0 | 0 | 0 | 0 | 0 | 0 | 0 | 0 | 0 | 0 | 0
F2_Commercial_WA - Miscellaneous_New_Space Heating_Natural Gas_Windows - High Efficiency Glazing_A_Achievable Technical Potential | F2 | Commercial | WA - Miscellaneous | New | Space Heating | Natural Gas | Windows - High Efficiency Glazing | A | Integrated Unit Summer Peak Savings (kW) | Achievable Technical Potential | 0 | 0 | 0 | 0 | 0 | 0 | 0 | 0 | 0 | 0 | 0 | 0 | 0 | 0 | 0 | 0 | 0 | 0 | 0 | 0 | 0 | 0 | 0 | 0 | 0 | 0 | 0
F3_Commercial_WA - Miscellaneous_New_Space Heating_Natural Gas_Windows - High Efficiency Glazing_A_Achievable Technical Potential | F3 | Commercial | WA - Miscellaneous | New | Space Heating | Natural Gas | Windows - High Efficiency Glazing | A | Integrated Unit Winter Peak Savings (kW) | Achievable Technical Potential | 0 | 0 | 0 | 0 | 0 | 0 | 0 | 0 | 0 | 0 | 0 | 0 | 0 | 0 | 0 | 0 | 0 | 0 | 0 | 0 | 0 | 0 | 0 | 0 | 0 | 0 | 0
F4_Commercial_WA - Miscellaneous_New_Space Heating_Natural Gas_Windows - High Efficiency Glazing_A_Achievable Technical Potential | F4 | Commercial | WA - Miscellaneous | New | Space Heating | Natural Gas | Windows - High Efficiency Glazing | A | Incremental Energy Savings (MWh or mTherms) | Achievable Technical Potential | 0 | 0 | 0 | 0 | 0 | 0 | 0 | 0 | 0 | 0 | 0 | 0 | 0 | 0 | 0 | 0 | 0 | 0 | 0 | 0 | 0 | 0 | 0 | 0 | 0 | 0 | 0
F5_Commercial_WA - Miscellaneous_New_Space Heating_Natural Gas_Windows - High Efficiency Glazing_A_Achievable Technical Potential | F5 | Commercial | WA - Miscellaneous | New | Space Heating | Natural Gas | Windows - High Efficiency Glazing | A | Incremental Summer Peak Savings (MW) | Achievable Technical Potential | 0 | 0 | 0 | 0 | 0 | 0 | 0 | 0 | 0 | 0 | 0 | 0 | 0 | 0 | 0 | 0 | 0 | 0 | 0 | 0 | 0 | 0 | 0 | 0 | 0 | 0 | 0
F6_Commercial_WA - Miscellaneous_New_Space Heating_Natural Gas_Windows - High Efficiency Glazing_A_Achievable Technical Potential | F6 | Commercial | WA - Miscellaneous | New | Space Heating | Natural Gas | Windows - High Efficiency Glazing | A | Incremental Winter Peak Savings (MW) | Achievable Technical Potential | 0 | 0 | 0 | 0 | 0 | 0 | 0 | 0 | 0 | 0 | 0 | 0 | 0 | 0 | 0 | 0 | 0 | 0 | 0 | 0 | 0 | 0 | 0 | 0 | 0 | 0 | 0
F7_Commercial_WA - Miscellaneous_New_Space Heating_Natural Gas_Windows - High Efficiency Glazing_A_Achievable Technical Potential | F7 | Commercial | WA - Miscellaneous | New | Space Heating | Natural Gas | Windows - High Efficiency Glazing | A | Cumulative Energy Savings (MWh or mTherms) | Achievable Technical Potential | 0 | 0 | 0 | 0 | 0 | 0 | 0 | 0 | 0 | 0 | 0 | 0 | 0 | 0 | 0 | 0 | 0 | 0 | 0 | 0 | 0 | 0 | 0 | 0 | 0 | 0 | 0
F8_Commercial_WA - Miscellaneous_New_Space Heating_Natural Gas_Windows - High Efficiency Glazing_A_Achievable Technical Potential | F8 | Commercial | WA - Miscellaneous | New | Space Heating | Natural Gas | Windows - High Efficiency Glazing | A | Cumulative Summer Peak Savings (MW) | Achievable Technical Potential | 0 | 0 | 0 | 0 | 0 | 0 | 0 | 0 | 0 | 0 | 0 | 0 | 0 | 0 | 0 | 0 | 0 | 0 | 0 | 0 | 0 | 0 | 0 | 0 | 0 | 0 | 0
F9_Commercial_WA - Miscellaneous_New_Space Heating_Natural Gas_Windows - High Efficiency Glazing_A_Achievable Technical Potential | F9 | Commercial | WA - Miscellaneous | New | Space Heating | Natural Gas | Windows - High Efficiency Glazing | A | Cumulative Winter Peak Savings (MW) | Achievable Technical Potential | 0 | 0 | 0 | 0 | 0 | 0 | 0 | 0 | 0 | 0 | 0 | 0 | 0 | 0 | 0 | 0 | 0 | 0 | 0 | 0 | 0 | 0 | 0 | 0 | 0 | 0 | 0
F10_Commercial_WA - Miscellaneous_New_Space Heating_Natural Gas_Windows - High Efficiency Glazing_A_Achievable Technical Potential | F10 | Commercial | WA - Miscellaneous | New | Space Heating | Natural Gas | Windows - High Efficiency Glazing | A | Purchases (Incremental) | Achievable Technical Potential | 0 | 0 | 0 | 0 | 0 | 0 | 0 | 0 | 0 | 0 | 0 | 0 | 0 | 0 | 0 | 0 | 0 | 0 | 0 | 0 | 0 | 0 | 0 | 0 | 0 | 0 | 0
F11_Commercial_WA - Miscellaneous_New_Space Heating_Natural Gas_Windows - High Efficiency Glazing_A_Achievable Technical Potential | F11 | Commercial | WA - Miscellaneous | New | Space Heating | Natural Gas | Windows - High Efficiency Glazing | A | Purchases (Cumulative) | Achievable Technical Potential | 0 | 0 | 0 | 0 | 0 | 0 | 0 | 0 | 0 | 0 | 0 | 0 | 0 | 0 | 0 | 0 | 0 | 0 | 0 | 0 | 0 | 0 | 0 | 0 | 0 | 0 | 0
F1_Commercial_WA - Miscellaneous_New_Space Heating_Natural Gas_Windows - Secondary Glazing Systems_A_Achievable Technical Potential | F1 | Commercial | WA - Miscellaneous | New | Space Heating | Natural Gas | Windows - Secondary Glazing Systems | A | Integrated Unit Energy Savings (kWh or therms) | Achievable Technical Potential | 0 | 0 | 0 | 0 | 0 | 0 | 0 | 0 | 0 | 0 | 0 | 0 | 0 | 0 | 0 | 0 | 0 | 0 | 0 | 0 | 0 | 0 | 0 | 0 | 0 | 0 | 0
F2_Commercial_WA - Miscellaneous_New_Space Heating_Natural Gas_Windows - Secondary Glazing Systems_A_Achievable Technical Potential | F2 | Commercial | WA - Miscellaneous | New | Space Heating | Natural Gas | Windows - Secondary Glazing Systems | A | Integrated Unit Summer Peak Savings (kW) | Achievable Technical Potential | 0 | 0 | 0 | 0 | 0 | 0 | 0 | 0 | 0 | 0 | 0 | 0 | 0 | 0 | 0 | 0 | 0 | 0 | 0 | 0 | 0 | 0 | 0 | 0 | 0 | 0 | 0
F3_Commercial_WA - Miscellaneous_New_Space Heating_Natural Gas_Windows - Secondary Glazing Systems_A_Achievable Technical Potential | F3 | Commercial | WA - Miscellaneous | New | Space Heating | Natural Gas | Windows - Secondary Glazing Systems | A | Integrated Unit Winter Peak Savings (kW) | Achievable Technical Potential | 0 | 0 | 0 | 0 | 0 | 0 | 0 | 0 | 0 | 0 | 0 | 0 | 0 | 0 | 0 | 0 | 0 | 0 | 0 | 0 | 0 | 0 | 0 | 0 | 0 | 0 | 0
F4_Commercial_WA - Miscellaneous_New_Space Heating_Natural Gas_Windows - Secondary Glazing Systems_A_Achievable Technical Potential | F4 | Commercial | WA - Miscellaneous | New | Space Heating | Natural Gas | Windows - Secondary Glazing Systems | A | Incremental Energy Savings (MWh or mTherms) | Achievable Technical Potential | 0 | 0 | 0 | 0 | 0 | 0 | 0 | 0 | 0 | 0 | 0 | 0 | 0 | 0 | 0 | 0 | 0 | 0 | 0 | 0 | 0 | 0 | 0 | 0 | 0 | 0 | 0
F5_Commercial_WA - Miscellaneous_New_Space Heating_Natural Gas_Windows - Secondary Glazing Systems_A_Achievable Technical Potential | F5 | Commercial | WA - Miscellaneous | New | Space Heating | Natural Gas | Windows - Secondary Glazing Systems | A | Incremental Summer Peak Savings (MW) | Achievable Technical Potential | 0 | 0 | 0 | 0 | 0 | 0 | 0 | 0 | 0 | 0 | 0 | 0 | 0 | 0 | 0 | 0 | 0 | 0 | 0 | 0 | 0 | 0 | 0 | 0 | 0 | 0 | 0
F6_Commercial_WA - Miscellaneous_New_Space Heating_Natural Gas_Windows - Secondary Glazing Systems_A_Achievable Technical Potential | F6 | Commercial | WA - Miscellaneous | New | Space Heating | Natural Gas | Windows - Secondary Glazing Systems | A | Incremental Winter Peak Savings (MW) | Achievable Technical Potential | 0 | 0 | 0 | 0 | 0 | 0 | 0 | 0 | 0 | 0 | 0 | 0 | 0 | 0 | 0 | 0 | 0 | 0 | 0 | 0 | 0 | 0 | 0 | 0 | 0 | 0 | 0
F7_Commercial_WA - Miscellaneous_New_Space Heating_Natural Gas_Windows - Secondary Glazing Systems_A_Achievable Technical Potential | F7 | Commercial | WA - Miscellaneous | New | Space Heating | Natural Gas | Windows - Secondary Glazing Systems | A | Cumulative Energy Savings (MWh or mTherms) | Achievable Technical Potential | 0 | 0 | 0 | 0 | 0 | 0 | 0 | 0 | 0 | 0 | 0 | 0 | 0 | 0 | 0 | 0 | 0 | 0 | 0 | 0 | 0 | 0 | 0 | 0 | 0 | 0 | 0
F8_Commercial_WA - Miscellaneous_New_Space Heating_Natural Gas_Windows - Secondary Glazing Systems_A_Achievable Technical Potential | F8 | Commercial | WA - Miscellaneous | New | Space Heating | Natural Gas | Windows - Secondary Glazing Systems | A | Cumulative Summer Peak Savings (MW) | Achievable Technical Potential | 0 | 0 | 0 | 0 | 0 | 0 | 0 | 0 | 0 | 0 | 0 | 0 | 0 | 0 | 0 | 0 | 0 | 0 | 0 | 0 | 0 | 0 | 0 | 0 | 0 | 0 | 0
F9_Commercial_WA - Miscellaneous_New_Space Heating_Natural Gas_Windows - Secondary Glazing Systems_A_Achievable Technical Potential | F9 | Commercial | WA - Miscellaneous | New | Space Heating | Natural Gas | Windows - Secondary Glazing Systems | A | Cumulative Winter Peak Savings (MW) | Achievable Technical Potential | 0 | 0 | 0 | 0 | 0 | 0 | 0 | 0 | 0 | 0 | 0 | 0 | 0 | 0 | 0 | 0 | 0 | 0 | 0 | 0 | 0 | 0 | 0 | 0 | 0 | 0 | 0
F10_Commercial_WA - Miscellaneous_New_Space Heating_Natural Gas_Windows - Secondary Glazing Systems_A_Achievable Technical Potential | F10 | Commercial | WA - Miscellaneous | New | Space Heating | Natural Gas | Windows - Secondary Glazing Systems | A | Purchases (Incremental) | Achievable Technical Potential | 0 | 0 | 0 | 0 | 0 | 0 | 0 | 0 | 0 | 0 | 0 | 0 | 0 | 0 | 0 | 0 | 0 | 0 | 0 | 0 | 0 | 0 | 0 | 0 | 0 | 0 | 0
F11_Commercial_WA - Miscellaneous_New_Space Heating_Natural Gas_Windows - Secondary Glazing Systems_A_Achievable Technical Potential | F11 | Commercial | WA - Miscellaneous | New | Space Heating | Natural Gas | Windows - Secondary Glazing Systems | A | Purchases (Cumulative) | Achievable Technical Potential | 0 | 0 | 0 | 0 | 0 | 0 | 0 | 0 | 0 | 0 | 0 | 0 | 0 | 0 | 0 | 0 | 0 | 0 | 0 | 0 | 0 | 0 | 0 | 0 | 0 | 0 | 0
F1_Commercial_WA - Miscellaneous_New_Space Heating_Natural Gas_HVAC - Energy Recovery Ventilator_A_Achievable Technical Potential | F1 | Commercial | WA - Miscellaneous | New | Space Heating | Natural Gas | HVAC - Energy Recovery Ventilator | A | Integrated Unit Energy Savings (kWh or therms) | Achievable Technical Potential | 0 | 0 | 0 | 0 | 0 | 0 | 0 | 0 | 0 | 0 | 0 | 0 | 0 | 0 | 0 | 0 | 0 | 0 | 0 | 0 | 0 | 0 | 0 | 0 | 0 | 0 | 0
F2_Commercial_WA - Miscellaneous_New_Space Heating_Natural Gas_HVAC - Energy Recovery Ventilator_A_Achievable Technical Potential | F2 | Commercial | WA - Miscellaneous | New | Space Heating | Natural Gas | HVAC - Energy Recovery Ventilator | A | Integrated Unit Summer Peak Savings (kW) | Achievable Technical Potential | 0 | 0 | 0 | 0 | 0 | 0 | 0 | 0 | 0 | 0 | 0 | 0 | 0 | 0 | 0 | 0 | 0 | 0 | 0 | 0 | 0 | 0 | 0 | 0 | 0 | 0 | 0
F3_Commercial_WA - Miscellaneous_New_Space Heating_Natural Gas_HVAC - Energy Recovery Ventilator_A_Achievable Technical Potential | F3 | Commercial | WA - Miscellaneous | New | Space Heating | Natural Gas | HVAC - Energy Recovery Ventilator | A | Integrated Unit Winter Peak Savings (kW) | Achievable Technical Potential | 0 | 0 | 0 | 0 | 0 | 0 | 0 | 0 | 0 | 0 | 0 | 0 | 0 | 0 | 0 | 0 | 0 | 0 | 0 | 0 | 0 | 0 | 0 | 0 | 0 | 0 | 0
F4_Commercial_WA - Miscellaneous_New_Space Heating_Natural Gas_HVAC - Energy Recovery Ventilator_A_Achievable Technical Potential | F4 | Commercial | WA - Miscellaneous | New | Space Heating | Natural Gas | HVAC - Energy Recovery Ventilator | A | Incremental Energy Savings (MWh or mTherms) | Achievable Technical Potential | 0 | 0 | 0 | 0 | 0 | 0 | 0 | 0 | 0 | 0 | 0 | 0 | 0 | 0 | 0 | 0 | 0 | 0 | 0 | 0 | 0 | 0 | 0 | 0 | 0 | 0 | 0
F5_Commercial_WA - Miscellaneous_New_Space Heating_Natural Gas_HVAC - Energy Recovery Ventilator_A_Achievable Technical Potential | F5 | Commercial | WA - Miscellaneous | New | Space Heating | Natural Gas | HVAC - Energy Recovery Ventilator | A | Incremental Summer Peak Savings (MW) | Achievable Technical Potential | 0 | 0 | 0 | 0 | 0 | 0 | 0 | 0 | 0 | 0 | 0 | 0 | 0 | 0 | 0 | 0 | 0 | 0 | 0 | 0 | 0 | 0 | 0 | 0 | 0 | 0 | 0
F6_Commercial_WA - Miscellaneous_New_Space Heating_Natural Gas_HVAC - Energy Recovery Ventilator_A_Achievable Technical Potential | F6 | Commercial | WA - Miscellaneous | New | Space Heating | Natural Gas | HVAC - Energy Recovery Ventilator | A | Incremental Winter Peak Savings (MW) | Achievable Technical Potential | 0 | 0 | 0 | 0 | 0 | 0 | 0 | 0 | 0 | 0 | 0 | 0 | 0 | 0 | 0 | 0 | 0 | 0 | 0 | 0 | 0 | 0 | 0 | 0 | 0 | 0 | 0
F7_Commercial_WA - Miscellaneous_New_Space Heating_Natural Gas_HVAC - Energy Recovery Ventilator_A_Achievable Technical Potential | F7 | Commercial | WA - Miscellaneous | New | Space Heating | Natural Gas | HVAC - Energy Recovery Ventilator | A | Cumulative Energy Savings (MWh or mTherms) | Achievable Technical Potential | 0 | 0 | 0 | 0 | 0 | 0 | 0 | 0 | 0 | 0 | 0 | 0 | 0 | 0 | 0 | 0 | 0 | 0 | 0 | 0 | 0 | 0 | 0 | 0 | 0 | 0 | 0
F8_Commercial_WA - Miscellaneous_New_Space Heating_Natural Gas_HVAC - Energy Recovery Ventilator_A_Achievable Technical Potential | F8 | Commercial | WA - Miscellaneous | New | Space Heating | Natural Gas | HVAC - Energy Recovery Ventilator | A | Cumulative Summer Peak Savings (MW) | Achievable Technical Potential | 0 | 0 | 0 | 0 | 0 | 0 | 0 | 0 | 0 | 0 | 0 | 0 | 0 | 0 | 0 | 0 | 0 | 0 | 0 | 0 | 0 | 0 | 0 | 0 | 0 | 0 | 0
F9_Commercial_WA - Miscellaneous_New_Space Heating_Natural Gas_HVAC - Energy Recovery Ventilator_A_Achievable Technical Potential | F9 | Commercial | WA - Miscellaneous | New | Space Heating | Natural Gas | HVAC - Energy Recovery Ventilator | A | Cumulative Winter Peak Savings (MW) | Achievable Technical Potential | 0 | 0 | 0 | 0 | 0 | 0 | 0 | 0 | 0 | 0 | 0 | 0 | 0 | 0 | 0 | 0 | 0 | 0 | 0 | 0 | 0 | 0 | 0 | 0 | 0 | 0 | 0
F10_Commercial_WA - Miscellaneous_New_Space Heating_Natural Gas_HVAC - Energy Recovery Ventilator_A_Achievable Technical Potential | F10 | Commercial | WA - Miscellaneous | New | Space Heating | Natural Gas | HVAC - Energy Recovery Ventilator | A | Purchases (Incremental) | Achievable Technical Potential | 0 | 0 | 0 | 0 | 0 | 0 | 0 | 0 | 0 | 0 | 0 | 0 | 0 | 0 | 0 | 0 | 0 | 0 | 0 | 0 | 0 | 0 | 0 | 0 | 0 | 0 | 0
F11_Commercial_WA - Miscellaneous_New_Space Heating_Natural Gas_HVAC - Energy Recovery Ventilator_A_Achievable Technical Potential | F11 | Commercial | WA - Miscellaneous | New | Space Heating | Natural Gas | HVAC - Energy Recovery Ventilator | A | Purchases (Cumulative) | Achievable Technical Potential | 0 | 0 | 0 | 0 | 0 | 0 | 0 | 0 | 0 | 0 | 0 | 0 | 0 | 0 | 0 | 0 | 0 | 0 | 0 | 0 | 0 | 0 | 0 | 0 | 0 | 0 | 0
F1_Commercial_WA - Miscellaneous_New_Space Heating_Natural Gas_Building Shell - Air Sealing (Infiltration Control)_A_Achievable Technical Potential | F1 | Commercial | WA - Miscellaneous | New | Space Heating | Natural Gas | Building Shell - Air Sealing (Infiltration Control) | A | Integrated Unit Energy Savings (kWh or therms) | Achievable Technical Potential | 0 | 0 | 0 | 0 | 0 | 0 | 0 | 0 | 0 | 0 | 0 | 0 | 0 | 0 | 0 | 0 | 0 | 0 | 0 | 0 | 0 | 0 | 0 | 0 | 0 | 0 | 0
F2_Commercial_WA - Miscellaneous_New_Space Heating_Natural Gas_Building Shell - Air Sealing (Infiltration Control)_A_Achievable Technical Potential | F2 | Commercial | WA - Miscellaneous | New | Space Heating | Natural Gas | Building Shell - Air Sealing (Infiltration Control) | A | Integrated Unit Summer Peak Savings (kW) | Achievable Technical Potential | 0 | 0 | 0 | 0 | 0 | 0 | 0 | 0 | 0 | 0 | 0 | 0 | 0 | 0 | 0 | 0 | 0 | 0 | 0 | 0 | 0 | 0 | 0 | 0 | 0 | 0 | 0
F3_Commercial_WA - Miscellaneous_New_Space Heating_Natural Gas_Building Shell - Air Sealing (Infiltration Control)_A_Achievable Technical Potential | F3 | Commercial | WA - Miscellaneous | New | Space Heating | Natural Gas | Building Shell - Air Sealing (Infiltration Control) | A | Integrated Unit Winter Peak Savings (kW) | Achievable Technical Potential | 0 | 0 | 0 | 0 | 0 | 0 | 0 | 0 | 0 | 0 | 0 | 0 | 0 | 0 | 0 | 0 | 0 | 0 | 0 | 0 | 0 | 0 | 0 | 0 | 0 | 0 | 0
F4_Commercial_WA - Miscellaneous_New_Space Heating_Natural Gas_Building Shell - Air Sealing (Infiltration Control)_A_Achievable Technical Potential | F4 | Commercial | WA - Miscellaneous | New | Space Heating | Natural Gas | Building Shell - Air Sealing (Infiltration Control) | A | Incremental Energy Savings (MWh or mTherms) | Achievable Technical Potential | 0 | 0 | 0 | 0 | 0 | 0 | 0 | 0 | 0 | 0 | 0 | 0 | 0 | 0 | 0 | 0 | 0 | 0 | 0 | 0 | 0 | 0 | 0 | 0 | 0 | 0 | 0
F5_Commercial_WA - Miscellaneous_New_Space Heating_Natural Gas_Building Shell - Air Sealing (Infiltration Control)_A_Achievable Technical Potential | F5 | Commercial | WA - Miscellaneous | New | Space Heating | Natural Gas | Building Shell - Air Sealing (Infiltration Control) | A | Incremental Summer Peak Savings (MW) | Achievable Technical Potential | 0 | 0 | 0 | 0 | 0 | 0 | 0 | 0 | 0 | 0 | 0 | 0 | 0 | 0 | 0 | 0 | 0 | 0 | 0 | 0 | 0 | 0 | 0 | 0 | 0 | 0 | 0
F6_Commercial_WA - Miscellaneous_New_Space Heating_Natural Gas_Building Shell - Air Sealing (Infiltration Control)_A_Achievable Technical Potential | F6 | Commercial | WA - Miscellaneous | New | Space Heating | Natural Gas | Building Shell - Air Sealing (Infiltration Control) | A | Incremental Winter Peak Savings (MW) | Achievable Technical Potential | 0 | 0 | 0 | 0 | 0 | 0 | 0 | 0 | 0 | 0 | 0 | 0 | 0 | 0 | 0 | 0 | 0 | 0 | 0 | 0 | 0 | 0 | 0 | 0 | 0 | 0 | 0
F7_Commercial_WA - Miscellaneous_New_Space Heating_Natural Gas_Building Shell - Air Sealing (Infiltration Control)_A_Achievable Technical Potential | F7 | Commercial | WA - Miscellaneous | New | Space Heating | Natural Gas | Building Shell - Air Sealing (Infiltration Control) | A | Cumulative Energy Savings (MWh or mTherms) | Achievable Technical Potential | 0 | 0 | 0 | 0 | 0 | 0 | 0 | 0 | 0 | 0 | 0 | 0 | 0 | 0 | 0 | 0 | 0 | 0 | 0 | 0 | 0 | 0 | 0 | 0 | 0 | 0 | 0
F8_Commercial_WA - Miscellaneous_New_Space Heating_Natural Gas_Building Shell - Air Sealing (Infiltration Control)_A_Achievable Technical Potential | F8 | Commercial | WA - Miscellaneous | New | Space Heating | Natural Gas | Building Shell - Air Sealing (Infiltration Control) | A | Cumulative Summer Peak Savings (MW) | Achievable Technical Potential | 0 | 0 | 0 | 0 | 0 | 0 | 0 | 0 | 0 | 0 | 0 | 0 | 0 | 0 | 0 | 0 | 0 | 0 | 0 | 0 | 0 | 0 | 0 | 0 | 0 | 0 | 0
F9_Commercial_WA - Miscellaneous_New_Space Heating_Natural Gas_Building Shell - Air Sealing (Infiltration Control)_A_Achievable Technical Potential | F9 | Commercial | WA - Miscellaneous | New | Space Heating | Natural Gas | Building Shell - Air Sealing (Infiltration Control) | A | Cumulative Winter Peak Savings (MW) | Achievable Technical Potential | 0 | 0 | 0 | 0 | 0 | 0 | 0 | 0 | 0 | 0 | 0 | 0 | 0 | 0 | 0 | 0 | 0 | 0 | 0 | 0 | 0 | 0 | 0 | 0 | 0 | 0 | 0
F10_Commercial_WA - Miscellaneous_New_Space Heating_Natural Gas_Building Shell - Air Sealing (Infiltration Control)_A_Achievable Technical Potential | F10 | Commercial | WA - Miscellaneous | New | Space Heating | Natural Gas | Building Shell - Air Sealing (Infiltration Control) | A | Purchases (Incremental) | Achievable Technical Potential | 0 | 0 | 0 | 0 | 0 | 0 | 0 | 0 | 0 | 0 | 0 | 0 | 0 | 0 | 0 | 0 | 0 | 0 | 0 | 0 | 0 | 0 | 0 | 0 | 0 | 0 | 0
F11_Commercial_WA - Miscellaneous_New_Space Heating_Natural Gas_Building Shell - Air Sealing (Infiltration Control)_A_Achievable Technical Potential | F11 | Commercial | WA - Miscellaneous | New | Space Heating | Natural Gas | Building Shell - Air Sealing (Infiltration Control) | A | Purchases (Cumulative) | Achievable Technical Potential | 0 | 0 | 0 | 0 | 0 | 0 | 0 | 0 | 0 | 0 | 0 | 0 | 0 | 0 | 0 | 0 | 0 | 0 | 0 | 0 | 0 | 0 | 0 | 0 | 0 | 0 | 0
F1_Commercial_WA - Miscellaneous_New_Space Heating_Natural Gas_Ventilation - Demand Controlled_A_Achievable Technical Potential | F1 | Commercial | WA - Miscellaneous | New | Space Heating | Natural Gas | Ventilation - Demand Controlled | A | Integrated Unit Energy Savings (kWh or therms) | Achievable Technical Potential | 0 | 0 | 0 | 0 | 0 | 0 | 0 | 0 | 0 | 0 | 0 | 0 | 0 | 0 | 0 | 0 | 0 | 0 | 0 | 0 | 0 | 0 | 0 | 0 | 0 | 0 | 0
F2_Commercial_WA - Miscellaneous_New_Space Heating_Natural Gas_Ventilation - Demand Controlled_A_Achievable Technical Potential | F2 | Commercial | WA - Miscellaneous | New | Space Heating | Natural Gas | Ventilation - Demand Controlled | A | Integrated Unit Summer Peak Savings (kW) | Achievable Technical Potential | 0 | 0 | 0 | 0 | 0 | 0 | 0 | 0 | 0 | 0 | 0 | 0 | 0 | 0 | 0 | 0 | 0 | 0 | 0 | 0 | 0 | 0 | 0 | 0 | 0 | 0 | 0
F3_Commercial_WA - Miscellaneous_New_Space Heating_Natural Gas_Ventilation - Demand Controlled_A_Achievable Technical Potential | F3 | Commercial | WA - Miscellaneous | New | Space Heating | Natural Gas | Ventilation - Demand Controlled | A | Integrated Unit Winter Peak Savings (kW) | Achievable Technical Potential | 0 | 0 | 0 | 0 | 0 | 0 | 0 | 0 | 0 | 0 | 0 | 0 | 0 | 0 | 0 | 0 | 0 | 0 | 0 | 0 | 0 | 0 | 0 | 0 | 0 | 0 | 0
F4_Commercial_WA - Miscellaneous_New_Space Heating_Natural Gas_Ventilation - Demand Controlled_A_Achievable Technical Potential | F4 | Commercial | WA - Miscellaneous | New | Space Heating | Natural Gas | Ventilation - Demand Controlled | A | Incremental Energy Savings (MWh or mTherms) | Achievable Technical Potential | 0 | 0 | 0 | 0 | 0 | 0 | 0 | 0 | 0 | 0 | 0 | 0 | 0 | 0 | 0 | 0 | 0 | 0 | 0 | 0 | 0 | 0 | 0 | 0 | 0 | 0 | 0
F5_Commercial_WA - Miscellaneous_New_Space Heating_Natural Gas_Ventilation - Demand Controlled_A_Achievable Technical Potential | F5 | Commercial | WA - Miscellaneous | New | Space Heating | Natural Gas | Ventilation - Demand Controlled | A | Incremental Summer Peak Savings (MW) | Achievable Technical Potential | 0 | 0 | 0 | 0 | 0 | 0 | 0 | 0 | 0 | 0 | 0 | 0 | 0 | 0 | 0 | 0 | 0 | 0 | 0 | 0 | 0 | 0 | 0 | 0 | 0 | 0 | 0
F6_Commercial_WA - Miscellaneous_New_Space Heating_Natural Gas_Ventilation - Demand Controlled_A_Achievable Technical Potential | F6 | Commercial | WA - Miscellaneous | New | Space Heating | Natural Gas | Ventilation - Demand Controlled | A | Incremental Winter Peak Savings (MW) | Achievable Technical Potential | 0 | 0 | 0 | 0 | 0 | 0 | 0 | 0 | 0 | 0 | 0 | 0 | 0 | 0 | 0 | 0 | 0 | 0 | 0 | 0 | 0 | 0 | 0 | 0 | 0 | 0 | 0
F7_Commercial_WA - Miscellaneous_New_Space Heating_Natural Gas_Ventilation - Demand Controlled_A_Achievable Technical Potential | F7 | Commercial | WA - Miscellaneous | New | Space Heating | Natural Gas | Ventilation - Demand Controlled | A | Cumulative Energy Savings (MWh or mTherms) | Achievable Technical Potential | 0 | 0 | 0 | 0 | 0 | 0 | 0 | 0 | 0 | 0 | 0 | 0 | 0 | 0 | 0 | 0 | 0 | 0 | 0 | 0 | 0 | 0 | 0 | 0 | 0 | 0 | 0
F8_Commercial_WA - Miscellaneous_New_Space Heating_Natural Gas_Ventilation - Demand Controlled_A_Achievable Technical Potential | F8 | Commercial | WA - Miscellaneous | New | Space Heating | Natural Gas | Ventilation - Demand Controlled | A | Cumulative Summer Peak Savings (MW) | Achievable Technical Potential | 0 | 0 | 0 | 0 | 0 | 0 | 0 | 0 | 0 | 0 | 0 | 0 | 0 | 0 | 0 | 0 | 0 | 0 | 0 | 0 | 0 | 0 | 0 | 0 | 0 | 0 | 0
F9_Commercial_WA - Miscellaneous_New_Space Heating_Natural Gas_Ventilation - Demand Controlled_A_Achievable Technical Potential | F9 | Commercial | WA - Miscellaneous | New | Space Heating | Natural Gas | Ventilation - Demand Controlled | A | Cumulative Winter Peak Savings (MW) | Achievable Technical Potential | 0 | 0 | 0 | 0 | 0 | 0 | 0 | 0 | 0 | 0 | 0 | 0 | 0 | 0 | 0 | 0 | 0 | 0 | 0 | 0 | 0 | 0 | 0 | 0 | 0 | 0 | 0
F10_Commercial_WA - Miscellaneous_New_Space Heating_Natural Gas_Ventilation - Demand Controlled_A_Achievable Technical Potential | F10 | Commercial | WA - Miscellaneous | New | Space Heating | Natural Gas | Ventilation - Demand Controlled | A | Purchases (Incremental) | Achievable Technical Potential | 0 | 0 | 0 | 0 | 0 | 0 | 0 | 0 | 0 | 0 | 0 | 0 | 0 | 0 | 0 | 0 | 0 | 0 | 0 | 0 | 0 | 0 | 0 | 0 | 0 | 0 | 0
F11_Commercial_WA - Miscellaneous_New_Space Heating_Natural Gas_Ventilation - Demand Controlled_A_Achievable Technical Potential | F11 | Commercial | WA - Miscellaneous | New | Space Heating | Natural Gas | Ventilation - Demand Controlled | A | Purchases (Cumulative) | Achievable Technical Potential | 0 | 0 | 0 | 0 | 0 | 0 | 0 | 0 | 0 | 0 | 0 | 0 | 0 | 0 | 0 | 0 | 0 | 0 | 0 | 0 | 0 | 0 | 0 | 0 | 0 | 0 | 0
F1_Commercial_WA - Miscellaneous_New_Space Heating_Natural Gas_HVAC - Dedicated Outdoor Air System (DOAS)_A_Achievable Technical Potential | F1 | Commercial | WA - Miscellaneous | New | Space Heating | Natural Gas | HVAC - Dedicated Outdoor Air System (DOAS) | A | Integrated Unit Energy Savings (kWh or therms) | Achievable Technical Potential | 0 | 0 | 0 | 0 | 0 | 0 | 0 | 0 | 0 | 0 | 0 | 0 | 0 | 0 | 0 | 0 | 0 | 0 | 0 | 0 | 0 | 0 | 0 | 0 | 0 | 0 | 0
F2_Commercial_WA - Miscellaneous_New_Space Heating_Natural Gas_HVAC - Dedicated Outdoor Air System (DOAS)_A_Achievable Technical Potential | F2 | Commercial | WA - Miscellaneous | New | Space Heating | Natural Gas | HVAC - Dedicated Outdoor Air System (DOAS) | A | Integrated Unit Summer Peak Savings (kW) | Achievable Technical Potential | 0 | 0 | 0 | 0 | 0 | 0 | 0 | 0 | 0 | 0 | 0 | 0 | 0 | 0 | 0 | 0 | 0 | 0 | 0 | 0 | 0 | 0 | 0 | 0 | 0 | 0 | 0
F3_Commercial_WA - Miscellaneous_New_Space Heating_Natural Gas_HVAC - Dedicated Outdoor Air System (DOAS)_A_Achievable Technical Potential | F3 | Commercial | WA - Miscellaneous | New | Space Heating | Natural Gas | HVAC - Dedicated Outdoor Air System (DOAS) | A | Integrated Unit Winter Peak Savings (kW) | Achievable Technical Potential | 0 | 0 | 0 | 0 | 0 | 0 | 0 | 0 | 0 | 0 | 0 | 0 | 0 | 0 | 0 | 0 | 0 | 0 | 0 | 0 | 0 | 0 | 0 | 0 | 0 | 0 | 0
F4_Commercial_WA - Miscellaneous_New_Space Heating_Natural Gas_HVAC - Dedicated Outdoor Air System (DOAS)_A_Achievable Technical Potential | F4 | Commercial | WA - Miscellaneous | New | Space Heating | Natural Gas | HVAC - Dedicated Outdoor Air System (DOAS) | A | Incremental Energy Savings (MWh or mTherms) | Achievable Technical Potential | 0 | 0 | 0 | 0 | 0 | 0 | 0 | 0 | 0 | 0 | 0 | 0 | 0 | 0 | 0 | 0 | 0 | 0 | 0 | 0 | 0 | 0 | 0 | 0 | 0 | 0 | 0
F5_Commercial_WA - Miscellaneous_New_Space Heating_Natural Gas_HVAC - Dedicated Outdoor Air System (DOAS)_A_Achievable Technical Potential | F5 | Commercial | WA - Miscellaneous | New | Space Heating | Natural Gas | HVAC - Dedicated Outdoor Air System (DOAS) | A | Incremental Summer Peak Savings (MW) | Achievable Technical Potential | 0 | 0 | 0 | 0 | 0 | 0 | 0 | 0 | 0 | 0 | 0 | 0 | 0 | 0 | 0 | 0 | 0 | 0 | 0 | 0 | 0 | 0 | 0 | 0 | 0 | 0 | 0
F6_Commercial_WA - Miscellaneous_New_Space Heating_Natural Gas_HVAC - Dedicated Outdoor Air System (DOAS)_A_Achievable Technical Potential | F6 | Commercial | WA - Miscellaneous | New | Space Heating | Natural Gas | HVAC - Dedicated Outdoor Air System (DOAS) | A | Incremental Winter Peak Savings (MW) | Achievable Technical Potential | 0 | 0 | 0 | 0 | 0 | 0 | 0 | 0 | 0 | 0 | 0 | 0 | 0 | 0 | 0 | 0 | 0 | 0 | 0 | 0 | 0 | 0 | 0 | 0 | 0 | 0 | 0
F7_Commercial_WA - Miscellaneous_New_Space Heating_Natural Gas_HVAC - Dedicated Outdoor Air System (DOAS)_A_Achievable Technical Potential | F7 | Commercial | WA - Miscellaneous | New | Space Heating | Natural Gas | HVAC - Dedicated Outdoor Air System (DOAS) | A | Cumulative Energy Savings (MWh or mTherms) | Achievable Technical Potential | 0 | 0 | 0 | 0 | 0 | 0 | 0 | 0 | 0 | 0 | 0 | 0 | 0 | 0 | 0 | 0 | 0 | 0 | 0 | 0 | 0 | 0 | 0 | 0 | 0 | 0 | 0
F8_Commercial_WA - Miscellaneous_New_Space Heating_Natural Gas_HVAC - Dedicated Outdoor Air System (DOAS)_A_Achievable Technical Potential | F8 | Commercial | WA - Miscellaneous | New | Space Heating | Natural Gas | HVAC - Dedicated Outdoor Air System (DOAS) | A | Cumulative Summer Peak Savings (MW) | Achievable Technical Potential | 0 | 0 | 0 | 0 | 0 | 0 | 0 | 0 | 0 | 0 | 0 | 0 | 0 | 0 | 0 | 0 | 0 | 0 | 0 | 0 | 0 | 0 | 0 | 0 | 0 | 0 | 0
F9_Commercial_WA - Miscellaneous_New_Space Heating_Natural Gas_HVAC - Dedicated Outdoor Air System (DOAS)_A_Achievable Technical Potential | F9 | Commercial | WA - Miscellaneous | New | Space Heating | Natural Gas | HVAC - Dedicated Outdoor Air System (DOAS) | A | Cumulative Winter Peak Savings (MW) | Achievable Technical Potential | 0 | 0 | 0 | 0 | 0 | 0 | 0 | 0 | 0 | 0 | 0 | 0 | 0 | 0 | 0 | 0 | 0 | 0 | 0 | 0 | 0 | 0 | 0 | 0 | 0 | 0 | 0
F10_Commercial_WA - Miscellaneous_New_Space Heating_Natural Gas_HVAC - Dedicated Outdoor Air System (DOAS)_A_Achievable Technical Potential | F10 | Commercial | WA - Miscellaneous | New | Space Heating | Natural Gas | HVAC - Dedicated Outdoor Air System (DOAS) | A | Purchases (Incremental) | Achievable Technical Potential | 0 | 0 | 0 | 0 | 0 | 0 | 0 | 0 | 0 | 0 | 0 | 0 | 0 | 0 | 0 | 0 | 0 | 0 | 0 | 0 | 0 | 0 | 0 | 0 | 0 | 0 | 0
F11_Commercial_WA - Miscellaneous_New_Space Heating_Natural Gas_HVAC - Dedicated Outdoor Air System (DOAS)_A_Achievable Technical Potential | F11 | Commercial | WA - Miscellaneous | New | Space Heating | Natural Gas | HVAC - Dedicated Outdoor Air System (DOAS) | A | Purchases (Cumulative) | Achievable Technical Potential | 0 | 0 | 0 | 0 | 0 | 0 | 0 | 0 | 0 | 0 | 0 | 0 | 0 | 0 | 0 | 0 | 0 | 0 | 0 | 0 | 0 | 0 | 0 | 0 | 0 | 0 | 0
F1_Commercial_WA - Miscellaneous_New_Space Heating_Natural Gas_Destratification Fans (HVLS)_A_Achievable Technical Potential | F1 | Commercial | WA - Miscellaneous | New | Space Heating | Natural Gas | Destratification Fans (HVLS) | A | Integrated Unit Energy Savings (kWh or therms) | Achievable Technical Potential | 0 | 0 | 0 | 0 | 0 | 0 | 0 | 0 | 0 | 0 | 0 | 0 | 0 | 0 | 0 | 0 | 0 | 0 | 0 | 0 | 0 | 0 | 0 | 0 | 0 | 0 | 0
F2_Commercial_WA - Miscellaneous_New_Space Heating_Natural Gas_Destratification Fans (HVLS)_A_Achievable Technical Potential | F2 | Commercial | WA - Miscellaneous | New | Space Heating | Natural Gas | Destratification Fans (HVLS) | A | Integrated Unit Summer Peak Savings (kW) | Achievable Technical Potential | 0 | 0 | 0 | 0 | 0 | 0 | 0 | 0 | 0 | 0 | 0 | 0 | 0 | 0 | 0 | 0 | 0 | 0 | 0 | 0 | 0 | 0 | 0 | 0 | 0 | 0 | 0
F3_Commercial_WA - Miscellaneous_New_Space Heating_Natural Gas_Destratification Fans (HVLS)_A_Achievable Technical Potential | F3 | Commercial | WA - Miscellaneous | New | Space Heating | Natural Gas | Destratification Fans (HVLS) | A | Integrated Unit Winter Peak Savings (kW) | Achievable Technical Potential | 0 | 0 | 0 | 0 | 0 | 0 | 0 | 0 | 0 | 0 | 0 | 0 | 0 | 0 | 0 | 0 | 0 | 0 | 0 | 0 | 0 | 0 | 0 | 0 | 0 | 0 | 0
F4_Commercial_WA - Miscellaneous_New_Space Heating_Natural Gas_Destratification Fans (HVLS)_A_Achievable Technical Potential | F4 | Commercial | WA - Miscellaneous | New | Space Heating | Natural Gas | Destratification Fans (HVLS) | A | Incremental Energy Savings (MWh or mTherms) | Achievable Technical Potential | 0 | 0 | 0 | 0 | 0 | 0 | 0 | 0 | 0 | 0 | 0 | 0 | 0 | 0 | 0 | 0 | 0 | 0 | 0 | 0 | 0 | 0 | 0 | 0 | 0 | 0 | 0
F5_Commercial_WA - Miscellaneous_New_Space Heating_Natural Gas_Destratification Fans (HVLS)_A_Achievable Technical Potential | F5 | Commercial | WA - Miscellaneous | New | Space Heating | Natural Gas | Destratification Fans (HVLS) | A | Incremental Summer Peak Savings (MW) | Achievable Technical Potential | 0 | 0 | 0 | 0 | 0 | 0 | 0 | 0 | 0 | 0 | 0 | 0 | 0 | 0 | 0 | 0 | 0 | 0 | 0 | 0 | 0 | 0 | 0 | 0 | 0 | 0 | 0
F6_Commercial_WA - Miscellaneous_New_Space Heating_Natural Gas_Destratification Fans (HVLS)_A_Achievable Technical Potential | F6 | Commercial | WA - Miscellaneous | New | Space Heating | Natural Gas | Destratification Fans (HVLS) | A | Incremental Winter Peak Savings (MW) | Achievable Technical Potential | 0 | 0 | 0 | 0 | 0 | 0 | 0 | 0 | 0 | 0 | 0 | 0 | 0 | 0 | 0 | 0 | 0 | 0 | 0 | 0 | 0 | 0 | 0 | 0 | 0 | 0 | 0
F7_Commercial_WA - Miscellaneous_New_Space Heating_Natural Gas_Destratification Fans (HVLS)_A_Achievable Technical Potential | F7 | Commercial | WA - Miscellaneous | New | Space Heating | Natural Gas | Destratification Fans (HVLS) | A | Cumulative Energy Savings (MWh or mTherms) | Achievable Technical Potential | 0 | 0 | 0 | 0 | 0 | 0 | 0 | 0 | 0 | 0 | 0 | 0 | 0 | 0 | 0 | 0 | 0 | 0 | 0 | 0 | 0 | 0 | 0 | 0 | 0 | 0 | 0
F8_Commercial_WA - Miscellaneous_New_Space Heating_Natural Gas_Destratification Fans (HVLS)_A_Achievable Technical Potential | F8 | Commercial | WA - Miscellaneous | New | Space Heating | Natural Gas | Destratification Fans (HVLS) | A | Cumulative Summer Peak Savings (MW) | Achievable Technical Potential | 0 | 0 | 0 | 0 | 0 | 0 | 0 | 0 | 0 | 0 | 0 | 0 | 0 | 0 | 0 | 0 | 0 | 0 | 0 | 0 | 0 | 0 | 0 | 0 | 0 | 0 | 0
F9_Commercial_WA - Miscellaneous_New_Space Heating_Natural Gas_Destratification Fans (HVLS)_A_Achievable Technical Potential | F9 | Commercial | WA - Miscellaneous | New | Space Heating | Natural Gas | Destratification Fans (HVLS) | A | Cumulative Winter Peak Savings (MW) | Achievable Technical Potential | 0 | 0 | 0 | 0 | 0 | 0 | 0 | 0 | 0 | 0 | 0 | 0 | 0 | 0 | 0 | 0 | 0 | 0 | 0 | 0 | 0 | 0 | 0 | 0 | 0 | 0 | 0
F10_Commercial_WA - Miscellaneous_New_Space Heating_Natural Gas_Destratification Fans (HVLS)_A_Achievable Technical Potential | F10 | Commercial | WA - Miscellaneous | New | Space Heating | Natural Gas | Destratification Fans (HVLS) | A | Purchases (Incremental) | Achievable Technical Potential | 0 | 0 | 0 | 0 | 0 | 0 | 0 | 0 | 0 | 0 | 0 | 0 | 0 | 0 | 0 | 0 | 0 | 0 | 0 | 0 | 0 | 0 | 0 | 0 | 0 | 0 | 0
F11_Commercial_WA - Miscellaneous_New_Space Heating_Natural Gas_Destratification Fans (HVLS)_A_Achievable Technical Potential | F11 | Commercial | WA - Miscellaneous | New | Space Heating | Natural Gas | Destratification Fans (HVLS) | A | Purchases (Cumulative) | Achievable Technical Potential | 0 | 0 | 0 | 0 | 0 | 0 | 0 | 0 | 0 | 0 | 0 | 0 | 0 | 0 | 0 | 0 | 0 | 0 | 0 | 0 | 0 | 0 | 0 | 0 | 0 | 0 | 0
F1_Commercial_WA - Miscellaneous_New_Space Heating_Natural Gas_Gas Boiler - Maintenance_A_Achievable Technical Potential | F1 | Commercial | WA - Miscellaneous | New | Space Heating | Natural Gas | Gas Boiler - Maintenance | A | Integrated Unit Energy Savings (kWh or therms) | Achievable Technical Potential | 0 | 0 | 0 | 0 | 0 | 0 | 0 | 0 | 0 | 0 | 0 | 0 | 0 | 0 | 0 | 0 | 0 | 0 | 0 | 0 | 0 | 0 | 0 | 0 | 0 | 0 | 0
F2_Commercial_WA - Miscellaneous_New_Space Heating_Natural Gas_Gas Boiler - Maintenance_A_Achievable Technical Potential | F2 | Commercial | WA - Miscellaneous | New | Space Heating | Natural Gas | Gas Boiler - Maintenance | A | Integrated Unit Summer Peak Savings (kW) | Achievable Technical Potential | 0 | 0 | 0 | 0 | 0 | 0 | 0 | 0 | 0 | 0 | 0 | 0 | 0 | 0 | 0 | 0 | 0 | 0 | 0 | 0 | 0 | 0 | 0 | 0 | 0 | 0 | 0
F3_Commercial_WA - Miscellaneous_New_Space Heating_Natural Gas_Gas Boiler - Maintenance_A_Achievable Technical Potential | F3 | Commercial | WA - Miscellaneous | New | Space Heating | Natural Gas | Gas Boiler - Maintenance | A | Integrated Unit Winter Peak Savings (kW) | Achievable Technical Potential | 0 | 0 | 0 | 0 | 0 | 0 | 0 | 0 | 0 | 0 | 0 | 0 | 0 | 0 | 0 | 0 | 0 | 0 | 0 | 0 | 0 | 0 | 0 | 0 | 0 | 0 | 0
F4_Commercial_WA - Miscellaneous_New_Space Heating_Natural Gas_Gas Boiler - Maintenance_A_Achievable Technical Potential | F4 | Commercial | WA - Miscellaneous | New | Space Heating | Natural Gas | Gas Boiler - Maintenance | A | Incremental Energy Savings (MWh or mTherms) | Achievable Technical Potential | 0 | 0 | 0 | 0 | 0 | 0 | 0 | 0 | 0 | 0 | 0 | 0 | 0 | 0 | 0 | 0 | 0 | 0 | 0 | 0 | 0 | 0 | 0 | 0 | 0 | 0 | 0
F5_Commercial_WA - Miscellaneous_New_Space Heating_Natural Gas_Gas Boiler - Maintenance_A_Achievable Technical Potential | F5 | Commercial | WA - Miscellaneous | New | Space Heating | Natural Gas | Gas Boiler - Maintenance | A | Incremental Summer Peak Savings (MW) | Achievable Technical Potential | 0 | 0 | 0 | 0 | 0 | 0 | 0 | 0 | 0 | 0 | 0 | 0 | 0 | 0 | 0 | 0 | 0 | 0 | 0 | 0 | 0 | 0 | 0 | 0 | 0 | 0 | 0
F6_Commercial_WA - Miscellaneous_New_Space Heating_Natural Gas_Gas Boiler - Maintenance_A_Achievable Technical Potential | F6 | Commercial | WA - Miscellaneous | New | Space Heating | Natural Gas | Gas Boiler - Maintenance | A | Incremental Winter Peak Savings (MW) | Achievable Technical Potential | 0 | 0 | 0 | 0 | 0 | 0 | 0 | 0 | 0 | 0 | 0 | 0 | 0 | 0 | 0 | 0 | 0 | 0 | 0 | 0 | 0 | 0 | 0 | 0 | 0 | 0 | 0
F7_Commercial_WA - Miscellaneous_New_Space Heating_Natural Gas_Gas Boiler - Maintenance_A_Achievable Technical Potential | F7 | Commercial | WA - Miscellaneous | New | Space Heating | Natural Gas | Gas Boiler - Maintenance | A | Cumulative Energy Savings (MWh or mTherms) | Achievable Technical Potential | 0 | 0 | 0 | 0 | 0 | 0 | 0 | 0 | 0 | 0 | 0 | 0 | 0 | 0 | 0 | 0 | 0 | 0 | 0 | 0 | 0 | 0 | 0 | 0 | 0 | 0 | 0
F8_Commercial_WA - Miscellaneous_New_Space Heating_Natural Gas_Gas Boiler - Maintenance_A_Achievable Technical Potential | F8 | Commercial | WA - Miscellaneous | New | Space Heating | Natural Gas | Gas Boiler - Maintenance | A | Cumulative Summer Peak Savings (MW) | Achievable Technical Potential | 0 | 0 | 0 | 0 | 0 | 0 | 0 | 0 | 0 | 0 | 0 | 0 | 0 | 0 | 0 | 0 | 0 | 0 | 0 | 0 | 0 | 0 | 0 | 0 | 0 | 0 | 0
F9_Commercial_WA - Miscellaneous_New_Space Heating_Natural Gas_Gas Boiler - Maintenance_A_Achievable Technical Potential | F9 | Commercial | WA - Miscellaneous | New | Space Heating | Natural Gas | Gas Boiler - Maintenance | A | Cumulative Winter Peak Savings (MW) | Achievable Technical Potential | 0 | 0 | 0 | 0 | 0 | 0 | 0 | 0 | 0 | 0 | 0 | 0 | 0 | 0 | 0 | 0 | 0 | 0 | 0 | 0 | 0 | 0 | 0 | 0 | 0 | 0 | 0
F10_Commercial_WA - Miscellaneous_New_Space Heating_Natural Gas_Gas Boiler - Maintenance_A_Achievable Technical Potential | F10 | Commercial | WA - Miscellaneous | New | Space Heating | Natural Gas | Gas Boiler - Maintenance | A | Purchases (Incremental) | Achievable Technical Potential | 0 | 0 | 0 | 0 | 0 | 0 | 0 | 0 | 0 | 0 | 0 | 0 | 0 | 0 | 0 | 0 | 0 | 0 | 0 | 0 | 0 | 0 | 0 | 0 | 0 | 0 | 0
F11_Commercial_WA - Miscellaneous_New_Space Heating_Natural Gas_Gas Boiler - Maintenance_A_Achievable Technical Potential | F11 | Commercial | WA - Miscellaneous | New | Space Heating | Natural Gas | Gas Boiler - Maintenance | A | Purchases (Cumulative) | Achievable Technical Potential | 0 | 0 | 0 | 0 | 0 | 0 | 0 | 0 | 0 | 0 | 0 | 0 | 0 | 0 | 0 | 0 | 0 | 0 | 0 | 0 | 0 | 0 | 0 | 0 | 0 | 0 | 0
F1_Commercial_WA - Miscellaneous_New_Space Heating_Natural Gas_Gas Furnace - Maintenance_A_Achievable Technical Potential | F1 | Commercial | WA - Miscellaneous | New | Space Heating | Natural Gas | Gas Furnace - Maintenance | A | Integrated Unit Energy Savings (kWh or therms) | Achievable Technical Potential | 0 | 0 | 0 | 0 | 0 | 0 | 0 | 0 | 0 | 0 | 0 | 0 | 0 | 0 | 0 | 0 | 0 | 0 | 0 | 0 | 0 | 0 | 0 | 0 | 0 | 0 | 0
F2_Commercial_WA - Miscellaneous_New_Space Heating_Natural Gas_Gas Furnace - Maintenance_A_Achievable Technical Potential | F2 | Commercial | WA - Miscellaneous | New | Space Heating | Natural Gas | Gas Furnace - Maintenance | A | Integrated Unit Summer Peak Savings (kW) | Achievable Technical Potential | 0 | 0 | 0 | 0 | 0 | 0 | 0 | 0 | 0 | 0 | 0 | 0 | 0 | 0 | 0 | 0 | 0 | 0 | 0 | 0 | 0 | 0 | 0 | 0 | 0 | 0 | 0
F3_Commercial_WA - Miscellaneous_New_Space Heating_Natural Gas_Gas Furnace - Maintenance_A_Achievable Technical Potential | F3 | Commercial | WA - Miscellaneous | New | Space Heating | Natural Gas | Gas Furnace - Maintenance | A | Integrated Unit Winter Peak Savings (kW) | Achievable Technical Potential | 0 | 0 | 0 | 0 | 0 | 0 | 0 | 0 | 0 | 0 | 0 | 0 | 0 | 0 | 0 | 0 | 0 | 0 | 0 | 0 | 0 | 0 | 0 | 0 | 0 | 0 | 0
F4_Commercial_WA - Miscellaneous_New_Space Heating_Natural Gas_Gas Furnace - Maintenance_A_Achievable Technical Potential | F4 | Commercial | WA - Miscellaneous | New | Space Heating | Natural Gas | Gas Furnace - Maintenance | A | Incremental Energy Savings (MWh or mTherms) | Achievable Technical Potential | 0 | 0 | 0 | 0 | 0 | 0 | 0 | 0 | 0 | 0 | 0 | 0 | 0 | 0 | 0 | 0 | 0 | 0 | 0 | 0 | 0 | 0 | 0 | 0 | 0 | 0 | 0
F5_Commercial_WA - Miscellaneous_New_Space Heating_Natural Gas_Gas Furnace - Maintenance_A_Achievable Technical Potential | F5 | Commercial | WA - Miscellaneous | New | Space Heating | Natural Gas | Gas Furnace - Maintenance | A | Incremental Summer Peak Savings (MW) | Achievable Technical Potential | 0 | 0 | 0 | 0 | 0 | 0 | 0 | 0 | 0 | 0 | 0 | 0 | 0 | 0 | 0 | 0 | 0 | 0 | 0 | 0 | 0 | 0 | 0 | 0 | 0 | 0 | 0
F6_Commercial_WA - Miscellaneous_New_Space Heating_Natural Gas_Gas Furnace - Maintenance_A_Achievable Technical Potential | F6 | Commercial | WA - Miscellaneous | New | Space Heating | Natural Gas | Gas Furnace - Maintenance | A | Incremental Winter Peak Savings (MW) | Achievable Technical Potential | 0 | 0 | 0 | 0 | 0 | 0 | 0 | 0 | 0 | 0 | 0 | 0 | 0 | 0 | 0 | 0 | 0 | 0 | 0 | 0 | 0 | 0 | 0 | 0 | 0 | 0 | 0
F7_Commercial_WA - Miscellaneous_New_Space Heating_Natural Gas_Gas Furnace - Maintenance_A_Achievable Technical Potential | F7 | Commercial | WA - Miscellaneous | New | Space Heating | Natural Gas | Gas Furnace - Maintenance | A | Cumulative Energy Savings (MWh or mTherms) | Achievable Technical Potential | 0 | 0 | 0 | 0 | 0 | 0 | 0 | 0 | 0 | 0 | 0 | 0 | 0 | 0 | 0 | 0 | 0 | 0 | 0 | 0 | 0 | 0 | 0 | 0 | 0 | 0 | 0
F8_Commercial_WA - Miscellaneous_New_Space Heating_Natural Gas_Gas Furnace - Maintenance_A_Achievable Technical Potential | F8 | Commercial | WA - Miscellaneous | New | Space Heating | Natural Gas | Gas Furnace - Maintenance | A | Cumulative Summer Peak Savings (MW) | Achievable Technical Potential | 0 | 0 | 0 | 0 | 0 | 0 | 0 | 0 | 0 | 0 | 0 | 0 | 0 | 0 | 0 | 0 | 0 | 0 | 0 | 0 | 0 | 0 | 0 | 0 | 0 | 0 | 0
F9_Commercial_WA - Miscellaneous_New_Space Heating_Natural Gas_Gas Furnace - Maintenance_A_Achievable Technical Potential | F9 | Commercial | WA - Miscellaneous | New | Space Heating | Natural Gas | Gas Furnace - Maintenance | A | Cumulative Winter Peak Savings (MW) | Achievable Technical Potential | 0 | 0 | 0 | 0 | 0 | 0 | 0 | 0 | 0 | 0 | 0 | 0 | 0 | 0 | 0 | 0 | 0 | 0 | 0 | 0 | 0 | 0 | 0 | 0 | 0 | 0 | 0
F10_Commercial_WA - Miscellaneous_New_Space Heating_Natural Gas_Gas Furnace - Maintenance_A_Achievable Technical Potential | F10 | Commercial | WA - Miscellaneous | New | Space Heating | Natural Gas | Gas Furnace - Maintenance | A | Purchases (Incremental) | Achievable Technical Potential | 0 | 0 | 0 | 0 | 0 | 0 | 0 | 0 | 0 | 0 | 0 | 0 | 0 | 0 | 0 | 0 | 0 | 0 | 0 | 0 | 0 | 0 | 0 | 0 | 0 | 0 | 0
F11_Commercial_WA - Miscellaneous_New_Space Heating_Natural Gas_Gas Furnace - Maintenance_A_Achievable Technical Potential | F11 | Commercial | WA - Miscellaneous | New | Space Heating | Natural Gas | Gas Furnace - Maintenance | A | Purchases (Cumulative) | Achievable Technical Potential | 0 | 0 | 0 | 0 | 0 | 0 | 0 | 0 | 0 | 0 | 0 | 0 | 0 | 0 | 0 | 0 | 0 | 0 | 0 | 0 | 0 | 0 | 0 | 0 | 0 | 0 | 0
F1_Commercial_WA - Miscellaneous_New_Space Heating_Natural Gas_Gas Boiler - Hot Water Reset_A_Achievable Technical Potential | F1 | Commercial | WA - Miscellaneous | New | Space Heating | Natural Gas | Gas Boiler - Hot Water Reset | A | Integrated Unit Energy Savings (kWh or therms) | Achievable Technical Potential | 0 | 0 | 0 | 0 | 0 | 0 | 0 | 0 | 0 | 0 | 0 | 0 | 0 | 0 | 0 | 0 | 0 | 0 | 0 | 0 | 0 | 0 | 0 | 0 | 0 | 0 | 0
F2_Commercial_WA - Miscellaneous_New_Space Heating_Natural Gas_Gas Boiler - Hot Water Reset_A_Achievable Technical Potential | F2 | Commercial | WA - Miscellaneous | New | Space Heating | Natural Gas | Gas Boiler - Hot Water Reset | A | Integrated Unit Summer Peak Savings (kW) | Achievable Technical Potential | 0 | 0 | 0 | 0 | 0 | 0 | 0 | 0 | 0 | 0 | 0 | 0 | 0 | 0 | 0 | 0 | 0 | 0 | 0 | 0 | 0 | 0 | 0 | 0 | 0 | 0 | 0
F3_Commercial_WA - Miscellaneous_New_Space Heating_Natural Gas_Gas Boiler - Hot Water Reset_A_Achievable Technical Potential | F3 | Commercial | WA - Miscellaneous | New | Space Heating | Natural Gas | Gas Boiler - Hot Water Reset | A | Integrated Unit Winter Peak Savings (kW) | Achievable Technical Potential | 0 | 0 | 0 | 0 | 0 | 0 | 0 | 0 | 0 | 0 | 0 | 0 | 0 | 0 | 0 | 0 | 0 | 0 | 0 | 0 | 0 | 0 | 0 | 0 | 0 | 0 | 0
F4_Commercial_WA - Miscellaneous_New_Space Heating_Natural Gas_Gas Boiler - Hot Water Reset_A_Achievable Technical Potential | F4 | Commercial | WA - Miscellaneous | New | Space Heating | Natural Gas | Gas Boiler - Hot Water Reset | A | Incremental Energy Savings (MWh or mTherms) | Achievable Technical Potential | 0 | 0 | 0 | 0 | 0 | 0 | 0 | 0 | 0 | 0 | 0 | 0 | 0 | 0 | 0 | 0 | 0 | 0 | 0 | 0 | 0 | 0 | 0 | 0 | 0 | 0 | 0
F5_Commercial_WA - Miscellaneous_New_Space Heating_Natural Gas_Gas Boiler - Hot Water Reset_A_Achievable Technical Potential | F5 | Commercial | WA - Miscellaneous | New | Space Heating | Natural Gas | Gas Boiler - Hot Water Reset | A | Incremental Summer Peak Savings (MW) | Achievable Technical Potential | 0 | 0 | 0 | 0 | 0 | 0 | 0 | 0 | 0 | 0 | 0 | 0 | 0 | 0 | 0 | 0 | 0 | 0 | 0 | 0 | 0 | 0 | 0 | 0 | 0 | 0 | 0
F6_Commercial_WA - Miscellaneous_New_Space Heating_Natural Gas_Gas Boiler - Hot Water Reset_A_Achievable Technical Potential | F6 | Commercial | WA - Miscellaneous | New | Space Heating | Natural Gas | Gas Boiler - Hot Water Reset | A | Incremental Winter Peak Savings (MW) | Achievable Technical Potential | 0 | 0 | 0 | 0 | 0 | 0 | 0 | 0 | 0 | 0 | 0 | 0 | 0 | 0 | 0 | 0 | 0 | 0 | 0 | 0 | 0 | 0 | 0 | 0 | 0 | 0 | 0
F7_Commercial_WA - Miscellaneous_New_Space Heating_Natural Gas_Gas Boiler - Hot Water Reset_A_Achievable Technical Potential | F7 | Commercial | WA - Miscellaneous | New | Space Heating | Natural Gas | Gas Boiler - Hot Water Reset | A | Cumulative Energy Savings (MWh or mTherms) | Achievable Technical Potential | 0 | 0 | 0 | 0 | 0 | 0 | 0 | 0 | 0 | 0 | 0 | 0 | 0 | 0 | 0 | 0 | 0 | 0 | 0 | 0 | 0 | 0 | 0 | 0 | 0 | 0 | 0
F8_Commercial_WA - Miscellaneous_New_Space Heating_Natural Gas_Gas Boiler - Hot Water Reset_A_Achievable Technical Potential | F8 | Commercial | WA - Miscellaneous | New | Space Heating | Natural Gas | Gas Boiler - Hot Water Reset | A | Cumulative Summer Peak Savings (MW) | Achievable Technical Potential | 0 | 0 | 0 | 0 | 0 | 0 | 0 | 0 | 0 | 0 | 0 | 0 | 0 | 0 | 0 | 0 | 0 | 0 | 0 | 0 | 0 | 0 | 0 | 0 | 0 | 0 | 0
F9_Commercial_WA - Miscellaneous_New_Space Heating_Natural Gas_Gas Boiler - Hot Water Reset_A_Achievable Technical Potential | F9 | Commercial | WA - Miscellaneous | New | Space Heating | Natural Gas | Gas Boiler - Hot Water Reset | A | Cumulative Winter Peak Savings (MW) | Achievable Technical Potential | 0 | 0 | 0 | 0 | 0 | 0 | 0 | 0 | 0 | 0 | 0 | 0 | 0 | 0 | 0 | 0 | 0 | 0 | 0 | 0 | 0 | 0 | 0 | 0 | 0 | 0 | 0
F10_Commercial_WA - Miscellaneous_New_Space Heating_Natural Gas_Gas Boiler - Hot Water Reset_A_Achievable Technical Potential | F10 | Commercial | WA - Miscellaneous | New | Space Heating | Natural Gas | Gas Boiler - Hot Water Reset | A | Purchases (Incremental) | Achievable Technical Potential | 0 | 0 | 0 | 0 | 0 | 0 | 0 | 0 | 0 | 0 | 0 | 0 | 0 | 0 | 0 | 0 | 0 | 0 | 0 | 0 | 0 | 0 | 0 | 0 | 0 | 0 | 0
F11_Commercial_WA - Miscellaneous_New_Space Heating_Natural Gas_Gas Boiler - Hot Water Reset_A_Achievable Technical Potential | F11 | Commercial | WA - Miscellaneous | New | Space Heating | Natural Gas | Gas Boiler - Hot Water Reset | A | Purchases (Cumulative) | Achievable Technical Potential | 0 | 0 | 0 | 0 | 0 | 0 | 0 | 0 | 0 | 0 | 0 | 0 | 0 | 0 | 0 | 0 | 0 | 0 | 0 | 0 | 0 | 0 | 0 | 0 | 0 | 0 | 0
F1_Commercial_WA - Miscellaneous_New_Space Heating_Natural Gas_Gas Boiler - Steam Trap Replacement_A_Achievable Technical Potential | F1 | Commercial | WA - Miscellaneous | New | Space Heating | Natural Gas | Gas Boiler - Steam Trap Replacement | A | Integrated Unit Energy Savings (kWh or therms) | Achievable Technical Potential | 0 | 0 | 0 | 0 | 0 | 0 | 0 | 0 | 0 | 0 | 0 | 0 | 0 | 0 | 0 | 0 | 0 | 0 | 0 | 0 | 0 | 0 | 0 | 0 | 0 | 0 | 0
F2_Commercial_WA - Miscellaneous_New_Space Heating_Natural Gas_Gas Boiler - Steam Trap Replacement_A_Achievable Technical Potential | F2 | Commercial | WA - Miscellaneous | New | Space Heating | Natural Gas | Gas Boiler - Steam Trap Replacement | A | Integrated Unit Summer Peak Savings (kW) | Achievable Technical Potential | 0 | 0 | 0 | 0 | 0 | 0 | 0 | 0 | 0 | 0 | 0 | 0 | 0 | 0 | 0 | 0 | 0 | 0 | 0 | 0 | 0 | 0 | 0 | 0 | 0 | 0 | 0
F3_Commercial_WA - Miscellaneous_New_Space Heating_Natural Gas_Gas Boiler - Steam Trap Replacement_A_Achievable Technical Potential | F3 | Commercial | WA - Miscellaneous | New | Space Heating | Natural Gas | Gas Boiler - Steam Trap Replacement | A | Integrated Unit Winter Peak Savings (kW) | Achievable Technical Potential | 0 | 0 | 0 | 0 | 0 | 0 | 0 | 0 | 0 | 0 | 0 | 0 | 0 | 0 | 0 | 0 | 0 | 0 | 0 | 0 | 0 | 0 | 0 | 0 | 0 | 0 | 0
F4_Commercial_WA - Miscellaneous_New_Space Heating_Natural Gas_Gas Boiler - Steam Trap Replacement_A_Achievable Technical Potential | F4 | Commercial | WA - Miscellaneous | New | Space Heating | Natural Gas | Gas Boiler - Steam Trap Replacement | A | Incremental Energy Savings (MWh or mTherms) | Achievable Technical Potential | 0 | 0 | 0 | 0 | 0 | 0 | 0 | 0 | 0 | 0 | 0 | 0 | 0 | 0 | 0 | 0 | 0 | 0 | 0 | 0 | 0 | 0 | 0 | 0 | 0 | 0 | 0
F5_Commercial_WA - Miscellaneous_New_Space Heating_Natural Gas_Gas Boiler - Steam Trap Replacement_A_Achievable Technical Potential | F5 | Commercial | WA - Miscellaneous | New | Space Heating | Natural Gas | Gas Boiler - Steam Trap Replacement | A | Incremental Summer Peak Savings (MW) | Achievable Technical Potential | 0 | 0 | 0 | 0 | 0 | 0 | 0 | 0 | 0 | 0 | 0 | 0 | 0 | 0 | 0 | 0 | 0 | 0 | 0 | 0 | 0 | 0 | 0 | 0 | 0 | 0 | 0
F6_Commercial_WA - Miscellaneous_New_Space Heating_Natural Gas_Gas Boiler - Steam Trap Replacement_A_Achievable Technical Potential | F6 | Commercial | WA - Miscellaneous | New | Space Heating | Natural Gas | Gas Boiler - Steam Trap Replacement | A | Incremental Winter Peak Savings (MW) | Achievable Technical Potential | 0 | 0 | 0 | 0 | 0 | 0 | 0 | 0 | 0 | 0 | 0 | 0 | 0 | 0 | 0 | 0 | 0 | 0 | 0 | 0 | 0 | 0 | 0 | 0 | 0 | 0 | 0
F7_Commercial_WA - Miscellaneous_New_Space Heating_Natural Gas_Gas Boiler - Steam Trap Replacement_A_Achievable Technical Potential | F7 | Commercial | WA - Miscellaneous | New | Space Heating | Natural Gas | Gas Boiler - Steam Trap Replacement | A | Cumulative Energy Savings (MWh or mTherms) | Achievable Technical Potential | 0 | 0 | 0 | 0 | 0 | 0 | 0 | 0 | 0 | 0 | 0 | 0 | 0 | 0 | 0 | 0 | 0 | 0 | 0 | 0 | 0 | 0 | 0 | 0 | 0 | 0 | 0
F8_Commercial_WA - Miscellaneous_New_Space Heating_Natural Gas_Gas Boiler - Steam Trap Replacement_A_Achievable Technical Potential | F8 | Commercial | WA - Miscellaneous | New | Space Heating | Natural Gas | Gas Boiler - Steam Trap Replacement | A | Cumulative Summer Peak Savings (MW) | Achievable Technical Potential | 0 | 0 | 0 | 0 | 0 | 0 | 0 | 0 | 0 | 0 | 0 | 0 | 0 | 0 | 0 | 0 | 0 | 0 | 0 | 0 | 0 | 0 | 0 | 0 | 0 | 0 | 0
F9_Commercial_WA - Miscellaneous_New_Space Heating_Natural Gas_Gas Boiler - Steam Trap Replacement_A_Achievable Technical Potential | F9 | Commercial | WA - Miscellaneous | New | Space Heating | Natural Gas | Gas Boiler - Steam Trap Replacement | A | Cumulative Winter Peak Savings (MW) | Achievable Technical Potential | 0 | 0 | 0 | 0 | 0 | 0 | 0 | 0 | 0 | 0 | 0 | 0 | 0 | 0 | 0 | 0 | 0 | 0 | 0 | 0 | 0 | 0 | 0 | 0 | 0 | 0 | 0
F10_Commercial_WA - Miscellaneous_New_Space Heating_Natural Gas_Gas Boiler - Steam Trap Replacement_A_Achievable Technical Potential | F10 | Commercial | WA - Miscellaneous | New | Space Heating | Natural Gas | Gas Boiler - Steam Trap Replacement | A | Purchases (Incremental) | Achievable Technical Potential | 0 | 0 | 0 | 0 | 0 | 0 | 0 | 0 | 0 | 0 | 0 | 0 | 0 | 0 | 0 | 0 | 0 | 0 | 0 | 0 | 0 | 0 | 0 | 0 | 0 | 0 | 0
F11_Commercial_WA - Miscellaneous_New_Space Heating_Natural Gas_Gas Boiler - Steam Trap Replacement_A_Achievable Technical Potential | F11 | Commercial | WA - Miscellaneous | New | Space Heating | Natural Gas | Gas Boiler - Steam Trap Replacement | A | Purchases (Cumulative) | Achievable Technical Potential | 0 | 0 | 0 | 0 | 0 | 0 | 0 | 0 | 0 | 0 | 0 | 0 | 0 | 0 | 0 | 0 | 0 | 0 | 0 | 0 | 0 | 0 | 0 | 0 | 0 | 0 | 0
F1_Commercial_WA - Miscellaneous_New_Space Heating_Natural Gas_Gas Boiler - High Turndown Burner_A_Achievable Technical Potential | F1 | Commercial | WA - Miscellaneous | New | Space Heating | Natural Gas | Gas Boiler - High Turndown Burner | A | Integrated Unit Energy Savings (kWh or therms) | Achievable Technical Potential | 0 | 0 | 0 | 0 | 0 | 0 | 0 | 0 | 0 | 0 | 0 | 0 | 0 | 0 | 0 | 0 | 0 | 0 | 0 | 0 | 0 | 0 | 0 | 0 | 0 | 0 | 0
F2_Commercial_WA - Miscellaneous_New_Space Heating_Natural Gas_Gas Boiler - High Turndown Burner_A_Achievable Technical Potential | F2 | Commercial | WA - Miscellaneous | New | Space Heating | Natural Gas | Gas Boiler - High Turndown Burner | A | Integrated Unit Summer Peak Savings (kW) | Achievable Technical Potential | 0 | 0 | 0 | 0 | 0 | 0 | 0 | 0 | 0 | 0 | 0 | 0 | 0 | 0 | 0 | 0 | 0 | 0 | 0 | 0 | 0 | 0 | 0 | 0 | 0 | 0 | 0
F3_Commercial_WA - Miscellaneous_New_Space Heating_Natural Gas_Gas Boiler - High Turndown Burner_A_Achievable Technical Potential | F3 | Commercial | WA - Miscellaneous | New | Space Heating | Natural Gas | Gas Boiler - High Turndown Burner | A | Integrated Unit Winter Peak Savings (kW) | Achievable Technical Potential | 0 | 0 | 0 | 0 | 0 | 0 | 0 | 0 | 0 | 0 | 0 | 0 | 0 | 0 | 0 | 0 | 0 | 0 | 0 | 0 | 0 | 0 | 0 | 0 | 0 | 0 | 0
F4_Commercial_WA - Miscellaneous_New_Space Heating_Natural Gas_Gas Boiler - High Turndown Burner_A_Achievable Technical Potential | F4 | Commercial | WA - Miscellaneous | New | Space Heating | Natural Gas | Gas Boiler - High Turndown Burner | A | Incremental Energy Savings (MWh or mTherms) | Achievable Technical Potential | 0 | 0 | 0 | 0 | 0 | 0 | 0 | 0 | 0 | 0 | 0 | 0 | 0 | 0 | 0 | 0 | 0 | 0 | 0 | 0 | 0 | 0 | 0 | 0 | 0 | 0 | 0
F5_Commercial_WA - Miscellaneous_New_Space Heating_Natural Gas_Gas Boiler - High Turndown Burner_A_Achievable Technical Potential | F5 | Commercial | WA - Miscellaneous | New | Space Heating | Natural Gas | Gas Boiler - High Turndown Burner | A | Incremental Summer Peak Savings (MW) | Achievable Technical Potential | 0 | 0 | 0 | 0 | 0 | 0 | 0 | 0 | 0 | 0 | 0 | 0 | 0 | 0 | 0 | 0 | 0 | 0 | 0 | 0 | 0 | 0 | 0 | 0 | 0 | 0 | 0
F6_Commercial_WA - Miscellaneous_New_Space Heating_Natural Gas_Gas Boiler - High Turndown Burner_A_Achievable Technical Potential | F6 | Commercial | WA - Miscellaneous | New | Space Heating | Natural Gas | Gas Boiler - High Turndown Burner | A | Incremental Winter Peak Savings (MW) | Achievable Technical Potential | 0 | 0 | 0 | 0 | 0 | 0 | 0 | 0 | 0 | 0 | 0 | 0 | 0 | 0 | 0 | 0 | 0 | 0 | 0 | 0 | 0 | 0 | 0 | 0 | 0 | 0 | 0
F7_Commercial_WA - Miscellaneous_New_Space Heating_Natural Gas_Gas Boiler - High Turndown Burner_A_Achievable Technical Potential | F7 | Commercial | WA - Miscellaneous | New | Space Heating | Natural Gas | Gas Boiler - High Turndown Burner | A | Cumulative Energy Savings (MWh or mTherms) | Achievable Technical Potential | 0 | 0 | 0 | 0 | 0 | 0 | 0 | 0 | 0 | 0 | 0 | 0 | 0 | 0 | 0 | 0 | 0 | 0 | 0 | 0 | 0 | 0 | 0 | 0 | 0 | 0 | 0
F8_Commercial_WA - Miscellaneous_New_Space Heating_Natural Gas_Gas Boiler - High Turndown Burner_A_Achievable Technical Potential | F8 | Commercial | WA - Miscellaneous | New | Space Heating | Natural Gas | Gas Boiler - High Turndown Burner | A | Cumulative Summer Peak Savings (MW) | Achievable Technical Potential | 0 | 0 | 0 | 0 | 0 | 0 | 0 | 0 | 0 | 0 | 0 | 0 | 0 | 0 | 0 | 0 | 0 | 0 | 0 | 0 | 0 | 0 | 0 | 0 | 0 | 0 | 0
F9_Commercial_WA - Miscellaneous_New_Space Heating_Natural Gas_Gas Boiler - High Turndown Burner_A_Achievable Technical Potential | F9 | Commercial | WA - Miscellaneous | New | Space Heating | Natural Gas | Gas Boiler - High Turndown Burner | A | Cumulative Winter Peak Savings (MW) | Achievable Technical Potential | 0 | 0 | 0 | 0 | 0 | 0 | 0 | 0 | 0 | 0 | 0 | 0 | 0 | 0 | 0 | 0 | 0 | 0 | 0 | 0 | 0 | 0 | 0 | 0 | 0 | 0 | 0
F10_Commercial_WA - Miscellaneous_New_Space Heating_Natural Gas_Gas Boiler - High Turndown Burner_A_Achievable Technical Potential | F10 | Commercial | WA - Miscellaneous | New | Space Heating | Natural Gas | Gas Boiler - High Turndown Burner | A | Purchases (Incremental) | Achievable Technical Potential | 0 | 0 | 0 | 0 | 0 | 0 | 0 | 0 | 0 | 0 | 0 | 0 | 0 | 0 | 0 | 0 | 0 | 0 | 0 | 0 | 0 | 0 | 0 | 0 | 0 | 0 | 0
F11_Commercial_WA - Miscellaneous_New_Space Heating_Natural Gas_Gas Boiler - High Turndown Burner_A_Achievable Technical Potential | F11 | Commercial | WA - Miscellaneous | New | Space Heating | Natural Gas | Gas Boiler - High Turndown Burner | A | Purchases (Cumulative) | Achievable Technical Potential | 0 | 0 | 0 | 0 | 0 | 0 | 0 | 0 | 0 | 0 | 0 | 0 | 0 | 0 | 0 | 0 | 0 | 0 | 0 | 0 | 0 | 0 | 0 | 0 | 0 | 0 | 0
F1_Commercial_WA - Miscellaneous_New_Space Heating_Natural Gas_Gas Boiler - Burner Control Optimization_A_Achievable Technical Potential | F1 | Commercial | WA - Miscellaneous | New | Space Heating | Natural Gas | Gas Boiler - Burner Control Optimization | A | Integrated Unit Energy Savings (kWh or therms) | Achievable Technical Potential | 0 | 0 | 0 | 0 | 0 | 0 | 0 | 0 | 0 | 0 | 0 | 0 | 0 | 0 | 0 | 0 | 0 | 0 | 0 | 0 | 0 | 0 | 0 | 0 | 0 | 0 | 0
F2_Commercial_WA - Miscellaneous_New_Space Heating_Natural Gas_Gas Boiler - Burner Control Optimization_A_Achievable Technical Potential | F2 | Commercial | WA - Miscellaneous | New | Space Heating | Natural Gas | Gas Boiler - Burner Control Optimization | A | Integrated Unit Summer Peak Savings (kW) | Achievable Technical Potential | 0 | 0 | 0 | 0 | 0 | 0 | 0 | 0 | 0 | 0 | 0 | 0 | 0 | 0 | 0 | 0 | 0 | 0 | 0 | 0 | 0 | 0 | 0 | 0 | 0 | 0 | 0
F3_Commercial_WA - Miscellaneous_New_Space Heating_Natural Gas_Gas Boiler - Burner Control Optimization_A_Achievable Technical Potential | F3 | Commercial | WA - Miscellaneous | New | Space Heating | Natural Gas | Gas Boiler - Burner Control Optimization | A | Integrated Unit Winter Peak Savings (kW) | Achievable Technical Potential | 0 | 0 | 0 | 0 | 0 | 0 | 0 | 0 | 0 | 0 | 0 | 0 | 0 | 0 | 0 | 0 | 0 | 0 | 0 | 0 | 0 | 0 | 0 | 0 | 0 | 0 | 0
F4_Commercial_WA - Miscellaneous_New_Space Heating_Natural Gas_Gas Boiler - Burner Control Optimization_A_Achievable Technical Potential | F4 | Commercial | WA - Miscellaneous | New | Space Heating | Natural Gas | Gas Boiler - Burner Control Optimization | A | Incremental Energy Savings (MWh or mTherms) | Achievable Technical Potential | 0 | 0 | 0 | 0 | 0 | 0 | 0 | 0 | 0 | 0 | 0 | 0 | 0 | 0 | 0 | 0 | 0 | 0 | 0 | 0 | 0 | 0 | 0 | 0 | 0 | 0 | 0
F5_Commercial_WA - Miscellaneous_New_Space Heating_Natural Gas_Gas Boiler - Burner Control Optimization_A_Achievable Technical Potential | F5 | Commercial | WA - Miscellaneous | New | Space Heating | Natural Gas | Gas Boiler - Burner Control Optimization | A | Incremental Summer Peak Savings (MW) | Achievable Technical Potential | 0 | 0 | 0 | 0 | 0 | 0 | 0 | 0 | 0 | 0 | 0 | 0 | 0 | 0 | 0 | 0 | 0 | 0 | 0 | 0 | 0 | 0 | 0 | 0 | 0 | 0 | 0
F6_Commercial_WA - Miscellaneous_New_Space Heating_Natural Gas_Gas Boiler - Burner Control Optimization_A_Achievable Technical Potential | F6 | Commercial | WA - Miscellaneous | New | Space Heating | Natural Gas | Gas Boiler - Burner Control Optimization | A | Incremental Winter Peak Savings (MW) | Achievable Technical Potential | 0 | 0 | 0 | 0 | 0 | 0 | 0 | 0 | 0 | 0 | 0 | 0 | 0 | 0 | 0 | 0 | 0 | 0 | 0 | 0 | 0 | 0 | 0 | 0 | 0 | 0 | 0
F7_Commercial_WA - Miscellaneous_New_Space Heating_Natural Gas_Gas Boiler - Burner Control Optimization_A_Achievable Technical Potential | F7 | Commercial | WA - Miscellaneous | New | Space Heating | Natural Gas | Gas Boiler - Burner Control Optimization | A | Cumulative Energy Savings (MWh or mTherms) | Achievable Technical Potential | 0 | 0 | 0 | 0 | 0 | 0 | 0 | 0 | 0 | 0 | 0 | 0 | 0 | 0 | 0 | 0 | 0 | 0 | 0 | 0 | 0 | 0 | 0 | 0 | 0 | 0 | 0
F8_Commercial_WA - Miscellaneous_New_Space Heating_Natural Gas_Gas Boiler - Burner Control Optimization_A_Achievable Technical Potential | F8 | Commercial | WA - Miscellaneous | New | Space Heating | Natural Gas | Gas Boiler - Burner Control Optimization | A | Cumulative Summer Peak Savings (MW) | Achievable Technical Potential | 0 | 0 | 0 | 0 | 0 | 0 | 0 | 0 | 0 | 0 | 0 | 0 | 0 | 0 | 0 | 0 | 0 | 0 | 0 | 0 | 0 | 0 | 0 | 0 | 0 | 0 | 0
F9_Commercial_WA - Miscellaneous_New_Space Heating_Natural Gas_Gas Boiler - Burner Control Optimization_A_Achievable Technical Potential | F9 | Commercial | WA - Miscellaneous | New | Space Heating | Natural Gas | Gas Boiler - Burner Control Optimization | A | Cumulative Winter Peak Savings (MW) | Achievable Technical Potential | 0 | 0 | 0 | 0 | 0 | 0 | 0 | 0 | 0 | 0 | 0 | 0 | 0 | 0 | 0 | 0 | 0 | 0 | 0 | 0 | 0 | 0 | 0 | 0 | 0 | 0 | 0
F10_Commercial_WA - Miscellaneous_New_Space Heating_Natural Gas_Gas Boiler - Burner Control Optimization_A_Achievable Technical Potential | F10 | Commercial | WA - Miscellaneous | New | Space Heating | Natural Gas | Gas Boiler - Burner Control Optimization | A | Purchases (Incremental) | Achievable Technical Potential | 0 | 0 | 0 | 0 | 0 | 0 | 0 | 0 | 0 | 0 | 0 | 0 | 0 | 0 | 0 | 0 | 0 | 0 | 0 | 0 | 0 | 0 | 0 | 0 | 0 | 0 | 0
F11_Commercial_WA - Miscellaneous_New_Space Heating_Natural Gas_Gas Boiler - Burner Control Optimization_A_Achievable Technical Potential | F11 | Commercial | WA - Miscellaneous | New | Space Heating | Natural Gas | Gas Boiler - Burner Control Optimization | A | Purchases (Cumulative) | Achievable Technical Potential | 0 | 0 | 0 | 0 | 0 | 0 | 0 | 0 | 0 | 0 | 0 | 0 | 0 | 0 | 0 | 0 | 0 | 0 | 0 | 0 | 0 | 0 | 0 | 0 | 0 | 0 | 0
F1_Commercial_WA - Miscellaneous_New_Space Heating_Natural Gas_Gas Boiler - Stack Economizer_A_Achievable Technical Potential | F1 | Commercial | WA - Miscellaneous | New | Space Heating | Natural Gas | Gas Boiler - Stack Economizer | A | Integrated Unit Energy Savings (kWh or therms) | Achievable Technical Potential | 0 | 0 | 0 | 0 | 0 | 0 | 0 | 0 | 0 | 0 | 0 | 0 | 0 | 0 | 0 | 0 | 0 | 0 | 0 | 0 | 0 | 0 | 0 | 0 | 0 | 0 | 0
F2_Commercial_WA - Miscellaneous_New_Space Heating_Natural Gas_Gas Boiler - Stack Economizer_A_Achievable Technical Potential | F2 | Commercial | WA - Miscellaneous | New | Space Heating | Natural Gas | Gas Boiler - Stack Economizer | A | Integrated Unit Summer Peak Savings (kW) | Achievable Technical Potential | 0 | 0 | 0 | 0 | 0 | 0 | 0 | 0 | 0 | 0 | 0 | 0 | 0 | 0 | 0 | 0 | 0 | 0 | 0 | 0 | 0 | 0 | 0 | 0 | 0 | 0 | 0
F3_Commercial_WA - Miscellaneous_New_Space Heating_Natural Gas_Gas Boiler - Stack Economizer_A_Achievable Technical Potential | F3 | Commercial | WA - Miscellaneous | New | Space Heating | Natural Gas | Gas Boiler - Stack Economizer | A | Integrated Unit Winter Peak Savings (kW) | Achievable Technical Potential | 0 | 0 | 0 | 0 | 0 | 0 | 0 | 0 | 0 | 0 | 0 | 0 | 0 | 0 | 0 | 0 | 0 | 0 | 0 | 0 | 0 | 0 | 0 | 0 | 0 | 0 | 0
F4_Commercial_WA - Miscellaneous_New_Space Heating_Natural Gas_Gas Boiler - Stack Economizer_A_Achievable Technical Potential | F4 | Commercial | WA - Miscellaneous | New | Space Heating | Natural Gas | Gas Boiler - Stack Economizer | A | Incremental Energy Savings (MWh or mTherms) | Achievable Technical Potential | 0 | 0 | 0 | 0 | 0 | 0 | 0 | 0 | 0 | 0 | 0 | 0 | 0 | 0 | 0 | 0 | 0 | 0 | 0 | 0 | 0 | 0 | 0 | 0 | 0 | 0 | 0
F5_Commercial_WA - Miscellaneous_New_Space Heating_Natural Gas_Gas Boiler - Stack Economizer_A_Achievable Technical Potential | F5 | Commercial | WA - Miscellaneous | New | Space Heating | Natural Gas | Gas Boiler - Stack Economizer | A | Incremental Summer Peak Savings (MW) | Achievable Technical Potential | 0 | 0 | 0 | 0 | 0 | 0 | 0 | 0 | 0 | 0 | 0 | 0 | 0 | 0 | 0 | 0 | 0 | 0 | 0 | 0 | 0 | 0 | 0 | 0 | 0 | 0 | 0
F6_Commercial_WA - Miscellaneous_New_Space Heating_Natural Gas_Gas Boiler - Stack Economizer_A_Achievable Technical Potential | F6 | Commercial | WA - Miscellaneous | New | Space Heating | Natural Gas | Gas Boiler - Stack Economizer | A | Incremental Winter Peak Savings (MW) | Achievable Technical Potential | 0 | 0 | 0 | 0 | 0 | 0 | 0 | 0 | 0 | 0 | 0 | 0 | 0 | 0 | 0 | 0 | 0 | 0 | 0 | 0 | 0 | 0 | 0 | 0 | 0 | 0 | 0
F7_Commercial_WA - Miscellaneous_New_Space Heating_Natural Gas_Gas Boiler - Stack Economizer_A_Achievable Technical Potential | F7 | Commercial | WA - Miscellaneous | New | Space Heating | Natural Gas | Gas Boiler - Stack Economizer | A | Cumulative Energy Savings (MWh or mTherms) | Achievable Technical Potential | 0 | 0 | 0 | 0 | 0 | 0 | 0 | 0 | 0 | 0 | 0 | 0 | 0 | 0 | 0 | 0 | 0 | 0 | 0 | 0 | 0 | 0 | 0 | 0 | 0 | 0 | 0
F8_Commercial_WA - Miscellaneous_New_Space Heating_Natural Gas_Gas Boiler - Stack Economizer_A_Achievable Technical Potential | F8 | Commercial | WA - Miscellaneous | New | Space Heating | Natural Gas | Gas Boiler - Stack Economizer | A | Cumulative Summer Peak Savings (MW) | Achievable Technical Potential | 0 | 0 | 0 | 0 | 0 | 0 | 0 | 0 | 0 | 0 | 0 | 0 | 0 | 0 | 0 | 0 | 0 | 0 | 0 | 0 | 0 | 0 | 0 | 0 | 0 | 0 | 0
F9_Commercial_WA - Miscellaneous_New_Space Heating_Natural Gas_Gas Boiler - Stack Economizer_A_Achievable Technical Potential | F9 | Commercial | WA - Miscellaneous | New | Space Heating | Natural Gas | Gas Boiler - Stack Economizer | A | Cumulative Winter Peak Savings (MW) | Achievable Technical Potential | 0 | 0 | 0 | 0 | 0 | 0 | 0 | 0 | 0 | 0 | 0 | 0 | 0 | 0 | 0 | 0 | 0 | 0 | 0 | 0 | 0 | 0 | 0 | 0 | 0 | 0 | 0
F10_Commercial_WA - Miscellaneous_New_Space Heating_Natural Gas_Gas Boiler - Stack Economizer_A_Achievable Technical Potential | F10 | Commercial | WA - Miscellaneous | New | Space Heating | Natural Gas | Gas Boiler - Stack Economizer | A | Purchases (Incremental) | Achievable Technical Potential | 0 | 0 | 0 | 0 | 0 | 0 | 0 | 0 | 0 | 0 | 0 | 0 | 0 | 0 | 0 | 0 | 0 | 0 | 0 | 0 | 0 | 0 | 0 | 0 | 0 | 0 | 0
F11_Commercial_WA - Miscellaneous_New_Space Heating_Natural Gas_Gas Boiler - Stack Economizer_A_Achievable Technical Potential | F11 | Commercial | WA - Miscellaneous | New | Space Heating | Natural Gas | Gas Boiler - Stack Economizer | A | Purchases (Cumulative) | Achievable Technical Potential | 0 | 0 | 0 | 0 | 0 | 0 | 0 | 0 | 0 | 0 | 0 | 0 | 0 | 0 | 0 | 0 | 0 | 0 | 0 | 0 | 0 | 0 | 0 | 0 | 0 | 0 | 0
F1_Commercial_WA - Miscellaneous_New_Space Heating_Natural Gas_Gas Boiler - Thermostatic Radiator Valves_A_Achievable Technical Potential | F1 | Commercial | WA - Miscellaneous | New | Space Heating | Natural Gas | Gas Boiler - Thermostatic Radiator Valves | A | Integrated Unit Energy Savings (kWh or therms) | Achievable Technical Potential | 0 | 0 | 0 | 0 | 0 | 0 | 0 | 0 | 0 | 0 | 0 | 0 | 0 | 0 | 0 | 0 | 0 | 0 | 0 | 0 | 0 | 0 | 0 | 0 | 0 | 0 | 0
F2_Commercial_WA - Miscellaneous_New_Space Heating_Natural Gas_Gas Boiler - Thermostatic Radiator Valves_A_Achievable Technical Potential | F2 | Commercial | WA - Miscellaneous | New | Space Heating | Natural Gas | Gas Boiler - Thermostatic Radiator Valves | A | Integrated Unit Summer Peak Savings (kW) | Achievable Technical Potential | 0 | 0 | 0 | 0 | 0 | 0 | 0 | 0 | 0 | 0 | 0 | 0 | 0 | 0 | 0 | 0 | 0 | 0 | 0 | 0 | 0 | 0 | 0 | 0 | 0 | 0 | 0
F3_Commercial_WA - Miscellaneous_New_Space Heating_Natural Gas_Gas Boiler - Thermostatic Radiator Valves_A_Achievable Technical Potential | F3 | Commercial | WA - Miscellaneous | New | Space Heating | Natural Gas | Gas Boiler - Thermostatic Radiator Valves | A | Integrated Unit Winter Peak Savings (kW) | Achievable Technical Potential | 0 | 0 | 0 | 0 | 0 | 0 | 0 | 0 | 0 | 0 | 0 | 0 | 0 | 0 | 0 | 0 | 0 | 0 | 0 | 0 | 0 | 0 | 0 | 0 | 0 | 0 | 0
F4_Commercial_WA - Miscellaneous_New_Space Heating_Natural Gas_Gas Boiler - Thermostatic Radiator Valves_A_Achievable Technical Potential | F4 | Commercial | WA - Miscellaneous | New | Space Heating | Natural Gas | Gas Boiler - Thermostatic Radiator Valves | A | Incremental Energy Savings (MWh or mTherms) | Achievable Technical Potential | 0 | 0 | 0 | 0 | 0 | 0 | 0 | 0 | 0 | 0 | 0 | 0 | 0 | 0 | 0 | 0 | 0 | 0 | 0 | 0 | 0 | 0 | 0 | 0 | 0 | 0 | 0
F5_Commercial_WA - Miscellaneous_New_Space Heating_Natural Gas_Gas Boiler - Thermostatic Radiator Valves_A_Achievable Technical Potential | F5 | Commercial | WA - Miscellaneous | New | Space Heating | Natural Gas | Gas Boiler - Thermostatic Radiator Valves | A | Incremental Summer Peak Savings (MW) | Achievable Technical Potential | 0 | 0 | 0 | 0 | 0 | 0 | 0 | 0 | 0 | 0 | 0 | 0 | 0 | 0 | 0 | 0 | 0 | 0 | 0 | 0 | 0 | 0 | 0 | 0 | 0 | 0 | 0
F6_Commercial_WA - Miscellaneous_New_Space Heating_Natural Gas_Gas Boiler - Thermostatic Radiator Valves_A_Achievable Technical Potential | F6 | Commercial | WA - Miscellaneous | New | Space Heating | Natural Gas | Gas Boiler - Thermostatic Radiator Valves | A | Incremental Winter Peak Savings (MW) | Achievable Technical Potential | 0 | 0 | 0 | 0 | 0 | 0 | 0 | 0 | 0 | 0 | 0 | 0 | 0 | 0 | 0 | 0 | 0 | 0 | 0 | 0 | 0 | 0 | 0 | 0 | 0 | 0 | 0
F7_Commercial_WA - Miscellaneous_New_Space Heating_Natural Gas_Gas Boiler - Thermostatic Radiator Valves_A_Achievable Technical Potential | F7 | Commercial | WA - Miscellaneous | New | Space Heating | Natural Gas | Gas Boiler - Thermostatic Radiator Valves | A | Cumulative Energy Savings (MWh or mTherms) | Achievable Technical Potential | 0 | 0 | 0 | 0 | 0 | 0 | 0 | 0 | 0 | 0 | 0 | 0 | 0 | 0 | 0 | 0 | 0 | 0 | 0 | 0 | 0 | 0 | 0 | 0 | 0 | 0 | 0
F8_Commercial_WA - Miscellaneous_New_Space Heating_Natural Gas_Gas Boiler - Thermostatic Radiator Valves_A_Achievable Technical Potential | F8 | Commercial | WA - Miscellaneous | New | Space Heating | Natural Gas | Gas Boiler - Thermostatic Radiator Valves | A | Cumulative Summer Peak Savings (MW) | Achievable Technical Potential | 0 | 0 | 0 | 0 | 0 | 0 | 0 | 0 | 0 | 0 | 0 | 0 | 0 | 0 | 0 | 0 | 0 | 0 | 0 | 0 | 0 | 0 | 0 | 0 | 0 | 0 | 0
F9_Commercial_WA - Miscellaneous_New_Space Heating_Natural Gas_Gas Boiler - Thermostatic Radiator Valves_A_Achievable Technical Potential | F9 | Commercial | WA - Miscellaneous | New | Space Heating | Natural Gas | Gas Boiler - Thermostatic Radiator Valves | A | Cumulative Winter Peak Savings (MW) | Achievable Technical Potential | 0 | 0 | 0 | 0 | 0 | 0 | 0 | 0 | 0 | 0 | 0 | 0 | 0 | 0 | 0 | 0 | 0 | 0 | 0 | 0 | 0 | 0 | 0 | 0 | 0 | 0 | 0
F10_Commercial_WA - Miscellaneous_New_Space Heating_Natural Gas_Gas Boiler - Thermostatic Radiator Valves_A_Achievable Technical Potential | F10 | Commercial | WA - Miscellaneous | New | Space Heating | Natural Gas | Gas Boiler - Thermostatic Radiator Valves | A | Purchases (Incremental) | Achievable Technical Potential | 0 | 0 | 0 | 0 | 0 | 0 | 0 | 0 | 0 | 0 | 0 | 0 | 0 | 0 | 0 | 0 | 0 | 0 | 0 | 0 | 0 | 0 | 0 | 0 | 0 | 0 | 0
F11_Commercial_WA - Miscellaneous_New_Space Heating_Natural Gas_Gas Boiler - Thermostatic Radiator Valves_A_Achievable Technical Potential | F11 | Commercial | WA - Miscellaneous | New | Space Heating | Natural Gas | Gas Boiler - Thermostatic Radiator Valves | A | Purchases (Cumulative) | Achievable Technical Potential | 0 | 0 | 0 | 0 | 0 | 0 | 0 | 0 | 0 | 0 | 0 | 0 | 0 | 0 | 0 | 0 | 0 | 0 | 0 | 0 | 0 | 0 | 0 | 0 | 0 | 0 | 0
F1_Commercial_WA - Miscellaneous_New_Space Heating_Natural Gas_HVAC - Shut Off Damper_A_Achievable Technical Potential | F1 | Commercial | WA - Miscellaneous | New | Space Heating | Natural Gas | HVAC - Shut Off Damper | A | Integrated Unit Energy Savings (kWh or therms) | Achievable Technical Potential | 0 | 0 | 0 | 0 | 0 | 0 | 0 | 0 | 0 | 0 | 0 | 0 | 0 | 0 | 0 | 0 | 0 | 0 | 0 | 0 | 0 | 0 | 0 | 0 | 0 | 0 | 0
F2_Commercial_WA - Miscellaneous_New_Space Heating_Natural Gas_HVAC - Shut Off Damper_A_Achievable Technical Potential | F2 | Commercial | WA - Miscellaneous | New | Space Heating | Natural Gas | HVAC - Shut Off Damper | A | Integrated Unit Summer Peak Savings (kW) | Achievable Technical Potential | 0 | 0 | 0 | 0 | 0 | 0 | 0 | 0 | 0 | 0 | 0 | 0 | 0 | 0 | 0 | 0 | 0 | 0 | 0 | 0 | 0 | 0 | 0 | 0 | 0 | 0 | 0
F3_Commercial_WA - Miscellaneous_New_Space Heating_Natural Gas_HVAC - Shut Off Damper_A_Achievable Technical Potential | F3 | Commercial | WA - Miscellaneous | New | Space Heating | Natural Gas | HVAC - Shut Off Damper | A | Integrated Unit Winter Peak Savings (kW) | Achievable Technical Potential | 0 | 0 | 0 | 0 | 0 | 0 | 0 | 0 | 0 | 0 | 0 | 0 | 0 | 0 | 0 | 0 | 0 | 0 | 0 | 0 | 0 | 0 | 0 | 0 | 0 | 0 | 0
F4_Commercial_WA - Miscellaneous_New_Space Heating_Natural Gas_HVAC - Shut Off Damper_A_Achievable Technical Potential | F4 | Commercial | WA - Miscellaneous | New | Space Heating | Natural Gas | HVAC - Shut Off Damper | A | Incremental Energy Savings (MWh or mTherms) | Achievable Technical Potential | 0 | 0 | 0 | 0 | 0 | 0 | 0 | 0 | 0 | 0 | 0 | 0 | 0 | 0 | 0 | 0 | 0 | 0 | 0 | 0 | 0 | 0 | 0 | 0 | 0 | 0 | 0
F5_Commercial_WA - Miscellaneous_New_Space Heating_Natural Gas_HVAC - Shut Off Damper_A_Achievable Technical Potential | F5 | Commercial | WA - Miscellaneous | New | Space Heating | Natural Gas | HVAC - Shut Off Damper | A | Incremental Summer Peak Savings (MW) | Achievable Technical Potential | 0 | 0 | 0 | 0 | 0 | 0 | 0 | 0 | 0 | 0 | 0 | 0 | 0 | 0 | 0 | 0 | 0 | 0 | 0 | 0 | 0 | 0 | 0 | 0 | 0 | 0 | 0
F6_Commercial_WA - Miscellaneous_New_Space Heating_Natural Gas_HVAC - Shut Off Damper_A_Achievable Technical Potential | F6 | Commercial | WA - Miscellaneous | New | Space Heating | Natural Gas | HVAC - Shut Off Damper | A | Incremental Winter Peak Savings (MW) | Achievable Technical Potential | 0 | 0 | 0 | 0 | 0 | 0 | 0 | 0 | 0 | 0 | 0 | 0 | 0 | 0 | 0 | 0 | 0 | 0 | 0 | 0 | 0 | 0 | 0 | 0 | 0 | 0 | 0
F7_Commercial_WA - Miscellaneous_New_Space Heating_Natural Gas_HVAC - Shut Off Damper_A_Achievable Technical Potential | F7 | Commercial | WA - Miscellaneous | New | Space Heating | Natural Gas | HVAC - Shut Off Damper | A | Cumulative Energy Savings (MWh or mTherms) | Achievable Technical Potential | 0 | 0 | 0 | 0 | 0 | 0 | 0 | 0 | 0 | 0 | 0 | 0 | 0 | 0 | 0 | 0 | 0 | 0 | 0 | 0 | 0 | 0 | 0 | 0 | 0 | 0 | 0
F8_Commercial_WA - Miscellaneous_New_Space Heating_Natural Gas_HVAC - Shut Off Damper_A_Achievable Technical Potential | F8 | Commercial | WA - Miscellaneous | New | Space Heating | Natural Gas | HVAC - Shut Off Damper | A | Cumulative Summer Peak Savings (MW) | Achievable Technical Potential | 0 | 0 | 0 | 0 | 0 | 0 | 0 | 0 | 0 | 0 | 0 | 0 | 0 | 0 | 0 | 0 | 0 | 0 | 0 | 0 | 0 | 0 | 0 | 0 | 0 | 0 | 0
F9_Commercial_WA - Miscellaneous_New_Space Heating_Natural Gas_HVAC - Shut Off Damper_A_Achievable Technical Potential | F9 | Commercial | WA - Miscellaneous | New | Space Heating | Natural Gas | HVAC - Shut Off Damper | A | Cumulative Winter Peak Savings (MW) | Achievable Technical Potential | 0 | 0 | 0 | 0 | 0 | 0 | 0 | 0 | 0 | 0 | 0 | 0 | 0 | 0 | 0 | 0 | 0 | 0 | 0 | 0 | 0 | 0 | 0 | 0 | 0 | 0 | 0
F10_Commercial_WA - Miscellaneous_New_Space Heating_Natural Gas_HVAC - Shut Off Damper_A_Achievable Technical Potential | F10 | Commercial | WA - Miscellaneous | New | Space Heating | Natural Gas | HVAC - Shut Off Damper | A | Purchases (Incremental) | Achievable Technical Potential | 0 | 0 | 0 | 0 | 0 | 0 | 0 | 0 | 0 | 0 | 0 | 0 | 0 | 0 | 0 | 0 | 0 | 0 | 0 | 0 | 0 | 0 | 0 | 0 | 0 | 0 | 0
F11_Commercial_WA - Miscellaneous_New_Space Heating_Natural Gas_HVAC - Shut Off Damper_A_Achievable Technical Potential | F11 | Commercial | WA - Miscellaneous | New | Space Heating | Natural Gas | HVAC - Shut Off Damper | A | Purchases (Cumulative) | Achievable Technical Potential | 0 | 0 | 0 | 0 | 0 | 0 | 0 | 0 | 0 | 0 | 0 | 0 | 0 | 0 | 0 | 0 | 0 | 0 | 0 | 0 | 0 | 0 | 0 | 0 | 0 | 0 | 0
F1_Commercial_WA - Miscellaneous_New_Space Heating_Natural Gas_Gas Furnace - Tube Inserts_A_Achievable Technical Potential | F1 | Commercial | WA - Miscellaneous | New | Space Heating | Natural Gas | Gas Furnace - Tube Inserts | A | Integrated Unit Energy Savings (kWh or therms) | Achievable Technical Potential | 0 | 0 | 0 | 0 | 0 | 0 | 0 | 0 | 0 | 0 | 0 | 0 | 0 | 0 | 0 | 0 | 0 | 0 | 0 | 0 | 0 | 0 | 0 | 0 | 0 | 0 | 0
F2_Commercial_WA - Miscellaneous_New_Space Heating_Natural Gas_Gas Furnace - Tube Inserts_A_Achievable Technical Potential | F2 | Commercial | WA - Miscellaneous | New | Space Heating | Natural Gas | Gas Furnace - Tube Inserts | A | Integrated Unit Summer Peak Savings (kW) | Achievable Technical Potential | 0 | 0 | 0 | 0 | 0 | 0 | 0 | 0 | 0 | 0 | 0 | 0 | 0 | 0 | 0 | 0 | 0 | 0 | 0 | 0 | 0 | 0 | 0 | 0 | 0 | 0 | 0
F3_Commercial_WA - Miscellaneous_New_Space Heating_Natural Gas_Gas Furnace - Tube Inserts_A_Achievable Technical Potential | F3 | Commercial | WA - Miscellaneous | New | Space Heating | Natural Gas | Gas Furnace - Tube Inserts | A | Integrated Unit Winter Peak Savings (kW) | Achievable Technical Potential | 0 | 0 | 0 | 0 | 0 | 0 | 0 | 0 | 0 | 0 | 0 | 0 | 0 | 0 | 0 | 0 | 0 | 0 | 0 | 0 | 0 | 0 | 0 | 0 | 0 | 0 | 0
F4_Commercial_WA - Miscellaneous_New_Space Heating_Natural Gas_Gas Furnace - Tube Inserts_A_Achievable Technical Potential | F4 | Commercial | WA - Miscellaneous | New | Space Heating | Natural Gas | Gas Furnace - Tube Inserts | A | Incremental Energy Savings (MWh or mTherms) | Achievable Technical Potential | 0 | 0 | 0 | 0 | 0 | 0 | 0 | 0 | 0 | 0 | 0 | 0 | 0 | 0 | 0 | 0 | 0 | 0 | 0 | 0 | 0 | 0 | 0 | 0 | 0 | 0 | 0
F5_Commercial_WA - Miscellaneous_New_Space Heating_Natural Gas_Gas Furnace - Tube Inserts_A_Achievable Technical Potential | F5 | Commercial | WA - Miscellaneous | New | Space Heating | Natural Gas | Gas Furnace - Tube Inserts | A | Incremental Summer Peak Savings (MW) | Achievable Technical Potential | 0 | 0 | 0 | 0 | 0 | 0 | 0 | 0 | 0 | 0 | 0 | 0 | 0 | 0 | 0 | 0 | 0 | 0 | 0 | 0 | 0 | 0 | 0 | 0 | 0 | 0 | 0
F6_Commercial_WA - Miscellaneous_New_Space Heating_Natural Gas_Gas Furnace - Tube Inserts_A_Achievable Technical Potential | F6 | Commercial | WA - Miscellaneous | New | Space Heating | Natural Gas | Gas Furnace - Tube Inserts | A | Incremental Winter Peak Savings (MW) | Achievable Technical Potential | 0 | 0 | 0 | 0 | 0 | 0 | 0 | 0 | 0 | 0 | 0 | 0 | 0 | 0 | 0 | 0 | 0 | 0 | 0 | 0 | 0 | 0 | 0 | 0 | 0 | 0 | 0
F7_Commercial_WA - Miscellaneous_New_Space Heating_Natural Gas_Gas Furnace - Tube Inserts_A_Achievable Technical Potential | F7 | Commercial | WA - Miscellaneous | New | Space Heating | Natural Gas | Gas Furnace - Tube Inserts | A | Cumulative Energy Savings (MWh or mTherms) | Achievable Technical Potential | 0 | 0 | 0 | 0 | 0 | 0 | 0 | 0 | 0 | 0 | 0 | 0 | 0 | 0 | 0 | 0 | 0 | 0 | 0 | 0 | 0 | 0 | 0 | 0 | 0 | 0 | 0
F8_Commercial_WA - Miscellaneous_New_Space Heating_Natural Gas_Gas Furnace - Tube Inserts_A_Achievable Technical Potential | F8 | Commercial | WA - Miscellaneous | New | Space Heating | Natural Gas | Gas Furnace - Tube Inserts | A | Cumulative Summer Peak Savings (MW) | Achievable Technical Potential | 0 | 0 | 0 | 0 | 0 | 0 | 0 | 0 | 0 | 0 | 0 | 0 | 0 | 0 | 0 | 0 | 0 | 0 | 0 | 0 | 0 | 0 | 0 | 0 | 0 | 0 | 0
F9_Commercial_WA - Miscellaneous_New_Space Heating_Natural Gas_Gas Furnace - Tube Inserts_A_Achievable Technical Potential | F9 | Commercial | WA - Miscellaneous | New | Space Heating | Natural Gas | Gas Furnace - Tube Inserts | A | Cumulative Winter Peak Savings (MW) | Achievable Technical Potential | 0 | 0 | 0 | 0 | 0 | 0 | 0 | 0 | 0 | 0 | 0 | 0 | 0 | 0 | 0 | 0 | 0 | 0 | 0 | 0 | 0 | 0 | 0 | 0 | 0 | 0 | 0
F10_Commercial_WA - Miscellaneous_New_Space Heating_Natural Gas_Gas Furnace - Tube Inserts_A_Achievable Technical Potential | F10 | Commercial | WA - Miscellaneous | New | Space Heating | Natural Gas | Gas Furnace - Tube Inserts | A | Purchases (Incremental) | Achievable Technical Potential | 0 | 0 | 0 | 0 | 0 | 0 | 0 | 0 | 0 | 0 | 0 | 0 | 0 | 0 | 0 | 0 | 0 | 0 | 0 | 0 | 0 | 0 | 0 | 0 | 0 | 0 | 0
F11_Commercial_WA - Miscellaneous_New_Space Heating_Natural Gas_Gas Furnace - Tube Inserts_A_Achievable Technical Potential | F11 | Commercial | WA - Miscellaneous | New | Space Heating | Natural Gas | Gas Furnace - Tube Inserts | A | Purchases (Cumulative) | Achievable Technical Potential | 0 | 0 | 0 | 0 | 0 | 0 | 0 | 0 | 0 | 0 | 0 | 0 | 0 | 0 | 0 | 0 | 0 | 0 | 0 | 0 | 0 | 0 | 0 | 0 | 0 | 0 | 0
F1_Commercial_WA - Miscellaneous_New_Space Heating_Natural Gas_Gas Boiler - Insulate Steam Lines/Condensate Tank_A_Achievable Technical Potential | F1 | Commercial | WA - Miscellaneous | New | Space Heating | Natural Gas | Gas Boiler - Insulate Steam Lines/Condensate Tank | A | Integrated Unit Energy Savings (kWh or therms) | Achievable Technical Potential | 0 | 0 | 0 | 0 | 0 | 0 | 0 | 0 | 0 | 0 | 0 | 0 | 0 | 0 | 0 | 0 | 0 | 0 | 0 | 0 | 0 | 0 | 0 | 0 | 0 | 0 | 0
F2_Commercial_WA - Miscellaneous_New_Space Heating_Natural Gas_Gas Boiler - Insulate Steam Lines/Condensate Tank_A_Achievable Technical Potential | F2 | Commercial | WA - Miscellaneous | New | Space Heating | Natural Gas | Gas Boiler - Insulate Steam Lines/Condensate Tank | A | Integrated Unit Summer Peak Savings (kW) | Achievable Technical Potential | 0 | 0 | 0 | 0 | 0 | 0 | 0 | 0 | 0 | 0 | 0 | 0 | 0 | 0 | 0 | 0 | 0 | 0 | 0 | 0 | 0 | 0 | 0 | 0 | 0 | 0 | 0
F3_Commercial_WA - Miscellaneous_New_Space Heating_Natural Gas_Gas Boiler - Insulate Steam Lines/Condensate Tank_A_Achievable Technical Potential | F3 | Commercial | WA - Miscellaneous | New | Space Heating | Natural Gas | Gas Boiler - Insulate Steam Lines/Condensate Tank | A | Integrated Unit Winter Peak Savings (kW) | Achievable Technical Potential | 0 | 0 | 0 | 0 | 0 | 0 | 0 | 0 | 0 | 0 | 0 | 0 | 0 | 0 | 0 | 0 | 0 | 0 | 0 | 0 | 0 | 0 | 0 | 0 | 0 | 0 | 0
F4_Commercial_WA - Miscellaneous_New_Space Heating_Natural Gas_Gas Boiler - Insulate Steam Lines/Condensate Tank_A_Achievable Technical Potential | F4 | Commercial | WA - Miscellaneous | New | Space Heating | Natural Gas | Gas Boiler - Insulate Steam Lines/Condensate Tank | A | Incremental Energy Savings (MWh or mTherms) | Achievable Technical Potential | 0 | 0 | 0 | 0 | 0 | 0 | 0 | 0 | 0 | 0 | 0 | 0 | 0 | 0 | 0 | 0 | 0 | 0 | 0 | 0 | 0 | 0 | 0 | 0 | 0 | 0 | 0
F5_Commercial_WA - Miscellaneous_New_Space Heating_Natural Gas_Gas Boiler - Insulate Steam Lines/Condensate Tank_A_Achievable Technical Potential | F5 | Commercial | WA - Miscellaneous | New | Space Heating | Natural Gas | Gas Boiler - Insulate Steam Lines/Condensate Tank | A | Incremental Summer Peak Savings (MW) | Achievable Technical Potential | 0 | 0 | 0 | 0 | 0 | 0 | 0 | 0 | 0 | 0 | 0 | 0 | 0 | 0 | 0 | 0 | 0 | 0 | 0 | 0 | 0 | 0 | 0 | 0 | 0 | 0 | 0
F6_Commercial_WA - Miscellaneous_New_Space Heating_Natural Gas_Gas Boiler - Insulate Steam Lines/Condensate Tank_A_Achievable Technical Potential | F6 | Commercial | WA - Miscellaneous | New | Space Heating | Natural Gas | Gas Boiler - Insulate Steam Lines/Condensate Tank | A | Incremental Winter Peak Savings (MW) | Achievable Technical Potential | 0 | 0 | 0 | 0 | 0 | 0 | 0 | 0 | 0 | 0 | 0 | 0 | 0 | 0 | 0 | 0 | 0 | 0 | 0 | 0 | 0 | 0 | 0 | 0 | 0 | 0 | 0
F7_Commercial_WA - Miscellaneous_New_Space Heating_Natural Gas_Gas Boiler - Insulate Steam Lines/Condensate Tank_A_Achievable Technical Potential | F7 | Commercial | WA - Miscellaneous | New | Space Heating | Natural Gas | Gas Boiler - Insulate Steam Lines/Condensate Tank | A | Cumulative Energy Savings (MWh or mTherms) | Achievable Technical Potential | 0 | 0 | 0 | 0 | 0 | 0 | 0 | 0 | 0 | 0 | 0 | 0 | 0 | 0 | 0 | 0 | 0 | 0 | 0 | 0 | 0 | 0 | 0 | 0 | 0 | 0 | 0
F8_Commercial_WA - Miscellaneous_New_Space Heating_Natural Gas_Gas Boiler - Insulate Steam Lines/Condensate Tank_A_Achievable Technical Potential | F8 | Commercial | WA - Miscellaneous | New | Space Heating | Natural Gas | Gas Boiler - Insulate Steam Lines/Condensate Tank | A | Cumulative Summer Peak Savings (MW) | Achievable Technical Potential | 0 | 0 | 0 | 0 | 0 | 0 | 0 | 0 | 0 | 0 | 0 | 0 | 0 | 0 | 0 | 0 | 0 | 0 | 0 | 0 | 0 | 0 | 0 | 0 | 0 | 0 | 0
F9_Commercial_WA - Miscellaneous_New_Space Heating_Natural Gas_Gas Boiler - Insulate Steam Lines/Condensate Tank_A_Achievable Technical Potential | F9 | Commercial | WA - Miscellaneous | New | Space Heating | Natural Gas | Gas Boiler - Insulate Steam Lines/Condensate Tank | A | Cumulative Winter Peak Savings (MW) | Achievable Technical Potential | 0 | 0 | 0 | 0 | 0 | 0 | 0 | 0 | 0 | 0 | 0 | 0 | 0 | 0 | 0 | 0 | 0 | 0 | 0 | 0 | 0 | 0 | 0 | 0 | 0 | 0 | 0
F10_Commercial_WA - Miscellaneous_New_Space Heating_Natural Gas_Gas Boiler - Insulate Steam Lines/Condensate Tank_A_Achievable Technical Potential | F10 | Commercial | WA - Miscellaneous | New | Space Heating | Natural Gas | Gas Boiler - Insulate Steam Lines/Condensate Tank | A | Purchases (Incremental) | Achievable Technical Potential | 0 | 0 | 0 | 0 | 0 | 0 | 0 | 0 | 0 | 0 | 0 | 0 | 0 | 0 | 0 | 0 | 0 | 0 | 0 | 0 | 0 | 0 | 0 | 0 | 0 | 0 | 0
F11_Commercial_WA - Miscellaneous_New_Space Heating_Natural Gas_Gas Boiler - Insulate Steam Lines/Condensate Tank_A_Achievable Technical Potential | F11 | Commercial | WA - Miscellaneous | New | Space Heating | Natural Gas | Gas Boiler - Insulate Steam Lines/Condensate Tank | A | Purchases (Cumulative) | Achievable Technical Potential | 0 | 0 | 0 | 0 | 0 | 0 | 0 | 0 | 0 | 0 | 0 | 0 | 0 | 0 | 0 | 0 | 0 | 0 | 0 | 0 | 0 | 0 | 0 | 0 | 0 | 0 | 0
F1_Commercial_WA - Miscellaneous_New_Space Heating_Natural Gas_Gas Boiler - Insulate Hot Water Lines_A_Achievable Technical Potential | F1 | Commercial | WA - Miscellaneous | New | Space Heating | Natural Gas | Gas Boiler - Insulate Hot Water Lines | A | Integrated Unit Energy Savings (kWh or therms) | Achievable Technical Potential | 0 | 0 | 0 | 0 | 0 | 0 | 0 | 0 | 0 | 0 | 0 | 0 | 0 | 0 | 0 | 0 | 0 | 0 | 0 | 0 | 0 | 0 | 0 | 0 | 0 | 0 | 0
F2_Commercial_WA - Miscellaneous_New_Space Heating_Natural Gas_Gas Boiler - Insulate Hot Water Lines_A_Achievable Technical Potential | F2 | Commercial | WA - Miscellaneous | New | Space Heating | Natural Gas | Gas Boiler - Insulate Hot Water Lines | A | Integrated Unit Summer Peak Savings (kW) | Achievable Technical Potential | 0 | 0 | 0 | 0 | 0 | 0 | 0 | 0 | 0 | 0 | 0 | 0 | 0 | 0 | 0 | 0 | 0 | 0 | 0 | 0 | 0 | 0 | 0 | 0 | 0 | 0 | 0
F3_Commercial_WA - Miscellaneous_New_Space Heating_Natural Gas_Gas Boiler - Insulate Hot Water Lines_A_Achievable Technical Potential | F3 | Commercial | WA - Miscellaneous | New | Space Heating | Natural Gas | Gas Boiler - Insulate Hot Water Lines | A | Integrated Unit Winter Peak Savings (kW) | Achievable Technical Potential | 0 | 0 | 0 | 0 | 0 | 0 | 0 | 0 | 0 | 0 | 0 | 0 | 0 | 0 | 0 | 0 | 0 | 0 | 0 | 0 | 0 | 0 | 0 | 0 | 0 | 0 | 0
F4_Commercial_WA - Miscellaneous_New_Space Heating_Natural Gas_Gas Boiler - Insulate Hot Water Lines_A_Achievable Technical Potential | F4 | Commercial | WA - Miscellaneous | New | Space Heating | Natural Gas | Gas Boiler - Insulate Hot Water Lines | A | Incremental Energy Savings (MWh or mTherms) | Achievable Technical Potential | 0 | 0 | 0 | 0 | 0 | 0 | 0 | 0 | 0 | 0 | 0 | 0 | 0 | 0 | 0 | 0 | 0 | 0 | 0 | 0 | 0 | 0 | 0 | 0 | 0 | 0 | 0
F5_Commercial_WA - Miscellaneous_New_Space Heating_Natural Gas_Gas Boiler - Insulate Hot Water Lines_A_Achievable Technical Potential | F5 | Commercial | WA - Miscellaneous | New | Space Heating | Natural Gas | Gas Boiler - Insulate Hot Water Lines | A | Incremental Summer Peak Savings (MW) | Achievable Technical Potential | 0 | 0 | 0 | 0 | 0 | 0 | 0 | 0 | 0 | 0 | 0 | 0 | 0 | 0 | 0 | 0 | 0 | 0 | 0 | 0 | 0 | 0 | 0 | 0 | 0 | 0 | 0
F6_Commercial_WA - Miscellaneous_New_Space Heating_Natural Gas_Gas Boiler - Insulate Hot Water Lines_A_Achievable Technical Potential | F6 | Commercial | WA - Miscellaneous | New | Space Heating | Natural Gas | Gas Boiler - Insulate Hot Water Lines | A | Incremental Winter Peak Savings (MW) | Achievable Technical Potential | 0 | 0 | 0 | 0 | 0 | 0 | 0 | 0 | 0 | 0 | 0 | 0 | 0 | 0 | 0 | 0 | 0 | 0 | 0 | 0 | 0 | 0 | 0 | 0 | 0 | 0 | 0
F7_Commercial_WA - Miscellaneous_New_Space Heating_Natural Gas_Gas Boiler - Insulate Hot Water Lines_A_Achievable Technical Potential | F7 | Commercial | WA - Miscellaneous | New | Space Heating | Natural Gas | Gas Boiler - Insulate Hot Water Lines | A | Cumulative Energy Savings (MWh or mTherms) | Achievable Technical Potential | 0 | 0 | 0 | 0 | 0 | 0 | 0 | 0 | 0 | 0 | 0 | 0 | 0 | 0 | 0 | 0 | 0 | 0 | 0 | 0 | 0 | 0 | 0 | 0 | 0 | 0 | 0
F8_Commercial_WA - Miscellaneous_New_Space Heating_Natural Gas_Gas Boiler - Insulate Hot Water Lines_A_Achievable Technical Potential | F8 | Commercial | WA - Miscellaneous | New | Space Heating | Natural Gas | Gas Boiler - Insulate Hot Water Lines | A | Cumulative Summer Peak Savings (MW) | Achievable Technical Potential | 0 | 0 | 0 | 0 | 0 | 0 | 0 | 0 | 0 | 0 | 0 | 0 | 0 | 0 | 0 | 0 | 0 | 0 | 0 | 0 | 0 | 0 | 0 | 0 | 0 | 0 | 0
F9_Commercial_WA - Miscellaneous_New_Space Heating_Natural Gas_Gas Boiler - Insulate Hot Water Lines_A_Achievable Technical Potential | F9 | Commercial | WA - Miscellaneous | New | Space Heating | Natural Gas | Gas Boiler - Insulate Hot Water Lines | A | Cumulative Winter Peak Savings (MW) | Achievable Technical Potential | 0 | 0 | 0 | 0 | 0 | 0 | 0 | 0 | 0 | 0 | 0 | 0 | 0 | 0 | 0 | 0 | 0 | 0 | 0 | 0 | 0 | 0 | 0 | 0 | 0 | 0 | 0
F10_Commercial_WA - Miscellaneous_New_Space Heating_Natural Gas_Gas Boiler - Insulate Hot Water Lines_A_Achievable Technical Potential | F10 | Commercial | WA - Miscellaneous | New | Space Heating | Natural Gas | Gas Boiler - Insulate Hot Water Lines | A | Purchases (Incremental) | Achievable Technical Potential | 0 | 0 | 0 | 0 | 0 | 0 | 0 | 0 | 0 | 0 | 0 | 0 | 0 | 0 | 0 | 0 | 0 | 0 | 0 | 0 | 0 | 0 | 0 | 0 | 0 | 0 | 0
F11_Commercial_WA - Miscellaneous_New_Space Heating_Natural Gas_Gas Boiler - Insulate Hot Water Lines_A_Achievable Technical Potential | F11 | Commercial | WA - Miscellaneous | New | Space Heating | Natural Gas | Gas Boiler - Insulate Hot Water Lines | A | Purchases (Cumulative) | Achievable Technical Potential | 0 | 0 | 0 | 0 | 0 | 0 | 0 | 0 | 0 | 0 | 0 | 0 | 0 | 0 | 0 | 0 | 0 | 0 | 0 | 0 | 0 | 0 | 0 | 0 | 0 | 0 | 0
F1_Commercial_WA - Miscellaneous_New_Space Heating_Natural Gas_Condensing RTU_A_Achievable Technical Potential | F1 | Commercial | WA - Miscellaneous | New | Space Heating | Natural Gas | Condensing RTU | A | Integrated Unit Energy Savings (kWh or therms) | Achievable Technical Potential | 0 | 0 | 0 | 0 | 0 | 0 | 0 | 0 | 0 | 0 | 0 | 0 | 0 | 0 | 0 | 0 | 0 | 0 | 0 | 0 | 0 | 0 | 0 | 0 | 0 | 0 | 0
F2_Commercial_WA - Miscellaneous_New_Space Heating_Natural Gas_Condensing RTU_A_Achievable Technical Potential | F2 | Commercial | WA - Miscellaneous | New | Space Heating | Natural Gas | Condensing RTU | A | Integrated Unit Summer Peak Savings (kW) | Achievable Technical Potential | 0 | 0 | 0 | 0 | 0 | 0 | 0 | 0 | 0 | 0 | 0 | 0 | 0 | 0 | 0 | 0 | 0 | 0 | 0 | 0 | 0 | 0 | 0 | 0 | 0 | 0 | 0
F3_Commercial_WA - Miscellaneous_New_Space Heating_Natural Gas_Condensing RTU_A_Achievable Technical Potential | F3 | Commercial | WA - Miscellaneous | New | Space Heating | Natural Gas | Condensing RTU | A | Integrated Unit Winter Peak Savings (kW) | Achievable Technical Potential | 0 | 0 | 0 | 0 | 0 | 0 | 0 | 0 | 0 | 0 | 0 | 0 | 0 | 0 | 0 | 0 | 0 | 0 | 0 | 0 | 0 | 0 | 0 | 0 | 0 | 0 | 0
F4_Commercial_WA - Miscellaneous_New_Space Heating_Natural Gas_Condensing RTU_A_Achievable Technical Potential | F4 | Commercial | WA - Miscellaneous | New | Space Heating | Natural Gas | Condensing RTU | A | Incremental Energy Savings (MWh or mTherms) | Achievable Technical Potential | 0 | 0 | 0 | 0 | 0 | 0 | 0 | 0 | 0 | 0 | 0 | 0 | 0 | 0 | 0 | 0 | 0 | 0 | 0 | 0 | 0 | 0 | 0 | 0 | 0 | 0 | 0
F5_Commercial_WA - Miscellaneous_New_Space Heating_Natural Gas_Condensing RTU_A_Achievable Technical Potential | F5 | Commercial | WA - Miscellaneous | New | Space Heating | Natural Gas | Condensing RTU | A | Incremental Summer Peak Savings (MW) | Achievable Technical Potential | 0 | 0 | 0 | 0 | 0 | 0 | 0 | 0 | 0 | 0 | 0 | 0 | 0 | 0 | 0 | 0 | 0 | 0 | 0 | 0 | 0 | 0 | 0 | 0 | 0 | 0 | 0
F6_Commercial_WA - Miscellaneous_New_Space Heating_Natural Gas_Condensing RTU_A_Achievable Technical Potential | F6 | Commercial | WA - Miscellaneous | New | Space Heating | Natural Gas | Condensing RTU | A | Incremental Winter Peak Savings (MW) | Achievable Technical Potential | 0 | 0 | 0 | 0 | 0 | 0 | 0 | 0 | 0 | 0 | 0 | 0 | 0 | 0 | 0 | 0 | 0 | 0 | 0 | 0 | 0 | 0 | 0 | 0 | 0 | 0 | 0
F7_Commercial_WA - Miscellaneous_New_Space Heating_Natural Gas_Condensing RTU_A_Achievable Technical Potential | F7 | Commercial | WA - Miscellaneous | New | Space Heating | Natural Gas | Condensing RTU | A | Cumulative Energy Savings (MWh or mTherms) | Achievable Technical Potential | 0 | 0 | 0 | 0 | 0 | 0 | 0 | 0 | 0 | 0 | 0 | 0 | 0 | 0 | 0 | 0 | 0 | 0 | 0 | 0 | 0 | 0 | 0 | 0 | 0 | 0 | 0
F8_Commercial_WA - Miscellaneous_New_Space Heating_Natural Gas_Condensing RTU_A_Achievable Technical Potential | F8 | Commercial | WA - Miscellaneous | New | Space Heating | Natural Gas | Condensing RTU | A | Cumulative Summer Peak Savings (MW) | Achievable Technical Potential | 0 | 0 | 0 | 0 | 0 | 0 | 0 | 0 | 0 | 0 | 0 | 0 | 0 | 0 | 0 | 0 | 0 | 0 | 0 | 0 | 0 | 0 | 0 | 0 | 0 | 0 | 0
F9_Commercial_WA - Miscellaneous_New_Space Heating_Natural Gas_Condensing RTU_A_Achievable Technical Potential | F9 | Commercial | WA - Miscellaneous | New | Space Heating | Natural Gas | Condensing RTU | A | Cumulative Winter Peak Savings (MW) | Achievable Technical Potential | 0 | 0 | 0 | 0 | 0 | 0 | 0 | 0 | 0 | 0 | 0 | 0 | 0 | 0 | 0 | 0 | 0 | 0 | 0 | 0 | 0 | 0 | 0 | 0 | 0 | 0 | 0
F10_Commercial_WA - Miscellaneous_New_Space Heating_Natural Gas_Condensing RTU_A_Achievable Technical Potential | F10 | Commercial | WA - Miscellaneous | New | Space Heating | Natural Gas | Condensing RTU | A | Purchases (Incremental) | Achievable Technical Potential | 0 | 0 | 0 | 0 | 0 | 0 | 0 | 0 | 0 | 0 | 0 | 0 | 0 | 0 | 0 | 0 | 0 | 0 | 0 | 0 | 0 | 0 | 0 | 0 | 0 | 0 | 0
F11_Commercial_WA - Miscellaneous_New_Space Heating_Natural Gas_Condensing RTU_A_Achievable Technical Potential | F11 | Commercial | WA - Miscellaneous | New | Space Heating | Natural Gas | Condensing RTU | A | Purchases (Cumulative) | Achievable Technical Potential | 0 | 0 | 0 | 0 | 0 | 0 | 0 | 0 | 0 | 0 | 0 | 0 | 0 | 0 | 0 | 0 | 0 | 0 | 0 | 0 | 0 | 0 | 0 | 0 | 0 | 0 | 0
F1_Commercial_WA - Miscellaneous_New_Space Heating_Natural Gas_Hydronic Heating Radiator Replacement_A_Achievable Technical Potential | F1 | Commercial | WA - Miscellaneous | New | Space Heating | Natural Gas | Hydronic Heating Radiator Replacement | A | Integrated Unit Energy Savings (kWh or therms) | Achievable Technical Potential | 0 | 0 | 0 | 0 | 0 | 0 | 0 | 0 | 0 | 0 | 0 | 0 | 0 | 0 | 0 | 0 | 0 | 0 | 0 | 0 | 0 | 0 | 0 | 0 | 0 | 0 | 0
F2_Commercial_WA - Miscellaneous_New_Space Heating_Natural Gas_Hydronic Heating Radiator Replacement_A_Achievable Technical Potential | F2 | Commercial | WA - Miscellaneous | New | Space Heating | Natural Gas | Hydronic Heating Radiator Replacement | A | Integrated Unit Summer Peak Savings (kW) | Achievable Technical Potential | 0 | 0 | 0 | 0 | 0 | 0 | 0 | 0 | 0 | 0 | 0 | 0 | 0 | 0 | 0 | 0 | 0 | 0 | 0 | 0 | 0 | 0 | 0 | 0 | 0 | 0 | 0
F3_Commercial_WA - Miscellaneous_New_Space Heating_Natural Gas_Hydronic Heating Radiator Replacement_A_Achievable Technical Potential | F3 | Commercial | WA - Miscellaneous | New | Space Heating | Natural Gas | Hydronic Heating Radiator Replacement | A | Integrated Unit Winter Peak Savings (kW) | Achievable Technical Potential | 0 | 0 | 0 | 0 | 0 | 0 | 0 | 0 | 0 | 0 | 0 | 0 | 0 | 0 | 0 | 0 | 0 | 0 | 0 | 0 | 0 | 0 | 0 | 0 | 0 | 0 | 0
F4_Commercial_WA - Miscellaneous_New_Space Heating_Natural Gas_Hydronic Heating Radiator Replacement_A_Achievable Technical Potential | F4 | Commercial | WA - Miscellaneous | New | Space Heating | Natural Gas | Hydronic Heating Radiator Replacement | A | Incremental Energy Savings (MWh or mTherms) | Achievable Technical Potential | 0 | 0 | 0 | 0 | 0 | 0 | 0 | 0 | 0 | 0 | 0 | 0 | 0 | 0 | 0 | 0 | 0 | 0 | 0 | 0 | 0 | 0 | 0 | 0 | 0 | 0 | 0
F5_Commercial_WA - Miscellaneous_New_Space Heating_Natural Gas_Hydronic Heating Radiator Replacement_A_Achievable Technical Potential | F5 | Commercial | WA - Miscellaneous | New | Space Heating | Natural Gas | Hydronic Heating Radiator Replacement | A | Incremental Summer Peak Savings (MW) | Achievable Technical Potential | 0 | 0 | 0 | 0 | 0 | 0 | 0 | 0 | 0 | 0 | 0 | 0 | 0 | 0 | 0 | 0 | 0 | 0 | 0 | 0 | 0 | 0 | 0 | 0 | 0 | 0 | 0
F6_Commercial_WA - Miscellaneous_New_Space Heating_Natural Gas_Hydronic Heating Radiator Replacement_A_Achievable Technical Potential | F6 | Commercial | WA - Miscellaneous | New | Space Heating | Natural Gas | Hydronic Heating Radiator Replacement | A | Incremental Winter Peak Savings (MW) | Achievable Technical Potential | 0 | 0 | 0 | 0 | 0 | 0 | 0 | 0 | 0 | 0 | 0 | 0 | 0 | 0 | 0 | 0 | 0 | 0 | 0 | 0 | 0 | 0 | 0 | 0 | 0 | 0 | 0
F7_Commercial_WA - Miscellaneous_New_Space Heating_Natural Gas_Hydronic Heating Radiator Replacement_A_Achievable Technical Potential | F7 | Commercial | WA - Miscellaneous | New | Space Heating | Natural Gas | Hydronic Heating Radiator Replacement | A | Cumulative Energy Savings (MWh or mTherms) | Achievable Technical Potential | 0 | 0 | 0 | 0 | 0 | 0 | 0 | 0 | 0 | 0 | 0 | 0 | 0 | 0 | 0 | 0 | 0 | 0 | 0 | 0 | 0 | 0 | 0 | 0 | 0 | 0 | 0
F8_Commercial_WA - Miscellaneous_New_Space Heating_Natural Gas_Hydronic Heating Radiator Replacement_A_Achievable Technical Potential | F8 | Commercial | WA - Miscellaneous | New | Space Heating | Natural Gas | Hydronic Heating Radiator Replacement | A | Cumulative Summer Peak Savings (MW) | Achievable Technical Potential | 0 | 0 | 0 | 0 | 0 | 0 | 0 | 0 | 0 | 0 | 0 | 0 | 0 | 0 | 0 | 0 | 0 | 0 | 0 | 0 | 0 | 0 | 0 | 0 | 0 | 0 | 0
F9_Commercial_WA - Miscellaneous_New_Space Heating_Natural Gas_Hydronic Heating Radiator Replacement_A_Achievable Technical Potential | F9 | Commercial | WA - Miscellaneous | New | Space Heating | Natural Gas | Hydronic Heating Radiator Replacement | A | Cumulative Winter Peak Savings (MW) | Achievable Technical Potential | 0 | 0 | 0 | 0 | 0 | 0 | 0 | 0 | 0 | 0 | 0 | 0 | 0 | 0 | 0 | 0 | 0 | 0 | 0 | 0 | 0 | 0 | 0 | 0 | 0 | 0 | 0
F10_Commercial_WA - Miscellaneous_New_Space Heating_Natural Gas_Hydronic Heating Radiator Replacement_A_Achievable Technical Potential | F10 | Commercial | WA - Miscellaneous | New | Space Heating | Natural Gas | Hydronic Heating Radiator Replacement | A | Purchases (Incremental) | Achievable Technical Potential | 0 | 0 | 0 | 0 | 0 | 0 | 0 | 0 | 0 | 0 | 0 | 0 | 0 | 0 | 0 | 0 | 0 | 0 | 0 | 0 | 0 | 0 | 0 | 0 | 0 | 0 | 0
F11_Commercial_WA - Miscellaneous_New_Space Heating_Natural Gas_Hydronic Heating Radiator Replacement_A_Achievable Technical Potential | F11 | Commercial | WA - Miscellaneous | New | Space Heating | Natural Gas | Hydronic Heating Radiator Replacement | A | Purchases (Cumulative) | Achievable Technical Potential | 0 | 0 | 0 | 0 | 0 | 0 | 0 | 0 | 0 | 0 | 0 | 0 | 0 | 0 | 0 | 0 | 0 | 0 | 0 | 0 | 0 | 0 | 0 | 0 | 0 | 0 | 0
F1_Commercial_WA - Miscellaneous_New_Space Heating_Natural Gas_Thermostat - Connected_A_Achievable Technical Potential | F1 | Commercial | WA - Miscellaneous | New | Space Heating | Natural Gas | Thermostat - Connected | A | Integrated Unit Energy Savings (kWh or therms) | Achievable Technical Potential | 0 | 0 | 0 | 0 | 0 | 0 | 0 | 0 | 0 | 0 | 0 | 0 | 0 | 0 | 0 | 0 | 0 | 0 | 0 | 0 | 0 | 0 | 0 | 0 | 0 | 0 | 0
F2_Commercial_WA - Miscellaneous_New_Space Heating_Natural Gas_Thermostat - Connected_A_Achievable Technical Potential | F2 | Commercial | WA - Miscellaneous | New | Space Heating | Natural Gas | Thermostat - Connected | A | Integrated Unit Summer Peak Savings (kW) | Achievable Technical Potential | 0 | 0 | 0 | 0 | 0 | 0 | 0 | 0 | 0 | 0 | 0 | 0 | 0 | 0 | 0 | 0 | 0 | 0 | 0 | 0 | 0 | 0 | 0 | 0 | 0 | 0 | 0
F3_Commercial_WA - Miscellaneous_New_Space Heating_Natural Gas_Thermostat - Connected_A_Achievable Technical Potential | F3 | Commercial | WA - Miscellaneous | New | Space Heating | Natural Gas | Thermostat - Connected | A | Integrated Unit Winter Peak Savings (kW) | Achievable Technical Potential | 0 | 0 | 0 | 0 | 0 | 0 | 0 | 0 | 0 | 0 | 0 | 0 | 0 | 0 | 0 | 0 | 0 | 0 | 0 | 0 | 0 | 0 | 0 | 0 | 0 | 0 | 0
F4_Commercial_WA - Miscellaneous_New_Space Heating_Natural Gas_Thermostat - Connected_A_Achievable Technical Potential | F4 | Commercial | WA - Miscellaneous | New | Space Heating | Natural Gas | Thermostat - Connected | A | Incremental Energy Savings (MWh or mTherms) | Achievable Technical Potential | 0 | 0 | 0 | 0 | 0 | 0 | 0 | 0 | 0 | 0 | 0 | 0 | 0 | 0 | 0 | 0 | 0 | 0 | 0 | 0 | 0 | 0 | 0 | 0 | 0 | 0 | 0
F5_Commercial_WA - Miscellaneous_New_Space Heating_Natural Gas_Thermostat - Connected_A_Achievable Technical Potential | F5 | Commercial | WA - Miscellaneous | New | Space Heating | Natural Gas | Thermostat - Connected | A | Incremental Summer Peak Savings (MW) | Achievable Technical Potential | 0 | 0 | 0 | 0 | 0 | 0 | 0 | 0 | 0 | 0 | 0 | 0 | 0 | 0 | 0 | 0 | 0 | 0 | 0 | 0 | 0 | 0 | 0 | 0 | 0 | 0 | 0
F6_Commercial_WA - Miscellaneous_New_Space Heating_Natural Gas_Thermostat - Connected_A_Achievable Technical Potential | F6 | Commercial | WA - Miscellaneous | New | Space Heating | Natural Gas | Thermostat - Connected | A | Incremental Winter Peak Savings (MW) | Achievable Technical Potential | 0 | 0 | 0 | 0 | 0 | 0 | 0 | 0 | 0 | 0 | 0 | 0 | 0 | 0 | 0 | 0 | 0 | 0 | 0 | 0 | 0 | 0 | 0 | 0 | 0 | 0 | 0
F7_Commercial_WA - Miscellaneous_New_Space Heating_Natural Gas_Thermostat - Connected_A_Achievable Technical Potential | F7 | Commercial | WA - Miscellaneous | New | Space Heating | Natural Gas | Thermostat - Connected | A | Cumulative Energy Savings (MWh or mTherms) | Achievable Technical Potential | 0 | 0 | 0 | 0 | 0 | 0 | 0 | 0 | 0 | 0 | 0 | 0 | 0 | 0 | 0 | 0 | 0 | 0 | 0 | 0 | 0 | 0 | 0 | 0 | 0 | 0 | 0
F8_Commercial_WA - Miscellaneous_New_Space Heating_Natural Gas_Thermostat - Connected_A_Achievable Technical Potential | F8 | Commercial | WA - Miscellaneous | New | Space Heating | Natural Gas | Thermostat - Connected | A | Cumulative Summer Peak Savings (MW) | Achievable Technical Potential | 0 | 0 | 0 | 0 | 0 | 0 | 0 | 0 | 0 | 0 | 0 | 0 | 0 | 0 | 0 | 0 | 0 | 0 | 0 | 0 | 0 | 0 | 0 | 0 | 0 | 0 | 0
F9_Commercial_WA - Miscellaneous_New_Space Heating_Natural Gas_Thermostat - Connected_A_Achievable Technical Potential | F9 | Commercial | WA - Miscellaneous | New | Space Heating | Natural Gas | Thermostat - Connected | A | Cumulative Winter Peak Savings (MW) | Achievable Technical Potential | 0 | 0 | 0 | 0 | 0 | 0 | 0 | 0 | 0 | 0 | 0 | 0 | 0 | 0 | 0 | 0 | 0 | 0 | 0 | 0 | 0 | 0 | 0 | 0 | 0 | 0 | 0
F10_Commercial_WA - Miscellaneous_New_Space Heating_Natural Gas_Thermostat - Connected_A_Achievable Technical Potential | F10 | Commercial | WA - Miscellaneous | New | Space Heating | Natural Gas | Thermostat - Connected | A | Purchases (Incremental) | Achievable Technical Potential | 0 | 0 | 0 | 0 | 0 | 0 | 0 | 0 | 0 | 0 | 0 | 0 | 0 | 0 | 0 | 0 | 0 | 0 | 0 | 0 | 0 | 0 | 0 | 0 | 0 | 0 | 0
F11_Commercial_WA - Miscellaneous_New_Space Heating_Natural Gas_Thermostat - Connected_A_Achievable Technical Potential | F11 | Commercial | WA - Miscellaneous | New | Space Heating | Natural Gas | Thermostat - Connected | A | Purchases (Cumulative) | Achievable Technical Potential | 0 | 0 | 0 | 0 | 0 | 0 | 0 | 0 | 0 | 0 | 0 | 0 | 0 | 0 | 0 | 0 | 0 | 0 | 0 | 0 | 0 | 0 | 0 | 0 | 0 | 0 | 0
F1_Commercial_WA - Miscellaneous_New_Water Heating_Natural Gas_Water Heater - Thermostatic Shower Restriction Valve_A_Achievable Technical Potential | F1 | Commercial | WA - Miscellaneous | New | Water Heating | Natural Gas | Water Heater - Thermostatic Shower Restriction Valve | A | Integrated Unit Energy Savings (kWh or therms) | Achievable Technical Potential | 0 | 0 | 0 | 0 | 0 | 0 | 0 | 0 | 0 | 0 | 0 | 0 | 0 | 0 | 0 | 0 | 0 | 0 | 0 | 0 | 0 | 0 | 0 | 0 | 0 | 0 | 0
F2_Commercial_WA - Miscellaneous_New_Water Heating_Natural Gas_Water Heater - Thermostatic Shower Restriction Valve_A_Achievable Technical Potential | F2 | Commercial | WA - Miscellaneous | New | Water Heating | Natural Gas | Water Heater - Thermostatic Shower Restriction Valve | A | Integrated Unit Summer Peak Savings (kW) | Achievable Technical Potential | 0 | 0 | 0 | 0 | 0 | 0 | 0 | 0 | 0 | 0 | 0 | 0 | 0 | 0 | 0 | 0 | 0 | 0 | 0 | 0 | 0 | 0 | 0 | 0 | 0 | 0 | 0
F3_Commercial_WA - Miscellaneous_New_Water Heating_Natural Gas_Water Heater - Thermostatic Shower Restriction Valve_A_Achievable Technical Potential | F3 | Commercial | WA - Miscellaneous | New | Water Heating | Natural Gas | Water Heater - Thermostatic Shower Restriction Valve | A | Integrated Unit Winter Peak Savings (kW) | Achievable Technical Potential | 0 | 0 | 0 | 0 | 0 | 0 | 0 | 0 | 0 | 0 | 0 | 0 | 0 | 0 | 0 | 0 | 0 | 0 | 0 | 0 | 0 | 0 | 0 | 0 | 0 | 0 | 0
F4_Commercial_WA - Miscellaneous_New_Water Heating_Natural Gas_Water Heater - Thermostatic Shower Restriction Valve_A_Achievable Technical Potential | F4 | Commercial | WA - Miscellaneous | New | Water Heating | Natural Gas | Water Heater - Thermostatic Shower Restriction Valve | A | Incremental Energy Savings (MWh or mTherms) | Achievable Technical Potential | 0 | 0 | 0 | 0 | 0 | 0 | 0 | 0 | 0 | 0 | 0 | 0 | 0 | 0 | 0 | 0 | 0 | 0 | 0 | 0 | 0 | 0 | 0 | 0 | 0 | 0 | 0
F5_Commercial_WA - Miscellaneous_New_Water Heating_Natural Gas_Water Heater - Thermostatic Shower Restriction Valve_A_Achievable Technical Potential | F5 | Commercial | WA - Miscellaneous | New | Water Heating | Natural Gas | Water Heater - Thermostatic Shower Restriction Valve | A | Incremental Summer Peak Savings (MW) | Achievable Technical Potential | 0 | 0 | 0 | 0 | 0 | 0 | 0 | 0 | 0 | 0 | 0 | 0 | 0 | 0 | 0 | 0 | 0 | 0 | 0 | 0 | 0 | 0 | 0 | 0 | 0 | 0 | 0
F6_Commercial_WA - Miscellaneous_New_Water Heating_Natural Gas_Water Heater - Thermostatic Shower Restriction Valve_A_Achievable Technical Potential | F6 | Commercial | WA - Miscellaneous | New | Water Heating | Natural Gas | Water Heater - Thermostatic Shower Restriction Valve | A | Incremental Winter Peak Savings (MW) | Achievable Technical Potential | 0 | 0 | 0 | 0 | 0 | 0 | 0 | 0 | 0 | 0 | 0 | 0 | 0 | 0 | 0 | 0 | 0 | 0 | 0 | 0 | 0 | 0 | 0 | 0 | 0 | 0 | 0
F7_Commercial_WA - Miscellaneous_New_Water Heating_Natural Gas_Water Heater - Thermostatic Shower Restriction Valve_A_Achievable Technical Potential | F7 | Commercial | WA - Miscellaneous | New | Water Heating | Natural Gas | Water Heater - Thermostatic Shower Restriction Valve | A | Cumulative Energy Savings (MWh or mTherms) | Achievable Technical Potential | 0 | 0 | 0 | 0 | 0 | 0 | 0 | 0 | 0 | 0 | 0 | 0 | 0 | 0 | 0 | 0 | 0 | 0 | 0 | 0 | 0 | 0 | 0 | 0 | 0 | 0 | 0
F8_Commercial_WA - Miscellaneous_New_Water Heating_Natural Gas_Water Heater - Thermostatic Shower Restriction Valve_A_Achievable Technical Potential | F8 | Commercial | WA - Miscellaneous | New | Water Heating | Natural Gas | Water Heater - Thermostatic Shower Restriction Valve | A | Cumulative Summer Peak Savings (MW) | Achievable Technical Potential | 0 | 0 | 0 | 0 | 0 | 0 | 0 | 0 | 0 | 0 | 0 | 0 | 0 | 0 | 0 | 0 | 0 | 0 | 0 | 0 | 0 | 0 | 0 | 0 | 0 | 0 | 0
F9_Commercial_WA - Miscellaneous_New_Water Heating_Natural Gas_Water Heater - Thermostatic Shower Restriction Valve_A_Achievable Technical Potential | F9 | Commercial | WA - Miscellaneous | New | Water Heating | Natural Gas | Water Heater - Thermostatic Shower Restriction Valve | A | Cumulative Winter Peak Savings (MW) | Achievable Technical Potential | 0 | 0 | 0 | 0 | 0 | 0 | 0 | 0 | 0 | 0 | 0 | 0 | 0 | 0 | 0 | 0 | 0 | 0 | 0 | 0 | 0 | 0 | 0 | 0 | 0 | 0 | 0
F10_Commercial_WA - Miscellaneous_New_Water Heating_Natural Gas_Water Heater - Thermostatic Shower Restriction Valve_A_Achievable Technical Potential | F10 | Commercial | WA - Miscellaneous | New | Water Heating | Natural Gas | Water Heater - Thermostatic Shower Restriction Valve | A | Purchases (Incremental) | Achievable Technical Potential | 0 | 0 | 0 | 0 | 0 | 0 | 0 | 0 | 0 | 0 | 0 | 0 | 0 | 0 | 0 | 0 | 0 | 0 | 0 | 0 | 0 | 0 | 0 | 0 | 0 | 0 | 0
F11_Commercial_WA - Miscellaneous_New_Water Heating_Natural Gas_Water Heater - Thermostatic Shower Restriction Valve_A_Achievable Technical Potential | F11 | Commercial | WA - Miscellaneous | New | Water Heating | Natural Gas | Water Heater - Thermostatic Shower Restriction Valve | A | Purchases (Cumulative) | Achievable Technical Potential | 0 | 0 | 0 | 0 | 0 | 0 | 0 | 0 | 0 | 0 | 0 | 0 | 0 | 0 | 0 | 0 | 0 | 0 | 0 | 0 | 0 | 0 | 0 | 0 | 0 | 0 | 0
F1_Commercial_WA - Miscellaneous_New_Water Heating_Natural Gas_Water Heater - Pre-Rinse Spray Valve_A_Achievable Technical Potential | F1 | Commercial | WA - Miscellaneous | New | Water Heating | Natural Gas | Water Heater - Pre-Rinse Spray Valve | A | Integrated Unit Energy Savings (kWh or therms) | Achievable Technical Potential | 0 | 0 | 0 | 0 | 0 | 0 | 0 | 0 | 0 | 0 | 0 | 0 | 0 | 0 | 0 | 0 | 0 | 0 | 0 | 0 | 0 | 0 | 0 | 0 | 0 | 0 | 0
F2_Commercial_WA - Miscellaneous_New_Water Heating_Natural Gas_Water Heater - Pre-Rinse Spray Valve_A_Achievable Technical Potential | F2 | Commercial | WA - Miscellaneous | New | Water Heating | Natural Gas | Water Heater - Pre-Rinse Spray Valve | A | Integrated Unit Summer Peak Savings (kW) | Achievable Technical Potential | 0 | 0 | 0 | 0 | 0 | 0 | 0 | 0 | 0 | 0 | 0 | 0 | 0 | 0 | 0 | 0 | 0 | 0 | 0 | 0 | 0 | 0 | 0 | 0 | 0 | 0 | 0
F3_Commercial_WA - Miscellaneous_New_Water Heating_Natural Gas_Water Heater - Pre-Rinse Spray Valve_A_Achievable Technical Potential | F3 | Commercial | WA - Miscellaneous | New | Water Heating | Natural Gas | Water Heater - Pre-Rinse Spray Valve | A | Integrated Unit Winter Peak Savings (kW) | Achievable Technical Potential | 0 | 0 | 0 | 0 | 0 | 0 | 0 | 0 | 0 | 0 | 0 | 0 | 0 | 0 | 0 | 0 | 0 | 0 | 0 | 0 | 0 | 0 | 0 | 0 | 0 | 0 | 0
F4_Commercial_WA - Miscellaneous_New_Water Heating_Natural Gas_Water Heater - Pre-Rinse Spray Valve_A_Achievable Technical Potential | F4 | Commercial | WA - Miscellaneous | New | Water Heating | Natural Gas | Water Heater - Pre-Rinse Spray Valve | A | Incremental Energy Savings (MWh or mTherms) | Achievable Technical Potential | 0 | 0 | 0 | 0 | 0 | 0 | 0 | 0 | 0 | 0 | 0 | 0 | 0 | 0 | 0 | 0 | 0 | 0 | 0 | 0 | 0 | 0 | 0 | 0 | 0 | 0 | 0
F5_Commercial_WA - Miscellaneous_New_Water Heating_Natural Gas_Water Heater - Pre-Rinse Spray Valve_A_Achievable Technical Potential | F5 | Commercial | WA - Miscellaneous | New | Water Heating | Natural Gas | Water Heater - Pre-Rinse Spray Valve | A | Incremental Summer Peak Savings (MW) | Achievable Technical Potential | 0 | 0 | 0 | 0 | 0 | 0 | 0 | 0 | 0 | 0 | 0 | 0 | 0 | 0 | 0 | 0 | 0 | 0 | 0 | 0 | 0 | 0 | 0 | 0 | 0 | 0 | 0
F6_Commercial_WA - Miscellaneous_New_Water Heating_Natural Gas_Water Heater - Pre-Rinse Spray Valve_A_Achievable Technical Potential | F6 | Commercial | WA - Miscellaneous | New | Water Heating | Natural Gas | Water Heater - Pre-Rinse Spray Valve | A | Incremental Winter Peak Savings (MW) | Achievable Technical Potential | 0 | 0 | 0 | 0 | 0 | 0 | 0 | 0 | 0 | 0 | 0 | 0 | 0 | 0 | 0 | 0 | 0 | 0 | 0 | 0 | 0 | 0 | 0 | 0 | 0 | 0 | 0
F7_Commercial_WA - Miscellaneous_New_Water Heating_Natural Gas_Water Heater - Pre-Rinse Spray Valve_A_Achievable Technical Potential | F7 | Commercial | WA - Miscellaneous | New | Water Heating | Natural Gas | Water Heater - Pre-Rinse Spray Valve | A | Cumulative Energy Savings (MWh or mTherms) | Achievable Technical Potential | 0 | 0 | 0 | 0 | 0 | 0 | 0 | 0 | 0 | 0 | 0 | 0 | 0 | 0 | 0 | 0 | 0 | 0 | 0 | 0 | 0 | 0 | 0 | 0 | 0 | 0 | 0
F8_Commercial_WA - Miscellaneous_New_Water Heating_Natural Gas_Water Heater - Pre-Rinse Spray Valve_A_Achievable Technical Potential | F8 | Commercial | WA - Miscellaneous | New | Water Heating | Natural Gas | Water Heater - Pre-Rinse Spray Valve | A | Cumulative Summer Peak Savings (MW) | Achievable Technical Potential | 0 | 0 | 0 | 0 | 0 | 0 | 0 | 0 | 0 | 0 | 0 | 0 | 0 | 0 | 0 | 0 | 0 | 0 | 0 | 0 | 0 | 0 | 0 | 0 | 0 | 0 | 0
F9_Commercial_WA - Miscellaneous_New_Water Heating_Natural Gas_Water Heater - Pre-Rinse Spray Valve_A_Achievable Technical Potential | F9 | Commercial | WA - Miscellaneous | New | Water Heating | Natural Gas | Water Heater - Pre-Rinse Spray Valve | A | Cumulative Winter Peak Savings (MW) | Achievable Technical Potential | 0 | 0 | 0 | 0 | 0 | 0 | 0 | 0 | 0 | 0 | 0 | 0 | 0 | 0 | 0 | 0 | 0 | 0 | 0 | 0 | 0 | 0 | 0 | 0 | 0 | 0 | 0
F10_Commercial_WA - Miscellaneous_New_Water Heating_Natural Gas_Water Heater - Pre-Rinse Spray Valve_A_Achievable Technical Potential | F10 | Commercial | WA - Miscellaneous | New | Water Heating | Natural Gas | Water Heater - Pre-Rinse Spray Valve | A | Purchases (Incremental) | Achievable Technical Potential | 0 | 0 | 0 | 0 | 0 | 0 | 0 | 0 | 0 | 0 | 0 | 0 | 0 | 0 | 0 | 0 | 0 | 0 | 0 | 0 | 0 | 0 | 0 | 0 | 0 | 0 | 0
F11_Commercial_WA - Miscellaneous_New_Water Heating_Natural Gas_Water Heater - Pre-Rinse Spray Valve_A_Achievable Technical Potential | F11 | Commercial | WA - Miscellaneous | New | Water Heating | Natural Gas | Water Heater - Pre-Rinse Spray Valve | A | Purchases (Cumulative) | Achievable Technical Potential | 0 | 0 | 0 | 0 | 0 | 0 | 0 | 0 | 0 | 0 | 0 | 0 | 0 | 0 | 0 | 0 | 0 | 0 | 0 | 0 | 0 | 0 | 0 | 0 | 0 | 0 | 0
F1_Commercial_WA - Miscellaneous_New_Water Heating_Natural Gas_Water Heater - Temperature Setback_A_Achievable Technical Potential | F1 | Commercial | WA - Miscellaneous | New | Water Heating | Natural Gas | Water Heater - Temperature Setback | A | Integrated Unit Energy Savings (kWh or therms) | Achievable Technical Potential | 0 | 0 | 0 | 0 | 0 | 0 | 0 | 0 | 0 | 0 | 0 | 0 | 0 | 0 | 0 | 0 | 0 | 0 | 0 | 0 | 0 | 0 | 0 | 0 | 0 | 0 | 0
F2_Commercial_WA - Miscellaneous_New_Water Heating_Natural Gas_Water Heater - Temperature Setback_A_Achievable Technical Potential | F2 | Commercial | WA - Miscellaneous | New | Water Heating | Natural Gas | Water Heater - Temperature Setback | A | Integrated Unit Summer Peak Savings (kW) | Achievable Technical Potential | 0 | 0 | 0 | 0 | 0 | 0 | 0 | 0 | 0 | 0 | 0 | 0 | 0 | 0 | 0 | 0 | 0 | 0 | 0 | 0 | 0 | 0 | 0 | 0 | 0 | 0 | 0
F3_Commercial_WA - Miscellaneous_New_Water Heating_Natural Gas_Water Heater - Temperature Setback_A_Achievable Technical Potential | F3 | Commercial | WA - Miscellaneous | New | Water Heating | Natural Gas | Water Heater - Temperature Setback | A | Integrated Unit Winter Peak Savings (kW) | Achievable Technical Potential | 0 | 0 | 0 | 0 | 0 | 0 | 0 | 0 | 0 | 0 | 0 | 0 | 0 | 0 | 0 | 0 | 0 | 0 | 0 | 0 | 0 | 0 | 0 | 0 | 0 | 0 | 0
F4_Commercial_WA - Miscellaneous_New_Water Heating_Natural Gas_Water Heater - Temperature Setback_A_Achievable Technical Potential | F4 | Commercial | WA - Miscellaneous | New | Water Heating | Natural Gas | Water Heater - Temperature Setback | A | Incremental Energy Savings (MWh or mTherms) | Achievable Technical Potential | 0 | 0 | 0 | 0 | 0 | 0 | 0 | 0 | 0 | 0 | 0 | 0 | 0 | 0 | 0 | 0 | 0 | 0 | 0 | 0 | 0 | 0 | 0 | 0 | 0 | 0 | 0
F5_Commercial_WA - Miscellaneous_New_Water Heating_Natural Gas_Water Heater - Temperature Setback_A_Achievable Technical Potential | F5 | Commercial | WA - Miscellaneous | New | Water Heating | Natural Gas | Water Heater - Temperature Setback | A | Incremental Summer Peak Savings (MW) | Achievable Technical Potential | 0 | 0 | 0 | 0 | 0 | 0 | 0 | 0 | 0 | 0 | 0 | 0 | 0 | 0 | 0 | 0 | 0 | 0 | 0 | 0 | 0 | 0 | 0 | 0 | 0 | 0 | 0
F6_Commercial_WA - Miscellaneous_New_Water Heating_Natural Gas_Water Heater - Temperature Setback_A_Achievable Technical Potential | F6 | Commercial | WA - Miscellaneous | New | Water Heating | Natural Gas | Water Heater - Temperature Setback | A | Incremental Winter Peak Savings (MW) | Achievable Technical Potential | 0 | 0 | 0 | 0 | 0 | 0 | 0 | 0 | 0 | 0 | 0 | 0 | 0 | 0 | 0 | 0 | 0 | 0 | 0 | 0 | 0 | 0 | 0 | 0 | 0 | 0 | 0
F7_Commercial_WA - Miscellaneous_New_Water Heating_Natural Gas_Water Heater - Temperature Setback_A_Achievable Technical Potential | F7 | Commercial | WA - Miscellaneous | New | Water Heating | Natural Gas | Water Heater - Temperature Setback | A | Cumulative Energy Savings (MWh or mTherms) | Achievable Technical Potential | 0 | 0 | 0 | 0 | 0 | 0 | 0 | 0 | 0 | 0 | 0 | 0 | 0 | 0 | 0 | 0 | 0 | 0 | 0 | 0 | 0 | 0 | 0 | 0 | 0 | 0 | 0
F8_Commercial_WA - Miscellaneous_New_Water Heating_Natural Gas_Water Heater - Temperature Setback_A_Achievable Technical Potential | F8 | Commercial | WA - Miscellaneous | New | Water Heating | Natural Gas | Water Heater - Temperature Setback | A | Cumulative Summer Peak Savings (MW) | Achievable Technical Potential | 0 | 0 | 0 | 0 | 0 | 0 | 0 | 0 | 0 | 0 | 0 | 0 | 0 | 0 | 0 | 0 | 0 | 0 | 0 | 0 | 0 | 0 | 0 | 0 | 0 | 0 | 0
F9_Commercial_WA - Miscellaneous_New_Water Heating_Natural Gas_Water Heater - Temperature Setback_A_Achievable Technical Potential | F9 | Commercial | WA - Miscellaneous | New | Water Heating | Natural Gas | Water Heater - Temperature Setback | A | Cumulative Winter Peak Savings (MW) | Achievable Technical Potential | 0 | 0 | 0 | 0 | 0 | 0 | 0 | 0 | 0 | 0 | 0 | 0 | 0 | 0 | 0 | 0 | 0 | 0 | 0 | 0 | 0 | 0 | 0 | 0 | 0 | 0 | 0
F10_Commercial_WA - Miscellaneous_New_Water Heating_Natural Gas_Water Heater - Temperature Setback_A_Achievable Technical Potential | F10 | Commercial | WA - Miscellaneous | New | Water Heating | Natural Gas | Water Heater - Temperature Setback | A | Purchases (Incremental) | Achievable Technical Potential | 0 | 0 | 0 | 0 | 0 | 0 | 0 | 0 | 0 | 0 | 0 | 0 | 0 | 0 | 0 | 0 | 0 | 0 | 0 | 0 | 0 | 0 | 0 | 0 | 0 | 0 | 0
F11_Commercial_WA - Miscellaneous_New_Water Heating_Natural Gas_Water Heater - Temperature Setback_A_Achievable Technical Potential | F11 | Commercial | WA - Miscellaneous | New | Water Heating | Natural Gas | Water Heater - Temperature Setback | A | Purchases (Cumulative) | Achievable Technical Potential | 0 | 0 | 0 | 0 | 0 | 0 | 0 | 0 | 0 | 0 | 0 | 0 | 0 | 0 | 0 | 0 | 0 | 0 | 0 | 0 | 0 | 0 | 0 | 0 | 0 | 0 | 0
F1_Commercial_WA - Miscellaneous_New_Water Heating_Natural Gas_Water Heater - Faucet Aerators_A_Achievable Technical Potential | F1 | Commercial | WA - Miscellaneous | New | Water Heating | Natural Gas | Water Heater - Faucet Aerators | A | Integrated Unit Energy Savings (kWh or therms) | Achievable Technical Potential | 0 | 0 | 0 | 0 | 0 | 0 | 0 | 0 | 0 | 0 | 0 | 0 | 0 | 0 | 0 | 0 | 0 | 0 | 0 | 0 | 0 | 0 | 0 | 0 | 0 | 0 | 0
F2_Commercial_WA - Miscellaneous_New_Water Heating_Natural Gas_Water Heater - Faucet Aerators_A_Achievable Technical Potential | F2 | Commercial | WA - Miscellaneous | New | Water Heating | Natural Gas | Water Heater - Faucet Aerators | A | Integrated Unit Summer Peak Savings (kW) | Achievable Technical Potential | 0 | 0 | 0 | 0 | 0 | 0 | 0 | 0 | 0 | 0 | 0 | 0 | 0 | 0 | 0 | 0 | 0 | 0 | 0 | 0 | 0 | 0 | 0 | 0 | 0 | 0 | 0
F3_Commercial_WA - Miscellaneous_New_Water Heating_Natural Gas_Water Heater - Faucet Aerators_A_Achievable Technical Potential | F3 | Commercial | WA - Miscellaneous | New | Water Heating | Natural Gas | Water Heater - Faucet Aerators | A | Integrated Unit Winter Peak Savings (kW) | Achievable Technical Potential | 0 | 0 | 0 | 0 | 0 | 0 | 0 | 0 | 0 | 0 | 0 | 0 | 0 | 0 | 0 | 0 | 0 | 0 | 0 | 0 | 0 | 0 | 0 | 0 | 0 | 0 | 0
F4_Commercial_WA - Miscellaneous_New_Water Heating_Natural Gas_Water Heater - Faucet Aerators_A_Achievable Technical Potential | F4 | Commercial | WA - Miscellaneous | New | Water Heating | Natural Gas | Water Heater - Faucet Aerators | A | Incremental Energy Savings (MWh or mTherms) | Achievable Technical Potential | 0 | 0 | 0 | 0 | 0 | 0 | 0 | 0 | 0 | 0 | 0 | 0 | 0 | 0 | 0 | 0 | 0 | 0 | 0 | 0 | 0 | 0 | 0 | 0 | 0 | 0 | 0
F5_Commercial_WA - Miscellaneous_New_Water Heating_Natural Gas_Water Heater - Faucet Aerators_A_Achievable Technical Potential | F5 | Commercial | WA - Miscellaneous | New | Water Heating | Natural Gas | Water Heater - Faucet Aerators | A | Incremental Summer Peak Savings (MW) | Achievable Technical Potential | 0 | 0 | 0 | 0 | 0 | 0 | 0 | 0 | 0 | 0 | 0 | 0 | 0 | 0 | 0 | 0 | 0 | 0 | 0 | 0 | 0 | 0 | 0 | 0 | 0 | 0 | 0
F6_Commercial_WA - Miscellaneous_New_Water Heating_Natural Gas_Water Heater - Faucet Aerators_A_Achievable Technical Potential | F6 | Commercial | WA - Miscellaneous | New | Water Heating | Natural Gas | Water Heater - Faucet Aerators | A | Incremental Winter Peak Savings (MW) | Achievable Technical Potential | 0 | 0 | 0 | 0 | 0 | 0 | 0 | 0 | 0 | 0 | 0 | 0 | 0 | 0 | 0 | 0 | 0 | 0 | 0 | 0 | 0 | 0 | 0 | 0 | 0 | 0 | 0
F7_Commercial_WA - Miscellaneous_New_Water Heating_Natural Gas_Water Heater - Faucet Aerators_A_Achievable Technical Potential | F7 | Commercial | WA - Miscellaneous | New | Water Heating | Natural Gas | Water Heater - Faucet Aerators | A | Cumulative Energy Savings (MWh or mTherms) | Achievable Technical Potential | 0 | 0 | 0 | 0 | 0 | 0 | 0 | 0 | 0 | 0 | 0 | 0 | 0 | 0 | 0 | 0 | 0 | 0 | 0 | 0 | 0 | 0 | 0 | 0 | 0 | 0 | 0
F8_Commercial_WA - Miscellaneous_New_Water Heating_Natural Gas_Water Heater - Faucet Aerators_A_Achievable Technical Potential | F8 | Commercial | WA - Miscellaneous | New | Water Heating | Natural Gas | Water Heater - Faucet Aerators | A | Cumulative Summer Peak Savings (MW) | Achievable Technical Potential | 0 | 0 | 0 | 0 | 0 | 0 | 0 | 0 | 0 | 0 | 0 | 0 | 0 | 0 | 0 | 0 | 0 | 0 | 0 | 0 | 0 | 0 | 0 | 0 | 0 | 0 | 0
F9_Commercial_WA - Miscellaneous_New_Water Heating_Natural Gas_Water Heater - Faucet Aerators_A_Achievable Technical Potential | F9 | Commercial | WA - Miscellaneous | New | Water Heating | Natural Gas | Water Heater - Faucet Aerators | A | Cumulative Winter Peak Savings (MW) | Achievable Technical Potential | 0 | 0 | 0 | 0 | 0 | 0 | 0 | 0 | 0 | 0 | 0 | 0 | 0 | 0 | 0 | 0 | 0 | 0 | 0 | 0 | 0 | 0 | 0 | 0 | 0 | 0 | 0
F10_Commercial_WA - Miscellaneous_New_Water Heating_Natural Gas_Water Heater - Faucet Aerators_A_Achievable Technical Potential | F10 | Commercial | WA - Miscellaneous | New | Water Heating | Natural Gas | Water Heater - Faucet Aerators | A | Purchases (Incremental) | Achievable Technical Potential | 0 | 0 | 0 | 0 | 0 | 0 | 0 | 0 | 0 | 0 | 0 | 0 | 0 | 0 | 0 | 0 | 0 | 0 | 0 | 0 | 0 | 0 | 0 | 0 | 0 | 0 | 0
F11_Commercial_WA - Miscellaneous_New_Water Heating_Natural Gas_Water Heater - Faucet Aerators_A_Achievable Technical Potential | F11 | Commercial | WA - Miscellaneous | New | Water Heating | Natural Gas | Water Heater - Faucet Aerators | A | Purchases (Cumulative) | Achievable Technical Potential | 0 | 0 | 0 | 0 | 0 | 0 | 0 | 0 | 0 | 0 | 0 | 0 | 0 | 0 | 0 | 0 | 0 | 0 | 0 | 0 | 0 | 0 | 0 | 0 | 0 | 0 | 0
F1_Commercial_WA - Miscellaneous_New_Water Heating_Natural Gas_Water Heater - Low-Flow Showerheads_A_Achievable Technical Potential | F1 | Commercial | WA - Miscellaneous | New | Water Heating | Natural Gas | Water Heater - Low-Flow Showerheads | A | Integrated Unit Energy Savings (kWh or therms) | Achievable Technical Potential | 0 | 0 | 0 | 0 | 0 | 0 | 0 | 0 | 0 | 0 | 0 | 0 | 0 | 0 | 0 | 0 | 0 | 0 | 0 | 0 | 0 | 0 | 0 | 0 | 0 | 0 | 0
F2_Commercial_WA - Miscellaneous_New_Water Heating_Natural Gas_Water Heater - Low-Flow Showerheads_A_Achievable Technical Potential | F2 | Commercial | WA - Miscellaneous | New | Water Heating | Natural Gas | Water Heater - Low-Flow Showerheads | A | Integrated Unit Summer Peak Savings (kW) | Achievable Technical Potential | 0 | 0 | 0 | 0 | 0 | 0 | 0 | 0 | 0 | 0 | 0 | 0 | 0 | 0 | 0 | 0 | 0 | 0 | 0 | 0 | 0 | 0 | 0 | 0 | 0 | 0 | 0
F3_Commercial_WA - Miscellaneous_New_Water Heating_Natural Gas_Water Heater - Low-Flow Showerheads_A_Achievable Technical Potential | F3 | Commercial | WA - Miscellaneous | New | Water Heating | Natural Gas | Water Heater - Low-Flow Showerheads | A | Integrated Unit Winter Peak Savings (kW) | Achievable Technical Potential | 0 | 0 | 0 | 0 | 0 | 0 | 0 | 0 | 0 | 0 | 0 | 0 | 0 | 0 | 0 | 0 | 0 | 0 | 0 | 0 | 0 | 0 | 0 | 0 | 0 | 0 | 0
F4_Commercial_WA - Miscellaneous_New_Water Heating_Natural Gas_Water Heater - Low-Flow Showerheads_A_Achievable Technical Potential | F4 | Commercial | WA - Miscellaneous | New | Water Heating | Natural Gas | Water Heater - Low-Flow Showerheads | A | Incremental Energy Savings (MWh or mTherms) | Achievable Technical Potential | 0 | 0 | 0 | 0 | 0 | 0 | 0 | 0 | 0 | 0 | 0 | 0 | 0 | 0 | 0 | 0 | 0 | 0 | 0 | 0 | 0 | 0 | 0 | 0 | 0 | 0 | 0
F5_Commercial_WA - Miscellaneous_New_Water Heating_Natural Gas_Water Heater - Low-Flow Showerheads_A_Achievable Technical Potential | F5 | Commercial | WA - Miscellaneous | New | Water Heating | Natural Gas | Water Heater - Low-Flow Showerheads | A | Incremental Summer Peak Savings (MW) | Achievable Technical Potential | 0 | 0 | 0 | 0 | 0 | 0 | 0 | 0 | 0 | 0 | 0 | 0 | 0 | 0 | 0 | 0 | 0 | 0 | 0 | 0 | 0 | 0 | 0 | 0 | 0 | 0 | 0
F6_Commercial_WA - Miscellaneous_New_Water Heating_Natural Gas_Water Heater - Low-Flow Showerheads_A_Achievable Technical Potential | F6 | Commercial | WA - Miscellaneous | New | Water Heating | Natural Gas | Water Heater - Low-Flow Showerheads | A | Incremental Winter Peak Savings (MW) | Achievable Technical Potential | 0 | 0 | 0 | 0 | 0 | 0 | 0 | 0 | 0 | 0 | 0 | 0 | 0 | 0 | 0 | 0 | 0 | 0 | 0 | 0 | 0 | 0 | 0 | 0 | 0 | 0 | 0
F7_Commercial_WA - Miscellaneous_New_Water Heating_Natural Gas_Water Heater - Low-Flow Showerheads_A_Achievable Technical Potential | F7 | Commercial | WA - Miscellaneous | New | Water Heating | Natural Gas | Water Heater - Low-Flow Showerheads | A | Cumulative Energy Savings (MWh or mTherms) | Achievable Technical Potential | 0 | 0 | 0 | 0 | 0 | 0 | 0 | 0 | 0 | 0 | 0 | 0 | 0 | 0 | 0 | 0 | 0 | 0 | 0 | 0 | 0 | 0 | 0 | 0 | 0 | 0 | 0
F8_Commercial_WA - Miscellaneous_New_Water Heating_Natural Gas_Water Heater - Low-Flow Showerheads_A_Achievable Technical Potential | F8 | Commercial | WA - Miscellaneous | New | Water Heating | Natural Gas | Water Heater - Low-Flow Showerheads | A | Cumulative Summer Peak Savings (MW) | Achievable Technical Potential | 0 | 0 | 0 | 0 | 0 | 0 | 0 | 0 | 0 | 0 | 0 | 0 | 0 | 0 | 0 | 0 | 0 | 0 | 0 | 0 | 0 | 0 | 0 | 0 | 0 | 0 | 0
F9_Commercial_WA - Miscellaneous_New_Water Heating_Natural Gas_Water Heater - Low-Flow Showerheads_A_Achievable Technical Potential | F9 | Commercial | WA - Miscellaneous | New | Water Heating | Natural Gas | Water Heater - Low-Flow Showerheads | A | Cumulative Winter Peak Savings (MW) | Achievable Technical Potential | 0 | 0 | 0 | 0 | 0 | 0 | 0 | 0 | 0 | 0 | 0 | 0 | 0 | 0 | 0 | 0 | 0 | 0 | 0 | 0 | 0 | 0 | 0 | 0 | 0 | 0 | 0
F10_Commercial_WA - Miscellaneous_New_Water Heating_Natural Gas_Water Heater - Low-Flow Showerheads_A_Achievable Technical Potential | F10 | Commercial | WA - Miscellaneous | New | Water Heating | Natural Gas | Water Heater - Low-Flow Showerheads | A | Purchases (Incremental) | Achievable Technical Potential | 0 | 0 | 0 | 0 | 0 | 0 | 0 | 0 | 0 | 0 | 0 | 0 | 0 | 0 | 0 | 0 | 0 | 0 | 0 | 0 | 0 | 0 | 0 | 0 | 0 | 0 | 0
F11_Commercial_WA - Miscellaneous_New_Water Heating_Natural Gas_Water Heater - Low-Flow Showerheads_A_Achievable Technical Potential | F11 | Commercial | WA - Miscellaneous | New | Water Heating | Natural Gas | Water Heater - Low-Flow Showerheads | A | Purchases (Cumulative) | Achievable Technical Potential | 0 | 0 | 0 | 0 | 0 | 0 | 0 | 0 | 0 | 0 | 0 | 0 | 0 | 0 | 0 | 0 | 0 | 0 | 0 | 0 | 0 | 0 | 0 | 0 | 0 | 0 | 0
F1_Commercial_WA - Miscellaneous_New_Water Heating_Natural Gas_Water Heater - Tank Blanket/Insulation_A_Achievable Technical Potential | F1 | Commercial | WA - Miscellaneous | New | Water Heating | Natural Gas | Water Heater - Tank Blanket/Insulation | A | Integrated Unit Energy Savings (kWh or therms) | Achievable Technical Potential | 0 | 0 | 0 | 0 | 0 | 0 | 0 | 0 | 0 | 0 | 0 | 0 | 0 | 0 | 0 | 0 | 0 | 0 | 0 | 0 | 0 | 0 | 0 | 0 | 0 | 0 | 0
F2_Commercial_WA - Miscellaneous_New_Water Heating_Natural Gas_Water Heater - Tank Blanket/Insulation_A_Achievable Technical Potential | F2 | Commercial | WA - Miscellaneous | New | Water Heating | Natural Gas | Water Heater - Tank Blanket/Insulation | A | Integrated Unit Summer Peak Savings (kW) | Achievable Technical Potential | 0 | 0 | 0 | 0 | 0 | 0 | 0 | 0 | 0 | 0 | 0 | 0 | 0 | 0 | 0 | 0 | 0 | 0 | 0 | 0 | 0 | 0 | 0 | 0 | 0 | 0 | 0
F3_Commercial_WA - Miscellaneous_New_Water Heating_Natural Gas_Water Heater - Tank Blanket/Insulation_A_Achievable Technical Potential | F3 | Commercial | WA - Miscellaneous | New | Water Heating | Natural Gas | Water Heater - Tank Blanket/Insulation | A | Integrated Unit Winter Peak Savings (kW) | Achievable Technical Potential | 0 | 0 | 0 | 0 | 0 | 0 | 0 | 0 | 0 | 0 | 0 | 0 | 0 | 0 | 0 | 0 | 0 | 0 | 0 | 0 | 0 | 0 | 0 | 0 | 0 | 0 | 0
F4_Commercial_WA - Miscellaneous_New_Water Heating_Natural Gas_Water Heater - Tank Blanket/Insulation_A_Achievable Technical Potential | F4 | Commercial | WA - Miscellaneous | New | Water Heating | Natural Gas | Water Heater - Tank Blanket/Insulation | A | Incremental Energy Savings (MWh or mTherms) | Achievable Technical Potential | 0 | 0 | 0 | 0 | 0 | 0 | 0 | 0 | 0 | 0 | 0 | 0 | 0 | 0 | 0 | 0 | 0 | 0 | 0 | 0 | 0 | 0 | 0 | 0 | 0 | 0 | 0
F5_Commercial_WA - Miscellaneous_New_Water Heating_Natural Gas_Water Heater - Tank Blanket/Insulation_A_Achievable Technical Potential | F5 | Commercial | WA - Miscellaneous | New | Water Heating | Natural Gas | Water Heater - Tank Blanket/Insulation | A | Incremental Summer Peak Savings (MW) | Achievable Technical Potential | 0 | 0 | 0 | 0 | 0 | 0 | 0 | 0 | 0 | 0 | 0 | 0 | 0 | 0 | 0 | 0 | 0 | 0 | 0 | 0 | 0 | 0 | 0 | 0 | 0 | 0 | 0
F6_Commercial_WA - Miscellaneous_New_Water Heating_Natural Gas_Water Heater - Tank Blanket/Insulation_A_Achievable Technical Potential | F6 | Commercial | WA - Miscellaneous | New | Water Heating | Natural Gas | Water Heater - Tank Blanket/Insulation | A | Incremental Winter Peak Savings (MW) | Achievable Technical Potential | 0 | 0 | 0 | 0 | 0 | 0 | 0 | 0 | 0 | 0 | 0 | 0 | 0 | 0 | 0 | 0 | 0 | 0 | 0 | 0 | 0 | 0 | 0 | 0 | 0 | 0 | 0
F7_Commercial_WA - Miscellaneous_New_Water Heating_Natural Gas_Water Heater - Tank Blanket/Insulation_A_Achievable Technical Potential | F7 | Commercial | WA - Miscellaneous | New | Water Heating | Natural Gas | Water Heater - Tank Blanket/Insulation | A | Cumulative Energy Savings (MWh or mTherms) | Achievable Technical Potential | 0 | 0 | 0 | 0 | 0 | 0 | 0 | 0 | 0 | 0 | 0 | 0 | 0 | 0 | 0 | 0 | 0 | 0 | 0 | 0 | 0 | 0 | 0 | 0 | 0 | 0 | 0
F8_Commercial_WA - Miscellaneous_New_Water Heating_Natural Gas_Water Heater - Tank Blanket/Insulation_A_Achievable Technical Potential | F8 | Commercial | WA - Miscellaneous | New | Water Heating | Natural Gas | Water Heater - Tank Blanket/Insulation | A | Cumulative Summer Peak Savings (MW) | Achievable Technical Potential | 0 | 0 | 0 | 0 | 0 | 0 | 0 | 0 | 0 | 0 | 0 | 0 | 0 | 0 | 0 | 0 | 0 | 0 | 0 | 0 | 0 | 0 | 0 | 0 | 0 | 0 | 0
F9_Commercial_WA - Miscellaneous_New_Water Heating_Natural Gas_Water Heater - Tank Blanket/Insulation_A_Achievable Technical Potential | F9 | Commercial | WA - Miscellaneous | New | Water Heating | Natural Gas | Water Heater - Tank Blanket/Insulation | A | Cumulative Winter Peak Savings (MW) | Achievable Technical Potential | 0 | 0 | 0 | 0 | 0 | 0 | 0 | 0 | 0 | 0 | 0 | 0 | 0 | 0 | 0 | 0 | 0 | 0 | 0 | 0 | 0 | 0 | 0 | 0 | 0 | 0 | 0
F10_Commercial_WA - Miscellaneous_New_Water Heating_Natural Gas_Water Heater - Tank Blanket/Insulation_A_Achievable Technical Potential | F10 | Commercial | WA - Miscellaneous | New | Water Heating | Natural Gas | Water Heater - Tank Blanket/Insulation | A | Purchases (Incremental) | Achievable Technical Potential | 0 | 0 | 0 | 0 | 0 | 0 | 0 | 0 | 0 | 0 | 0 | 0 | 0 | 0 | 0 | 0 | 0 | 0 | 0 | 0 | 0 | 0 | 0 | 0 | 0 | 0 | 0
F11_Commercial_WA - Miscellaneous_New_Water Heating_Natural Gas_Water Heater - Tank Blanket/Insulation_A_Achievable Technical Potential | F11 | Commercial | WA - Miscellaneous | New | Water Heating | Natural Gas | Water Heater - Tank Blanket/Insulation | A | Purchases (Cumulative) | Achievable Technical Potential | 0 | 0 | 0 | 0 | 0 | 0 | 0 | 0 | 0 | 0 | 0 | 0 | 0 | 0 | 0 | 0 | 0 | 0 | 0 | 0 | 0 | 0 | 0 | 0 | 0 | 0 | 0
F1_Commercial_WA - Miscellaneous_New_Water Heating_Natural Gas_Water Heater - Drainwater Heat Recovery_A_Achievable Technical Potential | F1 | Commercial | WA - Miscellaneous | New | Water Heating | Natural Gas | Water Heater - Drainwater Heat Recovery | A | Integrated Unit Energy Savings (kWh or therms) | Achievable Technical Potential | 0 | 0 | 0 | 0 | 0 | 0 | 0 | 0 | 0 | 0 | 0 | 0 | 0 | 0 | 0 | 0 | 0 | 0 | 0 | 0 | 0 | 0 | 0 | 0 | 0 | 0 | 0
F2_Commercial_WA - Miscellaneous_New_Water Heating_Natural Gas_Water Heater - Drainwater Heat Recovery_A_Achievable Technical Potential | F2 | Commercial | WA - Miscellaneous | New | Water Heating | Natural Gas | Water Heater - Drainwater Heat Recovery | A | Integrated Unit Summer Peak Savings (kW) | Achievable Technical Potential | 0 | 0 | 0 | 0 | 0 | 0 | 0 | 0 | 0 | 0 | 0 | 0 | 0 | 0 | 0 | 0 | 0 | 0 | 0 | 0 | 0 | 0 | 0 | 0 | 0 | 0 | 0
F3_Commercial_WA - Miscellaneous_New_Water Heating_Natural Gas_Water Heater - Drainwater Heat Recovery_A_Achievable Technical Potential | F3 | Commercial | WA - Miscellaneous | New | Water Heating | Natural Gas | Water Heater - Drainwater Heat Recovery | A | Integrated Unit Winter Peak Savings (kW) | Achievable Technical Potential | 0 | 0 | 0 | 0 | 0 | 0 | 0 | 0 | 0 | 0 | 0 | 0 | 0 | 0 | 0 | 0 | 0 | 0 | 0 | 0 | 0 | 0 | 0 | 0 | 0 | 0 | 0
F4_Commercial_WA - Miscellaneous_New_Water Heating_Natural Gas_Water Heater - Drainwater Heat Recovery_A_Achievable Technical Potential | F4 | Commercial | WA - Miscellaneous | New | Water Heating | Natural Gas | Water Heater - Drainwater Heat Recovery | A | Incremental Energy Savings (MWh or mTherms) | Achievable Technical Potential | 0 | 0 | 0 | 0 | 0 | 0 | 0 | 0 | 0 | 0 | 0 | 0 | 0 | 0 | 0 | 0 | 0 | 0 | 0 | 0 | 0 | 0 | 0 | 0 | 0 | 0 | 0
F5_Commercial_WA - Miscellaneous_New_Water Heating_Natural Gas_Water Heater - Drainwater Heat Recovery_A_Achievable Technical Potential | F5 | Commercial | WA - Miscellaneous | New | Water Heating | Natural Gas | Water Heater - Drainwater Heat Recovery | A | Incremental Summer Peak Savings (MW) | Achievable Technical Potential | 0 | 0 | 0 | 0 | 0 | 0 | 0 | 0 | 0 | 0 | 0 | 0 | 0 | 0 | 0 | 0 | 0 | 0 | 0 | 0 | 0 | 0 | 0 | 0 | 0 | 0 | 0
F6_Commercial_WA - Miscellaneous_New_Water Heating_Natural Gas_Water Heater - Drainwater Heat Recovery_A_Achievable Technical Potential | F6 | Commercial | WA - Miscellaneous | New | Water Heating | Natural Gas | Water Heater - Drainwater Heat Recovery | A | Incremental Winter Peak Savings (MW) | Achievable Technical Potential | 0 | 0 | 0 | 0 | 0 | 0 | 0 | 0 | 0 | 0 | 0 | 0 | 0 | 0 | 0 | 0 | 0 | 0 | 0 | 0 | 0 | 0 | 0 | 0 | 0 | 0 | 0
F7_Commercial_WA - Miscellaneous_New_Water Heating_Natural Gas_Water Heater - Drainwater Heat Recovery_A_Achievable Technical Potential | F7 | Commercial | WA - Miscellaneous | New | Water Heating | Natural Gas | Water Heater - Drainwater Heat Recovery | A | Cumulative Energy Savings (MWh or mTherms) | Achievable Technical Potential | 0 | 0 | 0 | 0 | 0 | 0 | 0 | 0 | 0 | 0 | 0 | 0 | 0 | 0 | 0 | 0 | 0 | 0 | 0 | 0 | 0 | 0 | 0 | 0 | 0 | 0 | 0
F8_Commercial_WA - Miscellaneous_New_Water Heating_Natural Gas_Water Heater - Drainwater Heat Recovery_A_Achievable Technical Potential | F8 | Commercial | WA - Miscellaneous | New | Water Heating | Natural Gas | Water Heater - Drainwater Heat Recovery | A | Cumulative Summer Peak Savings (MW) | Achievable Technical Potential | 0 | 0 | 0 | 0 | 0 | 0 | 0 | 0 | 0 | 0 | 0 | 0 | 0 | 0 | 0 | 0 | 0 | 0 | 0 | 0 | 0 | 0 | 0 | 0 | 0 | 0 | 0
F9_Commercial_WA - Miscellaneous_New_Water Heating_Natural Gas_Water Heater - Drainwater Heat Recovery_A_Achievable Technical Potential | F9 | Commercial | WA - Miscellaneous | New | Water Heating | Natural Gas | Water Heater - Drainwater Heat Recovery | A | Cumulative Winter Peak Savings (MW) | Achievable Technical Potential | 0 | 0 | 0 | 0 | 0 | 0 | 0 | 0 | 0 | 0 | 0 | 0 | 0 | 0 | 0 | 0 | 0 | 0 | 0 | 0 | 0 | 0 | 0 | 0 | 0 | 0 | 0
F10_Commercial_WA - Miscellaneous_New_Water Heating_Natural Gas_Water Heater - Drainwater Heat Recovery_A_Achievable Technical Potential | F10 | Commercial | WA - Miscellaneous | New | Water Heating | Natural Gas | Water Heater - Drainwater Heat Recovery | A | Purchases (Incremental) | Achievable Technical Potential | 0 | 0 | 0 | 0 | 0 | 0 | 0 | 0 | 0 | 0 | 0 | 0 | 0 | 0 | 0 | 0 | 0 | 0 | 0 | 0 | 0 | 0 | 0 | 0 | 0 | 0 | 0
F11_Commercial_WA - Miscellaneous_New_Water Heating_Natural Gas_Water Heater - Drainwater Heat Recovery_A_Achievable Technical Potential | F11 | Commercial | WA - Miscellaneous | New | Water Heating | Natural Gas | Water Heater - Drainwater Heat Recovery | A | Purchases (Cumulative) | Achievable Technical Potential | 0 | 0 | 0 | 0 | 0 | 0 | 0 | 0 | 0 | 0 | 0 | 0 | 0 | 0 | 0 | 0 | 0 | 0 | 0 | 0 | 0 | 0 | 0 | 0 | 0 | 0 | 0
F1_Commercial_WA - Miscellaneous_New_Water Heating_Natural Gas_Water Heater - Circulation Pump Controls_A_Achievable Technical Potential | F1 | Commercial | WA - Miscellaneous | New | Water Heating | Natural Gas | Water Heater - Circulation Pump Controls | A | Integrated Unit Energy Savings (kWh or therms) | Achievable Technical Potential | 0 | 0 | 0 | 0 | 0 | 0 | 0 | 0 | 0 | 0 | 0 | 0 | 0 | 0 | 0 | 0 | 0 | 0 | 0 | 0 | 0 | 0 | 0 | 0 | 0 | 0 | 0
F2_Commercial_WA - Miscellaneous_New_Water Heating_Natural Gas_Water Heater - Circulation Pump Controls_A_Achievable Technical Potential | F2 | Commercial | WA - Miscellaneous | New | Water Heating | Natural Gas | Water Heater - Circulation Pump Controls | A | Integrated Unit Summer Peak Savings (kW) | Achievable Technical Potential | 0 | 0 | 0 | 0 | 0 | 0 | 0 | 0 | 0 | 0 | 0 | 0 | 0 | 0 | 0 | 0 | 0 | 0 | 0 | 0 | 0 | 0 | 0 | 0 | 0 | 0 | 0
F3_Commercial_WA - Miscellaneous_New_Water Heating_Natural Gas_Water Heater - Circulation Pump Controls_A_Achievable Technical Potential | F3 | Commercial | WA - Miscellaneous | New | Water Heating | Natural Gas | Water Heater - Circulation Pump Controls | A | Integrated Unit Winter Peak Savings (kW) | Achievable Technical Potential | 0 | 0 | 0 | 0 | 0 | 0 | 0 | 0 | 0 | 0 | 0 | 0 | 0 | 0 | 0 | 0 | 0 | 0 | 0 | 0 | 0 | 0 | 0 | 0 | 0 | 0 | 0
F4_Commercial_WA - Miscellaneous_New_Water Heating_Natural Gas_Water Heater - Circulation Pump Controls_A_Achievable Technical Potential | F4 | Commercial | WA - Miscellaneous | New | Water Heating | Natural Gas | Water Heater - Circulation Pump Controls | A | Incremental Energy Savings (MWh or mTherms) | Achievable Technical Potential | 0 | 0 | 0 | 0 | 0 | 0 | 0 | 0 | 0 | 0 | 0 | 0 | 0 | 0 | 0 | 0 | 0 | 0 | 0 | 0 | 0 | 0 | 0 | 0 | 0 | 0 | 0
F5_Commercial_WA - Miscellaneous_New_Water Heating_Natural Gas_Water Heater - Circulation Pump Controls_A_Achievable Technical Potential | F5 | Commercial | WA - Miscellaneous | New | Water Heating | Natural Gas | Water Heater - Circulation Pump Controls | A | Incremental Summer Peak Savings (MW) | Achievable Technical Potential | 0 | 0 | 0 | 0 | 0 | 0 | 0 | 0 | 0 | 0 | 0 | 0 | 0 | 0 | 0 | 0 | 0 | 0 | 0 | 0 | 0 | 0 | 0 | 0 | 0 | 0 | 0
F6_Commercial_WA - Miscellaneous_New_Water Heating_Natural Gas_Water Heater - Circulation Pump Controls_A_Achievable Technical Potential | F6 | Commercial | WA - Miscellaneous | New | Water Heating | Natural Gas | Water Heater - Circulation Pump Controls | A | Incremental Winter Peak Savings (MW) | Achievable Technical Potential | 0 | 0 | 0 | 0 | 0 | 0 | 0 | 0 | 0 | 0 | 0 | 0 | 0 | 0 | 0 | 0 | 0 | 0 | 0 | 0 | 0 | 0 | 0 | 0 | 0 | 0 | 0
F7_Commercial_WA - Miscellaneous_New_Water Heating_Natural Gas_Water Heater - Circulation Pump Controls_A_Achievable Technical Potential | F7 | Commercial | WA - Miscellaneous | New | Water Heating | Natural Gas | Water Heater - Circulation Pump Controls | A | Cumulative Energy Savings (MWh or mTherms) | Achievable Technical Potential | 0 | 0 | 0 | 0 | 0 | 0 | 0 | 0 | 0 | 0 | 0 | 0 | 0 | 0 | 0 | 0 | 0 | 0 | 0 | 0 | 0 | 0 | 0 | 0 | 0 | 0 | 0
F8_Commercial_WA - Miscellaneous_New_Water Heating_Natural Gas_Water Heater - Circulation Pump Controls_A_Achievable Technical Potential | F8 | Commercial | WA - Miscellaneous | New | Water Heating | Natural Gas | Water Heater - Circulation Pump Controls | A | Cumulative Summer Peak Savings (MW) | Achievable Technical Potential | 0 | 0 | 0 | 0 | 0 | 0 | 0 | 0 | 0 | 0 | 0 | 0 | 0 | 0 | 0 | 0 | 0 | 0 | 0 | 0 | 0 | 0 | 0 | 0 | 0 | 0 | 0
F9_Commercial_WA - Miscellaneous_New_Water Heating_Natural Gas_Water Heater - Circulation Pump Controls_A_Achievable Technical Potential | F9 | Commercial | WA - Miscellaneous | New | Water Heating | Natural Gas | Water Heater - Circulation Pump Controls | A | Cumulative Winter Peak Savings (MW) | Achievable Technical Potential | 0 | 0 | 0 | 0 | 0 | 0 | 0 | 0 | 0 | 0 | 0 | 0 | 0 | 0 | 0 | 0 | 0 | 0 | 0 | 0 | 0 | 0 | 0 | 0 | 0 | 0 | 0
F10_Commercial_WA - Miscellaneous_New_Water Heating_Natural Gas_Water Heater - Circulation Pump Controls_A_Achievable Technical Potential | F10 | Commercial | WA - Miscellaneous | New | Water Heating | Natural Gas | Water Heater - Circulation Pump Controls | A | Purchases (Incremental) | Achievable Technical Potential | 0 | 0 | 0 | 0 | 0 | 0 | 0 | 0 | 0 | 0 | 0 | 0 | 0 | 0 | 0 | 0 | 0 | 0 | 0 | 0 | 0 | 0 | 0 | 0 | 0 | 0 | 0
F11_Commercial_WA - Miscellaneous_New_Water Heating_Natural Gas_Water Heater - Circulation Pump Controls_A_Achievable Technical Potential | F11 | Commercial | WA - Miscellaneous | New | Water Heating | Natural Gas | Water Heater - Circulation Pump Controls | A | Purchases (Cumulative) | Achievable Technical Potential | 0 | 0 | 0 | 0 | 0 | 0 | 0 | 0 | 0 | 0 | 0 | 0 | 0 | 0 | 0 | 0 | 0 | 0 | 0 | 0 | 0 | 0 | 0 | 0 | 0 | 0 | 0
F1_Commercial_WA - Miscellaneous_New_Water Heating_Natural Gas_Water Heater - Pipe Insulation_A_Achievable Technical Potential | F1 | Commercial | WA - Miscellaneous | New | Water Heating | Natural Gas | Water Heater - Pipe Insulation | A | Integrated Unit Energy Savings (kWh or therms) | Achievable Technical Potential | 0 | 0 | 0 | 0 | 0 | 0 | 0 | 0 | 0 | 0 | 0 | 0 | 0 | 0 | 0 | 0 | 0 | 0 | 0 | 0 | 0 | 0 | 0 | 0 | 0 | 0 | 0
F2_Commercial_WA - Miscellaneous_New_Water Heating_Natural Gas_Water Heater - Pipe Insulation_A_Achievable Technical Potential | F2 | Commercial | WA - Miscellaneous | New | Water Heating | Natural Gas | Water Heater - Pipe Insulation | A | Integrated Unit Summer Peak Savings (kW) | Achievable Technical Potential | 0 | 0 | 0 | 0 | 0 | 0 | 0 | 0 | 0 | 0 | 0 | 0 | 0 | 0 | 0 | 0 | 0 | 0 | 0 | 0 | 0 | 0 | 0 | 0 | 0 | 0 | 0
F3_Commercial_WA - Miscellaneous_New_Water Heating_Natural Gas_Water Heater - Pipe Insulation_A_Achievable Technical Potential | F3 | Commercial | WA - Miscellaneous | New | Water Heating | Natural Gas | Water Heater - Pipe Insulation | A | Integrated Unit Winter Peak Savings (kW) | Achievable Technical Potential | 0 | 0 | 0 | 0 | 0 | 0 | 0 | 0 | 0 | 0 | 0 | 0 | 0 | 0 | 0 | 0 | 0 | 0 | 0 | 0 | 0 | 0 | 0 | 0 | 0 | 0 | 0
F4_Commercial_WA - Miscellaneous_New_Water Heating_Natural Gas_Water Heater - Pipe Insulation_A_Achievable Technical Potential | F4 | Commercial | WA - Miscellaneous | New | Water Heating | Natural Gas | Water Heater - Pipe Insulation | A | Incremental Energy Savings (MWh or mTherms) | Achievable Technical Potential | 0 | 0 | 0 | 0 | 0 | 0 | 0 | 0 | 0 | 0 | 0 | 0 | 0 | 0 | 0 | 0 | 0 | 0 | 0 | 0 | 0 | 0 | 0 | 0 | 0 | 0 | 0
F5_Commercial_WA - Miscellaneous_New_Water Heating_Natural Gas_Water Heater - Pipe Insulation_A_Achievable Technical Potential | F5 | Commercial | WA - Miscellaneous | New | Water Heating | Natural Gas | Water Heater - Pipe Insulation | A | Incremental Summer Peak Savings (MW) | Achievable Technical Potential | 0 | 0 | 0 | 0 | 0 | 0 | 0 | 0 | 0 | 0 | 0 | 0 | 0 | 0 | 0 | 0 | 0 | 0 | 0 | 0 | 0 | 0 | 0 | 0 | 0 | 0 | 0
F6_Commercial_WA - Miscellaneous_New_Water Heating_Natural Gas_Water Heater - Pipe Insulation_A_Achievable Technical Potential | F6 | Commercial | WA - Miscellaneous | New | Water Heating | Natural Gas | Water Heater - Pipe Insulation | A | Incremental Winter Peak Savings (MW) | Achievable Technical Potential | 0 | 0 | 0 | 0 | 0 | 0 | 0 | 0 | 0 | 0 | 0 | 0 | 0 | 0 | 0 | 0 | 0 | 0 | 0 | 0 | 0 | 0 | 0 | 0 | 0 | 0 | 0
F7_Commercial_WA - Miscellaneous_New_Water Heating_Natural Gas_Water Heater - Pipe Insulation_A_Achievable Technical Potential | F7 | Commercial | WA - Miscellaneous | New | Water Heating | Natural Gas | Water Heater - Pipe Insulation | A | Cumulative Energy Savings (MWh or mTherms) | Achievable Technical Potential | 0 | 0 | 0 | 0 | 0 | 0 | 0 | 0 | 0 | 0 | 0 | 0 | 0 | 0 | 0 | 0 | 0 | 0 | 0 | 0 | 0 | 0 | 0 | 0 | 0 | 0 | 0
F8_Commercial_WA - Miscellaneous_New_Water Heating_Natural Gas_Water Heater - Pipe Insulation_A_Achievable Technical Potential | F8 | Commercial | WA - Miscellaneous | New | Water Heating | Natural Gas | Water Heater - Pipe Insulation | A | Cumulative Summer Peak Savings (MW) | Achievable Technical Potential | 0 | 0 | 0 | 0 | 0 | 0 | 0 | 0 | 0 | 0 | 0 | 0 | 0 | 0 | 0 | 0 | 0 | 0 | 0 | 0 | 0 | 0 | 0 | 0 | 0 | 0 | 0
F9_Commercial_WA - Miscellaneous_New_Water Heating_Natural Gas_Water Heater - Pipe Insulation_A_Achievable Technical Potential | F9 | Commercial | WA - Miscellaneous | New | Water Heating | Natural Gas | Water Heater - Pipe Insulation | A | Cumulative Winter Peak Savings (MW) | Achievable Technical Potential | 0 | 0 | 0 | 0 | 0 | 0 | 0 | 0 | 0 | 0 | 0 | 0 | 0 | 0 | 0 | 0 | 0 | 0 | 0 | 0 | 0 | 0 | 0 | 0 | 0 | 0 | 0
F10_Commercial_WA - Miscellaneous_New_Water Heating_Natural Gas_Water Heater - Pipe Insulation_A_Achievable Technical Potential | F10 | Commercial | WA - Miscellaneous | New | Water Heating | Natural Gas | Water Heater - Pipe Insulation | A | Purchases (Incremental) | Achievable Technical Potential | 0 | 0 | 0 | 0 | 0 | 0 | 0 | 0 | 0 | 0 | 0 | 0 | 0 | 0 | 0 | 0 | 0 | 0 | 0 | 0 | 0 | 0 | 0 | 0 | 0 | 0 | 0
F11_Commercial_WA - Miscellaneous_New_Water Heating_Natural Gas_Water Heater - Pipe Insulation_A_Achievable Technical Potential | F11 | Commercial | WA - Miscellaneous | New | Water Heating | Natural Gas | Water Heater - Pipe Insulation | A | Purchases (Cumulative) | Achievable Technical Potential | 0 | 0 | 0 | 0 | 0 | 0 | 0 | 0 | 0 | 0 | 0 | 0 | 0 | 0 | 0 | 0 | 0 | 0 | 0 | 0 | 0 | 0 | 0 | 0 | 0 | 0 | 0
F1_Commercial_WA - Miscellaneous_New_Water Heating_Natural Gas_Water Heater - Motion Control Faucet_A_Achievable Technical Potential | F1 | Commercial | WA - Miscellaneous | New | Water Heating | Natural Gas | Water Heater - Motion Control Faucet | A | Integrated Unit Energy Savings (kWh or therms) | Achievable Technical Potential | 0 | 0 | 0 | 0 | 0 | 0 | 0 | 0 | 0 | 0 | 0 | 0 | 0 | 0 | 0 | 0 | 0 | 0 | 0 | 0 | 0 | 0 | 0 | 0 | 0 | 0 | 0
F2_Commercial_WA - Miscellaneous_New_Water Heating_Natural Gas_Water Heater - Motion Control Faucet_A_Achievable Technical Potential | F2 | Commercial | WA - Miscellaneous | New | Water Heating | Natural Gas | Water Heater - Motion Control Faucet | A | Integrated Unit Summer Peak Savings (kW) | Achievable Technical Potential | 0 | 0 | 0 | 0 | 0 | 0 | 0 | 0 | 0 | 0 | 0 | 0 | 0 | 0 | 0 | 0 | 0 | 0 | 0 | 0 | 0 | 0 | 0 | 0 | 0 | 0 | 0
F3_Commercial_WA - Miscellaneous_New_Water Heating_Natural Gas_Water Heater - Motion Control Faucet_A_Achievable Technical Potential | F3 | Commercial | WA - Miscellaneous | New | Water Heating | Natural Gas | Water Heater - Motion Control Faucet | A | Integrated Unit Winter Peak Savings (kW) | Achievable Technical Potential | 0 | 0 | 0 | 0 | 0 | 0 | 0 | 0 | 0 | 0 | 0 | 0 | 0 | 0 | 0 | 0 | 0 | 0 | 0 | 0 | 0 | 0 | 0 | 0 | 0 | 0 | 0
F4_Commercial_WA - Miscellaneous_New_Water Heating_Natural Gas_Water Heater - Motion Control Faucet_A_Achievable Technical Potential | F4 | Commercial | WA - Miscellaneous | New | Water Heating | Natural Gas | Water Heater - Motion Control Faucet | A | Incremental Energy Savings (MWh or mTherms) | Achievable Technical Potential | 0 | 0 | 0 | 0 | 0 | 0 | 0 | 0 | 0 | 0 | 0 | 0 | 0 | 0 | 0 | 0 | 0 | 0 | 0 | 0 | 0 | 0 | 0 | 0 | 0 | 0 | 0
F5_Commercial_WA - Miscellaneous_New_Water Heating_Natural Gas_Water Heater - Motion Control Faucet_A_Achievable Technical Potential | F5 | Commercial | WA - Miscellaneous | New | Water Heating | Natural Gas | Water Heater - Motion Control Faucet | A | Incremental Summer Peak Savings (MW) | Achievable Technical Potential | 0 | 0 | 0 | 0 | 0 | 0 | 0 | 0 | 0 | 0 | 0 | 0 | 0 | 0 | 0 | 0 | 0 | 0 | 0 | 0 | 0 | 0 | 0 | 0 | 0 | 0 | 0
F6_Commercial_WA - Miscellaneous_New_Water Heating_Natural Gas_Water Heater - Motion Control Faucet_A_Achievable Technical Potential | F6 | Commercial | WA - Miscellaneous | New | Water Heating | Natural Gas | Water Heater - Motion Control Faucet | A | Incremental Winter Peak Savings (MW) | Achievable Technical Potential | 0 | 0 | 0 | 0 | 0 | 0 | 0 | 0 | 0 | 0 | 0 | 0 | 0 | 0 | 0 | 0 | 0 | 0 | 0 | 0 | 0 | 0 | 0 | 0 | 0 | 0 | 0
F7_Commercial_WA - Miscellaneous_New_Water Heating_Natural Gas_Water Heater - Motion Control Faucet_A_Achievable Technical Potential | F7 | Commercial | WA - Miscellaneous | New | Water Heating | Natural Gas | Water Heater - Motion Control Faucet | A | Cumulative Energy Savings (MWh or mTherms) | Achievable Technical Potential | 0 | 0 | 0 | 0 | 0 | 0 | 0 | 0 | 0 | 0 | 0 | 0 | 0 | 0 | 0 | 0 | 0 | 0 | 0 | 0 | 0 | 0 | 0 | 0 | 0 | 0 | 0
F8_Commercial_WA - Miscellaneous_New_Water Heating_Natural Gas_Water Heater - Motion Control Faucet_A_Achievable Technical Potential | F8 | Commercial | WA - Miscellaneous | New | Water Heating | Natural Gas | Water Heater - Motion Control Faucet | A | Cumulative Summer Peak Savings (MW) | Achievable Technical Potential | 0 | 0 | 0 | 0 | 0 | 0 | 0 | 0 | 0 | 0 | 0 | 0 | 0 | 0 | 0 | 0 | 0 | 0 | 0 | 0 | 0 | 0 | 0 | 0 | 0 | 0 | 0
F9_Commercial_WA - Miscellaneous_New_Water Heating_Natural Gas_Water Heater - Motion Control Faucet_A_Achievable Technical Potential | F9 | Commercial | WA - Miscellaneous | New | Water Heating | Natural Gas | Water Heater - Motion Control Faucet | A | Cumulative Winter Peak Savings (MW) | Achievable Technical Potential | 0 | 0 | 0 | 0 | 0 | 0 | 0 | 0 | 0 | 0 | 0 | 0 | 0 | 0 | 0 | 0 | 0 | 0 | 0 | 0 | 0 | 0 | 0 | 0 | 0 | 0 | 0
F10_Commercial_WA - Miscellaneous_New_Water Heating_Natural Gas_Water Heater - Motion Control Faucet_A_Achievable Technical Potential | F10 | Commercial | WA - Miscellaneous | New | Water Heating | Natural Gas | Water Heater - Motion Control Faucet | A | Purchases (Incremental) | Achievable Technical Potential | 0 | 0 | 0 | 0 | 0 | 0 | 0 | 0 | 0 | 0 | 0 | 0 | 0 | 0 | 0 | 0 | 0 | 0 | 0 | 0 | 0 | 0 | 0 | 0 | 0 | 0 | 0
F11_Commercial_WA - Miscellaneous_New_Water Heating_Natural Gas_Water Heater - Motion Control Faucet_A_Achievable Technical Potential | F11 | Commercial | WA - Miscellaneous | New | Water Heating | Natural Gas | Water Heater - Motion Control Faucet | A | Purchases (Cumulative) | Achievable Technical Potential | 0 | 0 | 0 | 0 | 0 | 0 | 0 | 0 | 0 | 0 | 0 | 0 | 0 | 0 | 0 | 0 | 0 | 0 | 0 | 0 | 0 | 0 | 0 | 0 | 0 | 0 | 0
F1_Commercial_WA - Miscellaneous_New_Water Heating_Natural Gas_Water Heater - Solar System_A_Achievable Technical Potential | F1 | Commercial | WA - Miscellaneous | New | Water Heating | Natural Gas | Water Heater - Solar System | A | Integrated Unit Energy Savings (kWh or therms) | Achievable Technical Potential | 0 | 0 | 0 | 0 | 0 | 0 | 0 | 0 | 0 | 0 | 0 | 0 | 0 | 0 | 0 | 0 | 0 | 0 | 0 | 0 | 0 | 0 | 0 | 0 | 0 | 0 | 0
F2_Commercial_WA - Miscellaneous_New_Water Heating_Natural Gas_Water Heater - Solar System_A_Achievable Technical Potential | F2 | Commercial | WA - Miscellaneous | New | Water Heating | Natural Gas | Water Heater - Solar System | A | Integrated Unit Summer Peak Savings (kW) | Achievable Technical Potential | 0 | 0 | 0 | 0 | 0 | 0 | 0 | 0 | 0 | 0 | 0 | 0 | 0 | 0 | 0 | 0 | 0 | 0 | 0 | 0 | 0 | 0 | 0 | 0 | 0 | 0 | 0
F3_Commercial_WA - Miscellaneous_New_Water Heating_Natural Gas_Water Heater - Solar System_A_Achievable Technical Potential | F3 | Commercial | WA - Miscellaneous | New | Water Heating | Natural Gas | Water Heater - Solar System | A | Integrated Unit Winter Peak Savings (kW) | Achievable Technical Potential | 0 | 0 | 0 | 0 | 0 | 0 | 0 | 0 | 0 | 0 | 0 | 0 | 0 | 0 | 0 | 0 | 0 | 0 | 0 | 0 | 0 | 0 | 0 | 0 | 0 | 0 | 0
F4_Commercial_WA - Miscellaneous_New_Water Heating_Natural Gas_Water Heater - Solar System_A_Achievable Technical Potential | F4 | Commercial | WA - Miscellaneous | New | Water Heating | Natural Gas | Water Heater - Solar System | A | Incremental Energy Savings (MWh or mTherms) | Achievable Technical Potential | 0 | 0 | 0 | 0 | 0 | 0 | 0 | 0 | 0 | 0 | 0 | 0 | 0 | 0 | 0 | 0 | 0 | 0 | 0 | 0 | 0 | 0 | 0 | 0 | 0 | 0 | 0
F5_Commercial_WA - Miscellaneous_New_Water Heating_Natural Gas_Water Heater - Solar System_A_Achievable Technical Potential | F5 | Commercial | WA - Miscellaneous | New | Water Heating | Natural Gas | Water Heater - Solar System | A | Incremental Summer Peak Savings (MW) | Achievable Technical Potential | 0 | 0 | 0 | 0 | 0 | 0 | 0 | 0 | 0 | 0 | 0 | 0 | 0 | 0 | 0 | 0 | 0 | 0 | 0 | 0 | 0 | 0 | 0 | 0 | 0 | 0 | 0
F6_Commercial_WA - Miscellaneous_New_Water Heating_Natural Gas_Water Heater - Solar System_A_Achievable Technical Potential | F6 | Commercial | WA - Miscellaneous | New | Water Heating | Natural Gas | Water Heater - Solar System | A | Incremental Winter Peak Savings (MW) | Achievable Technical Potential | 0 | 0 | 0 | 0 | 0 | 0 | 0 | 0 | 0 | 0 | 0 | 0 | 0 | 0 | 0 | 0 | 0 | 0 | 0 | 0 | 0 | 0 | 0 | 0 | 0 | 0 | 0
F7_Commercial_WA - Miscellaneous_New_Water Heating_Natural Gas_Water Heater - Solar System_A_Achievable Technical Potential | F7 | Commercial | WA - Miscellaneous | New | Water Heating | Natural Gas | Water Heater - Solar System | A | Cumulative Energy Savings (MWh or mTherms) | Achievable Technical Potential | 0 | 0 | 0 | 0 | 0 | 0 | 0 | 0 | 0 | 0 | 0 | 0 | 0 | 0 | 0 | 0 | 0 | 0 | 0 | 0 | 0 | 0 | 0 | 0 | 0 | 0 | 0
F8_Commercial_WA - Miscellaneous_New_Water Heating_Natural Gas_Water Heater - Solar System_A_Achievable Technical Potential | F8 | Commercial | WA - Miscellaneous | New | Water Heating | Natural Gas | Water Heater - Solar System | A | Cumulative Summer Peak Savings (MW) | Achievable Technical Potential | 0 | 0 | 0 | 0 | 0 | 0 | 0 | 0 | 0 | 0 | 0 | 0 | 0 | 0 | 0 | 0 | 0 | 0 | 0 | 0 | 0 | 0 | 0 | 0 | 0 | 0 | 0
F9_Commercial_WA - Miscellaneous_New_Water Heating_Natural Gas_Water Heater - Solar System_A_Achievable Technical Potential | F9 | Commercial | WA - Miscellaneous | New | Water Heating | Natural Gas | Water Heater - Solar System | A | Cumulative Winter Peak Savings (MW) | Achievable Technical Potential | 0 | 0 | 0 | 0 | 0 | 0 | 0 | 0 | 0 | 0 | 0 | 0 | 0 | 0 | 0 | 0 | 0 | 0 | 0 | 0 | 0 | 0 | 0 | 0 | 0 | 0 | 0
F10_Commercial_WA - Miscellaneous_New_Water Heating_Natural Gas_Water Heater - Solar System_A_Achievable Technical Potential | F10 | Commercial | WA - Miscellaneous | New | Water Heating | Natural Gas | Water Heater - Solar System | A | Purchases (Incremental) | Achievable Technical Potential | 0 | 0 | 0 | 0 | 0 | 0 | 0 | 0 | 0 | 0 | 0 | 0 | 0 | 0 | 0 | 0 | 0 | 0 | 0 | 0 | 0 | 0 | 0 | 0 | 0 | 0 | 0
F11_Commercial_WA - Miscellaneous_New_Water Heating_Natural Gas_Water Heater - Solar System_A_Achievable Technical Potential | F11 | Commercial | WA - Miscellaneous | New | Water Heating | Natural Gas | Water Heater - Solar System | A | Purchases (Cumulative) | Achievable Technical Potential | 0 | 0 | 0 | 0 | 0 | 0 | 0 | 0 | 0 | 0 | 0 | 0 | 0 | 0 | 0 | 0 | 0 | 0 | 0 | 0 | 0 | 0 | 0 | 0 | 0 | 0 | 0
F1_Commercial_WA - Miscellaneous_New_Water Heating_Natural Gas_Commercial Laundry - Ozone Treatment_A_Achievable Technical Potential | F1 | Commercial | WA - Miscellaneous | New | Water Heating | Natural Gas | Commercial Laundry - Ozone Treatment | A | Integrated Unit Energy Savings (kWh or therms) | Achievable Technical Potential | 0 | 0 | 0 | 0 | 0 | 0 | 0 | 0 | 0 | 0 | 0 | 0 | 0 | 0 | 0 | 0 | 0 | 0 | 0 | 0 | 0 | 0 | 0 | 0 | 0 | 0 | 0
F2_Commercial_WA - Miscellaneous_New_Water Heating_Natural Gas_Commercial Laundry - Ozone Treatment_A_Achievable Technical Potential | F2 | Commercial | WA - Miscellaneous | New | Water Heating | Natural Gas | Commercial Laundry - Ozone Treatment | A | Integrated Unit Summer Peak Savings (kW) | Achievable Technical Potential | 0 | 0 | 0 | 0 | 0 | 0 | 0 | 0 | 0 | 0 | 0 | 0 | 0 | 0 | 0 | 0 | 0 | 0 | 0 | 0 | 0 | 0 | 0 | 0 | 0 | 0 | 0
F3_Commercial_WA - Miscellaneous_New_Water Heating_Natural Gas_Commercial Laundry - Ozone Treatment_A_Achievable Technical Potential | F3 | Commercial | WA - Miscellaneous | New | Water Heating | Natural Gas | Commercial Laundry - Ozone Treatment | A | Integrated Unit Winter Peak Savings (kW) | Achievable Technical Potential | 0 | 0 | 0 | 0 | 0 | 0 | 0 | 0 | 0 | 0 | 0 | 0 | 0 | 0 | 0 | 0 | 0 | 0 | 0 | 0 | 0 | 0 | 0 | 0 | 0 | 0 | 0
F4_Commercial_WA - Miscellaneous_New_Water Heating_Natural Gas_Commercial Laundry - Ozone Treatment_A_Achievable Technical Potential | F4 | Commercial | WA - Miscellaneous | New | Water Heating | Natural Gas | Commercial Laundry - Ozone Treatment | A | Incremental Energy Savings (MWh or mTherms) | Achievable Technical Potential | 0 | 0 | 0 | 0 | 0 | 0 | 0 | 0 | 0 | 0 | 0 | 0 | 0 | 0 | 0 | 0 | 0 | 0 | 0 | 0 | 0 | 0 | 0 | 0 | 0 | 0 | 0
F5_Commercial_WA - Miscellaneous_New_Water Heating_Natural Gas_Commercial Laundry - Ozone Treatment_A_Achievable Technical Potential | F5 | Commercial | WA - Miscellaneous | New | Water Heating | Natural Gas | Commercial Laundry - Ozone Treatment | A | Incremental Summer Peak Savings (MW) | Achievable Technical Potential | 0 | 0 | 0 | 0 | 0 | 0 | 0 | 0 | 0 | 0 | 0 | 0 | 0 | 0 | 0 | 0 | 0 | 0 | 0 | 0 | 0 | 0 | 0 | 0 | 0 | 0 | 0
F6_Commercial_WA - Miscellaneous_New_Water Heating_Natural Gas_Commercial Laundry - Ozone Treatment_A_Achievable Technical Potential | F6 | Commercial | WA - Miscellaneous | New | Water Heating | Natural Gas | Commercial Laundry - Ozone Treatment | A | Incremental Winter Peak Savings (MW) | Achievable Technical Potential | 0 | 0 | 0 | 0 | 0 | 0 | 0 | 0 | 0 | 0 | 0 | 0 | 0 | 0 | 0 | 0 | 0 | 0 | 0 | 0 | 0 | 0 | 0 | 0 | 0 | 0 | 0
F7_Commercial_WA - Miscellaneous_New_Water Heating_Natural Gas_Commercial Laundry - Ozone Treatment_A_Achievable Technical Potential | F7 | Commercial | WA - Miscellaneous | New | Water Heating | Natural Gas | Commercial Laundry - Ozone Treatment | A | Cumulative Energy Savings (MWh or mTherms) | Achievable Technical Potential | 0 | 0 | 0 | 0 | 0 | 0 | 0 | 0 | 0 | 0 | 0 | 0 | 0 | 0 | 0 | 0 | 0 | 0 | 0 | 0 | 0 | 0 | 0 | 0 | 0 | 0 | 0
F8_Commercial_WA - Miscellaneous_New_Water Heating_Natural Gas_Commercial Laundry - Ozone Treatment_A_Achievable Technical Potential | F8 | Commercial | WA - Miscellaneous | New | Water Heating | Natural Gas | Commercial Laundry - Ozone Treatment | A | Cumulative Summer Peak Savings (MW) | Achievable Technical Potential | 0 | 0 | 0 | 0 | 0 | 0 | 0 | 0 | 0 | 0 | 0 | 0 | 0 | 0 | 0 | 0 | 0 | 0 | 0 | 0 | 0 | 0 | 0 | 0 | 0 | 0 | 0
F9_Commercial_WA - Miscellaneous_New_Water Heating_Natural Gas_Commercial Laundry - Ozone Treatment_A_Achievable Technical Potential | F9 | Commercial | WA - Miscellaneous | New | Water Heating | Natural Gas | Commercial Laundry - Ozone Treatment | A | Cumulative Winter Peak Savings (MW) | Achievable Technical Potential | 0 | 0 | 0 | 0 | 0 | 0 | 0 | 0 | 0 | 0 | 0 | 0 | 0 | 0 | 0 | 0 | 0 | 0 | 0 | 0 | 0 | 0 | 0 | 0 | 0 | 0 | 0
F10_Commercial_WA - Miscellaneous_New_Water Heating_Natural Gas_Commercial Laundry - Ozone Treatment_A_Achievable Technical Potential | F10 | Commercial | WA - Miscellaneous | New | Water Heating | Natural Gas | Commercial Laundry - Ozone Treatment | A | Purchases (Incremental) | Achievable Technical Potential | 0 | 0 | 0 | 0 | 0 | 0 | 0 | 0 | 0 | 0 | 0 | 0 | 0 | 0 | 0 | 0 | 0 | 0 | 0 | 0 | 0 | 0 | 0 | 0 | 0 | 0 | 0
F11_Commercial_WA - Miscellaneous_New_Water Heating_Natural Gas_Commercial Laundry - Ozone Treatment_A_Achievable Technical Potential | F11 | Commercial | WA - Miscellaneous | New | Water Heating | Natural Gas | Commercial Laundry - Ozone Treatment | A | Purchases (Cumulative) | Achievable Technical Potential | 0 | 0 | 0 | 0 | 0 | 0 | 0 | 0 | 0 | 0 | 0 | 0 | 0 | 0 | 0 | 0 | 0 | 0 | 0 | 0 | 0 | 0 | 0 | 0 | 0 | 0 | 0
F1_Commercial_WA - Miscellaneous_New_Water Heating_Natural Gas_Commercial Laundry - ENERGY STAR Washer_A_Achievable Technical Potential | F1 | Commercial | WA - Miscellaneous | New | Water Heating | Natural Gas | Commercial Laundry - ENERGY STAR Washer | A | Integrated Unit Energy Savings (kWh or therms) | Achievable Technical Potential | 0 | 0 | 0 | 0 | 0 | 0 | 0 | 0 | 0 | 0 | 0 | 0 | 0 | 0 | 0 | 0 | 0 | 0 | 0 | 0 | 0 | 0 | 0 | 0 | 0 | 0 | 0
F2_Commercial_WA - Miscellaneous_New_Water Heating_Natural Gas_Commercial Laundry - ENERGY STAR Washer_A_Achievable Technical Potential | F2 | Commercial | WA - Miscellaneous | New | Water Heating | Natural Gas | Commercial Laundry - ENERGY STAR Washer | A | Integrated Unit Summer Peak Savings (kW) | Achievable Technical Potential | 0 | 0 | 0 | 0 | 0 | 0 | 0 | 0 | 0 | 0 | 0 | 0 | 0 | 0 | 0 | 0 | 0 | 0 | 0 | 0 | 0 | 0 | 0 | 0 | 0 | 0 | 0
F3_Commercial_WA - Miscellaneous_New_Water Heating_Natural Gas_Commercial Laundry - ENERGY STAR Washer_A_Achievable Technical Potential | F3 | Commercial | WA - Miscellaneous | New | Water Heating | Natural Gas | Commercial Laundry - ENERGY STAR Washer | A | Integrated Unit Winter Peak Savings (kW) | Achievable Technical Potential | 0 | 0 | 0 | 0 | 0 | 0 | 0 | 0 | 0 | 0 | 0 | 0 | 0 | 0 | 0 | 0 | 0 | 0 | 0 | 0 | 0 | 0 | 0 | 0 | 0 | 0 | 0
F4_Commercial_WA - Miscellaneous_New_Water Heating_Natural Gas_Commercial Laundry - ENERGY STAR Washer_A_Achievable Technical Potential | F4 | Commercial | WA - Miscellaneous | New | Water Heating | Natural Gas | Commercial Laundry - ENERGY STAR Washer | A | Incremental Energy Savings (MWh or mTherms) | Achievable Technical Potential | 0 | 0 | 0 | 0 | 0 | 0 | 0 | 0 | 0 | 0 | 0 | 0 | 0 | 0 | 0 | 0 | 0 | 0 | 0 | 0 | 0 | 0 | 0 | 0 | 0 | 0 | 0
F5_Commercial_WA - Miscellaneous_New_Water Heating_Natural Gas_Commercial Laundry - ENERGY STAR Washer_A_Achievable Technical Potential | F5 | Commercial | WA - Miscellaneous | New | Water Heating | Natural Gas | Commercial Laundry - ENERGY STAR Washer | A | Incremental Summer Peak Savings (MW) | Achievable Technical Potential | 0 | 0 | 0 | 0 | 0 | 0 | 0 | 0 | 0 | 0 | 0 | 0 | 0 | 0 | 0 | 0 | 0 | 0 | 0 | 0 | 0 | 0 | 0 | 0 | 0 | 0 | 0
F6_Commercial_WA - Miscellaneous_New_Water Heating_Natural Gas_Commercial Laundry - ENERGY STAR Washer_A_Achievable Technical Potential | F6 | Commercial | WA - Miscellaneous | New | Water Heating | Natural Gas | Commercial Laundry - ENERGY STAR Washer | A | Incremental Winter Peak Savings (MW) | Achievable Technical Potential | 0 | 0 | 0 | 0 | 0 | 0 | 0 | 0 | 0 | 0 | 0 | 0 | 0 | 0 | 0 | 0 | 0 | 0 | 0 | 0 | 0 | 0 | 0 | 0 | 0 | 0 | 0
F7_Commercial_WA - Miscellaneous_New_Water Heating_Natural Gas_Commercial Laundry - ENERGY STAR Washer_A_Achievable Technical Potential | F7 | Commercial | WA - Miscellaneous | New | Water Heating | Natural Gas | Commercial Laundry - ENERGY STAR Washer | A | Cumulative Energy Savings (MWh or mTherms) | Achievable Technical Potential | 0 | 0 | 0 | 0 | 0 | 0 | 0 | 0 | 0 | 0 | 0 | 0 | 0 | 0 | 0 | 0 | 0 | 0 | 0 | 0 | 0 | 0 | 0 | 0 | 0 | 0 | 0
F8_Commercial_WA - Miscellaneous_New_Water Heating_Natural Gas_Commercial Laundry - ENERGY STAR Washer_A_Achievable Technical Potential | F8 | Commercial | WA - Miscellaneous | New | Water Heating | Natural Gas | Commercial Laundry - ENERGY STAR Washer | A | Cumulative Summer Peak Savings (MW) | Achievable Technical Potential | 0 | 0 | 0 | 0 | 0 | 0 | 0 | 0 | 0 | 0 | 0 | 0 | 0 | 0 | 0 | 0 | 0 | 0 | 0 | 0 | 0 | 0 | 0 | 0 | 0 | 0 | 0
F9_Commercial_WA - Miscellaneous_New_Water Heating_Natural Gas_Commercial Laundry - ENERGY STAR Washer_A_Achievable Technical Potential | F9 | Commercial | WA - Miscellaneous | New | Water Heating | Natural Gas | Commercial Laundry - ENERGY STAR Washer | A | Cumulative Winter Peak Savings (MW) | Achievable Technical Potential | 0 | 0 | 0 | 0 | 0 | 0 | 0 | 0 | 0 | 0 | 0 | 0 | 0 | 0 | 0 | 0 | 0 | 0 | 0 | 0 | 0 | 0 | 0 | 0 | 0 | 0 | 0
F10_Commercial_WA - Miscellaneous_New_Water Heating_Natural Gas_Commercial Laundry - ENERGY STAR Washer_A_Achievable Technical Potential | F10 | Commercial | WA - Miscellaneous | New | Water Heating | Natural Gas | Commercial Laundry - ENERGY STAR Washer | A | Purchases (Incremental) | Achievable Technical Potential | 0 | 0 | 0 | 0 | 0 | 0 | 0 | 0 | 0 | 0 | 0 | 0 | 0 | 0 | 0 | 0 | 0 | 0 | 0 | 0 | 0 | 0 | 0 | 0 | 0 | 0 | 0
F11_Commercial_WA - Miscellaneous_New_Water Heating_Natural Gas_Commercial Laundry - ENERGY STAR Washer_A_Achievable Technical Potential | F11 | Commercial | WA - Miscellaneous | New | Water Heating | Natural Gas | Commercial Laundry - ENERGY STAR Washer | A | Purchases (Cumulative) | Achievable Technical Potential | 0 | 0 | 0 | 0 | 0 | 0 | 0 | 0 | 0 | 0 | 0 | 0 | 0 | 0 | 0 | 0 | 0 | 0 | 0 | 0 | 0 | 0 | 0 | 0 | 0 | 0 | 0
F1_Commercial_WA - Miscellaneous_New_Water Heating_Natural Gas_Water Heater - Efficient Dishwasher_A_Achievable Technical Potential | F1 | Commercial | WA - Miscellaneous | New | Water Heating | Natural Gas | Water Heater - Efficient Dishwasher | A | Integrated Unit Energy Savings (kWh or therms) | Achievable Technical Potential | 0 | 0 | 0 | 0 | 0 | 0 | 0 | 0 | 0 | 0 | 0 | 0 | 0 | 0 | 0 | 0 | 0 | 0 | 0 | 0 | 0 | 0 | 0 | 0 | 0 | 0 | 0
F2_Commercial_WA - Miscellaneous_New_Water Heating_Natural Gas_Water Heater - Efficient Dishwasher_A_Achievable Technical Potential | F2 | Commercial | WA - Miscellaneous | New | Water Heating | Natural Gas | Water Heater - Efficient Dishwasher | A | Integrated Unit Summer Peak Savings (kW) | Achievable Technical Potential | 0 | 0 | 0 | 0 | 0 | 0 | 0 | 0 | 0 | 0 | 0 | 0 | 0 | 0 | 0 | 0 | 0 | 0 | 0 | 0 | 0 | 0 | 0 | 0 | 0 | 0 | 0
F3_Commercial_WA - Miscellaneous_New_Water Heating_Natural Gas_Water Heater - Efficient Dishwasher_A_Achievable Technical Potential | F3 | Commercial | WA - Miscellaneous | New | Water Heating | Natural Gas | Water Heater - Efficient Dishwasher | A | Integrated Unit Winter Peak Savings (kW) | Achievable Technical Potential | 0 | 0 | 0 | 0 | 0 | 0 | 0 | 0 | 0 | 0 | 0 | 0 | 0 | 0 | 0 | 0 | 0 | 0 | 0 | 0 | 0 | 0 | 0 | 0 | 0 | 0 | 0
F4_Commercial_WA - Miscellaneous_New_Water Heating_Natural Gas_Water Heater - Efficient Dishwasher_A_Achievable Technical Potential | F4 | Commercial | WA - Miscellaneous | New | Water Heating | Natural Gas | Water Heater - Efficient Dishwasher | A | Incremental Energy Savings (MWh or mTherms) | Achievable Technical Potential | 0 | 0 | 0 | 0 | 0 | 0 | 0 | 0 | 0 | 0 | 0 | 0 | 0 | 0 | 0 | 0 | 0 | 0 | 0 | 0 | 0 | 0 | 0 | 0 | 0 | 0 | 0
F5_Commercial_WA - Miscellaneous_New_Water Heating_Natural Gas_Water Heater - Efficient Dishwasher_A_Achievable Technical Potential | F5 | Commercial | WA - Miscellaneous | New | Water Heating | Natural Gas | Water Heater - Efficient Dishwasher | A | Incremental Summer Peak Savings (MW) | Achievable Technical Potential | 0 | 0 | 0 | 0 | 0 | 0 | 0 | 0 | 0 | 0 | 0 | 0 | 0 | 0 | 0 | 0 | 0 | 0 | 0 | 0 | 0 | 0 | 0 | 0 | 0 | 0 | 0
F6_Commercial_WA - Miscellaneous_New_Water Heating_Natural Gas_Water Heater - Efficient Dishwasher_A_Achievable Technical Potential | F6 | Commercial | WA - Miscellaneous | New | Water Heating | Natural Gas | Water Heater - Efficient Dishwasher | A | Incremental Winter Peak Savings (MW) | Achievable Technical Potential | 0 | 0 | 0 | 0 | 0 | 0 | 0 | 0 | 0 | 0 | 0 | 0 | 0 | 0 | 0 | 0 | 0 | 0 | 0 | 0 | 0 | 0 | 0 | 0 | 0 | 0 | 0
F7_Commercial_WA - Miscellaneous_New_Water Heating_Natural Gas_Water Heater - Efficient Dishwasher_A_Achievable Technical Potential | F7 | Commercial | WA - Miscellaneous | New | Water Heating | Natural Gas | Water Heater - Efficient Dishwasher | A | Cumulative Energy Savings (MWh or mTherms) | Achievable Technical Potential | 0 | 0 | 0 | 0 | 0 | 0 | 0 | 0 | 0 | 0 | 0 | 0 | 0 | 0 | 0 | 0 | 0 | 0 | 0 | 0 | 0 | 0 | 0 | 0 | 0 | 0 | 0
F8_Commercial_WA - Miscellaneous_New_Water Heating_Natural Gas_Water Heater - Efficient Dishwasher_A_Achievable Technical Potential | F8 | Commercial | WA - Miscellaneous | New | Water Heating | Natural Gas | Water Heater - Efficient Dishwasher | A | Cumulative Summer Peak Savings (MW) | Achievable Technical Potential | 0 | 0 | 0 | 0 | 0 | 0 | 0 | 0 | 0 | 0 | 0 | 0 | 0 | 0 | 0 | 0 | 0 | 0 | 0 | 0 | 0 | 0 | 0 | 0 | 0 | 0 | 0
F9_Commercial_WA - Miscellaneous_New_Water Heating_Natural Gas_Water Heater - Efficient Dishwasher_A_Achievable Technical Potential | F9 | Commercial | WA - Miscellaneous | New | Water Heating | Natural Gas | Water Heater - Efficient Dishwasher | A | Cumulative Winter Peak Savings (MW) | Achievable Technical Potential | 0 | 0 | 0 | 0 | 0 | 0 | 0 | 0 | 0 | 0 | 0 | 0 | 0 | 0 | 0 | 0 | 0 | 0 | 0 | 0 | 0 | 0 | 0 | 0 | 0 | 0 | 0
F10_Commercial_WA - Miscellaneous_New_Water Heating_Natural Gas_Water Heater - Efficient Dishwasher_A_Achievable Technical Potential | F10 | Commercial | WA - Miscellaneous | New | Water Heating | Natural Gas | Water Heater - Efficient Dishwasher | A | Purchases (Incremental) | Achievable Technical Potential | 0 | 0 | 0 | 0 | 0 | 0 | 0 | 0 | 0 | 0 | 0 | 0 | 0 | 0 | 0 | 0 | 0 | 0 | 0 | 0 | 0 | 0 | 0 | 0 | 0 | 0 | 0
F11_Commercial_WA - Miscellaneous_New_Water Heating_Natural Gas_Water Heater - Efficient Dishwasher_A_Achievable Technical Potential | F11 | Commercial | WA - Miscellaneous | New | Water Heating | Natural Gas | Water Heater - Efficient Dishwasher | A | Purchases (Cumulative) | Achievable Technical Potential | 0 | 0 | 0 | 0 | 0 | 0 | 0 | 0 | 0 | 0 | 0 | 0 | 0 | 0 | 0 | 0 | 0 | 0 | 0 | 0 | 0 | 0 | 0 | 0 | 0 | 0 | 0
F1_Commercial_WA - Miscellaneous_New_Water Heating_Natural Gas_Commercial Laundry - Alternative Dry-Cleaning Methods_A_Achievable Technical Potential | F1 | Commercial | WA - Miscellaneous | New | Water Heating | Natural Gas | Commercial Laundry - Alternative Dry-Cleaning Methods | A | Integrated Unit Energy Savings (kWh or therms) | Achievable Technical Potential | 0 | 0 | 0 | 0 | 0 | 0 | 0 | 0 | 0 | 0 | 0 | 0 | 0 | 0 | 0 | 0 | 0 | 0 | 0 | 0 | 0 | 0 | 0 | 0 | 0 | 0 | 0
F2_Commercial_WA - Miscellaneous_New_Water Heating_Natural Gas_Commercial Laundry - Alternative Dry-Cleaning Methods_A_Achievable Technical Potential | F2 | Commercial | WA - Miscellaneous | New | Water Heating | Natural Gas | Commercial Laundry - Alternative Dry-Cleaning Methods | A | Integrated Unit Summer Peak Savings (kW) | Achievable Technical Potential | 0 | 0 | 0 | 0 | 0 | 0 | 0 | 0 | 0 | 0 | 0 | 0 | 0 | 0 | 0 | 0 | 0 | 0 | 0 | 0 | 0 | 0 | 0 | 0 | 0 | 0 | 0
F3_Commercial_WA - Miscellaneous_New_Water Heating_Natural Gas_Commercial Laundry - Alternative Dry-Cleaning Methods_A_Achievable Technical Potential | F3 | Commercial | WA - Miscellaneous | New | Water Heating | Natural Gas | Commercial Laundry - Alternative Dry-Cleaning Methods | A | Integrated Unit Winter Peak Savings (kW) | Achievable Technical Potential | 0 | 0 | 0 | 0 | 0 | 0 | 0 | 0 | 0 | 0 | 0 | 0 | 0 | 0 | 0 | 0 | 0 | 0 | 0 | 0 | 0 | 0 | 0 | 0 | 0 | 0 | 0
F4_Commercial_WA - Miscellaneous_New_Water Heating_Natural Gas_Commercial Laundry - Alternative Dry-Cleaning Methods_A_Achievable Technical Potential | F4 | Commercial | WA - Miscellaneous | New | Water Heating | Natural Gas | Commercial Laundry - Alternative Dry-Cleaning Methods | A | Incremental Energy Savings (MWh or mTherms) | Achievable Technical Potential | 0 | 0 | 0 | 0 | 0 | 0 | 0 | 0 | 0 | 0 | 0 | 0 | 0 | 0 | 0 | 0 | 0 | 0 | 0 | 0 | 0 | 0 | 0 | 0 | 0 | 0 | 0
F5_Commercial_WA - Miscellaneous_New_Water Heating_Natural Gas_Commercial Laundry - Alternative Dry-Cleaning Methods_A_Achievable Technical Potential | F5 | Commercial | WA - Miscellaneous | New | Water Heating | Natural Gas | Commercial Laundry - Alternative Dry-Cleaning Methods | A | Incremental Summer Peak Savings (MW) | Achievable Technical Potential | 0 | 0 | 0 | 0 | 0 | 0 | 0 | 0 | 0 | 0 | 0 | 0 | 0 | 0 | 0 | 0 | 0 | 0 | 0 | 0 | 0 | 0 | 0 | 0 | 0 | 0 | 0
F6_Commercial_WA - Miscellaneous_New_Water Heating_Natural Gas_Commercial Laundry - Alternative Dry-Cleaning Methods_A_Achievable Technical Potential | F6 | Commercial | WA - Miscellaneous | New | Water Heating | Natural Gas | Commercial Laundry - Alternative Dry-Cleaning Methods | A | Incremental Winter Peak Savings (MW) | Achievable Technical Potential | 0 | 0 | 0 | 0 | 0 | 0 | 0 | 0 | 0 | 0 | 0 | 0 | 0 | 0 | 0 | 0 | 0 | 0 | 0 | 0 | 0 | 0 | 0 | 0 | 0 | 0 | 0
F7_Commercial_WA - Miscellaneous_New_Water Heating_Natural Gas_Commercial Laundry - Alternative Dry-Cleaning Methods_A_Achievable Technical Potential | F7 | Commercial | WA - Miscellaneous | New | Water Heating | Natural Gas | Commercial Laundry - Alternative Dry-Cleaning Methods | A | Cumulative Energy Savings (MWh or mTherms) | Achievable Technical Potential | 0 | 0 | 0 | 0 | 0 | 0 | 0 | 0 | 0 | 0 | 0 | 0 | 0 | 0 | 0 | 0 | 0 | 0 | 0 | 0 | 0 | 0 | 0 | 0 | 0 | 0 | 0
F8_Commercial_WA - Miscellaneous_New_Water Heating_Natural Gas_Commercial Laundry - Alternative Dry-Cleaning Methods_A_Achievable Technical Potential | F8 | Commercial | WA - Miscellaneous | New | Water Heating | Natural Gas | Commercial Laundry - Alternative Dry-Cleaning Methods | A | Cumulative Summer Peak Savings (MW) | Achievable Technical Potential | 0 | 0 | 0 | 0 | 0 | 0 | 0 | 0 | 0 | 0 | 0 | 0 | 0 | 0 | 0 | 0 | 0 | 0 | 0 | 0 | 0 | 0 | 0 | 0 | 0 | 0 | 0
F9_Commercial_WA - Miscellaneous_New_Water Heating_Natural Gas_Commercial Laundry - Alternative Dry-Cleaning Methods_A_Achievable Technical Potential | F9 | Commercial | WA - Miscellaneous | New | Water Heating | Natural Gas | Commercial Laundry - Alternative Dry-Cleaning Methods | A | Cumulative Winter Peak Savings (MW) | Achievable Technical Potential | 0 | 0 | 0 | 0 | 0 | 0 | 0 | 0 | 0 | 0 | 0 | 0 | 0 | 0 | 0 | 0 | 0 | 0 | 0 | 0 | 0 | 0 | 0 | 0 | 0 | 0 | 0
F10_Commercial_WA - Miscellaneous_New_Water Heating_Natural Gas_Commercial Laundry - Alternative Dry-Cleaning Methods_A_Achievable Technical Potential | F10 | Commercial | WA - Miscellaneous | New | Water Heating | Natural Gas | Commercial Laundry - Alternative Dry-Cleaning Methods | A | Purchases (Incremental) | Achievable Technical Potential | 0 | 0 | 0 | 0 | 0 | 0 | 0 | 0 | 0 | 0 | 0 | 0 | 0 | 0 | 0 | 0 | 0 | 0 | 0 | 0 | 0 | 0 | 0 | 0 | 0 | 0 | 0
F11_Commercial_WA - Miscellaneous_New_Water Heating_Natural Gas_Commercial Laundry - Alternative Dry-Cleaning Methods_A_Achievable Technical Potential | F11 | Commercial | WA - Miscellaneous | New | Water Heating | Natural Gas | Commercial Laundry - Alternative Dry-Cleaning Methods | A | Purchases (Cumulative) | Achievable Technical Potential | 0 | 0 | 0 | 0 | 0 | 0 | 0 | 0 | 0 | 0 | 0 | 0 | 0 | 0 | 0 | 0 | 0 | 0 | 0 | 0 | 0 | 0 | 0 | 0 | 0 | 0 | 0
F1_Commercial_WA - Miscellaneous_New_Space Heating_Natural Gas_Advanced Kitchen Ventilation Controls_A_Achievable Technical Potential | F1 | Commercial | WA - Miscellaneous | New | Space Heating | Natural Gas | Advanced Kitchen Ventilation Controls | A | Integrated Unit Energy Savings (kWh or therms) | Achievable Technical Potential | 0 | 0 | 0 | 0 | 0 | 0 | 0 | 0 | 0 | 0 | 0 | 0 | 0 | 0 | 0 | 0 | 0 | 0 | 0 | 0 | 0 | 0 | 0 | 0 | 0 | 0 | 0
F2_Commercial_WA - Miscellaneous_New_Space Heating_Natural Gas_Advanced Kitchen Ventilation Controls_A_Achievable Technical Potential | F2 | Commercial | WA - Miscellaneous | New | Space Heating | Natural Gas | Advanced Kitchen Ventilation Controls | A | Integrated Unit Summer Peak Savings (kW) | Achievable Technical Potential | 0 | 0 | 0 | 0 | 0 | 0 | 0 | 0 | 0 | 0 | 0 | 0 | 0 | 0 | 0 | 0 | 0 | 0 | 0 | 0 | 0 | 0 | 0 | 0 | 0 | 0 | 0
F3_Commercial_WA - Miscellaneous_New_Space Heating_Natural Gas_Advanced Kitchen Ventilation Controls_A_Achievable Technical Potential | F3 | Commercial | WA - Miscellaneous | New | Space Heating | Natural Gas | Advanced Kitchen Ventilation Controls | A | Integrated Unit Winter Peak Savings (kW) | Achievable Technical Potential | 0 | 0 | 0 | 0 | 0 | 0 | 0 | 0 | 0 | 0 | 0 | 0 | 0 | 0 | 0 | 0 | 0 | 0 | 0 | 0 | 0 | 0 | 0 | 0 | 0 | 0 | 0
F4_Commercial_WA - Miscellaneous_New_Space Heating_Natural Gas_Advanced Kitchen Ventilation Controls_A_Achievable Technical Potential | F4 | Commercial | WA - Miscellaneous | New | Space Heating | Natural Gas | Advanced Kitchen Ventilation Controls | A | Incremental Energy Savings (MWh or mTherms) | Achievable Technical Potential | 0 | 0 | 0 | 0 | 0 | 0 | 0 | 0 | 0 | 0 | 0 | 0 | 0 | 0 | 0 | 0 | 0 | 0 | 0 | 0 | 0 | 0 | 0 | 0 | 0 | 0 | 0
F5_Commercial_WA - Miscellaneous_New_Space Heating_Natural Gas_Advanced Kitchen Ventilation Controls_A_Achievable Technical Potential | F5 | Commercial | WA - Miscellaneous | New | Space Heating | Natural Gas | Advanced Kitchen Ventilation Controls | A | Incremental Summer Peak Savings (MW) | Achievable Technical Potential | 0 | 0 | 0 | 0 | 0 | 0 | 0 | 0 | 0 | 0 | 0 | 0 | 0 | 0 | 0 | 0 | 0 | 0 | 0 | 0 | 0 | 0 | 0 | 0 | 0 | 0 | 0
F6_Commercial_WA - Miscellaneous_New_Space Heating_Natural Gas_Advanced Kitchen Ventilation Controls_A_Achievable Technical Potential | F6 | Commercial | WA - Miscellaneous | New | Space Heating | Natural Gas | Advanced Kitchen Ventilation Controls | A | Incremental Winter Peak Savings (MW) | Achievable Technical Potential | 0 | 0 | 0 | 0 | 0 | 0 | 0 | 0 | 0 | 0 | 0 | 0 | 0 | 0 | 0 | 0 | 0 | 0 | 0 | 0 | 0 | 0 | 0 | 0 | 0 | 0 | 0
F7_Commercial_WA - Miscellaneous_New_Space Heating_Natural Gas_Advanced Kitchen Ventilation Controls_A_Achievable Technical Potential | F7 | Commercial | WA - Miscellaneous | New | Space Heating | Natural Gas | Advanced Kitchen Ventilation Controls | A | Cumulative Energy Savings (MWh or mTherms) | Achievable Technical Potential | 0 | 0 | 0 | 0 | 0 | 0 | 0 | 0 | 0 | 0 | 0 | 0 | 0 | 0 | 0 | 0 | 0 | 0 | 0 | 0 | 0 | 0 | 0 | 0 | 0 | 0 | 0
F8_Commercial_WA - Miscellaneous_New_Space Heating_Natural Gas_Advanced Kitchen Ventilation Controls_A_Achievable Technical Potential | F8 | Commercial | WA - Miscellaneous | New | Space Heating | Natural Gas | Advanced Kitchen Ventilation Controls | A | Cumulative Summer Peak Savings (MW) | Achievable Technical Potential | 0 | 0 | 0 | 0 | 0 | 0 | 0 | 0 | 0 | 0 | 0 | 0 | 0 | 0 | 0 | 0 | 0 | 0 | 0 | 0 | 0 | 0 | 0 | 0 | 0 | 0 | 0
F9_Commercial_WA - Miscellaneous_New_Space Heating_Natural Gas_Advanced Kitchen Ventilation Controls_A_Achievable Technical Potential | F9 | Commercial | WA - Miscellaneous | New | Space Heating | Natural Gas | Advanced Kitchen Ventilation Controls | A | Cumulative Winter Peak Savings (MW) | Achievable Technical Potential | 0 | 0 | 0 | 0 | 0 | 0 | 0 | 0 | 0 | 0 | 0 | 0 | 0 | 0 | 0 | 0 | 0 | 0 | 0 | 0 | 0 | 0 | 0 | 0 | 0 | 0 | 0
F10_Commercial_WA - Miscellaneous_New_Space Heating_Natural Gas_Advanced Kitchen Ventilation Controls_A_Achievable Technical Potential | F10 | Commercial | WA - Miscellaneous | New | Space Heating | Natural Gas | Advanced Kitchen Ventilation Controls | A | Purchases (Incremental) | Achievable Technical Potential | 0 | 0 | 0 | 0 | 0 | 0 | 0 | 0 | 0 | 0 | 0 | 0 | 0 | 0 | 0 | 0 | 0 | 0 | 0 | 0 | 0 | 0 | 0 | 0 | 0 | 0 | 0
F11_Commercial_WA - Miscellaneous_New_Space Heating_Natural Gas_Advanced Kitchen Ventilation Controls_A_Achievable Technical Potential | F11 | Commercial | WA - Miscellaneous | New | Space Heating | Natural Gas | Advanced Kitchen Ventilation Controls | A | Purchases (Cumulative) | Achievable Technical Potential | 0 | 0 | 0 | 0 | 0 | 0 | 0 | 0 | 0 | 0 | 0 | 0 | 0 | 0 | 0 | 0 | 0 | 0 | 0 | 0 | 0 | 0 | 0 | 0 | 0 | 0 | 0
F1_Commercial_WA - Miscellaneous_New_Space Heating_Natural Gas_Infiltration Control - Loading Dock Sealing_A_Achievable Technical Potential | F1 | Commercial | WA - Miscellaneous | New | Space Heating | Natural Gas | Infiltration Control - Loading Dock Sealing | A | Integrated Unit Energy Savings (kWh or therms) | Achievable Technical Potential | 0 | 0 | 0 | 0 | 0 | 0 | 0 | 0 | 0 | 0 | 0 | 0 | 0 | 0 | 0 | 0 | 0 | 0 | 0 | 0 | 0 | 0 | 0 | 0 | 0 | 0 | 0
F2_Commercial_WA - Miscellaneous_New_Space Heating_Natural Gas_Infiltration Control - Loading Dock Sealing_A_Achievable Technical Potential | F2 | Commercial | WA - Miscellaneous | New | Space Heating | Natural Gas | Infiltration Control - Loading Dock Sealing | A | Integrated Unit Summer Peak Savings (kW) | Achievable Technical Potential | 0 | 0 | 0 | 0 | 0 | 0 | 0 | 0 | 0 | 0 | 0 | 0 | 0 | 0 | 0 | 0 | 0 | 0 | 0 | 0 | 0 | 0 | 0 | 0 | 0 | 0 | 0
F3_Commercial_WA - Miscellaneous_New_Space Heating_Natural Gas_Infiltration Control - Loading Dock Sealing_A_Achievable Technical Potential | F3 | Commercial | WA - Miscellaneous | New | Space Heating | Natural Gas | Infiltration Control - Loading Dock Sealing | A | Integrated Unit Winter Peak Savings (kW) | Achievable Technical Potential | 0 | 0 | 0 | 0 | 0 | 0 | 0 | 0 | 0 | 0 | 0 | 0 | 0 | 0 | 0 | 0 | 0 | 0 | 0 | 0 | 0 | 0 | 0 | 0 | 0 | 0 | 0
F4_Commercial_WA - Miscellaneous_New_Space Heating_Natural Gas_Infiltration Control - Loading Dock Sealing_A_Achievable Technical Potential | F4 | Commercial | WA - Miscellaneous | New | Space Heating | Natural Gas | Infiltration Control - Loading Dock Sealing | A | Incremental Energy Savings (MWh or mTherms) | Achievable Technical Potential | 0 | 0 | 0 | 0 | 0 | 0 | 0 | 0 | 0 | 0 | 0 | 0 | 0 | 0 | 0 | 0 | 0 | 0 | 0 | 0 | 0 | 0 | 0 | 0 | 0 | 0 | 0
F5_Commercial_WA - Miscellaneous_New_Space Heating_Natural Gas_Infiltration Control - Loading Dock Sealing_A_Achievable Technical Potential | F5 | Commercial | WA - Miscellaneous | New | Space Heating | Natural Gas | Infiltration Control - Loading Dock Sealing | A | Incremental Summer Peak Savings (MW) | Achievable Technical Potential | 0 | 0 | 0 | 0 | 0 | 0 | 0 | 0 | 0 | 0 | 0 | 0 | 0 | 0 | 0 | 0 | 0 | 0 | 0 | 0 | 0 | 0 | 0 | 0 | 0 | 0 | 0
F6_Commercial_WA - Miscellaneous_New_Space Heating_Natural Gas_Infiltration Control - Loading Dock Sealing_A_Achievable Technical Potential | F6 | Commercial | WA - Miscellaneous | New | Space Heating | Natural Gas | Infiltration Control - Loading Dock Sealing | A | Incremental Winter Peak Savings (MW) | Achievable Technical Potential | 0 | 0 | 0 | 0 | 0 | 0 | 0 | 0 | 0 | 0 | 0 | 0 | 0 | 0 | 0 | 0 | 0 | 0 | 0 | 0 | 0 | 0 | 0 | 0 | 0 | 0 | 0
F7_Commercial_WA - Miscellaneous_New_Space Heating_Natural Gas_Infiltration Control - Loading Dock Sealing_A_Achievable Technical Potential | F7 | Commercial | WA - Miscellaneous | New | Space Heating | Natural Gas | Infiltration Control - Loading Dock Sealing | A | Cumulative Energy Savings (MWh or mTherms) | Achievable Technical Potential | 0 | 0 | 0 | 0 | 0 | 0 | 0 | 0 | 0 | 0 | 0 | 0 | 0 | 0 | 0 | 0 | 0 | 0 | 0 | 0 | 0 | 0 | 0 | 0 | 0 | 0 | 0
F8_Commercial_WA - Miscellaneous_New_Space Heating_Natural Gas_Infiltration Control - Loading Dock Sealing_A_Achievable Technical Potential | F8 | Commercial | WA - Miscellaneous | New | Space Heating | Natural Gas | Infiltration Control - Loading Dock Sealing | A | Cumulative Summer Peak Savings (MW) | Achievable Technical Potential | 0 | 0 | 0 | 0 | 0 | 0 | 0 | 0 | 0 | 0 | 0 | 0 | 0 | 0 | 0 | 0 | 0 | 0 | 0 | 0 | 0 | 0 | 0 | 0 | 0 | 0 | 0
F9_Commercial_WA - Miscellaneous_New_Space Heating_Natural Gas_Infiltration Control - Loading Dock Sealing_A_Achievable Technical Potential | F9 | Commercial | WA - Miscellaneous | New | Space Heating | Natural Gas | Infiltration Control - Loading Dock Sealing | A | Cumulative Winter Peak Savings (MW) | Achievable Technical Potential | 0 | 0 | 0 | 0 | 0 | 0 | 0 | 0 | 0 | 0 | 0 | 0 | 0 | 0 | 0 | 0 | 0 | 0 | 0 | 0 | 0 | 0 | 0 | 0 | 0 | 0 | 0
F10_Commercial_WA - Miscellaneous_New_Space Heating_Natural Gas_Infiltration Control - Loading Dock Sealing_A_Achievable Technical Potential | F10 | Commercial | WA - Miscellaneous | New | Space Heating | Natural Gas | Infiltration Control - Loading Dock Sealing | A | Purchases (Incremental) | Achievable Technical Potential | 0 | 0 | 0 | 0 | 0 | 0 | 0 | 0 | 0 | 0 | 0 | 0 | 0 | 0 | 0 | 0 | 0 | 0 | 0 | 0 | 0 | 0 | 0 | 0 | 0 | 0 | 0
F11_Commercial_WA - Miscellaneous_New_Space Heating_Natural Gas_Infiltration Control - Loading Dock Sealing_A_Achievable Technical Potential | F11 | Commercial | WA - Miscellaneous | New | Space Heating | Natural Gas | Infiltration Control - Loading Dock Sealing | A | Purchases (Cumulative) | Achievable Technical Potential | 0 | 0 | 0 | 0 | 0 | 0 | 0 | 0 | 0 | 0 | 0 | 0 | 0 | 0 | 0 | 0 | 0 | 0 | 0 | 0 | 0 | 0 | 0 | 0 | 0 | 0 | 0
F1_Commercial_WA - Miscellaneous_New_Space Heating_Natural Gas_Greenhouse Heat Curtain_A_Achievable Technical Potential | F1 | Commercial | WA - Miscellaneous | New | Space Heating | Natural Gas | Greenhouse Heat Curtain | A | Integrated Unit Energy Savings (kWh or therms) | Achievable Technical Potential | 0 | 0 | 0 | 0 | 0 | 0 | 0 | 0 | 0 | 0 | 0 | 0 | 0 | 0 | 0 | 0 | 0 | 0 | 0 | 0 | 0 | 0 | 0 | 0 | 0 | 0 | 0
F2_Commercial_WA - Miscellaneous_New_Space Heating_Natural Gas_Greenhouse Heat Curtain_A_Achievable Technical Potential | F2 | Commercial | WA - Miscellaneous | New | Space Heating | Natural Gas | Greenhouse Heat Curtain | A | Integrated Unit Summer Peak Savings (kW) | Achievable Technical Potential | 0 | 0 | 0 | 0 | 0 | 0 | 0 | 0 | 0 | 0 | 0 | 0 | 0 | 0 | 0 | 0 | 0 | 0 | 0 | 0 | 0 | 0 | 0 | 0 | 0 | 0 | 0
F3_Commercial_WA - Miscellaneous_New_Space Heating_Natural Gas_Greenhouse Heat Curtain_A_Achievable Technical Potential | F3 | Commercial | WA - Miscellaneous | New | Space Heating | Natural Gas | Greenhouse Heat Curtain | A | Integrated Unit Winter Peak Savings (kW) | Achievable Technical Potential | 0 | 0 | 0 | 0 | 0 | 0 | 0 | 0 | 0 | 0 | 0 | 0 | 0 | 0 | 0 | 0 | 0 | 0 | 0 | 0 | 0 | 0 | 0 | 0 | 0 | 0 | 0
F4_Commercial_WA - Miscellaneous_New_Space Heating_Natural Gas_Greenhouse Heat Curtain_A_Achievable Technical Potential | F4 | Commercial | WA - Miscellaneous | New | Space Heating | Natural Gas | Greenhouse Heat Curtain | A | Incremental Energy Savings (MWh or mTherms) | Achievable Technical Potential | 0 | 0 | 0 | 0 | 0 | 0 | 0 | 0 | 0 | 0 | 0 | 0 | 0 | 0 | 0 | 0 | 0 | 0 | 0 | 0 | 0 | 0 | 0 | 0 | 0 | 0 | 0
F5_Commercial_WA - Miscellaneous_New_Space Heating_Natural Gas_Greenhouse Heat Curtain_A_Achievable Technical Potential | F5 | Commercial | WA - Miscellaneous | New | Space Heating | Natural Gas | Greenhouse Heat Curtain | A | Incremental Summer Peak Savings (MW) | Achievable Technical Potential | 0 | 0 | 0 | 0 | 0 | 0 | 0 | 0 | 0 | 0 | 0 | 0 | 0 | 0 | 0 | 0 | 0 | 0 | 0 | 0 | 0 | 0 | 0 | 0 | 0 | 0 | 0
F6_Commercial_WA - Miscellaneous_New_Space Heating_Natural Gas_Greenhouse Heat Curtain_A_Achievable Technical Potential | F6 | Commercial | WA - Miscellaneous | New | Space Heating | Natural Gas | Greenhouse Heat Curtain | A | Incremental Winter Peak Savings (MW) | Achievable Technical Potential | 0 | 0 | 0 | 0 | 0 | 0 | 0 | 0 | 0 | 0 | 0 | 0 | 0 | 0 | 0 | 0 | 0 | 0 | 0 | 0 | 0 | 0 | 0 | 0 | 0 | 0 | 0
F7_Commercial_WA - Miscellaneous_New_Space Heating_Natural Gas_Greenhouse Heat Curtain_A_Achievable Technical Potential | F7 | Commercial | WA - Miscellaneous | New | Space Heating | Natural Gas | Greenhouse Heat Curtain | A | Cumulative Energy Savings (MWh or mTherms) | Achievable Technical Potential | 0 | 0 | 0 | 0 | 0 | 0 | 0 | 0 | 0 | 0 | 0 | 0 | 0 | 0 | 0 | 0 | 0 | 0 | 0 | 0 | 0 | 0 | 0 | 0 | 0 | 0 | 0
F8_Commercial_WA - Miscellaneous_New_Space Heating_Natural Gas_Greenhouse Heat Curtain_A_Achievable Technical Potential | F8 | Commercial | WA - Miscellaneous | New | Space Heating | Natural Gas | Greenhouse Heat Curtain | A | Cumulative Summer Peak Savings (MW) | Achievable Technical Potential | 0 | 0 | 0 | 0 | 0 | 0 | 0 | 0 | 0 | 0 | 0 | 0 | 0 | 0 | 0 | 0 | 0 | 0 | 0 | 0 | 0 | 0 | 0 | 0 | 0 | 0 | 0
F9_Commercial_WA - Miscellaneous_New_Space Heating_Natural Gas_Greenhouse Heat Curtain_A_Achievable Technical Potential | F9 | Commercial | WA - Miscellaneous | New | Space Heating | Natural Gas | Greenhouse Heat Curtain | A | Cumulative Winter Peak Savings (MW) | Achievable Technical Potential | 0 | 0 | 0 | 0 | 0 | 0 | 0 | 0 | 0 | 0 | 0 | 0 | 0 | 0 | 0 | 0 | 0 | 0 | 0 | 0 | 0 | 0 | 0 | 0 | 0 | 0 | 0
F10_Commercial_WA - Miscellaneous_New_Space Heating_Natural Gas_Greenhouse Heat Curtain_A_Achievable Technical Potential | F10 | Commercial | WA - Miscellaneous | New | Space Heating | Natural Gas | Greenhouse Heat Curtain | A | Purchases (Incremental) | Achievable Technical Potential | 0 | 0 | 0 | 0 | 0 | 0 | 0 | 0 | 0 | 0 | 0 | 0 | 0 | 0 | 0 | 0 | 0 | 0 | 0 | 0 | 0 | 0 | 0 | 0 | 0 | 0 | 0
F11_Commercial_WA - Miscellaneous_New_Space Heating_Natural Gas_Greenhouse Heat Curtain_A_Achievable Technical Potential | F11 | Commercial | WA - Miscellaneous | New | Space Heating | Natural Gas | Greenhouse Heat Curtain | A | Purchases (Cumulative) | Achievable Technical Potential | 0 | 0 | 0 | 0 | 0 | 0 | 0 | 0 | 0 | 0 | 0 | 0 | 0 | 0 | 0 | 0 | 0 | 0 | 0 | 0 | 0 | 0 | 0 | 0 | 0 | 0 | 0
F1_Commercial_WA - Miscellaneous_New_Space Heating_Natural Gas_Ventilation - Parking Garages, Demand Controlled_A_Achievable Technical Potential | F1 | Commercial | WA - Miscellaneous | New | Space Heating | Natural Gas | Ventilation - Parking Garages, Demand Controlled | A | Integrated Unit Energy Savings (kWh or therms) | Achievable Technical Potential | 0 | 0 | 0 | 0 | 0 | 0 | 0 | 0 | 0 | 0 | 0 | 0 | 0 | 0 | 0 | 0 | 0 | 0 | 0 | 0 | 0 | 0 | 0 | 0 | 0 | 0 | 0
F2_Commercial_WA - Miscellaneous_New_Space Heating_Natural Gas_Ventilation - Parking Garages, Demand Controlled_A_Achievable Technical Potential | F2 | Commercial | WA - Miscellaneous | New | Space Heating | Natural Gas | Ventilation - Parking Garages, Demand Controlled | A | Integrated Unit Summer Peak Savings (kW) | Achievable Technical Potential | 0 | 0 | 0 | 0 | 0 | 0 | 0 | 0 | 0 | 0 | 0 | 0 | 0 | 0 | 0 | 0 | 0 | 0 | 0 | 0 | 0 | 0 | 0 | 0 | 0 | 0 | 0
F3_Commercial_WA - Miscellaneous_New_Space Heating_Natural Gas_Ventilation - Parking Garages, Demand Controlled_A_Achievable Technical Potential | F3 | Commercial | WA - Miscellaneous | New | Space Heating | Natural Gas | Ventilation - Parking Garages, Demand Controlled | A | Integrated Unit Winter Peak Savings (kW) | Achievable Technical Potential | 0 | 0 | 0 | 0 | 0 | 0 | 0 | 0 | 0 | 0 | 0 | 0 | 0 | 0 | 0 | 0 | 0 | 0 | 0 | 0 | 0 | 0 | 0 | 0 | 0 | 0 | 0
F4_Commercial_WA - Miscellaneous_New_Space Heating_Natural Gas_Ventilation - Parking Garages, Demand Controlled_A_Achievable Technical Potential | F4 | Commercial | WA - Miscellaneous | New | Space Heating | Natural Gas | Ventilation - Parking Garages, Demand Controlled | A | Incremental Energy Savings (MWh or mTherms) | Achievable Technical Potential | 0 | 0 | 0 | 0 | 0 | 0 | 0 | 0 | 0 | 0 | 0 | 0 | 0 | 0 | 0 | 0 | 0 | 0 | 0 | 0 | 0 | 0 | 0 | 0 | 0 | 0 | 0
F5_Commercial_WA - Miscellaneous_New_Space Heating_Natural Gas_Ventilation - Parking Garages, Demand Controlled_A_Achievable Technical Potential | F5 | Commercial | WA - Miscellaneous | New | Space Heating | Natural Gas | Ventilation - Parking Garages, Demand Controlled | A | Incremental Summer Peak Savings (MW) | Achievable Technical Potential | 0 | 0 | 0 | 0 | 0 | 0 | 0 | 0 | 0 | 0 | 0 | 0 | 0 | 0 | 0 | 0 | 0 | 0 | 0 | 0 | 0 | 0 | 0 | 0 | 0 | 0 | 0
F6_Commercial_WA - Miscellaneous_New_Space Heating_Natural Gas_Ventilation - Parking Garages, Demand Controlled_A_Achievable Technical Potential | F6 | Commercial | WA - Miscellaneous | New | Space Heating | Natural Gas | Ventilation - Parking Garages, Demand Controlled | A | Incremental Winter Peak Savings (MW) | Achievable Technical Potential | 0 | 0 | 0 | 0 | 0 | 0 | 0 | 0 | 0 | 0 | 0 | 0 | 0 | 0 | 0 | 0 | 0 | 0 | 0 | 0 | 0 | 0 | 0 | 0 | 0 | 0 | 0
F7_Commercial_WA - Miscellaneous_New_Space Heating_Natural Gas_Ventilation - Parking Garages, Demand Controlled_A_Achievable Technical Potential | F7 | Commercial | WA - Miscellaneous | New | Space Heating | Natural Gas | Ventilation - Parking Garages, Demand Controlled | A | Cumulative Energy Savings (MWh or mTherms) | Achievable Technical Potential | 0 | 0 | 0 | 0 | 0 | 0 | 0 | 0 | 0 | 0 | 0 | 0 | 0 | 0 | 0 | 0 | 0 | 0 | 0 | 0 | 0 | 0 | 0 | 0 | 0 | 0 | 0
F8_Commercial_WA - Miscellaneous_New_Space Heating_Natural Gas_Ventilation - Parking Garages, Demand Controlled_A_Achievable Technical Potential | F8 | Commercial | WA - Miscellaneous | New | Space Heating | Natural Gas | Ventilation - Parking Garages, Demand Controlled | A | Cumulative Summer Peak Savings (MW) | Achievable Technical Potential | 0 | 0 | 0 | 0 | 0 | 0 | 0 | 0 | 0 | 0 | 0 | 0 | 0 | 0 | 0 | 0 | 0 | 0 | 0 | 0 | 0 | 0 | 0 | 0 | 0 | 0 | 0
F9_Commercial_WA - Miscellaneous_New_Space Heating_Natural Gas_Ventilation - Parking Garages, Demand Controlled_A_Achievable Technical Potential | F9 | Commercial | WA - Miscellaneous | New | Space Heating | Natural Gas | Ventilation - Parking Garages, Demand Controlled | A | Cumulative Winter Peak Savings (MW) | Achievable Technical Potential | 0 | 0 | 0 | 0 | 0 | 0 | 0 | 0 | 0 | 0 | 0 | 0 | 0 | 0 | 0 | 0 | 0 | 0 | 0 | 0 | 0 | 0 | 0 | 0 | 0 | 0 | 0
F10_Commercial_WA - Miscellaneous_New_Space Heating_Natural Gas_Ventilation - Parking Garages, Demand Controlled_A_Achievable Technical Potential | F10 | Commercial | WA - Miscellaneous | New | Space Heating | Natural Gas | Ventilation - Parking Garages, Demand Controlled | A | Purchases (Incremental) | Achievable Technical Potential | 0 | 0 | 0 | 0 | 0 | 0 | 0 | 0 | 0 | 0 | 0 | 0 | 0 | 0 | 0 | 0 | 0 | 0 | 0 | 0 | 0 | 0 | 0 | 0 | 0 | 0 | 0
F11_Commercial_WA - Miscellaneous_New_Space Heating_Natural Gas_Ventilation - Parking Garages, Demand Controlled_A_Achievable Technical Potential | F11 | Commercial | WA - Miscellaneous | New | Space Heating | Natural Gas | Ventilation - Parking Garages, Demand Controlled | A | Purchases (Cumulative) | Achievable Technical Potential | 0 | 0 | 0 | 0 | 0 | 0 | 0 | 0 | 0 | 0 | 0 | 0 | 0 | 0 | 0 | 0 | 0 | 0 | 0 | 0 | 0 | 0 | 0 | 0 | 0 | 0 | 0
F1_Commercial_WA - Miscellaneous_New_Miscellaneous_Natural Gas_Pool Heater - Night Covers_A_Achievable Technical Potential | F1 | Commercial | WA - Miscellaneous | New | Miscellaneous | Natural Gas | Pool Heater - Night Covers | A | Integrated Unit Energy Savings (kWh or therms) | Achievable Technical Potential | 0 | 0 | 0 | 0 | 0 | 0 | 0 | 0 | 0 | 0 | 0 | 0 | 0 | 0 | 0 | 0 | 0 | 0 | 0 | 0 | 0 | 0 | 0 | 0 | 0 | 0 | 0
F2_Commercial_WA - Miscellaneous_New_Miscellaneous_Natural Gas_Pool Heater - Night Covers_A_Achievable Technical Potential | F2 | Commercial | WA - Miscellaneous | New | Miscellaneous | Natural Gas | Pool Heater - Night Covers | A | Integrated Unit Summer Peak Savings (kW) | Achievable Technical Potential | 0 | 0 | 0 | 0 | 0 | 0 | 0 | 0 | 0 | 0 | 0 | 0 | 0 | 0 | 0 | 0 | 0 | 0 | 0 | 0 | 0 | 0 | 0 | 0 | 0 | 0 | 0
F3_Commercial_WA - Miscellaneous_New_Miscellaneous_Natural Gas_Pool Heater - Night Covers_A_Achievable Technical Potential | F3 | Commercial | WA - Miscellaneous | New | Miscellaneous | Natural Gas | Pool Heater - Night Covers | A | Integrated Unit Winter Peak Savings (kW) | Achievable Technical Potential | 0 | 0 | 0 | 0 | 0 | 0 | 0 | 0 | 0 | 0 | 0 | 0 | 0 | 0 | 0 | 0 | 0 | 0 | 0 | 0 | 0 | 0 | 0 | 0 | 0 | 0 | 0
F4_Commercial_WA - Miscellaneous_New_Miscellaneous_Natural Gas_Pool Heater - Night Covers_A_Achievable Technical Potential | F4 | Commercial | WA - Miscellaneous | New | Miscellaneous | Natural Gas | Pool Heater - Night Covers | A | Incremental Energy Savings (MWh or mTherms) | Achievable Technical Potential | 0 | 0 | 0 | 0 | 0 | 0 | 0 | 0 | 0 | 0 | 0 | 0 | 0 | 0 | 0 | 0 | 0 | 0 | 0 | 0 | 0 | 0 | 0 | 0 | 0 | 0 | 0
F5_Commercial_WA - Miscellaneous_New_Miscellaneous_Natural Gas_Pool Heater - Night Covers_A_Achievable Technical Potential | F5 | Commercial | WA - Miscellaneous | New | Miscellaneous | Natural Gas | Pool Heater - Night Covers | A | Incremental Summer Peak Savings (MW) | Achievable Technical Potential | 0 | 0 | 0 | 0 | 0 | 0 | 0 | 0 | 0 | 0 | 0 | 0 | 0 | 0 | 0 | 0 | 0 | 0 | 0 | 0 | 0 | 0 | 0 | 0 | 0 | 0 | 0
F6_Commercial_WA - Miscellaneous_New_Miscellaneous_Natural Gas_Pool Heater - Night Covers_A_Achievable Technical Potential | F6 | Commercial | WA - Miscellaneous | New | Miscellaneous | Natural Gas | Pool Heater - Night Covers | A | Incremental Winter Peak Savings (MW) | Achievable Technical Potential | 0 | 0 | 0 | 0 | 0 | 0 | 0 | 0 | 0 | 0 | 0 | 0 | 0 | 0 | 0 | 0 | 0 | 0 | 0 | 0 | 0 | 0 | 0 | 0 | 0 | 0 | 0
F7_Commercial_WA - Miscellaneous_New_Miscellaneous_Natural Gas_Pool Heater - Night Covers_A_Achievable Technical Potential | F7 | Commercial | WA - Miscellaneous | New | Miscellaneous | Natural Gas | Pool Heater - Night Covers | A | Cumulative Energy Savings (MWh or mTherms) | Achievable Technical Potential | 0 | 0 | 0 | 0 | 0 | 0 | 0 | 0 | 0 | 0 | 0 | 0 | 0 | 0 | 0 | 0 | 0 | 0 | 0 | 0 | 0 | 0 | 0 | 0 | 0 | 0 | 0
F8_Commercial_WA - Miscellaneous_New_Miscellaneous_Natural Gas_Pool Heater - Night Covers_A_Achievable Technical Potential | F8 | Commercial | WA - Miscellaneous | New | Miscellaneous | Natural Gas | Pool Heater - Night Covers | A | Cumulative Summer Peak Savings (MW) | Achievable Technical Potential | 0 | 0 | 0 | 0 | 0 | 0 | 0 | 0 | 0 | 0 | 0 | 0 | 0 | 0 | 0 | 0 | 0 | 0 | 0 | 0 | 0 | 0 | 0 | 0 | 0 | 0 | 0
F9_Commercial_WA - Miscellaneous_New_Miscellaneous_Natural Gas_Pool Heater - Night Covers_A_Achievable Technical Potential | F9 | Commercial | WA - Miscellaneous | New | Miscellaneous | Natural Gas | Pool Heater - Night Covers | A | Cumulative Winter Peak Savings (MW) | Achievable Technical Potential | 0 | 0 | 0 | 0 | 0 | 0 | 0 | 0 | 0 | 0 | 0 | 0 | 0 | 0 | 0 | 0 | 0 | 0 | 0 | 0 | 0 | 0 | 0 | 0 | 0 | 0 | 0
F10_Commercial_WA - Miscellaneous_New_Miscellaneous_Natural Gas_Pool Heater - Night Covers_A_Achievable Technical Potential | F10 | Commercial | WA - Miscellaneous | New | Miscellaneous | Natural Gas | Pool Heater - Night Covers | A | Purchases (Incremental) | Achievable Technical Potential | 0 | 0 | 0 | 0 | 0 | 0 | 0 | 0 | 0 | 0 | 0 | 0 | 0 | 0 | 0 | 0 | 0 | 0 | 0 | 0 | 0 | 0 | 0 | 0 | 0 | 0 | 0
F11_Commercial_WA - Miscellaneous_New_Miscellaneous_Natural Gas_Pool Heater - Night Covers_A_Achievable Technical Potential | F11 | Commercial | WA - Miscellaneous | New | Miscellaneous | Natural Gas | Pool Heater - Night Covers | A | Purchases (Cumulative) | Achievable Technical Potential | 0 | 0 | 0 | 0 | 0 | 0 | 0 | 0 | 0 | 0 | 0 | 0 | 0 | 0 | 0 | 0 | 0 | 0 | 0 | 0 | 0 | 0 | 0 | 0 | 0 | 0 | 0
F1_Commercial_WA - Miscellaneous_New_Space Heating_Natural Gas_Advanced New Construction Designs_A_Achievable Technical Potential | F1 | Commercial | WA - Miscellaneous | New | Space Heating | Natural Gas | Advanced New Construction Designs | A | Integrated Unit Energy Savings (kWh or therms) | Achievable Technical Potential | 0 | 0 | 0 | 0 | 0 | 0 | 0 | 0 | 0 | 0 | 0 | 0 | 0 | 0 | 0 | 0 | 0 | 0 | 0 | 0 | 0 | 0 | 0 | 0 | 0 | 0 | 0
F2_Commercial_WA - Miscellaneous_New_Space Heating_Natural Gas_Advanced New Construction Designs_A_Achievable Technical Potential | F2 | Commercial | WA - Miscellaneous | New | Space Heating | Natural Gas | Advanced New Construction Designs | A | Integrated Unit Summer Peak Savings (kW) | Achievable Technical Potential | 0 | 0 | 0 | 0 | 0 | 0 | 0 | 0 | 0 | 0 | 0 | 0 | 0 | 0 | 0 | 0 | 0 | 0 | 0 | 0 | 0 | 0 | 0 | 0 | 0 | 0 | 0
F3_Commercial_WA - Miscellaneous_New_Space Heating_Natural Gas_Advanced New Construction Designs_A_Achievable Technical Potential | F3 | Commercial | WA - Miscellaneous | New | Space Heating | Natural Gas | Advanced New Construction Designs | A | Integrated Unit Winter Peak Savings (kW) | Achievable Technical Potential | 0 | 0 | 0 | 0 | 0 | 0 | 0 | 0 | 0 | 0 | 0 | 0 | 0 | 0 | 0 | 0 | 0 | 0 | 0 | 0 | 0 | 0 | 0 | 0 | 0 | 0 | 0
F4_Commercial_WA - Miscellaneous_New_Space Heating_Natural Gas_Advanced New Construction Designs_A_Achievable Technical Potential | F4 | Commercial | WA - Miscellaneous | New | Space Heating | Natural Gas | Advanced New Construction Designs | A | Incremental Energy Savings (MWh or mTherms) | Achievable Technical Potential | 0 | 0 | 0 | 0 | 0 | 0 | 0 | 0 | 0 | 0 | 0 | 0 | 0 | 0 | 0 | 0 | 0 | 0 | 0 | 0 | 0 | 0 | 0 | 0 | 0 | 0 | 0
F5_Commercial_WA - Miscellaneous_New_Space Heating_Natural Gas_Advanced New Construction Designs_A_Achievable Technical Potential | F5 | Commercial | WA - Miscellaneous | New | Space Heating | Natural Gas | Advanced New Construction Designs | A | Incremental Summer Peak Savings (MW) | Achievable Technical Potential | 0 | 0 | 0 | 0 | 0 | 0 | 0 | 0 | 0 | 0 | 0 | 0 | 0 | 0 | 0 | 0 | 0 | 0 | 0 | 0 | 0 | 0 | 0 | 0 | 0 | 0 | 0
F6_Commercial_WA - Miscellaneous_New_Space Heating_Natural Gas_Advanced New Construction Designs_A_Achievable Technical Potential | F6 | Commercial | WA - Miscellaneous | New | Space Heating | Natural Gas | Advanced New Construction Designs | A | Incremental Winter Peak Savings (MW) | Achievable Technical Potential | 0 | 0 | 0 | 0 | 0 | 0 | 0 | 0 | 0 | 0 | 0 | 0 | 0 | 0 | 0 | 0 | 0 | 0 | 0 | 0 | 0 | 0 | 0 | 0 | 0 | 0 | 0
F7_Commercial_WA - Miscellaneous_New_Space Heating_Natural Gas_Advanced New Construction Designs_A_Achievable Technical Potential | F7 | Commercial | WA - Miscellaneous | New | Space Heating | Natural Gas | Advanced New Construction Designs | A | Cumulative Energy Savings (MWh or mTherms) | Achievable Technical Potential | 0 | 0 | 0 | 0 | 0 | 0 | 0 | 0 | 0 | 0 | 0 | 0 | 0 | 0 | 0 | 0 | 0 | 0 | 0 | 0 | 0 | 0 | 0 | 0 | 0 | 0 | 0
F8_Commercial_WA - Miscellaneous_New_Space Heating_Natural Gas_Advanced New Construction Designs_A_Achievable Technical Potential | F8 | Commercial | WA - Miscellaneous | New | Space Heating | Natural Gas | Advanced New Construction Designs | A | Cumulative Summer Peak Savings (MW) | Achievable Technical Potential | 0 | 0 | 0 | 0 | 0 | 0 | 0 | 0 | 0 | 0 | 0 | 0 | 0 | 0 | 0 | 0 | 0 | 0 | 0 | 0 | 0 | 0 | 0 | 0 | 0 | 0 | 0
F9_Commercial_WA - Miscellaneous_New_Space Heating_Natural Gas_Advanced New Construction Designs_A_Achievable Technical Potential | F9 | Commercial | WA - Miscellaneous | New | Space Heating | Natural Gas | Advanced New Construction Designs | A | Cumulative Winter Peak Savings (MW) | Achievable Technical Potential | 0 | 0 | 0 | 0 | 0 | 0 | 0 | 0 | 0 | 0 | 0 | 0 | 0 | 0 | 0 | 0 | 0 | 0 | 0 | 0 | 0 | 0 | 0 | 0 | 0 | 0 | 0
F10_Commercial_WA - Miscellaneous_New_Space Heating_Natural Gas_Advanced New Construction Designs_A_Achievable Technical Potential | F10 | Commercial | WA - Miscellaneous | New | Space Heating | Natural Gas | Advanced New Construction Designs | A | Purchases (Incremental) | Achievable Technical Potential | 0 | 0 | 0 | 0 | 0 | 0 | 0 | 0 | 0 | 0 | 0 | 0 | 0 | 0 | 0 | 0 | 0 | 0 | 0 | 0 | 0 | 0 | 0 | 0 | 0 | 0 | 0
F11_Commercial_WA - Miscellaneous_New_Space Heating_Natural Gas_Advanced New Construction Designs_A_Achievable Technical Potential | F11 | Commercial | WA - Miscellaneous | New | Space Heating | Natural Gas | Advanced New Construction Designs | A | Purchases (Cumulative) | Achievable Technical Potential | 0 | 0 | 0 | 0 | 0 | 0 | 0 | 0 | 0 | 0 | 0 | 0 | 0 | 0 | 0 | 0 | 0 | 0 | 0 | 0 | 0 | 0 | 0 | 0 | 0 | 0 | 0
F1_Commercial_WA - Miscellaneous_New_Water Heating_Natural Gas_Advanced New Construction Designs_A_Achievable Technical Potential | F1 | Commercial | WA - Miscellaneous | New | Water Heating | Natural Gas | Advanced New Construction Designs | A | Integrated Unit Energy Savings (kWh or therms) | Achievable Technical Potential | 0 | 0 | 0 | 0 | 0 | 0 | 0 | 0 | 0 | 0 | 0 | 0 | 0 | 0 | 0 | 0 | 0 | 0 | 0 | 0 | 0 | 0 | 0 | 0 | 0 | 0 | 0
F2_Commercial_WA - Miscellaneous_New_Water Heating_Natural Gas_Advanced New Construction Designs_A_Achievable Technical Potential | F2 | Commercial | WA - Miscellaneous | New | Water Heating | Natural Gas | Advanced New Construction Designs | A | Integrated Unit Summer Peak Savings (kW) | Achievable Technical Potential | 0 | 0 | 0 | 0 | 0 | 0 | 0 | 0 | 0 | 0 | 0 | 0 | 0 | 0 | 0 | 0 | 0 | 0 | 0 | 0 | 0 | 0 | 0 | 0 | 0 | 0 | 0
F3_Commercial_WA - Miscellaneous_New_Water Heating_Natural Gas_Advanced New Construction Designs_A_Achievable Technical Potential | F3 | Commercial | WA - Miscellaneous | New | Water Heating | Natural Gas | Advanced New Construction Designs | A | Integrated Unit Winter Peak Savings (kW) | Achievable Technical Potential | 0 | 0 | 0 | 0 | 0 | 0 | 0 | 0 | 0 | 0 | 0 | 0 | 0 | 0 | 0 | 0 | 0 | 0 | 0 | 0 | 0 | 0 | 0 | 0 | 0 | 0 | 0
F4_Commercial_WA - Miscellaneous_New_Water Heating_Natural Gas_Advanced New Construction Designs_A_Achievable Technical Potential | F4 | Commercial | WA - Miscellaneous | New | Water Heating | Natural Gas | Advanced New Construction Designs | A | Incremental Energy Savings (MWh or mTherms) | Achievable Technical Potential | 0 | 0 | 0 | 0 | 0 | 0 | 0 | 0 | 0 | 0 | 0 | 0 | 0 | 0 | 0 | 0 | 0 | 0 | 0 | 0 | 0 | 0 | 0 | 0 | 0 | 0 | 0
F5_Commercial_WA - Miscellaneous_New_Water Heating_Natural Gas_Advanced New Construction Designs_A_Achievable Technical Potential | F5 | Commercial | WA - Miscellaneous | New | Water Heating | Natural Gas | Advanced New Construction Designs | A | Incremental Summer Peak Savings (MW) | Achievable Technical Potential | 0 | 0 | 0 | 0 | 0 | 0 | 0 | 0 | 0 | 0 | 0 | 0 | 0 | 0 | 0 | 0 | 0 | 0 | 0 | 0 | 0 | 0 | 0 | 0 | 0 | 0 | 0
F6_Commercial_WA - Miscellaneous_New_Water Heating_Natural Gas_Advanced New Construction Designs_A_Achievable Technical Potential | F6 | Commercial | WA - Miscellaneous | New | Water Heating | Natural Gas | Advanced New Construction Designs | A | Incremental Winter Peak Savings (MW) | Achievable Technical Potential | 0 | 0 | 0 | 0 | 0 | 0 | 0 | 0 | 0 | 0 | 0 | 0 | 0 | 0 | 0 | 0 | 0 | 0 | 0 | 0 | 0 | 0 | 0 | 0 | 0 | 0 | 0
F7_Commercial_WA - Miscellaneous_New_Water Heating_Natural Gas_Advanced New Construction Designs_A_Achievable Technical Potential | F7 | Commercial | WA - Miscellaneous | New | Water Heating | Natural Gas | Advanced New Construction Designs | A | Cumulative Energy Savings (MWh or mTherms) | Achievable Technical Potential | 0 | 0 | 0 | 0 | 0 | 0 | 0 | 0 | 0 | 0 | 0 | 0 | 0 | 0 | 0 | 0 | 0 | 0 | 0 | 0 | 0 | 0 | 0 | 0 | 0 | 0 | 0
F8_Commercial_WA - Miscellaneous_New_Water Heating_Natural Gas_Advanced New Construction Designs_A_Achievable Technical Potential | F8 | Commercial | WA - Miscellaneous | New | Water Heating | Natural Gas | Advanced New Construction Designs | A | Cumulative Summer Peak Savings (MW) | Achievable Technical Potential | 0 | 0 | 0 | 0 | 0 | 0 | 0 | 0 | 0 | 0 | 0 | 0 | 0 | 0 | 0 | 0 | 0 | 0 | 0 | 0 | 0 | 0 | 0 | 0 | 0 | 0 | 0
F9_Commercial_WA - Miscellaneous_New_Water Heating_Natural Gas_Advanced New Construction Designs_A_Achievable Technical Potential | F9 | Commercial | WA - Miscellaneous | New | Water Heating | Natural Gas | Advanced New Construction Designs | A | Cumulative Winter Peak Savings (MW) | Achievable Technical Potential | 0 | 0 | 0 | 0 | 0 | 0 | 0 | 0 | 0 | 0 | 0 | 0 | 0 | 0 | 0 | 0 | 0 | 0 | 0 | 0 | 0 | 0 | 0 | 0 | 0 | 0 | 0
F10_Commercial_WA - Miscellaneous_New_Water Heating_Natural Gas_Advanced New Construction Designs_A_Achievable Technical Potential | F10 | Commercial | WA - Miscellaneous | New | Water Heating | Natural Gas | Advanced New Construction Designs | A | Purchases (Incremental) | Achievable Technical Potential | 0 | 0 | 0 | 0 | 0 | 0 | 0 | 0 | 0 | 0 | 0 | 0 | 0 | 0 | 0 | 0 | 0 | 0 | 0 | 0 | 0 | 0 | 0 | 0 | 0 | 0 | 0
F11_Commercial_WA - Miscellaneous_New_Water Heating_Natural Gas_Advanced New Construction Designs_A_Achievable Technical Potential | F11 | Commercial | WA - Miscellaneous | New | Water Heating | Natural Gas | Advanced New Construction Designs | A | Purchases (Cumulative) | Achievable Technical Potential | 0 | 0 | 0 | 0 | 0 | 0 | 0 | 0 | 0 | 0 | 0 | 0 | 0 | 0 | 0 | 0 | 0 | 0 | 0 | 0 | 0 | 0 | 0 | 0 | 0 | 0 | 0
F1_Commercial_WA - Miscellaneous_New_Space Heating_Natural Gas_Strategic Energy Management_A_Achievable Technical Potential | F1 | Commercial | WA - Miscellaneous | New | Space Heating | Natural Gas | Strategic Energy Management | A | Integrated Unit Energy Savings (kWh or therms) | Achievable Technical Potential | 0 | 0 | 0 | 0 | 0 | 0 | 0 | 0 | 0 | 0 | 0 | 0 | 0 | 0 | 0 | 0 | 0 | 0 | 0 | 0 | 0 | 0 | 0 | 0 | 0 | 0 | 0
F2_Commercial_WA - Miscellaneous_New_Space Heating_Natural Gas_Strategic Energy Management_A_Achievable Technical Potential | F2 | Commercial | WA - Miscellaneous | New | Space Heating | Natural Gas | Strategic Energy Management | A | Integrated Unit Summer Peak Savings (kW) | Achievable Technical Potential | 0 | 0 | 0 | 0 | 0 | 0 | 0 | 0 | 0 | 0 | 0 | 0 | 0 | 0 | 0 | 0 | 0 | 0 | 0 | 0 | 0 | 0 | 0 | 0 | 0 | 0 | 0
F3_Commercial_WA - Miscellaneous_New_Space Heating_Natural Gas_Strategic Energy Management_A_Achievable Technical Potential | F3 | Commercial | WA - Miscellaneous | New | Space Heating | Natural Gas | Strategic Energy Management | A | Integrated Unit Winter Peak Savings (kW) | Achievable Technical Potential | 0 | 0 | 0 | 0 | 0 | 0 | 0 | 0 | 0 | 0 | 0 | 0 | 0 | 0 | 0 | 0 | 0 | 0 | 0 | 0 | 0 | 0 | 0 | 0 | 0 | 0 | 0
F4_Commercial_WA - Miscellaneous_New_Space Heating_Natural Gas_Strategic Energy Management_A_Achievable Technical Potential | F4 | Commercial | WA - Miscellaneous | New | Space Heating | Natural Gas | Strategic Energy Management | A | Incremental Energy Savings (MWh or mTherms) | Achievable Technical Potential | 0 | 0 | 0 | 0 | 0 | 0 | 0 | 0 | 0 | 0 | 0 | 0 | 0 | 0 | 0 | 0 | 0 | 0 | 0 | 0 | 0 | 0 | 0 | 0 | 0 | 0 | 0
F5_Commercial_WA - Miscellaneous_New_Space Heating_Natural Gas_Strategic Energy Management_A_Achievable Technical Potential | F5 | Commercial | WA - Miscellaneous | New | Space Heating | Natural Gas | Strategic Energy Management | A | Incremental Summer Peak Savings (MW) | Achievable Technical Potential | 0 | 0 | 0 | 0 | 0 | 0 | 0 | 0 | 0 | 0 | 0 | 0 | 0 | 0 | 0 | 0 | 0 | 0 | 0 | 0 | 0 | 0 | 0 | 0 | 0 | 0 | 0
F6_Commercial_WA - Miscellaneous_New_Space Heating_Natural Gas_Strategic Energy Management_A_Achievable Technical Potential | F6 | Commercial | WA - Miscellaneous | New | Space Heating | Natural Gas | Strategic Energy Management | A | Incremental Winter Peak Savings (MW) | Achievable Technical Potential | 0 | 0 | 0 | 0 | 0 | 0 | 0 | 0 | 0 | 0 | 0 | 0 | 0 | 0 | 0 | 0 | 0 | 0 | 0 | 0 | 0 | 0 | 0 | 0 | 0 | 0 | 0
F7_Commercial_WA - Miscellaneous_New_Space Heating_Natural Gas_Strategic Energy Management_A_Achievable Technical Potential | F7 | Commercial | WA - Miscellaneous | New | Space Heating | Natural Gas | Strategic Energy Management | A | Cumulative Energy Savings (MWh or mTherms) | Achievable Technical Potential | 0 | 0 | 0 | 0 | 0 | 0 | 0 | 0 | 0 | 0 | 0 | 0 | 0 | 0 | 0 | 0 | 0 | 0 | 0 | 0 | 0 | 0 | 0 | 0 | 0 | 0 | 0
F8_Commercial_WA - Miscellaneous_New_Space Heating_Natural Gas_Strategic Energy Management_A_Achievable Technical Potential | F8 | Commercial | WA - Miscellaneous | New | Space Heating | Natural Gas | Strategic Energy Management | A | Cumulative Summer Peak Savings (MW) | Achievable Technical Potential | 0 | 0 | 0 | 0 | 0 | 0 | 0 | 0 | 0 | 0 | 0 | 0 | 0 | 0 | 0 | 0 | 0 | 0 | 0 | 0 | 0 | 0 | 0 | 0 | 0 | 0 | 0
F9_Commercial_WA - Miscellaneous_New_Space Heating_Natural Gas_Strategic Energy Management_A_Achievable Technical Potential | F9 | Commercial | WA - Miscellaneous | New | Space Heating | Natural Gas | Strategic Energy Management | A | Cumulative Winter Peak Savings (MW) | Achievable Technical Potential | 0 | 0 | 0 | 0 | 0 | 0 | 0 | 0 | 0 | 0 | 0 | 0 | 0 | 0 | 0 | 0 | 0 | 0 | 0 | 0 | 0 | 0 | 0 | 0 | 0 | 0 | 0
F10_Commercial_WA - Miscellaneous_New_Space Heating_Natural Gas_Strategic Energy Management_A_Achievable Technical Potential | F10 | Commercial | WA - Miscellaneous | New | Space Heating | Natural Gas | Strategic Energy Management | A | Purchases (Incremental) | Achievable Technical Potential | 0 | 0 | 0 | 0 | 0 | 0 | 0 | 0 | 0 | 0 | 0 | 0 | 0 | 0 | 0 | 0 | 0 | 0 | 0 | 0 | 0 | 0 | 0 | 0 | 0 | 0 | 0
F11_Commercial_WA - Miscellaneous_New_Space Heating_Natural Gas_Strategic Energy Management_A_Achievable Technical Potential | F11 | Commercial | WA - Miscellaneous | New | Space Heating | Natural Gas | Strategic Energy Management | A | Purchases (Cumulative) | Achievable Technical Potential | 0 | 0 | 0 | 0 | 0 | 0 | 0 | 0 | 0 | 0 | 0 | 0 | 0 | 0 | 0 | 0 | 0 | 0 | 0 | 0 | 0 | 0 | 0 | 0 | 0 | 0 | 0
F1_Commercial_WA - Miscellaneous_New_Water Heating_Natural Gas_Strategic Energy Management_A_Achievable Technical Potential | F1 | Commercial | WA - Miscellaneous | New | Water Heating | Natural Gas | Strategic Energy Management | A | Integrated Unit Energy Savings (kWh or therms) | Achievable Technical Potential | 0 | 0 | 0 | 0 | 0 | 0 | 0 | 0 | 0 | 0 | 0 | 0 | 0 | 0 | 0 | 0 | 0 | 0 | 0 | 0 | 0 | 0 | 0 | 0 | 0 | 0 | 0
F2_Commercial_WA - Miscellaneous_New_Water Heating_Natural Gas_Strategic Energy Management_A_Achievable Technical Potential | F2 | Commercial | WA - Miscellaneous | New | Water Heating | Natural Gas | Strategic Energy Management | A | Integrated Unit Summer Peak Savings (kW) | Achievable Technical Potential | 0 | 0 | 0 | 0 | 0 | 0 | 0 | 0 | 0 | 0 | 0 | 0 | 0 | 0 | 0 | 0 | 0 | 0 | 0 | 0 | 0 | 0 | 0 | 0 | 0 | 0 | 0
F3_Commercial_WA - Miscellaneous_New_Water Heating_Natural Gas_Strategic Energy Management_A_Achievable Technical Potential | F3 | Commercial | WA - Miscellaneous | New | Water Heating | Natural Gas | Strategic Energy Management | A | Integrated Unit Winter Peak Savings (kW) | Achievable Technical Potential | 0 | 0 | 0 | 0 | 0 | 0 | 0 | 0 | 0 | 0 | 0 | 0 | 0 | 0 | 0 | 0 | 0 | 0 | 0 | 0 | 0 | 0 | 0 | 0 | 0 | 0 | 0
F4_Commercial_WA - Miscellaneous_New_Water Heating_Natural Gas_Strategic Energy Management_A_Achievable Technical Potential | F4 | Commercial | WA - Miscellaneous | New | Water Heating | Natural Gas | Strategic Energy Management | A | Incremental Energy Savings (MWh or mTherms) | Achievable Technical Potential | 0 | 0 | 0 | 0 | 0 | 0 | 0 | 0 | 0 | 0 | 0 | 0 | 0 | 0 | 0 | 0 | 0 | 0 | 0 | 0 | 0 | 0 | 0 | 0 | 0 | 0 | 0
F5_Commercial_WA - Miscellaneous_New_Water Heating_Natural Gas_Strategic Energy Management_A_Achievable Technical Potential | F5 | Commercial | WA - Miscellaneous | New | Water Heating | Natural Gas | Strategic Energy Management | A | Incremental Summer Peak Savings (MW) | Achievable Technical Potential | 0 | 0 | 0 | 0 | 0 | 0 | 0 | 0 | 0 | 0 | 0 | 0 | 0 | 0 | 0 | 0 | 0 | 0 | 0 | 0 | 0 | 0 | 0 | 0 | 0 | 0 | 0
F6_Commercial_WA - Miscellaneous_New_Water Heating_Natural Gas_Strategic Energy Management_A_Achievable Technical Potential | F6 | Commercial | WA - Miscellaneous | New | Water Heating | Natural Gas | Strategic Energy Management | A | Incremental Winter Peak Savings (MW) | Achievable Technical Potential | 0 | 0 | 0 | 0 | 0 | 0 | 0 | 0 | 0 | 0 | 0 | 0 | 0 | 0 | 0 | 0 | 0 | 0 | 0 | 0 | 0 | 0 | 0 | 0 | 0 | 0 | 0
F7_Commercial_WA - Miscellaneous_New_Water Heating_Natural Gas_Strategic Energy Management_A_Achievable Technical Potential | F7 | Commercial | WA - Miscellaneous | New | Water Heating | Natural Gas | Strategic Energy Management | A | Cumulative Energy Savings (MWh or mTherms) | Achievable Technical Potential | 0 | 0 | 0 | 0 | 0 | 0 | 0 | 0 | 0 | 0 | 0 | 0 | 0 | 0 | 0 | 0 | 0 | 0 | 0 | 0 | 0 | 0 | 0 | 0 | 0 | 0 | 0
F8_Commercial_WA - Miscellaneous_New_Water Heating_Natural Gas_Strategic Energy Management_A_Achievable Technical Potential | F8 | Commercial | WA - Miscellaneous | New | Water Heating | Natural Gas | Strategic Energy Management | A | Cumulative Summer Peak Savings (MW) | Achievable Technical Potential | 0 | 0 | 0 | 0 | 0 | 0 | 0 | 0 | 0 | 0 | 0 | 0 | 0 | 0 | 0 | 0 | 0 | 0 | 0 | 0 | 0 | 0 | 0 | 0 | 0 | 0 | 0
F9_Commercial_WA - Miscellaneous_New_Water Heating_Natural Gas_Strategic Energy Management_A_Achievable Technical Potential | F9 | Commercial | WA - Miscellaneous | New | Water Heating | Natural Gas | Strategic Energy Management | A | Cumulative Winter Peak Savings (MW) | Achievable Technical Potential | 0 | 0 | 0 | 0 | 0 | 0 | 0 | 0 | 0 | 0 | 0 | 0 | 0 | 0 | 0 | 0 | 0 | 0 | 0 | 0 | 0 | 0 | 0 | 0 | 0 | 0 | 0
F10_Commercial_WA - Miscellaneous_New_Water Heating_Natural Gas_Strategic Energy Management_A_Achievable Technical Potential | F10 | Commercial | WA - Miscellaneous | New | Water Heating | Natural Gas | Strategic Energy Management | A | Purchases (Incremental) | Achievable Technical Potential | 0 | 0 | 0 | 0 | 0 | 0 | 0 | 0 | 0 | 0 | 0 | 0 | 0 | 0 | 0 | 0 | 0 | 0 | 0 | 0 | 0 | 0 | 0 | 0 | 0 | 0 | 0
F11_Commercial_WA - Miscellaneous_New_Water Heating_Natural Gas_Strategic Energy Management_A_Achievable Technical Potential | F11 | Commercial | WA - Miscellaneous | New | Water Heating | Natural Gas | Strategic Energy Management | A | Purchases (Cumulative) | Achievable Technical Potential | 0 | 0 | 0 | 0 | 0 | 0 | 0 | 0 | 0 | 0 | 0 | 0 | 0 | 0 | 0 | 0 | 0 | 0 | 0 | 0 | 0 | 0 | 0 | 0 | 0 | 0 | 0
F1_Commercial_WA - Miscellaneous_New_Space Heating_Natural Gas_Retrocommissioning_A_Achievable Technical Potential | F1 | Commercial | WA - Miscellaneous | New | Space Heating | Natural Gas | Retrocommissioning | A | Integrated Unit Energy Savings (kWh or therms) | Achievable Technical Potential | 0 | 0 | 0 | 0 | 0 | 0 | 0 | 0 | 0 | 0 | 0 | 0 | 0 | 0 | 0 | 0 | 0 | 0 | 0 | 0 | 0 | 0 | 0 | 0 | 0 | 0 | 0
F2_Commercial_WA - Miscellaneous_New_Space Heating_Natural Gas_Retrocommissioning_A_Achievable Technical Potential | F2 | Commercial | WA - Miscellaneous | New | Space Heating | Natural Gas | Retrocommissioning | A | Integrated Unit Summer Peak Savings (kW) | Achievable Technical Potential | 0 | 0 | 0 | 0 | 0 | 0 | 0 | 0 | 0 | 0 | 0 | 0 | 0 | 0 | 0 | 0 | 0 | 0 | 0 | 0 | 0 | 0 | 0 | 0 | 0 | 0 | 0
F3_Commercial_WA - Miscellaneous_New_Space Heating_Natural Gas_Retrocommissioning_A_Achievable Technical Potential | F3 | Commercial | WA - Miscellaneous | New | Space Heating | Natural Gas | Retrocommissioning | A | Integrated Unit Winter Peak Savings (kW) | Achievable Technical Potential | 0 | 0 | 0 | 0 | 0 | 0 | 0 | 0 | 0 | 0 | 0 | 0 | 0 | 0 | 0 | 0 | 0 | 0 | 0 | 0 | 0 | 0 | 0 | 0 | 0 | 0 | 0
F4_Commercial_WA - Miscellaneous_New_Space Heating_Natural Gas_Retrocommissioning_A_Achievable Technical Potential | F4 | Commercial | WA - Miscellaneous | New | Space Heating | Natural Gas | Retrocommissioning | A | Incremental Energy Savings (MWh or mTherms) | Achievable Technical Potential | 0 | 0 | 0 | 0 | 0 | 0 | 0 | 0 | 0 | 0 | 0 | 0 | 0 | 0 | 0 | 0 | 0 | 0 | 0 | 0 | 0 | 0 | 0 | 0 | 0 | 0 | 0
F5_Commercial_WA - Miscellaneous_New_Space Heating_Natural Gas_Retrocommissioning_A_Achievable Technical Potential | F5 | Commercial | WA - Miscellaneous | New | Space Heating | Natural Gas | Retrocommissioning | A | Incremental Summer Peak Savings (MW) | Achievable Technical Potential | 0 | 0 | 0 | 0 | 0 | 0 | 0 | 0 | 0 | 0 | 0 | 0 | 0 | 0 | 0 | 0 | 0 | 0 | 0 | 0 | 0 | 0 | 0 | 0 | 0 | 0 | 0
F6_Commercial_WA - Miscellaneous_New_Space Heating_Natural Gas_Retrocommissioning_A_Achievable Technical Potential | F6 | Commercial | WA - Miscellaneous | New | Space Heating | Natural Gas | Retrocommissioning | A | Incremental Winter Peak Savings (MW) | Achievable Technical Potential | 0 | 0 | 0 | 0 | 0 | 0 | 0 | 0 | 0 | 0 | 0 | 0 | 0 | 0 | 0 | 0 | 0 | 0 | 0 | 0 | 0 | 0 | 0 | 0 | 0 | 0 | 0
F7_Commercial_WA - Miscellaneous_New_Space Heating_Natural Gas_Retrocommissioning_A_Achievable Technical Potential | F7 | Commercial | WA - Miscellaneous | New | Space Heating | Natural Gas | Retrocommissioning | A | Cumulative Energy Savings (MWh or mTherms) | Achievable Technical Potential | 0 | 0 | 0 | 0 | 0 | 0 | 0 | 0 | 0 | 0 | 0 | 0 | 0 | 0 | 0 | 0 | 0 | 0 | 0 | 0 | 0 | 0 | 0 | 0 | 0 | 0 | 0
F8_Commercial_WA - Miscellaneous_New_Space Heating_Natural Gas_Retrocommissioning_A_Achievable Technical Potential | F8 | Commercial | WA - Miscellaneous | New | Space Heating | Natural Gas | Retrocommissioning | A | Cumulative Summer Peak Savings (MW) | Achievable Technical Potential | 0 | 0 | 0 | 0 | 0 | 0 | 0 | 0 | 0 | 0 | 0 | 0 | 0 | 0 | 0 | 0 | 0 | 0 | 0 | 0 | 0 | 0 | 0 | 0 | 0 | 0 | 0
F9_Commercial_WA - Miscellaneous_New_Space Heating_Natural Gas_Retrocommissioning_A_Achievable Technical Potential | F9 | Commercial | WA - Miscellaneous | New | Space Heating | Natural Gas | Retrocommissioning | A | Cumulative Winter Peak Savings (MW) | Achievable Technical Potential | 0 | 0 | 0 | 0 | 0 | 0 | 0 | 0 | 0 | 0 | 0 | 0 | 0 | 0 | 0 | 0 | 0 | 0 | 0 | 0 | 0 | 0 | 0 | 0 | 0 | 0 | 0
F10_Commercial_WA - Miscellaneous_New_Space Heating_Natural Gas_Retrocommissioning_A_Achievable Technical Potential | F10 | Commercial | WA - Miscellaneous | New | Space Heating | Natural Gas | Retrocommissioning | A | Purchases (Incremental) | Achievable Technical Potential | 0 | 0 | 0 | 0 | 0 | 0 | 0 | 0 | 0 | 0 | 0 | 0 | 0 | 0 | 0 | 0 | 0 | 0 | 0 | 0 | 0 | 0 | 0 | 0 | 0 | 0 | 0
F11_Commercial_WA - Miscellaneous_New_Space Heating_Natural Gas_Retrocommissioning_A_Achievable Technical Potential | F11 | Commercial | WA - Miscellaneous | New | Space Heating | Natural Gas | Retrocommissioning | A | Purchases (Cumulative) | Achievable Technical Potential | 0 | 0 | 0 | 0 | 0 | 0 | 0 | 0 | 0 | 0 | 0 | 0 | 0 | 0 | 0 | 0 | 0 | 0 | 0 | 0 | 0 | 0 | 0 | 0 | 0 | 0 | 0
F1_Commercial_WA - Miscellaneous_New_Water Heating_Natural Gas_Retrocommissioning_A_Achievable Technical Potential | F1 | Commercial | WA - Miscellaneous | New | Water Heating | Natural Gas | Retrocommissioning | A | Integrated Unit Energy Savings (kWh or therms) | Achievable Technical Potential | 0 | 0 | 0 | 0 | 0 | 0 | 0 | 0 | 0 | 0 | 0 | 0 | 0 | 0 | 0 | 0 | 0 | 0 | 0 | 0 | 0 | 0 | 0 | 0 | 0 | 0 | 0
F2_Commercial_WA - Miscellaneous_New_Water Heating_Natural Gas_Retrocommissioning_A_Achievable Technical Potential | F2 | Commercial | WA - Miscellaneous | New | Water Heating | Natural Gas | Retrocommissioning | A | Integrated Unit Summer Peak Savings (kW) | Achievable Technical Potential | 0 | 0 | 0 | 0 | 0 | 0 | 0 | 0 | 0 | 0 | 0 | 0 | 0 | 0 | 0 | 0 | 0 | 0 | 0 | 0 | 0 | 0 | 0 | 0 | 0 | 0 | 0
F3_Commercial_WA - Miscellaneous_New_Water Heating_Natural Gas_Retrocommissioning_A_Achievable Technical Potential | F3 | Commercial | WA - Miscellaneous | New | Water Heating | Natural Gas | Retrocommissioning | A | Integrated Unit Winter Peak Savings (kW) | Achievable Technical Potential | 0 | 0 | 0 | 0 | 0 | 0 | 0 | 0 | 0 | 0 | 0 | 0 | 0 | 0 | 0 | 0 | 0 | 0 | 0 | 0 | 0 | 0 | 0 | 0 | 0 | 0 | 0
F4_Commercial_WA - Miscellaneous_New_Water Heating_Natural Gas_Retrocommissioning_A_Achievable Technical Potential | F4 | Commercial | WA - Miscellaneous | New | Water Heating | Natural Gas | Retrocommissioning | A | Incremental Energy Savings (MWh or mTherms) | Achievable Technical Potential | 0 | 0 | 0 | 0 | 0 | 0 | 0 | 0 | 0 | 0 | 0 | 0 | 0 | 0 | 0 | 0 | 0 | 0 | 0 | 0 | 0 | 0 | 0 | 0 | 0 | 0 | 0
F5_Commercial_WA - Miscellaneous_New_Water Heating_Natural Gas_Retrocommissioning_A_Achievable Technical Potential | F5 | Commercial | WA - Miscellaneous | New | Water Heating | Natural Gas | Retrocommissioning | A | Incremental Summer Peak Savings (MW) | Achievable Technical Potential | 0 | 0 | 0 | 0 | 0 | 0 | 0 | 0 | 0 | 0 | 0 | 0 | 0 | 0 | 0 | 0 | 0 | 0 | 0 | 0 | 0 | 0 | 0 | 0 | 0 | 0 | 0
F6_Commercial_WA - Miscellaneous_New_Water Heating_Natural Gas_Retrocommissioning_A_Achievable Technical Potential | F6 | Commercial | WA - Miscellaneous | New | Water Heating | Natural Gas | Retrocommissioning | A | Incremental Winter Peak Savings (MW) | Achievable Technical Potential | 0 | 0 | 0 | 0 | 0 | 0 | 0 | 0 | 0 | 0 | 0 | 0 | 0 | 0 | 0 | 0 | 0 | 0 | 0 | 0 | 0 | 0 | 0 | 0 | 0 | 0 | 0
F7_Commercial_WA - Miscellaneous_New_Water Heating_Natural Gas_Retrocommissioning_A_Achievable Technical Potential | F7 | Commercial | WA - Miscellaneous | New | Water Heating | Natural Gas | Retrocommissioning | A | Cumulative Energy Savings (MWh or mTherms) | Achievable Technical Potential | 0 | 0 | 0 | 0 | 0 | 0 | 0 | 0 | 0 | 0 | 0 | 0 | 0 | 0 | 0 | 0 | 0 | 0 | 0 | 0 | 0 | 0 | 0 | 0 | 0 | 0 | 0
F8_Commercial_WA - Miscellaneous_New_Water Heating_Natural Gas_Retrocommissioning_A_Achievable Technical Potential | F8 | Commercial | WA - Miscellaneous | New | Water Heating | Natural Gas | Retrocommissioning | A | Cumulative Summer Peak Savings (MW) | Achievable Technical Potential | 0 | 0 | 0 | 0 | 0 | 0 | 0 | 0 | 0 | 0 | 0 | 0 | 0 | 0 | 0 | 0 | 0 | 0 | 0 | 0 | 0 | 0 | 0 | 0 | 0 | 0 | 0
F9_Commercial_WA - Miscellaneous_New_Water Heating_Natural Gas_Retrocommissioning_A_Achievable Technical Potential | F9 | Commercial | WA - Miscellaneous | New | Water Heating | Natural Gas | Retrocommissioning | A | Cumulative Winter Peak Savings (MW) | Achievable Technical Potential | 0 | 0 | 0 | 0 | 0 | 0 | 0 | 0 | 0 | 0 | 0 | 0 | 0 | 0 | 0 | 0 | 0 | 0 | 0 | 0 | 0 | 0 | 0 | 0 | 0 | 0 | 0
F10_Commercial_WA - Miscellaneous_New_Water Heating_Natural Gas_Retrocommissioning_A_Achievable Technical Potential | F10 | Commercial | WA - Miscellaneous | New | Water Heating | Natural Gas | Retrocommissioning | A | Purchases (Incremental) | Achievable Technical Potential | 0 | 0 | 0 | 0 | 0 | 0 | 0 | 0 | 0 | 0 | 0 | 0 | 0 | 0 | 0 | 0 | 0 | 0 | 0 | 0 | 0 | 0 | 0 | 0 | 0 | 0 | 0
F11_Commercial_WA - Miscellaneous_New_Water Heating_Natural Gas_Retrocommissioning_A_Achievable Technical Potential | F11 | Commercial | WA - Miscellaneous | New | Water Heating | Natural Gas | Retrocommissioning | A | Purchases (Cumulative) | Achievable Technical Potential | 0 | 0 | 0 | 0 | 0 | 0 | 0 | 0 | 0 | 0 | 0 | 0 | 0 | 0 | 0 | 0 | 0 | 0 | 0 | 0 | 0 | 0 | 0 | 0 | 0 | 0 | 0
F1_Commercial_WA - Health_Existing_Space Heating_Natural Gas_Insulation - Ceiling_A_Achievable Technical Potential | F1 | Commercial | WA - Health | Existing | Space Heating | Natural Gas | Insulation - Ceiling | A | Integrated Unit Energy Savings (kWh or therms) | Achievable Technical Potential | 0 | 0 | 0.12135 | 0.12049 | 0.11929 | 0.11787 | 0.11625 | 0.1144 | 0.11225 | 0.10979 | 0.107 | 0.10388 | 0.10047 | 0.096878 | 0.093218 | 0.08965 | 0.086319 | 0.083343 | 0.080973 | 0.079242 | 0.077845 | 0.076865 | 0.075987 | 0.075543 | 0.07512 | 0.074715 | 0.074326
F2_Commercial_WA - Health_Existing_Space Heating_Natural Gas_Insulation - Ceiling_A_Achievable Technical Potential | F2 | Commercial | WA - Health | Existing | Space Heating | Natural Gas | Insulation - Ceiling | A | Integrated Unit Summer Peak Savings (kW) | Achievable Technical Potential | 0 | 0 | 0 | 0 | 0 | 0 | 0 | 0 | 0 | 0 | 0 | 0 | 0 | 0 | 0 | 0 | 0 | 0 | 0 | 0 | 0 | 0 | 0 | 0 | 0 | 0 | 0
F3_Commercial_WA - Health_Existing_Space Heating_Natural Gas_Insulation - Ceiling_A_Achievable Technical Potential | F3 | Commercial | WA - Health | Existing | Space Heating | Natural Gas | Insulation - Ceiling | A | Integrated Unit Winter Peak Savings (kW) | Achievable Technical Potential | 0 | 0 | 0 | 0 | 0 | 0 | 0 | 0 | 0 | 0 | 0 | 0 | 0 | 0 | 0 | 0 | 0 | 0 | 0 | 0 | 0 | 0 | 0 | 0 | 0 | 0 | 0
F4_Commercial_WA - Health_Existing_Space Heating_Natural Gas_Insulation - Ceiling_A_Achievable Technical Potential | F4 | Commercial | WA - Health | Existing | Space Heating | Natural Gas | Insulation - Ceiling | A | Incremental Energy Savings (MWh or mTherms) | Achievable Technical Potential | 0 | 0 | 0 | 0.83482 | 0.44475 | 1.4866 | 2.385 | 3.5623 | 5.0062 | 6.6606 | 8.4153 | 10.1044 | 11.5247 | 12.4674 | 12.762 | 12.3248 | 11.1864 | 9.4963 | 7.5104 | 5.4936 | 3.954 | 2.1303 | 1.6847 | 0 | 0 | 0 | 0
F5_Commercial_WA - Health_Existing_Space Heating_Natural Gas_Insulation - Ceiling_A_Achievable Technical Potential | F5 | Commercial | WA - Health | Existing | Space Heating | Natural Gas | Insulation - Ceiling | A | Incremental Summer Peak Savings (MW) | Achievable Technical Potential | 0 | 0 | 0 | 0 | 0 | 0 | 0 | 0 | 0 | 0 | 0 | 0 | 0 | 0 | 0 | 0 | 0 | 0 | 0 | 0 | 0 | 0 | 0 | 0 | 0 | 0 | 0
F6_Commercial_WA - Health_Existing_Space Heating_Natural Gas_Insulation - Ceiling_A_Achievable Technical Potential | F6 | Commercial | WA - Health | Existing | Space Heating | Natural Gas | Insulation - Ceiling | A | Incremental Winter Peak Savings (MW) | Achievable Technical Potential | 0 | 0 | 0 | 0 | 0 | 0 | 0 | 0 | 0 | 0 | 0 | 0 | 0 | 0 | 0 | 0 | 0 | 0 | 0 | 0 | 0 | 0 | 0 | 0 | 0 | 0 | 0
F7_Commercial_WA - Health_Existing_Space Heating_Natural Gas_Insulation - Ceiling_A_Achievable Technical Potential | F7 | Commercial | WA - Health | Existing | Space Heating | Natural Gas | Insulation - Ceiling | A | Cumulative Energy Savings (MWh or mTherms) | Achievable Technical Potential | 0 | 0 | 0 | 0.83482 | 1.2713 | 2.7427 | 5.0902 | 8.5712 | 13.4165 | 19.7832 | 27.696 | 36.992 | 47.3033 | 58.0785 | 68.6468 | 78.344 | 86.6189 | 93.1293 | 97.9914 | 101.3906 | 103.5572 | 104.3834 | 104.8754 | 104.263 | 103.6787 | 103.1198 | 102.5837
F8_Commercial_WA - Health_Existing_Space Heating_Natural Gas_Insulation - Ceiling_A_Achievable Technical Potential | F8 | Commercial | WA - Health | Existing | Space Heating | Natural Gas | Insulation - Ceiling | A | Cumulative Summer Peak Savings (MW) | Achievable Technical Potential | 0 | 0 | 0 | 0 | 0 | 0 | 0 | 0 | 0 | 0 | 0 | 0 | 0 | 0 | 0 | 0 | 0 | 0 | 0 | 0 | 0 | 0 | 0 | 0 | 0 | 0 | 0
F9_Commercial_WA - Health_Existing_Space Heating_Natural Gas_Insulation - Ceiling_A_Achievable Technical Potential | F9 | Commercial | WA - Health | Existing | Space Heating | Natural Gas | Insulation - Ceiling | A | Cumulative Winter Peak Savings (MW) | Achievable Technical Potential | 0 | 0 | 0 | 0 | 0 | 0 | 0 | 0 | 0 | 0 | 0 | 0 | 0 | 0 | 0 | 0 | 0 | 0 | 0 | 0 | 0 | 0 | 0 | 0 | 0 | 0 | 0
F10_Commercial_WA - Health_Existing_Space Heating_Natural Gas_Insulation - Ceiling_A_Achievable Technical Potential | F10 | Commercial | WA - Health | Existing | Space Heating | Natural Gas | Insulation - Ceiling | A | Purchases (Incremental) | Achievable Technical Potential | 0 | 0 | 0 | 6928.6096 | 3728.2275 | 12612.2235 | 20515.5102 | 31139.6791 | 44598.6743 | 60666.4448 | 78645.6236 | 97271.082 | 114705.7125 | 128692.355 | 136904.4357 | 137475.9937 | 129594.3089 | 113942.3821 | 92751.3101 | 69327.0654 | 50793.4121 | 27714.4385 | 22171.5508 | 0 | 0 | 0 | 0
F11_Commercial_WA - Health_Existing_Space Heating_Natural Gas_Insulation - Ceiling_A_Achievable Technical Potential | F11 | Commercial | WA - Health | Existing | Space Heating | Natural Gas | Insulation - Ceiling | A | Purchases (Cumulative) | Achievable Technical Potential | 0 | 0 | 0 | 6928.6096 | 10656.8372 | 23269.0607 | 43784.5709 | 74924.25 | 119522.9242 | 180189.369 | 258834.9926 | 356106.0745 | 470811.787 | 599504.142 | 736408.5778 | 873884.5714 | 1003478.8803 | 1117421.2624 | 1210172.5725 | 1279499.638 | 1330293.05 | 1358007.4886 | 1380179.0394 | 1380179.0394 | 1380179.0394 | 1380179.0394 | 1380179.0394
F1_Commercial_WA - Health_Existing_Space Heating_Natural Gas_Insulation - Ducting_A_Achievable Technical Potential | F1 | Commercial | WA - Health | Existing | Space Heating | Natural Gas | Insulation - Ducting | A | Integrated Unit Energy Savings (kWh or therms) | Achievable Technical Potential | 0 | 0 | 0 | 0 | 0 | 0 | 0 | 0 | 0 | 0 | 0 | 0 | 0 | 0 | 0 | 0 | 0 | 0 | 0 | 0 | 0 | 0 | 0 | 0 | 0 | 0 | 0
F2_Commercial_WA - Health_Existing_Space Heating_Natural Gas_Insulation - Ducting_A_Achievable Technical Potential | F2 | Commercial | WA - Health | Existing | Space Heating | Natural Gas | Insulation - Ducting | A | Integrated Unit Summer Peak Savings (kW) | Achievable Technical Potential | 0 | 0 | 0 | 0 | 0 | 0 | 0 | 0 | 0 | 0 | 0 | 0 | 0 | 0 | 0 | 0 | 0 | 0 | 0 | 0 | 0 | 0 | 0 | 0 | 0 | 0 | 0
F3_Commercial_WA - Health_Existing_Space Heating_Natural Gas_Insulation - Ducting_A_Achievable Technical Potential | F3 | Commercial | WA - Health | Existing | Space Heating | Natural Gas | Insulation - Ducting | A | Integrated Unit Winter Peak Savings (kW) | Achievable Technical Potential | 0 | 0 | 0 | 0 | 0 | 0 | 0 | 0 | 0 | 0 | 0 | 0 | 0 | 0 | 0 | 0 | 0 | 0 | 0 | 0 | 0 | 0 | 0 | 0 | 0 | 0 | 0
F4_Commercial_WA - Health_Existing_Space Heating_Natural Gas_Insulation - Ducting_A_Achievable Technical Potential | F4 | Commercial | WA - Health | Existing | Space Heating | Natural Gas | Insulation - Ducting | A | Incremental Energy Savings (MWh or mTherms) | Achievable Technical Potential | 0 | 0 | 0 | 0 | 0 | 0 | 0 | 0 | 0 | 0 | 0 | 0 | 0 | 0 | 0 | 0 | 0 | 0 | 0 | 0 | 0 | 0 | 0 | 0 | 0 | 0 | 0
F5_Commercial_WA - Health_Existing_Space Heating_Natural Gas_Insulation - Ducting_A_Achievable Technical Potential | F5 | Commercial | WA - Health | Existing | Space Heating | Natural Gas | Insulation - Ducting | A | Incremental Summer Peak Savings (MW) | Achievable Technical Potential | 0 | 0 | 0 | 0 | 0 | 0 | 0 | 0 | 0 | 0 | 0 | 0 | 0 | 0 | 0 | 0 | 0 | 0 | 0 | 0 | 0 | 0 | 0 | 0 | 0 | 0 | 0
F6_Commercial_WA - Health_Existing_Space Heating_Natural Gas_Insulation - Ducting_A_Achievable Technical Potential | F6 | Commercial | WA - Health | Existing | Space Heating | Natural Gas | Insulation - Ducting | A | Incremental Winter Peak Savings (MW) | Achievable Technical Potential | 0 | 0 | 0 | 0 | 0 | 0 | 0 | 0 | 0 | 0 | 0 | 0 | 0 | 0 | 0 | 0 | 0 | 0 | 0 | 0 | 0 | 0 | 0 | 0 | 0 | 0 | 0
F7_Commercial_WA - Health_Existing_Space Heating_Natural Gas_Insulation - Ducting_A_Achievable Technical Potential | F7 | Commercial | WA - Health | Existing | Space Heating | Natural Gas | Insulation - Ducting | A | Cumulative Energy Savings (MWh or mTherms) | Achievable Technical Potential | 0 | 0 | 0 | 0 | 0 | 0 | 0 | 0 | 0 | 0 | 0 | 0 | 0 | 0 | 0 | 0 | 0 | 0 | 0 | 0 | 0 | 0 | 0 | 0 | 0 | 0 | 0
F8_Commercial_WA - Health_Existing_Space Heating_Natural Gas_Insulation - Ducting_A_Achievable Technical Potential | F8 | Commercial | WA - Health | Existing | Space Heating | Natural Gas | Insulation - Ducting | A | Cumulative Summer Peak Savings (MW) | Achievable Technical Potential | 0 | 0 | 0 | 0 | 0 | 0 | 0 | 0 | 0 | 0 | 0 | 0 | 0 | 0 | 0 | 0 | 0 | 0 | 0 | 0 | 0 | 0 | 0 | 0 | 0 | 0 | 0
F9_Commercial_WA - Health_Existing_Space Heating_Natural Gas_Insulation - Ducting_A_Achievable Technical Potential | F9 | Commercial | WA - Health | Existing | Space Heating | Natural Gas | Insulation - Ducting | A | Cumulative Winter Peak Savings (MW) | Achievable Technical Potential | 0 | 0 | 0 | 0 | 0 | 0 | 0 | 0 | 0 | 0 | 0 | 0 | 0 | 0 | 0 | 0 | 0 | 0 | 0 | 0 | 0 | 0 | 0 | 0 | 0 | 0 | 0
F10_Commercial_WA - Health_Existing_Space Heating_Natural Gas_Insulation - Ducting_A_Achievable Technical Potential | F10 | Commercial | WA - Health | Existing | Space Heating | Natural Gas | Insulation - Ducting | A | Purchases (Incremental) | Achievable Technical Potential | 0 | 0 | 0 | 5652.2868 | 3041.4488 | 10288.9192 | 16736.3373 | 25403.4224 | 36383.129 | 49491.047 | 64158.2719 | 79352.7248 | 93575.7128 | 104985.8685 | 111685.1976 | 112151.4685 | 105721.673 | 92952.9959 | 75665.5425 | 56556.2902 | 41436.7309 | 22609.1472 | 18087.3178 | 0 | 0 | 0 | 0
F11_Commercial_WA - Health_Existing_Space Heating_Natural Gas_Insulation - Ducting_A_Achievable Technical Potential | F11 | Commercial | WA - Health | Existing | Space Heating | Natural Gas | Insulation - Ducting | A | Purchases (Cumulative) | Achievable Technical Potential | 0 | 0 | 0 | 5652.2868 | 8693.7356 | 18982.6548 | 35718.992 | 61122.4144 | 97505.5434 | 146996.5905 | 211154.8624 | 290507.5871 | 384083.2999 | 489069.1685 | 600754.3661 | 712905.8346 | 818627.5076 | 911580.5036 | 987246.046 | 1043802.3362 | 1085239.0671 | 1107848.2144 | 1125935.5322 | 1125935.5322 | 1125935.5322 | 1125935.5322 | 1125935.5322
F1_Commercial_WA - Health_Existing_Space Heating_Natural Gas_Insulation - Wall Cavity_A_Achievable Technical Potential | F1 | Commercial | WA - Health | Existing | Space Heating | Natural Gas | Insulation - Wall Cavity | A | Integrated Unit Energy Savings (kWh or therms) | Achievable Technical Potential | 0 | 0 | 0.48541 | 0.48386 | 0.48204 | 0.48004 | 0.47787 | 0.47554 | 0.47304 | 0.47043 | 0.46774 | 0.46488 | 0.46186 | 0.45873 | 0.45549 | 0.45218 | 0.44886 | 0.44556 | 0.44231 | 0.43928 | 0.43638 | 0.43362 | 0.43098 | 0.42847 | 0.42607 | 0.42378 | 0.42158
F2_Commercial_WA - Health_Existing_Space Heating_Natural Gas_Insulation - Wall Cavity_A_Achievable Technical Potential | F2 | Commercial | WA - Health | Existing | Space Heating | Natural Gas | Insulation - Wall Cavity | A | Integrated Unit Summer Peak Savings (kW) | Achievable Technical Potential | 0 | 0 | 0 | 0 | 0 | 0 | 0 | 0 | 0 | 0 | 0 | 0 | 0 | 0 | 0 | 0 | 0 | 0 | 0 | 0 | 0 | 0 | 0 | 0 | 0 | 0 | 0
F3_Commercial_WA - Health_Existing_Space Heating_Natural Gas_Insulation - Wall Cavity_A_Achievable Technical Potential | F3 | Commercial | WA - Health | Existing | Space Heating | Natural Gas | Insulation - Wall Cavity | A | Integrated Unit Winter Peak Savings (kW) | Achievable Technical Potential | 0 | 0 | 0 | 0 | 0 | 0 | 0 | 0 | 0 | 0 | 0 | 0 | 0 | 0 | 0 | 0 | 0 | 0 | 0 | 0 | 0 | 0 | 0 | 0 | 0 | 0 | 0
F4_Commercial_WA - Health_Existing_Space Heating_Natural Gas_Insulation - Wall Cavity_A_Achievable Technical Potential | F4 | Commercial | WA - Health | Existing | Space Heating | Natural Gas | Insulation - Wall Cavity | A | Incremental Energy Savings (MWh or mTherms) | Achievable Technical Potential | 0 | 0 | 0 | 1.742 | 0.93383 | 3.1459 | 5.0942 | 7.6945 | 10.9623 | 14.8296 | 19.1143 | 23.4965 | 27.5283 | 30.6758 | 32.4023 | 32.3017 | 30.226 | 26.3798 | 21.3172 | 15.8245 | 11.5175 | 6.2444 | 4.9651 | 0 | 0 | 0 | 0
F5_Commercial_WA - Health_Existing_Space Heating_Natural Gas_Insulation - Wall Cavity_A_Achievable Technical Potential | F5 | Commercial | WA - Health | Existing | Space Heating | Natural Gas | Insulation - Wall Cavity | A | Incremental Summer Peak Savings (MW) | Achievable Technical Potential | 0 | 0 | 0 | 0 | 0 | 0 | 0 | 0 | 0 | 0 | 0 | 0 | 0 | 0 | 0 | 0 | 0 | 0 | 0 | 0 | 0 | 0 | 0 | 0 | 0 | 0 | 0
F6_Commercial_WA - Health_Existing_Space Heating_Natural Gas_Insulation - Wall Cavity_A_Achievable Technical Potential | F6 | Commercial | WA - Health | Existing | Space Heating | Natural Gas | Insulation - Wall Cavity | A | Incremental Winter Peak Savings (MW) | Achievable Technical Potential | 0 | 0 | 0 | 0 | 0 | 0 | 0 | 0 | 0 | 0 | 0 | 0 | 0 | 0 | 0 | 0 | 0 | 0 | 0 | 0 | 0 | 0 | 0 | 0 | 0 | 0 | 0
F7_Commercial_WA - Health_Existing_Space Heating_Natural Gas_Insulation - Wall Cavity_A_Achievable Technical Potential | F7 | Commercial | WA - Health | Existing | Space Heating | Natural Gas | Insulation - Wall Cavity | A | Cumulative Energy Savings (MWh or mTherms) | Achievable Technical Potential | 0 | 0 | 0 | 1.742 | 2.6693 | 5.8041 | 10.8721 | 18.5136 | 29.3785 | 44.0464 | 62.9081 | 86.0198 | 112.9906 | 142.9012 | 174.2917 | 205.3301 | 234.0467 | 258.704 | 278.1359 | 292.0569 | 301.646 | 305.9776 | 309.0806 | 307.2796 | 305.5613 | 303.9173 | 302.3406
F8_Commercial_WA - Health_Existing_Space Heating_Natural Gas_Insulation - Wall Cavity_A_Achievable Technical Potential | F8 | Commercial | WA - Health | Existing | Space Heating | Natural Gas | Insulation - Wall Cavity | A | Cumulative Summer Peak Savings (MW) | Achievable Technical Potential | 0 | 0 | 0 | 0 | 0 | 0 | 0 | 0 | 0 | 0 | 0 | 0 | 0 | 0 | 0 | 0 | 0 | 0 | 0 | 0 | 0 | 0 | 0 | 0 | 0 | 0 | 0
F9_Commercial_WA - Health_Existing_Space Heating_Natural Gas_Insulation - Wall Cavity_A_Achievable Technical Potential | F9 | Commercial | WA - Health | Existing | Space Heating | Natural Gas | Insulation - Wall Cavity | A | Cumulative Winter Peak Savings (MW) | Achievable Technical Potential | 0 | 0 | 0 | 0 | 0 | 0 | 0 | 0 | 0 | 0 | 0 | 0 | 0 | 0 | 0 | 0 | 0 | 0 | 0 | 0 | 0 | 0 | 0 | 0 | 0 | 0 | 0
F10_Commercial_WA - Health_Existing_Space Heating_Natural Gas_Insulation - Wall Cavity_A_Achievable Technical Potential | F10 | Commercial | WA - Health | Existing | Space Heating | Natural Gas | Insulation - Wall Cavity | A | Purchases (Incremental) | Achievable Technical Potential | 0 | 0 | 0 | 3600.2164 | 1937.2467 | 6553.5131 | 10660.1874 | 16180.6755 | 23174.1847 | 31523.2554 | 40865.5243 | 50543.6105 | 59602.9235 | 66870.6067 | 71137.7353 | 71434.7259 | 67339.2764 | 59206.2848 | 48195.0648 | 36023.4524 | 26393.0696 | 14400.8657 | 11520.6926 | 0 | 0 | 0 | 0
F11_Commercial_WA - Health_Existing_Space Heating_Natural Gas_Insulation - Wall Cavity_A_Achievable Technical Potential | F11 | Commercial | WA - Health | Existing | Space Heating | Natural Gas | Insulation - Wall Cavity | A | Purchases (Cumulative) | Achievable Technical Potential | 0 | 0 | 0 | 3600.2164 | 5537.4631 | 12090.9762 | 22751.1636 | 38931.8391 | 62106.0238 | 93629.2791 | 134494.8035 | 185038.414 | 244641.3375 | 311511.9443 | 382649.6795 | 454084.4055 | 521423.6819 | 580629.9667 | 628825.0315 | 664848.4839 | 691241.5535 | 705642.4192 | 717163.1117 | 717163.1117 | 717163.1117 | 717163.1117 | 717163.1117
F1_Commercial_WA - Health_Existing_Space Heating_Natural Gas_Green Roof - Vegetated Rooftop_A_Achievable Technical Potential | F1 | Commercial | WA - Health | Existing | Space Heating | Natural Gas | Green Roof - Vegetated Rooftop | A | Integrated Unit Energy Savings (kWh or therms) | Achievable Technical Potential | 0 | 0 | 0.0066305 | 0.006526 | 0.0063667 | 0.0061907 | 0.0060108 | 0.005822 | 0.005618 | 0.0053962 | 0.0051594 | 0.0049113 | 0.0046583 | 0.0044091 | 0.0041692 | 0.0039443 | 0.003739 | 0.0035587 | 0.003413 | 0.0033021 | 0.0032105 | 0.0031419 | 0.0030793 | 0.0030613 | 0.0030441 | 0.0030276 | 0.0030119
F2_Commercial_WA - Health_Existing_Space Heating_Natural Gas_Green Roof - Vegetated Rooftop_A_Achievable Technical Potential | F2 | Commercial | WA - Health | Existing | Space Heating | Natural Gas | Green Roof - Vegetated Rooftop | A | Integrated Unit Summer Peak Savings (kW) | Achievable Technical Potential | 0 | 0 | 0 | 0 | 0 | 0 | 0 | 0 | 0 | 0 | 0 | 0 | 0 | 0 | 0 | 0 | 0 | 0 | 0 | 0 | 0 | 0 | 0 | 0 | 0 | 0 | 0
F3_Commercial_WA - Health_Existing_Space Heating_Natural Gas_Green Roof - Vegetated Rooftop_A_Achievable Technical Potential | F3 | Commercial | WA - Health | Existing | Space Heating | Natural Gas | Green Roof - Vegetated Rooftop | A | Integrated Unit Winter Peak Savings (kW) | Achievable Technical Potential | 0 | 0 | 0 | 0 | 0 | 0 | 0 | 0 | 0 | 0 | 0 | 0 | 0 | 0 | 0 | 0 | 0 | 0 | 0 | 0 | 0 | 0 | 0 | 0 | 0 | 0 | 0
F4_Commercial_WA - Health_Existing_Space Heating_Natural Gas_Green Roof - Vegetated Rooftop_A_Achievable Technical Potential | F4 | Commercial | WA - Health | Existing | Space Heating | Natural Gas | Green Roof - Vegetated Rooftop | A | Incremental Energy Savings (MWh or mTherms) | Achievable Technical Potential | 0 | 0 | 0 | 0 | 0 | 0 | 0 | 0 | 0 | 0 | 0 | 0 | 0 | 0 | 0 | 0 | 0 | 0 | 0 | 0 | 0 | 0 | 0 | 0 | 0 | 0 | 0
F5_Commercial_WA - Health_Existing_Space Heating_Natural Gas_Green Roof - Vegetated Rooftop_A_Achievable Technical Potential | F5 | Commercial | WA - Health | Existing | Space Heating | Natural Gas | Green Roof - Vegetated Rooftop | A | Incremental Summer Peak Savings (MW) | Achievable Technical Potential | 0 | 0 | 0 | 0 | 0 | 0 | 0 | 0 | 0 | 0 | 0 | 0 | 0 | 0 | 0 | 0 | 0 | 0 | 0 | 0 | 0 | 0 | 0 | 0 | 0 | 0 | 0
F6_Commercial_WA - Health_Existing_Space Heating_Natural Gas_Green Roof - Vegetated Rooftop_A_Achievable Technical Potential | F6 | Commercial | WA - Health | Existing | Space Heating | Natural Gas | Green Roof - Vegetated Rooftop | A | Incremental Winter Peak Savings (MW) | Achievable Technical Potential | 0 | 0 | 0 | 0 | 0 | 0 | 0 | 0 | 0 | 0 | 0 | 0 | 0 | 0 | 0 | 0 | 0 | 0 | 0 | 0 | 0 | 0 | 0 | 0 | 0 | 0 | 0
F7_Commercial_WA - Health_Existing_Space Heating_Natural Gas_Green Roof - Vegetated Rooftop_A_Achievable Technical Potential | F7 | Commercial | WA - Health | Existing | Space Heating | Natural Gas | Green Roof - Vegetated Rooftop | A | Cumulative Energy Savings (MWh or mTherms) | Achievable Technical Potential | 0 | 0 | 0 | 0 | 0 | 0 | 0 | 0 | 0 | 0 | 0 | 0 | 0 | 0 | 0 | 0 | 0 | 0 | 0 | 0 | 0 | 0 | 0 | 0 | 0 | 0 | 0
F8_Commercial_WA - Health_Existing_Space Heating_Natural Gas_Green Roof - Vegetated Rooftop_A_Achievable Technical Potential | F8 | Commercial | WA - Health | Existing | Space Heating | Natural Gas | Green Roof - Vegetated Rooftop | A | Cumulative Summer Peak Savings (MW) | Achievable Technical Potential | 0 | 0 | 0 | 0 | 0 | 0 | 0 | 0 | 0 | 0 | 0 | 0 | 0 | 0 | 0 | 0 | 0 | 0 | 0 | 0 | 0 | 0 | 0 | 0 | 0 | 0 | 0
F9_Commercial_WA - Health_Existing_Space Heating_Natural Gas_Green Roof - Vegetated Rooftop_A_Achievable Technical Potential | F9 | Commercial | WA - Health | Existing | Space Heating | Natural Gas | Green Roof - Vegetated Rooftop | A | Cumulative Winter Peak Savings (MW) | Achievable Technical Potential | 0 | 0 | 0 | 0 | 0 | 0 | 0 | 0 | 0 | 0 | 0 | 0 | 0 | 0 | 0 | 0 | 0 | 0 | 0 | 0 | 0 | 0 | 0 | 0 | 0 | 0 | 0
F10_Commercial_WA - Health_Existing_Space Heating_Natural Gas_Green Roof - Vegetated Rooftop_A_Achievable Technical Potential | F10 | Commercial | WA - Health | Existing | Space Heating | Natural Gas | Green Roof - Vegetated Rooftop | A | Purchases (Incremental) | Achievable Technical Potential | 0 | 0 | 0 | 0 | 0 | 0 | 0 | 0 | 0 | 0 | 0 | 0 | 0 | 0 | 0 | 0 | 0 | 0 | 0 | 0 | 0 | 0 | 0 | 0 | 0 | 0 | 0
F11_Commercial_WA - Health_Existing_Space Heating_Natural Gas_Green Roof - Vegetated Rooftop_A_Achievable Technical Potential | F11 | Commercial | WA - Health | Existing | Space Heating | Natural Gas | Green Roof - Vegetated Rooftop | A | Purchases (Cumulative) | Achievable Technical Potential | 0 | 0 | 0 | 0 | 0 | 0 | 0 | 0 | 0 | 0 | 0 | 0 | 0 | 0 | 0 | 0 | 0 | 0 | 0 | 0 | 0 | 0 | 0 | 0 | 0 | 0 | 0
F1_Commercial_WA - Health_Existing_Space Heating_Natural Gas_Ducting - Repair and Sealing_A_Achievable Technical Potential | F1 | Commercial | WA - Health | Existing | Space Heating | Natural Gas | Ducting - Repair and Sealing | A | Integrated Unit Energy Savings (kWh or therms) | Achievable Technical Potential | 0 | 0 | 0.1901 | 0.18906 | 0.18773 | 0.18611 | 0.18424 | 0.18207 | 0.17952 | 0.17658 | 0.17321 | 0.1694 | 0.1652 | 0.16073 | 0.15612 | 0.15157 | 0.14728 | 0.14341 | 0.14017 | 0.13765 | 0.13556 | 0.13399 | 0.13258 | 0.13181 | 0.13107 | 0.13037 | 0.12969
F2_Commercial_WA - Health_Existing_Space Heating_Natural Gas_Ducting - Repair and Sealing_A_Achievable Technical Potential | F2 | Commercial | WA - Health | Existing | Space Heating | Natural Gas | Ducting - Repair and Sealing | A | Integrated Unit Summer Peak Savings (kW) | Achievable Technical Potential | 0 | 0 | 0 | 0 | 0 | 0 | 0 | 0 | 0 | 0 | 0 | 0 | 0 | 0 | 0 | 0 | 0 | 0 | 0 | 0 | 0 | 0 | 0 | 0 | 0 | 0 | 0
F3_Commercial_WA - Health_Existing_Space Heating_Natural Gas_Ducting - Repair and Sealing_A_Achievable Technical Potential | F3 | Commercial | WA - Health | Existing | Space Heating | Natural Gas | Ducting - Repair and Sealing | A | Integrated Unit Winter Peak Savings (kW) | Achievable Technical Potential | 0 | 0 | 0 | 0 | 0 | 0 | 0 | 0 | 0 | 0 | 0 | 0 | 0 | 0 | 0 | 0 | 0 | 0 | 0 | 0 | 0 | 0 | 0 | 0 | 0 | 0 | 0
F4_Commercial_WA - Health_Existing_Space Heating_Natural Gas_Ducting - Repair and Sealing_A_Achievable Technical Potential | F4 | Commercial | WA - Health | Existing | Space Heating | Natural Gas | Ducting - Repair and Sealing | A | Incremental Energy Savings (MWh or mTherms) | Achievable Technical Potential | 0 | 0 | 0 | 1.0686 | 0.57097 | 1.9149 | 3.0836 | 4.6251 | 6.5315 | 8.7389 | 11.1129 | 13.4425 | 15.459 | 16.874 | 17.4358 | 16.9988 | 15.5706 | 13.33 | 10.6061 | 7.7848 | 5.6172 | 2.2721 | 1.9948 | 0 | 0 | 0 | 0
F5_Commercial_WA - Health_Existing_Space Heating_Natural Gas_Ducting - Repair and Sealing_A_Achievable Technical Potential | F5 | Commercial | WA - Health | Existing | Space Heating | Natural Gas | Ducting - Repair and Sealing | A | Incremental Summer Peak Savings (MW) | Achievable Technical Potential | 0 | 0 | 0 | 0 | 0 | 0 | 0 | 0 | 0 | 0 | 0 | 0 | 0 | 0 | 0 | 0 | 0 | 0 | 0 | 0 | 0 | 0 | 0 | 0 | 0 | 0 | 0
F6_Commercial_WA - Health_Existing_Space Heating_Natural Gas_Ducting - Repair and Sealing_A_Achievable Technical Potential | F6 | Commercial | WA - Health | Existing | Space Heating | Natural Gas | Ducting - Repair and Sealing | A | Incremental Winter Peak Savings (MW) | Achievable Technical Potential | 0 | 0 | 0 | 0 | 0 | 0 | 0 | 0 | 0 | 0 | 0 | 0 | 0 | 0 | 0 | 0 | 0 | 0 | 0 | 0 | 0 | 0 | 0 | 0 | 0 | 0 | 0
F7_Commercial_WA - Health_Existing_Space Heating_Natural Gas_Ducting - Repair and Sealing_A_Achievable Technical Potential | F7 | Commercial | WA - Health | Existing | Space Heating | Natural Gas | Ducting - Repair and Sealing | A | Cumulative Energy Savings (MWh or mTherms) | Achievable Technical Potential | 0 | 0 | 0 | 1.0686 | 1.6321 | 3.5329 | 6.581 | 11.1283 | 17.5041 | 25.9561 | 36.5743 | 49.2125 | 63.4516 | 78.6062 | 93.7873 | 108.0554 | 120.5666 | 130.726 | 138.3833 | 143.6757 | 147.1165 | 147.6869 | 148.1289 | 147.2648 | 146.4403 | 145.6516 | 144.8952
F8_Commercial_WA - Health_Existing_Space Heating_Natural Gas_Ducting - Repair and Sealing_A_Achievable Technical Potential | F8 | Commercial | WA - Health | Existing | Space Heating | Natural Gas | Ducting - Repair and Sealing | A | Cumulative Summer Peak Savings (MW) | Achievable Technical Potential | 0 | 0 | 0 | 0 | 0 | 0 | 0 | 0 | 0 | 0 | 0 | 0 | 0 | 0 | 0 | 0 | 0 | 0 | 0 | 0 | 0 | 0 | 0 | 0 | 0 | 0 | 0
F9_Commercial_WA - Health_Existing_Space Heating_Natural Gas_Ducting - Repair and Sealing_A_Achievable Technical Potential | F9 | Commercial | WA - Health | Existing | Space Heating | Natural Gas | Ducting - Repair and Sealing | A | Cumulative Winter Peak Savings (MW) | Achievable Technical Potential | 0 | 0 | 0 | 0 | 0 | 0 | 0 | 0 | 0 | 0 | 0 | 0 | 0 | 0 | 0 | 0 | 0 | 0 | 0 | 0 | 0 | 0 | 0 | 0 | 0 | 0 | 0
F10_Commercial_WA - Health_Existing_Space Heating_Natural Gas_Ducting - Repair and Sealing_A_Achievable Technical Potential | F10 | Commercial | WA - Health | Existing | Space Heating | Natural Gas | Ducting - Repair and Sealing | A | Purchases (Incremental) | Achievable Technical Potential | 0 | 0 | 0 | 5652.2868 | 3041.4488 | 10288.9192 | 16736.3373 | 25403.4224 | 36383.129 | 49491.047 | 64158.2719 | 79352.7248 | 93575.7128 | 104985.8685 | 111685.1976 | 112151.4685 | 105721.673 | 92952.9959 | 75665.5425 | 56556.2902 | 41436.7309 | 16956.8604 | 15045.869 | 0 | 0 | 0 | 0
F11_Commercial_WA - Health_Existing_Space Heating_Natural Gas_Ducting - Repair and Sealing_A_Achievable Technical Potential | F11 | Commercial | WA - Health | Existing | Space Heating | Natural Gas | Ducting - Repair and Sealing | A | Purchases (Cumulative) | Achievable Technical Potential | 0 | 0 | 0 | 5652.2868 | 8693.7356 | 18982.6548 | 35718.992 | 61122.4144 | 97505.5434 | 146996.5905 | 211154.8624 | 290507.5871 | 384083.2999 | 489069.1685 | 600754.3661 | 712905.8346 | 818627.5076 | 911580.5036 | 987246.046 | 1043802.3362 | 1085239.0671 | 1102195.9276 | 1117241.7966 | 1117241.7966 | 1117241.7966 | 1117241.7966 | 1117241.7966
F1_Commercial_WA - Health_Existing_Space Heating_Natural Gas_Windows - High Efficiency Glazing_A_Achievable Technical Potential | F1 | Commercial | WA - Health | Existing | Space Heating | Natural Gas | Windows - High Efficiency Glazing | A | Integrated Unit Energy Savings (kWh or therms) | Achievable Technical Potential | 0 | 0 | 0.36881 | 0.36609 | 0.36241 | 0.35792 | 0.35275 | 0.34673 | 0.33966 | 0.33149 | 0.32213 | 0.31161 | 0.30012 | 0.288 | 0.27571 | 0.2638 | 0.25276 | 0.24299 | 0.23525 | 0.22962 | 0.22513 | 0.22206 | 0.21934 | 0.21805 | 0.21683 | 0.21566 | 0.21454
F2_Commercial_WA - Health_Existing_Space Heating_Natural Gas_Windows - High Efficiency Glazing_A_Achievable Technical Potential | F2 | Commercial | WA - Health | Existing | Space Heating | Natural Gas | Windows - High Efficiency Glazing | A | Integrated Unit Summer Peak Savings (kW) | Achievable Technical Potential | 0 | 0 | 0 | 0 | 0 | 0 | 0 | 0 | 0 | 0 | 0 | 0 | 0 | 0 | 0 | 0 | 0 | 0 | 0 | 0 | 0 | 0 | 0 | 0 | 0 | 0 | 0
F3_Commercial_WA - Health_Existing_Space Heating_Natural Gas_Windows - High Efficiency Glazing_A_Achievable Technical Potential | F3 | Commercial | WA - Health | Existing | Space Heating | Natural Gas | Windows - High Efficiency Glazing | A | Integrated Unit Winter Peak Savings (kW) | Achievable Technical Potential | 0 | 0 | 0 | 0 | 0 | 0 | 0 | 0 | 0 | 0 | 0 | 0 | 0 | 0 | 0 | 0 | 0 | 0 | 0 | 0 | 0 | 0 | 0 | 0 | 0 | 0 | 0
F4_Commercial_WA - Health_Existing_Space Heating_Natural Gas_Windows - High Efficiency Glazing_A_Achievable Technical Potential | F4 | Commercial | WA - Health | Existing | Space Heating | Natural Gas | Windows - High Efficiency Glazing | A | Incremental Energy Savings (MWh or mTherms) | Achievable Technical Potential | 0 | 0 | 0 | 0.33182 | 0.17675 | 0.59053 | 0.94671 | 1.4124 | 1.9817 | 2.6307 | 3.3142 | 3.9652 | 4.5034 | 4.8486 | 4.9379 | 4.7442 | 4.285 | 3.6219 | 2.8544 | 2.0824 | 1.4959 | 0.80508 | 0.63616 | 0 | 0 | 0 | 0
F5_Commercial_WA - Health_Existing_Space Heating_Natural Gas_Windows - High Efficiency Glazing_A_Achievable Technical Potential | F5 | Commercial | WA - Health | Existing | Space Heating | Natural Gas | Windows - High Efficiency Glazing | A | Incremental Summer Peak Savings (MW) | Achievable Technical Potential | 0 | 0 | 0 | 0 | 0 | 0 | 0 | 0 | 0 | 0 | 0 | 0 | 0 | 0 | 0 | 0 | 0 | 0 | 0 | 0 | 0 | 0 | 0 | 0 | 0 | 0 | 0
F6_Commercial_WA - Health_Existing_Space Heating_Natural Gas_Windows - High Efficiency Glazing_A_Achievable Technical Potential | F6 | Commercial | WA - Health | Existing | Space Heating | Natural Gas | Windows - High Efficiency Glazing | A | Incremental Winter Peak Savings (MW) | Achievable Technical Potential | 0 | 0 | 0 | 0 | 0 | 0 | 0 | 0 | 0 | 0 | 0 | 0 | 0 | 0 | 0 | 0 | 0 | 0 | 0 | 0 | 0 | 0 | 0 | 0 | 0 | 0 | 0
F7_Commercial_WA - Health_Existing_Space Heating_Natural Gas_Windows - High Efficiency Glazing_A_Achievable Technical Potential | F7 | Commercial | WA - Health | Existing | Space Heating | Natural Gas | Windows - High Efficiency Glazing | A | Cumulative Energy Savings (MWh or mTherms) | Achievable Technical Potential | 0 | 0 | 0 | 0.33182 | 0.50523 | 1.0895 | 2.0205 | 3.3984 | 5.3109 | 7.8137 | 10.9075 | 14.5165 | 18.4843 | 22.5867 | 26.5607 | 30.1569 | 33.1797 | 35.52 | 37.2429 | 38.4331 | 39.1782 | 39.449 | 39.6012 | 39.37 | 39.1494 | 38.9383 | 38.7359
F8_Commercial_WA - Health_Existing_Space Heating_Natural Gas_Windows - High Efficiency Glazing_A_Achievable Technical Potential | F8 | Commercial | WA - Health | Existing | Space Heating | Natural Gas | Windows - High Efficiency Glazing | A | Cumulative Summer Peak Savings (MW) | Achievable Technical Potential | 0 | 0 | 0 | 0 | 0 | 0 | 0 | 0 | 0 | 0 | 0 | 0 | 0 | 0 | 0 | 0 | 0 | 0 | 0 | 0 | 0 | 0 | 0 | 0 | 0 | 0 | 0
F9_Commercial_WA - Health_Existing_Space Heating_Natural Gas_Windows - High Efficiency Glazing_A_Achievable Technical Potential | F9 | Commercial | WA - Health | Existing | Space Heating | Natural Gas | Windows - High Efficiency Glazing | A | Cumulative Winter Peak Savings (MW) | Achievable Technical Potential | 0 | 0 | 0 | 0 | 0 | 0 | 0 | 0 | 0 | 0 | 0 | 0 | 0 | 0 | 0 | 0 | 0 | 0 | 0 | 0 | 0 | 0 | 0 | 0 | 0 | 0 | 0
F10_Commercial_WA - Health_Existing_Space Heating_Natural Gas_Windows - High Efficiency Glazing_A_Achievable Technical Potential | F10 | Commercial | WA - Health | Existing | Space Heating | Natural Gas | Windows - High Efficiency Glazing | A | Purchases (Incremental) | Achievable Technical Potential | 0 | 0 | 0 | 906.3808 | 487.716 | 1649.8948 | 2683.78 | 4073.6032 | 5834.2702 | 7936.2097 | 10288.1941 | 12724.723 | 15005.4712 | 16835.1635 | 17909.4443 | 17984.2139 | 16953.1545 | 14905.6145 | 12133.4595 | 9069.1672 | 6644.648 | 3625.5231 | 2900.4185 | 0 | 0 | 0 | 0
F11_Commercial_WA - Health_Existing_Space Heating_Natural Gas_Windows - High Efficiency Glazing_A_Achievable Technical Potential | F11 | Commercial | WA - Health | Existing | Space Heating | Natural Gas | Windows - High Efficiency Glazing | A | Purchases (Cumulative) | Achievable Technical Potential | 0 | 0 | 0 | 906.3808 | 1394.0968 | 3043.9916 | 5727.7716 | 9801.3748 | 15635.645 | 23571.8547 | 33860.0488 | 46584.7718 | 61590.2431 | 78425.4066 | 96334.8509 | 114319.0647 | 131272.2193 | 146177.8338 | 158311.2932 | 167380.4604 | 174025.1084 | 177650.6315 | 180551.05 | 180551.05 | 180551.05 | 180551.05 | 180551.05
F1_Commercial_WA - Health_Existing_Space Heating_Natural Gas_Windows - Secondary Glazing Systems_A_Achievable Technical Potential | F1 | Commercial | WA - Health | Existing | Space Heating | Natural Gas | Windows - Secondary Glazing Systems | A | Integrated Unit Energy Savings (kWh or therms) | Achievable Technical Potential | 0 | 0 | 1.4733 | 1.4658 | 1.4558 | 1.4443 | 1.4315 | 1.4171 | 1.4009 | 1.3828 | 1.3627 | 1.3404 | 1.3161 | 1.2903 | 1.2637 | 1.2371 | 1.2117 | 1.1881 | 1.168 | 1.1519 | 1.1381 | 1.1269 | 1.1166 | 1.1101 | 1.1039 | 1.0979 | 1.0922
F2_Commercial_WA - Health_Existing_Space Heating_Natural Gas_Windows - Secondary Glazing Systems_A_Achievable Technical Potential | F2 | Commercial | WA - Health | Existing | Space Heating | Natural Gas | Windows - Secondary Glazing Systems | A | Integrated Unit Summer Peak Savings (kW) | Achievable Technical Potential | 0 | 0 | 0 | 0 | 0 | 0 | 0 | 0 | 0 | 0 | 0 | 0 | 0 | 0 | 0 | 0 | 0 | 0 | 0 | 0 | 0 | 0 | 0 | 0 | 0 | 0 | 0
F3_Commercial_WA - Health_Existing_Space Heating_Natural Gas_Windows - Secondary Glazing Systems_A_Achievable Technical Potential | F3 | Commercial | WA - Health | Existing | Space Heating | Natural Gas | Windows - Secondary Glazing Systems | A | Integrated Unit Winter Peak Savings (kW) | Achievable Technical Potential | 0 | 0 | 0 | 0 | 0 | 0 | 0 | 0 | 0 | 0 | 0 | 0 | 0 | 0 | 0 | 0 | 0 | 0 | 0 | 0 | 0 | 0 | 0 | 0 | 0 | 0 | 0
F4_Commercial_WA - Health_Existing_Space Heating_Natural Gas_Windows - Secondary Glazing Systems_A_Achievable Technical Potential | F4 | Commercial | WA - Health | Existing | Space Heating | Natural Gas | Windows - Secondary Glazing Systems | A | Incremental Energy Savings (MWh or mTherms) | Achievable Technical Potential | 0 | 0 | 0 | 1.3285 | 0.71 | 2.3829 | 3.8418 | 5.7728 | 8.1733 | 10.9744 | 14.0201 | 17.0565 | 19.7488 | 21.7226 | 22.6314 | 22.2489 | 20.5416 | 17.7095 | 14.1719 | 10.4471 | 7.5622 | 4.0855 | 3.2386 | 0 | 0 | 0 | 0
F5_Commercial_WA - Health_Existing_Space Heating_Natural Gas_Windows - Secondary Glazing Systems_A_Achievable Technical Potential | F5 | Commercial | WA - Health | Existing | Space Heating | Natural Gas | Windows - Secondary Glazing Systems | A | Incremental Summer Peak Savings (MW) | Achievable Technical Potential | 0 | 0 | 0 | 0 | 0 | 0 | 0 | 0 | 0 | 0 | 0 | 0 | 0 | 0 | 0 | 0 | 0 | 0 | 0 | 0 | 0 | 0 | 0 | 0 | 0 | 0 | 0
F6_Commercial_WA - Health_Existing_Space Heating_Natural Gas_Windows - Secondary Glazing Systems_A_Achievable Technical Potential | F6 | Commercial | WA - Health | Existing | Space Heating | Natural Gas | Windows - Secondary Glazing Systems | A | Incremental Winter Peak Savings (MW) | Achievable Technical Potential | 0 | 0 | 0 | 0 | 0 | 0 | 0 | 0 | 0 | 0 | 0 | 0 | 0 | 0 | 0 | 0 | 0 | 0 | 0 | 0 | 0 | 0 | 0 | 0 | 0 | 0 | 0
F7_Commercial_WA - Health_Existing_Space Heating_Natural Gas_Windows - Secondary Glazing Systems_A_Achievable Technical Potential | F7 | Commercial | WA - Health | Existing | Space Heating | Natural Gas | Windows - Secondary Glazing Systems | A | Cumulative Energy Savings (MWh or mTherms) | Achievable Technical Potential | 0 | 0 | 0 | 1.3285 | 2.0295 | 4.3963 | 8.1991 | 13.8897 | 21.9042 | 32.5959 | 46.1424 | 62.4433 | 81.0593 | 101.1931 | 121.7344 | 141.428 | 159.0583 | 173.6755 | 184.9083 | 192.8109 | 198.0564 | 200.1914 | 201.6009 | 200.4248 | 199.3028 | 198.2294 | 197.1998
F8_Commercial_WA - Health_Existing_Space Heating_Natural Gas_Windows - Secondary Glazing Systems_A_Achievable Technical Potential | F8 | Commercial | WA - Health | Existing | Space Heating | Natural Gas | Windows - Secondary Glazing Systems | A | Cumulative Summer Peak Savings (MW) | Achievable Technical Potential | 0 | 0 | 0 | 0 | 0 | 0 | 0 | 0 | 0 | 0 | 0 | 0 | 0 | 0 | 0 | 0 | 0 | 0 | 0 | 0 | 0 | 0 | 0 | 0 | 0 | 0 | 0
F9_Commercial_WA - Health_Existing_Space Heating_Natural Gas_Windows - Secondary Glazing Systems_A_Achievable Technical Potential | F9 | Commercial | WA - Health | Existing | Space Heating | Natural Gas | Windows - Secondary Glazing Systems | A | Cumulative Winter Peak Savings (MW) | Achievable Technical Potential | 0 | 0 | 0 | 0 | 0 | 0 | 0 | 0 | 0 | 0 | 0 | 0 | 0 | 0 | 0 | 0 | 0 | 0 | 0 | 0 | 0 | 0 | 0 | 0 | 0 | 0 | 0
F10_Commercial_WA - Health_Existing_Space Heating_Natural Gas_Windows - Secondary Glazing Systems_A_Achievable Technical Potential | F10 | Commercial | WA - Health | Existing | Space Heating | Natural Gas | Windows - Secondary Glazing Systems | A | Purchases (Incremental) | Achievable Technical Potential | 0 | 0 | 0 | 906.3808 | 487.716 | 1649.8948 | 2683.78 | 4073.6032 | 5834.2702 | 7936.2097 | 10288.1941 | 12724.723 | 15005.4712 | 16835.1635 | 17909.4443 | 17984.2139 | 16953.1545 | 14905.6145 | 12133.4595 | 9069.1672 | 6644.648 | 3625.5231 | 2900.4185 | 0 | 0 | 0 | 0
F11_Commercial_WA - Health_Existing_Space Heating_Natural Gas_Windows - Secondary Glazing Systems_A_Achievable Technical Potential | F11 | Commercial | WA - Health | Existing | Space Heating | Natural Gas | Windows - Secondary Glazing Systems | A | Purchases (Cumulative) | Achievable Technical Potential | 0 | 0 | 0 | 906.3808 | 1394.0968 | 3043.9916 | 5727.7716 | 9801.3748 | 15635.645 | 23571.8547 | 33860.0488 | 46584.7718 | 61590.2431 | 78425.4066 | 96334.8509 | 114319.0647 | 131272.2193 | 146177.8338 | 158311.2932 | 167380.4604 | 174025.1084 | 177650.6315 | 180551.05 | 180551.05 | 180551.05 | 180551.05 | 180551.05
F1_Commercial_WA - Health_Existing_Space Heating_Natural Gas_HVAC - Energy Recovery Ventilator_A_Achievable Technical Potential | F1 | Commercial | WA - Health | Existing | Space Heating | Natural Gas | HVAC - Energy Recovery Ventilator | A | Integrated Unit Energy Savings (kWh or therms) | Achievable Technical Potential | 0 | 0 | 0.28417 | 0.28204 | 0.27919 | 0.27568 | 0.27162 | 0.26686 | 0.26125 | 0.25474 | 0.24727 | 0.23886 | 0.22966 | 0.21998 | 0.21017 | 0.20068 | 0.19192 | 0.18419 | 0.17808 | 0.17364 | 0.17012 | 0.16773 | 0.16562 | 0.16465 | 0.16373 | 0.16285 | 0.162
F2_Commercial_WA - Health_Existing_Space Heating_Natural Gas_HVAC - Energy Recovery Ventilator_A_Achievable Technical Potential | F2 | Commercial | WA - Health | Existing | Space Heating | Natural Gas | HVAC - Energy Recovery Ventilator | A | Integrated Unit Summer Peak Savings (kW) | Achievable Technical Potential | 0 | 0 | 0 | 0 | 0 | 0 | 0 | 0 | 0 | 0 | 0 | 0 | 0 | 0 | 0 | 0 | 0 | 0 | 0 | 0 | 0 | 0 | 0 | 0 | 0 | 0 | 0
F3_Commercial_WA - Health_Existing_Space Heating_Natural Gas_HVAC - Energy Recovery Ventilator_A_Achievable Technical Potential | F3 | Commercial | WA - Health | Existing | Space Heating | Natural Gas | HVAC - Energy Recovery Ventilator | A | Integrated Unit Winter Peak Savings (kW) | Achievable Technical Potential | 0 | 0 | 0 | 0 | 0 | 0 | 0 | 0 | 0 | 0 | 0 | 0 | 0 | 0 | 0 | 0 | 0 | 0 | 0 | 0 | 0 | 0 | 0 | 0 | 0 | 0 | 0
F4_Commercial_WA - Health_Existing_Space Heating_Natural Gas_HVAC - Energy Recovery Ventilator_A_Achievable Technical Potential | F4 | Commercial | WA - Health | Existing | Space Heating | Natural Gas | HVAC - Energy Recovery Ventilator | A | Incremental Energy Savings (MWh or mTherms) | Achievable Technical Potential | 0 | 0 | 0 | 3.0855 | 6.2693 | 6.1906 | 6.0994 | 5.9924 | 5.8666 | 5.7203 | 5.5526 | 5.3637 | 5.1572 | 4.9397 | 4.7195 | 4.5064 | 4.3096 | 4.1362 | 3.999 | 3.8992 | 3.8201 | 3.7665 | 3.7191 | 0 | 0 | 0 | 0
F5_Commercial_WA - Health_Existing_Space Heating_Natural Gas_HVAC - Energy Recovery Ventilator_A_Achievable Technical Potential | F5 | Commercial | WA - Health | Existing | Space Heating | Natural Gas | HVAC - Energy Recovery Ventilator | A | Incremental Summer Peak Savings (MW) | Achievable Technical Potential | 0 | 0 | 0 | 0 | 0 | 0 | 0 | 0 | 0 | 0 | 0 | 0 | 0 | 0 | 0 | 0 | 0 | 0 | 0 | 0 | 0 | 0 | 0 | 0 | 0 | 0 | 0
F6_Commercial_WA - Health_Existing_Space Heating_Natural Gas_HVAC - Energy Recovery Ventilator_A_Achievable Technical Potential | F6 | Commercial | WA - Health | Existing | Space Heating | Natural Gas | HVAC - Energy Recovery Ventilator | A | Incremental Winter Peak Savings (MW) | Achievable Technical Potential | 0 | 0 | 0 | 0 | 0 | 0 | 0 | 0 | 0 | 0 | 0 | 0 | 0 | 0 | 0 | 0 | 0 | 0 | 0 | 0 | 0 | 0 | 0 | 0 | 0 | 0 | 0
F7_Commercial_WA - Health_Existing_Space Heating_Natural Gas_HVAC - Energy Recovery Ventilator_A_Achievable Technical Potential | F7 | Commercial | WA - Health | Existing | Space Heating | Natural Gas | HVAC - Energy Recovery Ventilator | A | Cumulative Energy Savings (MWh or mTherms) | Achievable Technical Potential | 0 | 0 | 0 | 3.0855 | 9.3235 | 15.397 | 21.2696 | 26.8892 | 32.1911 | 37.1087 | 41.5733 | 45.5224 | 48.927 | 51.8036 | 54.2133 | 56.2722 | 58.1242 | 59.9217 | 61.9326 | 64.2864 | 66.8035 | 69.6319 | 72.4744 | 72.0512 | 71.6474 | 71.2611 | 70.8907
F8_Commercial_WA - Health_Existing_Space Heating_Natural Gas_HVAC - Energy Recovery Ventilator_A_Achievable Technical Potential | F8 | Commercial | WA - Health | Existing | Space Heating | Natural Gas | HVAC - Energy Recovery Ventilator | A | Cumulative Summer Peak Savings (MW) | Achievable Technical Potential | 0 | 0 | 0 | 0 | 0 | 0 | 0 | 0 | 0 | 0 | 0 | 0 | 0 | 0 | 0 | 0 | 0 | 0 | 0 | 0 | 0 | 0 | 0 | 0 | 0 | 0 | 0
F9_Commercial_WA - Health_Existing_Space Heating_Natural Gas_HVAC - Energy Recovery Ventilator_A_Achievable Technical Potential | F9 | Commercial | WA - Health | Existing | Space Heating | Natural Gas | HVAC - Energy Recovery Ventilator | A | Cumulative Winter Peak Savings (MW) | Achievable Technical Potential | 0 | 0 | 0 | 0 | 0 | 0 | 0 | 0 | 0 | 0 | 0 | 0 | 0 | 0 | 0 | 0 | 0 | 0 | 0 | 0 | 0 | 0 | 0 | 0 | 0 | 0 | 0
F10_Commercial_WA - Health_Existing_Space Heating_Natural Gas_HVAC - Energy Recovery Ventilator_A_Achievable Technical Potential | F10 | Commercial | WA - Health | Existing | Space Heating | Natural Gas | HVAC - Energy Recovery Ventilator | A | Purchases (Incremental) | Achievable Technical Potential | 0 | 0 | 0 | 10939.91 | 22455.6046 | 22455.6046 | 22455.6046 | 22455.6046 | 22455.6046 | 22455.6046 | 22455.6046 | 22455.6046 | 22455.6046 | 22455.6046 | 22455.6046 | 22455.6046 | 22455.6046 | 22455.6046 | 22455.6046 | 22455.6046 | 22455.6046 | 22455.6046 | 22455.6046 | 0 | 0 | 0 | 0
F11_Commercial_WA - Health_Existing_Space Heating_Natural Gas_HVAC - Energy Recovery Ventilator_A_Achievable Technical Potential | F11 | Commercial | WA - Health | Existing | Space Heating | Natural Gas | HVAC - Energy Recovery Ventilator | A | Purchases (Cumulative) | Achievable Technical Potential | 0 | 0 | 0 | 10939.91 | 33395.5146 | 55851.1192 | 78306.7239 | 100762.3285 | 123217.9331 | 145673.5378 | 168129.1424 | 190584.747 | 213040.3517 | 235495.9563 | 257951.561 | 280407.1656 | 302862.7702 | 325318.3749 | 347773.9795 | 370229.5841 | 392685.1888 | 415140.7934 | 437596.398 | 437596.398 | 437596.398 | 437596.398 | 437596.398
F1_Commercial_WA - Health_Existing_Space Heating_Natural Gas_Building Shell - Air Sealing (Infiltration Control)_A_Achievable Technical Potential | F1 | Commercial | WA - Health | Existing | Space Heating | Natural Gas | Building Shell - Air Sealing (Infiltration Control) | A | Integrated Unit Energy Savings (kWh or therms) | Achievable Technical Potential | 0 | 0 | 5.5225 | 5.5059 | 5.487 | 5.4664 | 5.4441 | 5.4203 | 5.395 | 5.3682 | 5.3401 | 5.3107 | 5.2802 | 5.2485 | 5.2158 | 5.1821 | 5.1476 | 5.1124 | 5.0767 | 5.0422 | 5.0089 | 4.9772 | 4.9469 | 4.9181 | 4.8906 | 4.8643 | 4.839
F2_Commercial_WA - Health_Existing_Space Heating_Natural Gas_Building Shell - Air Sealing (Infiltration Control)_A_Achievable Technical Potential | F2 | Commercial | WA - Health | Existing | Space Heating | Natural Gas | Building Shell - Air Sealing (Infiltration Control) | A | Integrated Unit Summer Peak Savings (kW) | Achievable Technical Potential | 0 | 0 | 0 | 0 | 0 | 0 | 0 | 0 | 0 | 0 | 0 | 0 | 0 | 0 | 0 | 0 | 0 | 0 | 0 | 0 | 0 | 0 | 0 | 0 | 0 | 0 | 0
F3_Commercial_WA - Health_Existing_Space Heating_Natural Gas_Building Shell - Air Sealing (Infiltration Control)_A_Achievable Technical Potential | F3 | Commercial | WA - Health | Existing | Space Heating | Natural Gas | Building Shell - Air Sealing (Infiltration Control) | A | Integrated Unit Winter Peak Savings (kW) | Achievable Technical Potential | 0 | 0 | 0 | 0 | 0 | 0 | 0 | 0 | 0 | 0 | 0 | 0 | 0 | 0 | 0 | 0 | 0 | 0 | 0 | 0 | 0 | 0 | 0 | 0 | 0 | 0 | 0
F4_Commercial_WA - Health_Existing_Space Heating_Natural Gas_Building Shell - Air Sealing (Infiltration Control)_A_Achievable Technical Potential | F4 | Commercial | WA - Health | Existing | Space Heating | Natural Gas | Building Shell - Air Sealing (Infiltration Control) | A | Incremental Energy Savings (MWh or mTherms) | Achievable Technical Potential | 0 | 0 | 0 | 0.14617 | 0.078382 | 0.26416 | 0.42794 | 0.64672 | 0.92192 | 1.2478 | 1.6092 | 1.9793 | 2.3207 | 2.4487 | 2.6615 | 2.4792 | 2.1514 | 1.622 | 0.93665 | 0.16732 | 0 | 0 | 0 | 0 | 0 | 0 | 0
F5_Commercial_WA - Health_Existing_Space Heating_Natural Gas_Building Shell - Air Sealing (Infiltration Control)_A_Achievable Technical Potential | F5 | Commercial | WA - Health | Existing | Space Heating | Natural Gas | Building Shell - Air Sealing (Infiltration Control) | A | Incremental Summer Peak Savings (MW) | Achievable Technical Potential | 0 | 0 | 0 | 0 | 0 | 0 | 0 | 0 | 0 | 0 | 0 | 0 | 0 | 0 | 0 | 0 | 0 | 0 | 0 | 0 | 0 | 0 | 0 | 0 | 0 | 0 | 0
F6_Commercial_WA - Health_Existing_Space Heating_Natural Gas_Building Shell - Air Sealing (Infiltration Control)_A_Achievable Technical Potential | F6 | Commercial | WA - Health | Existing | Space Heating | Natural Gas | Building Shell - Air Sealing (Infiltration Control) | A | Incremental Winter Peak Savings (MW) | Achievable Technical Potential | 0 | 0 | 0 | 0 | 0 | 0 | 0 | 0 | 0 | 0 | 0 | 0 | 0 | 0 | 0 | 0 | 0 | 0 | 0 | 0 | 0 | 0 | 0 | 0 | 0 | 0 | 0
F7_Commercial_WA - Health_Existing_Space Heating_Natural Gas_Building Shell - Air Sealing (Infiltration Control)_A_Achievable Technical Potential | F7 | Commercial | WA - Health | Existing | Space Heating | Natural Gas | Building Shell - Air Sealing (Infiltration Control) | A | Cumulative Energy Savings (MWh or mTherms) | Achievable Technical Potential | 0 | 0 | 0 | 0.14617 | 0.22405 | 0.48737 | 0.91332 | 1.556 | 2.4707 | 3.7063 | 5.296 | 7.2462 | 9.5252 | 11.9167 | 14.5038 | 16.8894 | 18.9284 | 20.421 | 21.2151 | 21.2384 | 21.0981 | 20.9644 | 20.8368 | 20.7154 | 20.5995 | 20.4887 | 20.3824
F8_Commercial_WA - Health_Existing_Space Heating_Natural Gas_Building Shell - Air Sealing (Infiltration Control)_A_Achievable Technical Potential | F8 | Commercial | WA - Health | Existing | Space Heating | Natural Gas | Building Shell - Air Sealing (Infiltration Control) | A | Cumulative Summer Peak Savings (MW) | Achievable Technical Potential | 0 | 0 | 0 | 0 | 0 | 0 | 0 | 0 | 0 | 0 | 0 | 0 | 0 | 0 | 0 | 0 | 0 | 0 | 0 | 0 | 0 | 0 | 0 | 0 | 0 | 0 | 0
F9_Commercial_WA - Health_Existing_Space Heating_Natural Gas_Building Shell - Air Sealing (Infiltration Control)_A_Achievable Technical Potential | F9 | Commercial | WA - Health | Existing | Space Heating | Natural Gas | Building Shell - Air Sealing (Infiltration Control) | A | Cumulative Winter Peak Savings (MW) | Achievable Technical Potential | 0 | 0 | 0 | 0 | 0 | 0 | 0 | 0 | 0 | 0 | 0 | 0 | 0 | 0 | 0 | 0 | 0 | 0 | 0 | 0 | 0 | 0 | 0 | 0 | 0 | 0 | 0
F10_Commercial_WA - Health_Existing_Space Heating_Natural Gas_Building Shell - Air Sealing (Infiltration Control)_A_Achievable Technical Potential | F10 | Commercial | WA - Health | Existing | Space Heating | Natural Gas | Building Shell - Air Sealing (Infiltration Control) | A | Purchases (Incremental) | Achievable Technical Potential | 0 | 0 | 0 | 26.5475 | 14.285 | 48.3247 | 78.6068 | 119.3141 | 170.8833 | 232.4483 | 301.3369 | 372.7018 | 439.504 | 466.5474 | 510.2752 | 478.4254 | 417.944 | 317.2651 | 184.5006 | 33.1839 | 0 | 0 | 0 | 0 | 0 | 0 | 0
F11_Commercial_WA - Health_Existing_Space Heating_Natural Gas_Building Shell - Air Sealing (Infiltration Control)_A_Achievable Technical Potential | F11 | Commercial | WA - Health | Existing | Space Heating | Natural Gas | Building Shell - Air Sealing (Infiltration Control) | A | Purchases (Cumulative) | Achievable Technical Potential | 0 | 0 | 0 | 26.5475 | 40.8325 | 89.1572 | 167.764 | 287.0782 | 457.9615 | 690.4098 | 991.7467 | 1364.4485 | 1803.9525 | 2270.4999 | 2780.7751 | 3259.2005 | 3677.1445 | 3994.4096 | 4178.9102 | 4212.0941 | 4212.0941 | 4212.0941 | 4212.0941 | 4212.0941 | 4212.0941 | 4212.0941 | 4212.0941
F1_Commercial_WA - Health_Existing_Space Heating_Natural Gas_Ventilation - Demand Controlled_A_Achievable Technical Potential | F1 | Commercial | WA - Health | Existing | Space Heating | Natural Gas | Ventilation - Demand Controlled | A | Integrated Unit Energy Savings (kWh or therms) | Achievable Technical Potential | 0 | 0 | 0.070174 | 0.069512 | 0.068561 | 0.067443 | 0.066186 | 0.064756 | 0.063116 | 0.061257 | 0.059175 | 0.056883 | 0.054428 | 0.051886 | 0.049374 | 0.046991 | 0.044802 | 0.042879 | 0.041347 | 0.040216 | 0.039308 | 0.038673 | 0.038105 | 0.037883 | 0.03767 | 0.037467 | 0.037272
F2_Commercial_WA - Health_Existing_Space Heating_Natural Gas_Ventilation - Demand Controlled_A_Achievable Technical Potential | F2 | Commercial | WA - Health | Existing | Space Heating | Natural Gas | Ventilation - Demand Controlled | A | Integrated Unit Summer Peak Savings (kW) | Achievable Technical Potential | 0 | 0 | 0 | 0 | 0 | 0 | 0 | 0 | 0 | 0 | 0 | 0 | 0 | 0 | 0 | 0 | 0 | 0 | 0 | 0 | 0 | 0 | 0 | 0 | 0 | 0 | 0
F3_Commercial_WA - Health_Existing_Space Heating_Natural Gas_Ventilation - Demand Controlled_A_Achievable Technical Potential | F3 | Commercial | WA - Health | Existing | Space Heating | Natural Gas | Ventilation - Demand Controlled | A | Integrated Unit Winter Peak Savings (kW) | Achievable Technical Potential | 0 | 0 | 0 | 0 | 0 | 0 | 0 | 0 | 0 | 0 | 0 | 0 | 0 | 0 | 0 | 0 | 0 | 0 | 0 | 0 | 0 | 0 | 0 | 0 | 0 | 0 | 0
F4_Commercial_WA - Health_Existing_Space Heating_Natural Gas_Ventilation - Demand Controlled_A_Achievable Technical Potential | F4 | Commercial | WA - Health | Existing | Space Heating | Natural Gas | Ventilation - Demand Controlled | A | Incremental Energy Savings (MWh or mTherms) | Achievable Technical Potential | 0 | 0 | 0 | 2.6159 | 3.168 | 3.8135 | 4.3444 | 4.8483 | 5.5247 | 5.8821 | 5.8048 | 5.2585 | 4.325 | 1.2379 | 0 | 0 | 0 | 0 | 0 | 0 | 0 | 0 | 0 | 0 | 0 | 0 | 0
F5_Commercial_WA - Health_Existing_Space Heating_Natural Gas_Ventilation - Demand Controlled_A_Achievable Technical Potential | F5 | Commercial | WA - Health | Existing | Space Heating | Natural Gas | Ventilation - Demand Controlled | A | Incremental Summer Peak Savings (MW) | Achievable Technical Potential | 0 | 0 | 0 | 0 | 0 | 0 | 0 | 0 | 0 | 0 | 0 | 0 | 0 | 0 | 0 | 0 | 0 | 0 | 0 | 0 | 0 | 0 | 0 | 0 | 0 | 0 | 0
F6_Commercial_WA - Health_Existing_Space Heating_Natural Gas_Ventilation - Demand Controlled_A_Achievable Technical Potential | F6 | Commercial | WA - Health | Existing | Space Heating | Natural Gas | Ventilation - Demand Controlled | A | Incremental Winter Peak Savings (MW) | Achievable Technical Potential | 0 | 0 | 0 | 0 | 0 | 0 | 0 | 0 | 0 | 0 | 0 | 0 | 0 | 0 | 0 | 0 | 0 | 0 | 0 | 0 | 0 | 0 | 0 | 0 | 0 | 0 | 0
F7_Commercial_WA - Health_Existing_Space Heating_Natural Gas_Ventilation - Demand Controlled_A_Achievable Technical Potential | F7 | Commercial | WA - Health | Existing | Space Heating | Natural Gas | Ventilation - Demand Controlled | A | Cumulative Energy Savings (MWh or mTherms) | Achievable Technical Potential | 0 | 0 | 0 | 2.6159 | 5.7482 | 9.468 | 13.636 | 18.1895 | 23.2536 | 28.4507 | 33.2888 | 37.2579 | 39.975 | 39.3461 | 37.4405 | 35.6337 | 33.9738 | 32.5159 | 31.3541 | 30.496 | 29.8077 | 29.3264 | 28.8958 | 28.7269 | 28.5658 | 28.4117 | 28.2639
F8_Commercial_WA - Health_Existing_Space Heating_Natural Gas_Ventilation - Demand Controlled_A_Achievable Technical Potential | F8 | Commercial | WA - Health | Existing | Space Heating | Natural Gas | Ventilation - Demand Controlled | A | Cumulative Summer Peak Savings (MW) | Achievable Technical Potential | 0 | 0 | 0 | 0 | 0 | 0 | 0 | 0 | 0 | 0 | 0 | 0 | 0 | 0 | 0 | 0 | 0 | 0 | 0 | 0 | 0 | 0 | 0 | 0 | 0 | 0 | 0
F9_Commercial_WA - Health_Existing_Space Heating_Natural Gas_Ventilation - Demand Controlled_A_Achievable Technical Potential | F9 | Commercial | WA - Health | Existing | Space Heating | Natural Gas | Ventilation - Demand Controlled | A | Cumulative Winter Peak Savings (MW) | Achievable Technical Potential | 0 | 0 | 0 | 0 | 0 | 0 | 0 | 0 | 0 | 0 | 0 | 0 | 0 | 0 | 0 | 0 | 0 | 0 | 0 | 0 | 0 | 0 | 0 | 0 | 0 | 0 | 0
F10_Commercial_WA - Health_Existing_Space Heating_Natural Gas_Ventilation - Demand Controlled_A_Achievable Technical Potential | F10 | Commercial | WA - Health | Existing | Space Heating | Natural Gas | Ventilation - Demand Controlled | A | Purchases (Incremental) | Achievable Technical Potential | 0 | 0 | 0 | 37633.2902 | 46207.6786 | 56544.6763 | 65639.4597 | 74870.1159 | 87532.1651 | 96024.1445 | 98095.4464 | 92443.1857 | 79462.7483 | 23858.3394 | 0 | 0 | 0 | 0 | 0 | 0 | 0 | 0 | 0 | 0 | 0 | 0 | 0
F11_Commercial_WA - Health_Existing_Space Heating_Natural Gas_Ventilation - Demand Controlled_A_Achievable Technical Potential | F11 | Commercial | WA - Health | Existing | Space Heating | Natural Gas | Ventilation - Demand Controlled | A | Purchases (Cumulative) | Achievable Technical Potential | 0 | 0 | 0 | 37633.2902 | 83840.9688 | 140385.6451 | 206025.1048 | 280895.2207 | 368427.3858 | 464451.5302 | 562546.9766 | 654990.1624 | 734452.9107 | 758311.2501 | 758311.2501 | 758311.2501 | 758311.2501 | 758311.2501 | 758311.2501 | 758311.2501 | 758311.2501 | 758311.2501 | 758311.2501 | 758311.2501 | 758311.2501 | 758311.2501 | 758311.2501
F1_Commercial_WA - Health_Existing_Space Heating_Natural Gas_HVAC - Dedicated Outdoor Air System (DOAS)_A_Achievable Technical Potential | F1 | Commercial | WA - Health | Existing | Space Heating | Natural Gas | HVAC - Dedicated Outdoor Air System (DOAS) | A | Integrated Unit Energy Savings (kWh or therms) | Achievable Technical Potential | 0 | 0 | 0.28886 | 0.28468 | 0.27849 | 0.27153 | 0.26435 | 0.25675 | 0.24843 | 0.23928 | 0.22941 | 0.21898 | 0.20828 | 0.19768 | 0.18745 | 0.17783 | 0.16905 | 0.16135 | 0.15518 | 0.15056 | 0.1468 | 0.14407 | 0.1416 | 0.14077 | 0.13998 | 0.13923 | 0.1385
F2_Commercial_WA - Health_Existing_Space Heating_Natural Gas_HVAC - Dedicated Outdoor Air System (DOAS)_A_Achievable Technical Potential | F2 | Commercial | WA - Health | Existing | Space Heating | Natural Gas | HVAC - Dedicated Outdoor Air System (DOAS) | A | Integrated Unit Summer Peak Savings (kW) | Achievable Technical Potential | 0 | 0 | 0 | 0 | 0 | 0 | 0 | 0 | 0 | 0 | 0 | 0 | 0 | 0 | 0 | 0 | 0 | 0 | 0 | 0 | 0 | 0 | 0 | 0 | 0 | 0 | 0
F3_Commercial_WA - Health_Existing_Space Heating_Natural Gas_HVAC - Dedicated Outdoor Air System (DOAS)_A_Achievable Technical Potential | F3 | Commercial | WA - Health | Existing | Space Heating | Natural Gas | HVAC - Dedicated Outdoor Air System (DOAS) | A | Integrated Unit Winter Peak Savings (kW) | Achievable Technical Potential | 0 | 0 | 0 | 0 | 0 | 0 | 0 | 0 | 0 | 0 | 0 | 0 | 0 | 0 | 0 | 0 | 0 | 0 | 0 | 0 | 0 | 0 | 0 | 0 | 0 | 0 | 0
F4_Commercial_WA - Health_Existing_Space Heating_Natural Gas_HVAC - Dedicated Outdoor Air System (DOAS)_A_Achievable Technical Potential | F4 | Commercial | WA - Health | Existing | Space Heating | Natural Gas | HVAC - Dedicated Outdoor Air System (DOAS) | A | Incremental Energy Savings (MWh or mTherms) | Achievable Technical Potential | 0 | 0 | 0 | 4.3227 | 8.6798 | 8.4629 | 8.2392 | 8.0023 | 7.7431 | 7.4578 | 7.1502 | 6.8252 | 6.4916 | 6.1613 | 5.8423 | 5.5426 | 5.2688 | 5.0289 | 4.8366 | 4.6926 | 4.5754 | 4.4904 | 4.4134 | 0 | 0 | 0 | 0
F5_Commercial_WA - Health_Existing_Space Heating_Natural Gas_HVAC - Dedicated Outdoor Air System (DOAS)_A_Achievable Technical Potential | F5 | Commercial | WA - Health | Existing | Space Heating | Natural Gas | HVAC - Dedicated Outdoor Air System (DOAS) | A | Incremental Summer Peak Savings (MW) | Achievable Technical Potential | 0 | 0 | 0 | 0 | 0 | 0 | 0 | 0 | 0 | 0 | 0 | 0 | 0 | 0 | 0 | 0 | 0 | 0 | 0 | 0 | 0 | 0 | 0 | 0 | 0 | 0 | 0
F6_Commercial_WA - Health_Existing_Space Heating_Natural Gas_HVAC - Dedicated Outdoor Air System (DOAS)_A_Achievable Technical Potential | F6 | Commercial | WA - Health | Existing | Space Heating | Natural Gas | HVAC - Dedicated Outdoor Air System (DOAS) | A | Incremental Winter Peak Savings (MW) | Achievable Technical Potential | 0 | 0 | 0 | 0 | 0 | 0 | 0 | 0 | 0 | 0 | 0 | 0 | 0 | 0 | 0 | 0 | 0 | 0 | 0 | 0 | 0 | 0 | 0 | 0 | 0 | 0 | 0
F7_Commercial_WA - Health_Existing_Space Heating_Natural Gas_HVAC - Dedicated Outdoor Air System (DOAS)_A_Achievable Technical Potential | F7 | Commercial | WA - Health | Existing | Space Heating | Natural Gas | HVAC - Dedicated Outdoor Air System (DOAS) | A | Cumulative Energy Savings (MWh or mTherms) | Achievable Technical Potential | 0 | 0 | 0 | 4.3227 | 12.9084 | 21.0487 | 28.7317 | 35.9079 | 42.4878 | 48.3802 | 53.5349 | 57.9269 | 61.5866 | 64.6147 | 67.1116 | 69.2113 | 71.0613 | 72.8548 | 74.9054 | 77.3684 | 80.0107 | 83.0141 | 86.0053 | 85.5019 | 85.0217 | 84.5624 | 84.1219
F8_Commercial_WA - Health_Existing_Space Heating_Natural Gas_HVAC - Dedicated Outdoor Air System (DOAS)_A_Achievable Technical Potential | F8 | Commercial | WA - Health | Existing | Space Heating | Natural Gas | HVAC - Dedicated Outdoor Air System (DOAS) | A | Cumulative Summer Peak Savings (MW) | Achievable Technical Potential | 0 | 0 | 0 | 0 | 0 | 0 | 0 | 0 | 0 | 0 | 0 | 0 | 0 | 0 | 0 | 0 | 0 | 0 | 0 | 0 | 0 | 0 | 0 | 0 | 0 | 0 | 0
F9_Commercial_WA - Health_Existing_Space Heating_Natural Gas_HVAC - Dedicated Outdoor Air System (DOAS)_A_Achievable Technical Potential | F9 | Commercial | WA - Health | Existing | Space Heating | Natural Gas | HVAC - Dedicated Outdoor Air System (DOAS) | A | Cumulative Winter Peak Savings (MW) | Achievable Technical Potential | 0 | 0 | 0 | 0 | 0 | 0 | 0 | 0 | 0 | 0 | 0 | 0 | 0 | 0 | 0 | 0 | 0 | 0 | 0 | 0 | 0 | 0 | 0 | 0 | 0 | 0 | 0
F10_Commercial_WA - Health_Existing_Space Heating_Natural Gas_HVAC - Dedicated Outdoor Air System (DOAS)_A_Achievable Technical Potential | F10 | Commercial | WA - Health | Existing | Space Heating | Natural Gas | HVAC - Dedicated Outdoor Air System (DOAS) | A | Purchases (Incremental) | Achievable Technical Potential | 0 | 0 | 0 | 15184.2028 | 31167.5742 | 31167.5742 | 31167.5742 | 31167.5742 | 31167.5742 | 31167.5742 | 31167.5742 | 31167.5742 | 31167.5742 | 31167.5742 | 31167.5742 | 31167.5742 | 31167.5742 | 31167.5742 | 31167.5742 | 31167.5742 | 31167.5742 | 31167.5742 | 31167.5742 | 0 | 0 | 0 | 0
F11_Commercial_WA - Health_Existing_Space Heating_Natural Gas_HVAC - Dedicated Outdoor Air System (DOAS)_A_Achievable Technical Potential | F11 | Commercial | WA - Health | Existing | Space Heating | Natural Gas | HVAC - Dedicated Outdoor Air System (DOAS) | A | Purchases (Cumulative) | Achievable Technical Potential | 0 | 0 | 0 | 15184.2028 | 46351.7771 | 77519.3513 | 108686.9255 | 139854.4998 | 171022.074 | 202189.6482 | 233357.2225 | 264524.7967 | 295692.371 | 326859.9452 | 358027.5194 | 389195.0937 | 420362.6679 | 451530.2421 | 482697.8164 | 513865.3906 | 545032.9648 | 576200.5391 | 607368.1133 | 607368.1133 | 607368.1133 | 607368.1133 | 607368.1133
F1_Commercial_WA - Health_Existing_Space Heating_Natural Gas_Destratification Fans (HVLS)_A_Achievable Technical Potential | F1 | Commercial | WA - Health | Existing | Space Heating | Natural Gas | Destratification Fans (HVLS) | A | Integrated Unit Energy Savings (kWh or therms) | Achievable Technical Potential | 0 | 0 | 969.3798 | 958.3685 | 942.107 | 923.4545 | 902.8427 | 879.8284 | 853.9183 | 825.094 | 793.4886 | 759.4197 | 723.6621 | 687.8446 | 652.9421 | 619.9197 | 589.5991 | 562.9154 | 541.4692 | 525.3531 | 512.2288 | 502.7103 | 494.099 | 491.2082 | 488.4505 | 485.8124 | 483.2826
F2_Commercial_WA - Health_Existing_Space Heating_Natural Gas_Destratification Fans (HVLS)_A_Achievable Technical Potential | F2 | Commercial | WA - Health | Existing | Space Heating | Natural Gas | Destratification Fans (HVLS) | A | Integrated Unit Summer Peak Savings (kW) | Achievable Technical Potential | 0 | 0 | 0 | 0 | 0 | 0 | 0 | 0 | 0 | 0 | 0 | 0 | 0 | 0 | 0 | 0 | 0 | 0 | 0 | 0 | 0 | 0 | 0 | 0 | 0 | 0 | 0
F3_Commercial_WA - Health_Existing_Space Heating_Natural Gas_Destratification Fans (HVLS)_A_Achievable Technical Potential | F3 | Commercial | WA - Health | Existing | Space Heating | Natural Gas | Destratification Fans (HVLS) | A | Integrated Unit Winter Peak Savings (kW) | Achievable Technical Potential | 0 | 0 | 0 | 0 | 0 | 0 | 0 | 0 | 0 | 0 | 0 | 0 | 0 | 0 | 0 | 0 | 0 | 0 | 0 | 0 | 0 | 0 | 0 | 0 | 0 | 0 | 0
F4_Commercial_WA - Health_Existing_Space Heating_Natural Gas_Destratification Fans (HVLS)_A_Achievable Technical Potential | F4 | Commercial | WA - Health | Existing | Space Heating | Natural Gas | Destratification Fans (HVLS) | A | Incremental Energy Savings (MWh or mTherms) | Achievable Technical Potential | 0 | 0 | 0 | 0.45192 | 0.91188 | 0.89382 | 0.87387 | 0.8516 | 0.82652 | 0.79862 | 0.76803 | 0.73505 | 0.70044 | 0.66577 | 0.63199 | 0.60003 | 0.57068 | 0.54485 | 0.26877 | 0 | 1.0236e-15 | 5.5812e-17 | 0 | 0 | 0 | 0 | 0
F5_Commercial_WA - Health_Existing_Space Heating_Natural Gas_Destratification Fans (HVLS)_A_Achievable Technical Potential | F5 | Commercial | WA - Health | Existing | Space Heating | Natural Gas | Destratification Fans (HVLS) | A | Incremental Summer Peak Savings (MW) | Achievable Technical Potential | 0 | 0 | 0 | 0 | 0 | 0 | 0 | 0 | 0 | 0 | 0 | 0 | 0 | 0 | 0 | 0 | 0 | 0 | 0 | 0 | 0 | 0 | 0 | 0 | 0 | 0 | 0
F6_Commercial_WA - Health_Existing_Space Heating_Natural Gas_Destratification Fans (HVLS)_A_Achievable Technical Potential | F6 | Commercial | WA - Health | Existing | Space Heating | Natural Gas | Destratification Fans (HVLS) | A | Incremental Winter Peak Savings (MW) | Achievable Technical Potential | 0 | 0 | 0 | 0 | 0 | 0 | 0 | 0 | 0 | 0 | 0 | 0 | 0 | 0 | 0 | 0 | 0 | 0 | 0 | 0 | 0 | 0 | 0 | 0 | 0 | 0 | 0
F7_Commercial_WA - Health_Existing_Space Heating_Natural Gas_Destratification Fans (HVLS)_A_Achievable Technical Potential | F7 | Commercial | WA - Health | Existing | Space Heating | Natural Gas | Destratification Fans (HVLS) | A | Cumulative Energy Savings (MWh or mTherms) | Achievable Technical Potential | 0 | 0 | 0 | 0.45192 | 1.3561 | 2.2231 | 3.0474 | 3.8213 | 4.5353 | 5.1808 | 5.7504 | 6.2385 | 6.6452 | 6.9821 | 7.2598 | 7.4927 | 7.6969 | 7.8934 | 7.8614 | 7.6274 | 7.4369 | 7.2987 | 7.1737 | 7.1317 | 7.0917 | 7.0534 | 7.0166
F8_Commercial_WA - Health_Existing_Space Heating_Natural Gas_Destratification Fans (HVLS)_A_Achievable Technical Potential | F8 | Commercial | WA - Health | Existing | Space Heating | Natural Gas | Destratification Fans (HVLS) | A | Cumulative Summer Peak Savings (MW) | Achievable Technical Potential | 0 | 0 | 0 | 0 | 0 | 0 | 0 | 0 | 0 | 0 | 0 | 0 | 0 | 0 | 0 | 0 | 0 | 0 | 0 | 0 | 0 | 0 | 0 | 0 | 0 | 0 | 0
F9_Commercial_WA - Health_Existing_Space Heating_Natural Gas_Destratification Fans (HVLS)_A_Achievable Technical Potential | F9 | Commercial | WA - Health | Existing | Space Heating | Natural Gas | Destratification Fans (HVLS) | A | Cumulative Winter Peak Savings (MW) | Achievable Technical Potential | 0 | 0 | 0 | 0 | 0 | 0 | 0 | 0 | 0 | 0 | 0 | 0 | 0 | 0 | 0 | 0 | 0 | 0 | 0 | 0 | 0 | 0 | 0 | 0 | 0 | 0 | 0
F10_Commercial_WA - Health_Existing_Space Heating_Natural Gas_Destratification Fans (HVLS)_A_Achievable Technical Potential | F10 | Commercial | WA - Health | Existing | Space Heating | Natural Gas | Destratification Fans (HVLS) | A | Purchases (Incremental) | Achievable Technical Potential | 0 | 0 | 0 | 0.47155 | 0.96791 | 0.96791 | 0.96791 | 0.96791 | 0.96791 | 0.96791 | 0.96791 | 0.96791 | 0.96791 | 0.96791 | 0.96791 | 0.96791 | 0.96791 | 0.96791 | 0.49637 | 0 | 1.9984e-15 | 1.1102e-16 | 0 | 0 | 0 | 0 | 0
F11_Commercial_WA - Health_Existing_Space Heating_Natural Gas_Destratification Fans (HVLS)_A_Achievable Technical Potential | F11 | Commercial | WA - Health | Existing | Space Heating | Natural Gas | Destratification Fans (HVLS) | A | Purchases (Cumulative) | Achievable Technical Potential | 0 | 0 | 0 | 0.47155 | 1.4395 | 2.4074 | 3.3753 | 4.3432 | 5.3111 | 6.279 | 7.2469 | 8.2149 | 9.1828 | 10.1507 | 11.1186 | 12.0865 | 13.0544 | 14.0223 | 14.5187 | 14.5187 | 14.5187 | 14.5187 | 14.5187 | 14.5187 | 14.5187 | 14.5187 | 14.5187
F1_Commercial_WA - Health_Existing_Space Heating_Natural Gas_Gas Boiler - Maintenance_A_Achievable Technical Potential | F1 | Commercial | WA - Health | Existing | Space Heating | Natural Gas | Gas Boiler - Maintenance | A | Integrated Unit Energy Savings (kWh or therms) | Achievable Technical Potential | 0 | 0 | 0.35374 | 0.34915 | 0.34251 | 0.33488 | 0.32647 | 0.31713 | 0.3069 | 0.29564 | 0.2835 | 0.27067 | 0.25749 | 0.24444 | 0.23184 | 0.21999 | 0.20917 | 0.19969 | 0.19209 | 0.1864 | 0.18178 | 0.17843 | 0.1754 | 0.17439 | 0.17344 | 0.17252 | 0.17164
F2_Commercial_WA - Health_Existing_Space Heating_Natural Gas_Gas Boiler - Maintenance_A_Achievable Technical Potential | F2 | Commercial | WA - Health | Existing | Space Heating | Natural Gas | Gas Boiler - Maintenance | A | Integrated Unit Summer Peak Savings (kW) | Achievable Technical Potential | 0 | 0 | 0 | 0 | 0 | 0 | 0 | 0 | 0 | 0 | 0 | 0 | 0 | 0 | 0 | 0 | 0 | 0 | 0 | 0 | 0 | 0 | 0 | 0 | 0 | 0 | 0
F3_Commercial_WA - Health_Existing_Space Heating_Natural Gas_Gas Boiler - Maintenance_A_Achievable Technical Potential | F3 | Commercial | WA - Health | Existing | Space Heating | Natural Gas | Gas Boiler - Maintenance | A | Integrated Unit Winter Peak Savings (kW) | Achievable Technical Potential | 0 | 0 | 0 | 0 | 0 | 0 | 0 | 0 | 0 | 0 | 0 | 0 | 0 | 0 | 0 | 0 | 0 | 0 | 0 | 0 | 0 | 0 | 0 | 0 | 0 | 0 | 0
F4_Commercial_WA - Health_Existing_Space Heating_Natural Gas_Gas Boiler - Maintenance_A_Achievable Technical Potential | F4 | Commercial | WA - Health | Existing | Space Heating | Natural Gas | Gas Boiler - Maintenance | A | Incremental Energy Savings (MWh or mTherms) | Achievable Technical Potential | 0 | 0 | 0 | 0.9197 | 0.90219 | 0.88211 | 0 | 0 | 0 | 0 | 0 | 0 | 0 | 0 | 0 | 0 | 0 | 0 | 0 | 0 | 0 | 0 | 0 | 0 | 0 | 0 | 0
F5_Commercial_WA - Health_Existing_Space Heating_Natural Gas_Gas Boiler - Maintenance_A_Achievable Technical Potential | F5 | Commercial | WA - Health | Existing | Space Heating | Natural Gas | Gas Boiler - Maintenance | A | Incremental Summer Peak Savings (MW) | Achievable Technical Potential | 0 | 0 | 0 | 0 | 0 | 0 | 0 | 0 | 0 | 0 | 0 | 0 | 0 | 0 | 0 | 0 | 0 | 0 | 0 | 0 | 0 | 0 | 0 | 0 | 0 | 0 | 0
F6_Commercial_WA - Health_Existing_Space Heating_Natural Gas_Gas Boiler - Maintenance_A_Achievable Technical Potential | F6 | Commercial | WA - Health | Existing | Space Heating | Natural Gas | Gas Boiler - Maintenance | A | Incremental Winter Peak Savings (MW) | Achievable Technical Potential | 0 | 0 | 0 | 0 | 0 | 0 | 0 | 0 | 0 | 0 | 0 | 0 | 0 | 0 | 0 | 0 | 0 | 0 | 0 | 0 | 0 | 0 | 0 | 0 | 0 | 0 | 0
F7_Commercial_WA - Health_Existing_Space Heating_Natural Gas_Gas Boiler - Maintenance_A_Achievable Technical Potential | F7 | Commercial | WA - Health | Existing | Space Heating | Natural Gas | Gas Boiler - Maintenance | A | Cumulative Energy Savings (MWh or mTherms) | Achievable Technical Potential | 0 | 0 | 0 | 0.9197 | 1.8044 | 2.6463 | 2.5799 | 2.506 | 2.4252 | 2.3362 | 2.2403 | 2.1389 | 2.0348 | 1.9317 | 1.832 | 1.7384 | 1.6529 | 1.578 | 1.5179 | 1.473 | 1.4364 | 1.41 | 1.386 | 1.3781 | 1.3705 | 1.3633 | 1.3564
F8_Commercial_WA - Health_Existing_Space Heating_Natural Gas_Gas Boiler - Maintenance_A_Achievable Technical Potential | F8 | Commercial | WA - Health | Existing | Space Heating | Natural Gas | Gas Boiler - Maintenance | A | Cumulative Summer Peak Savings (MW) | Achievable Technical Potential | 0 | 0 | 0 | 0 | 0 | 0 | 0 | 0 | 0 | 0 | 0 | 0 | 0 | 0 | 0 | 0 | 0 | 0 | 0 | 0 | 0 | 0 | 0 | 0 | 0 | 0 | 0
F9_Commercial_WA - Health_Existing_Space Heating_Natural Gas_Gas Boiler - Maintenance_A_Achievable Technical Potential | F9 | Commercial | WA - Health | Existing | Space Heating | Natural Gas | Gas Boiler - Maintenance | A | Cumulative Winter Peak Savings (MW) | Achievable Technical Potential | 0 | 0 | 0 | 0 | 0 | 0 | 0 | 0 | 0 | 0 | 0 | 0 | 0 | 0 | 0 | 0 | 0 | 0 | 0 | 0 | 0 | 0 | 0 | 0 | 0 | 0 | 0
F10_Commercial_WA - Health_Existing_Space Heating_Natural Gas_Gas Boiler - Maintenance_A_Achievable Technical Potential | F10 | Commercial | WA - Health | Existing | Space Heating | Natural Gas | Gas Boiler - Maintenance | A | Purchases (Incremental) | Achievable Technical Potential | 0 | 0 | 0 | 2634.0828 | 2634.0828 | 2634.0828 | 0 | 0 | 0 | 0 | 0 | 0 | 0 | 0 | 0 | 0 | 0 | 0 | 0 | 0 | 0 | 0 | 0 | 0 | 0 | 0 | 0
F11_Commercial_WA - Health_Existing_Space Heating_Natural Gas_Gas Boiler - Maintenance_A_Achievable Technical Potential | F11 | Commercial | WA - Health | Existing | Space Heating | Natural Gas | Gas Boiler - Maintenance | A | Purchases (Cumulative) | Achievable Technical Potential | 0 | 0 | 0 | 2634.0828 | 5268.1656 | 7902.2484 | 7902.2484 | 7902.2484 | 7902.2484 | 7902.2484 | 7902.2484 | 7902.2484 | 7902.2484 | 7902.2484 | 7902.2484 | 7902.2484 | 7902.2484 | 7902.2484 | 7902.2484 | 7902.2484 | 7902.2484 | 7902.2484 | 7902.2484 | 7902.2484 | 7902.2484 | 7902.2484 | 7902.2484
F1_Commercial_WA - Health_Existing_Space Heating_Natural Gas_Gas Furnace - Maintenance_A_Achievable Technical Potential | F1 | Commercial | WA - Health | Existing | Space Heating | Natural Gas | Gas Furnace - Maintenance | A | Integrated Unit Energy Savings (kWh or therms) | Achievable Technical Potential | 0 | 0 | 0.2218 | 0.21849 | 0.21356 | 0.20798 | 0.20218 | 0.196 | 0.18924 | 0.18182 | 0.17386 | 0.16548 | 0.15693 | 0.14849 | 0.14036 | 0.13275 | 0.1258 | 0.11972 | 0.11481 | 0.11109 | 0.10805 | 0.10579 | 0.10375 | 0.10293 | 0.10215 | 0.10142 | 0.10072
F2_Commercial_WA - Health_Existing_Space Heating_Natural Gas_Gas Furnace - Maintenance_A_Achievable Technical Potential | F2 | Commercial | WA - Health | Existing | Space Heating | Natural Gas | Gas Furnace - Maintenance | A | Integrated Unit Summer Peak Savings (kW) | Achievable Technical Potential | 0 | 0 | 0 | 0 | 0 | 0 | 0 | 0 | 0 | 0 | 0 | 0 | 0 | 0 | 0 | 0 | 0 | 0 | 0 | 0 | 0 | 0 | 0 | 0 | 0 | 0 | 0
F3_Commercial_WA - Health_Existing_Space Heating_Natural Gas_Gas Furnace - Maintenance_A_Achievable Technical Potential | F3 | Commercial | WA - Health | Existing | Space Heating | Natural Gas | Gas Furnace - Maintenance | A | Integrated Unit Winter Peak Savings (kW) | Achievable Technical Potential | 0 | 0 | 0 | 0 | 0 | 0 | 0 | 0 | 0 | 0 | 0 | 0 | 0 | 0 | 0 | 0 | 0 | 0 | 0 | 0 | 0 | 0 | 0 | 0 | 0 | 0 | 0
F4_Commercial_WA - Health_Existing_Space Heating_Natural Gas_Gas Furnace - Maintenance_A_Achievable Technical Potential | F4 | Commercial | WA - Health | Existing | Space Heating | Natural Gas | Gas Furnace - Maintenance | A | Incremental Energy Savings (MWh or mTherms) | Achievable Technical Potential | 0 | 0 | 0 | 0.10212 | 0.099813 | 0.097205 | 2.2985e-17 | 4.4566e-17 | 0 | 0 | 0 | 0 | 0 | 0 | 0 | 0 | 0 | 0 | 0 | 0 | 0 | 0 | 0 | 0 | 0 | 0 | 0
F5_Commercial_WA - Health_Existing_Space Heating_Natural Gas_Gas Furnace - Maintenance_A_Achievable Technical Potential | F5 | Commercial | WA - Health | Existing | Space Heating | Natural Gas | Gas Furnace - Maintenance | A | Incremental Summer Peak Savings (MW) | Achievable Technical Potential | 0 | 0 | 0 | 0 | 0 | 0 | 0 | 0 | 0 | 0 | 0 | 0 | 0 | 0 | 0 | 0 | 0 | 0 | 0 | 0 | 0 | 0 | 0 | 0 | 0 | 0 | 0
F6_Commercial_WA - Health_Existing_Space Heating_Natural Gas_Gas Furnace - Maintenance_A_Achievable Technical Potential | F6 | Commercial | WA - Health | Existing | Space Heating | Natural Gas | Gas Furnace - Maintenance | A | Incremental Winter Peak Savings (MW) | Achievable Technical Potential | 0 | 0 | 0 | 0 | 0 | 0 | 0 | 0 | 0 | 0 | 0 | 0 | 0 | 0 | 0 | 0 | 0 | 0 | 0 | 0 | 0 | 0 | 0 | 0 | 0 | 0 | 0
F7_Commercial_WA - Health_Existing_Space Heating_Natural Gas_Gas Furnace - Maintenance_A_Achievable Technical Potential | F7 | Commercial | WA - Health | Existing | Space Heating | Natural Gas | Gas Furnace - Maintenance | A | Cumulative Energy Savings (MWh or mTherms) | Achievable Technical Potential | 0 | 0 | 0 | 0.10212 | 0.19963 | 0.29162 | 0.28348 | 0.27482 | 0.26534 | 0.25494 | 0.24377 | 0.23203 | 0.22003 | 0.20819 | 0.1968 | 0.18613 | 0.17639 | 0.16786 | 0.16098 | 0.15577 | 0.15149 | 0.14833 | 0.14546 | 0.14431 | 0.14323 | 0.1422 | 0.14122
F8_Commercial_WA - Health_Existing_Space Heating_Natural Gas_Gas Furnace - Maintenance_A_Achievable Technical Potential | F8 | Commercial | WA - Health | Existing | Space Heating | Natural Gas | Gas Furnace - Maintenance | A | Cumulative Summer Peak Savings (MW) | Achievable Technical Potential | 0 | 0 | 0 | 0 | 0 | 0 | 0 | 0 | 0 | 0 | 0 | 0 | 0 | 0 | 0 | 0 | 0 | 0 | 0 | 0 | 0 | 0 | 0 | 0 | 0 | 0 | 0
F9_Commercial_WA - Health_Existing_Space Heating_Natural Gas_Gas Furnace - Maintenance_A_Achievable Technical Potential | F9 | Commercial | WA - Health | Existing | Space Heating | Natural Gas | Gas Furnace - Maintenance | A | Cumulative Winter Peak Savings (MW) | Achievable Technical Potential | 0 | 0 | 0 | 0 | 0 | 0 | 0 | 0 | 0 | 0 | 0 | 0 | 0 | 0 | 0 | 0 | 0 | 0 | 0 | 0 | 0 | 0 | 0 | 0 | 0 | 0 | 0
F10_Commercial_WA - Health_Existing_Space Heating_Natural Gas_Gas Furnace - Maintenance_A_Achievable Technical Potential | F10 | Commercial | WA - Health | Existing | Space Heating | Natural Gas | Gas Furnace - Maintenance | A | Purchases (Incremental) | Achievable Technical Potential | 0 | 0 | 0 | 467.3702 | 467.3702 | 467.3702 | 1.1369e-13 | 2.2737e-13 | 0 | 0 | 0 | 0 | 0 | 0 | 0 | 0 | 0 | 0 | 0 | 0 | 0 | 0 | 0 | 0 | 0 | 0 | 0
F11_Commercial_WA - Health_Existing_Space Heating_Natural Gas_Gas Furnace - Maintenance_A_Achievable Technical Potential | F11 | Commercial | WA - Health | Existing | Space Heating | Natural Gas | Gas Furnace - Maintenance | A | Purchases (Cumulative) | Achievable Technical Potential | 0 | 0 | 0 | 467.3702 | 934.7403 | 1402.1105 | 1402.1105 | 1402.1105 | 1402.1105 | 1402.1105 | 1402.1105 | 1402.1105 | 1402.1105 | 1402.1105 | 1402.1105 | 1402.1105 | 1402.1105 | 1402.1105 | 1402.1105 | 1402.1105 | 1402.1105 | 1402.1105 | 1402.1105 | 1402.1105 | 1402.1105 | 1402.1105 | 1402.1105
F1_Commercial_WA - Health_Existing_Space Heating_Natural Gas_Gas Boiler - Hot Water Reset_A_Achievable Technical Potential | F1 | Commercial | WA - Health | Existing | Space Heating | Natural Gas | Gas Boiler - Hot Water Reset | A | Integrated Unit Energy Savings (kWh or therms) | Achievable Technical Potential | 0 | 0 | 628.8759 | 626.0539 | 622.5412 | 618.3986 | 613.7068 | 608.3445 | 602.1875 | 595.2158 | 587.3678 | 578.5466 | 568.8407 | 558.4701 | 547.7007 | 536.9561 | 526.639 | 517.1212 | 509.0762 | 502.7626 | 497.4011 | 493.1714 | 489.3247 | 486.5393 | 483.8796 | 481.3327 | 478.8879
F2_Commercial_WA - Health_Existing_Space Heating_Natural Gas_Gas Boiler - Hot Water Reset_A_Achievable Technical Potential | F2 | Commercial | WA - Health | Existing | Space Heating | Natural Gas | Gas Boiler - Hot Water Reset | A | Integrated Unit Summer Peak Savings (kW) | Achievable Technical Potential | 0 | 0 | 0 | 0 | 0 | 0 | 0 | 0 | 0 | 0 | 0 | 0 | 0 | 0 | 0 | 0 | 0 | 0 | 0 | 0 | 0 | 0 | 0 | 0 | 0 | 0 | 0
F3_Commercial_WA - Health_Existing_Space Heating_Natural Gas_Gas Boiler - Hot Water Reset_A_Achievable Technical Potential | F3 | Commercial | WA - Health | Existing | Space Heating | Natural Gas | Gas Boiler - Hot Water Reset | A | Integrated Unit Winter Peak Savings (kW) | Achievable Technical Potential | 0 | 0 | 0 | 0 | 0 | 0 | 0 | 0 | 0 | 0 | 0 | 0 | 0 | 0 | 0 | 0 | 0 | 0 | 0 | 0 | 0 | 0 | 0 | 0 | 0 | 0 | 0
F4_Commercial_WA - Health_Existing_Space Heating_Natural Gas_Gas Boiler - Hot Water Reset_A_Achievable Technical Potential | F4 | Commercial | WA - Health | Existing | Space Heating | Natural Gas | Gas Boiler - Hot Water Reset | A | Incremental Energy Savings (MWh or mTherms) | Achievable Technical Potential | 0 | 0 | 0 | 1.8847 | 3.8468 | 3.8212 | 3.7922 | 3.7591 | 3.7211 | 3.678 | 3.6295 | 3.575 | 3.515 | 3.4509 | 3.3844 | 3.318 | 3.2542 | 3.1954 | 3.1457 | 3.1067 | 3.0736 | 3.0474 | 3.0236 | 0 | 0 | 0 | 0
F5_Commercial_WA - Health_Existing_Space Heating_Natural Gas_Gas Boiler - Hot Water Reset_A_Achievable Technical Potential | F5 | Commercial | WA - Health | Existing | Space Heating | Natural Gas | Gas Boiler - Hot Water Reset | A | Incremental Summer Peak Savings (MW) | Achievable Technical Potential | 0 | 0 | 0 | 0 | 0 | 0 | 0 | 0 | 0 | 0 | 0 | 0 | 0 | 0 | 0 | 0 | 0 | 0 | 0 | 0 | 0 | 0 | 0 | 0 | 0 | 0 | 0
F6_Commercial_WA - Health_Existing_Space Heating_Natural Gas_Gas Boiler - Hot Water Reset_A_Achievable Technical Potential | F6 | Commercial | WA - Health | Existing | Space Heating | Natural Gas | Gas Boiler - Hot Water Reset | A | Incremental Winter Peak Savings (MW) | Achievable Technical Potential | 0 | 0 | 0 | 0 | 0 | 0 | 0 | 0 | 0 | 0 | 0 | 0 | 0 | 0 | 0 | 0 | 0 | 0 | 0 | 0 | 0 | 0 | 0 | 0 | 0 | 0 | 0
F7_Commercial_WA - Health_Existing_Space Heating_Natural Gas_Gas Boiler - Hot Water Reset_A_Achievable Technical Potential | F7 | Commercial | WA - Health | Existing | Space Heating | Natural Gas | Gas Boiler - Hot Water Reset | A | Cumulative Energy Savings (MWh or mTherms) | Achievable Technical Potential | 0 | 0 | 0 | 1.8847 | 5.7209 | 9.5041 | 13.2242 | 16.8677 | 20.4181 | 23.8597 | 27.1746 | 30.3414 | 33.3474 | 36.1903 | 38.8768 | 41.4321 | 43.8903 | 46.2925 | 48.718 | 51.2204 | 53.7478 | 56.3381 | 58.9224 | 58.587 | 58.2667 | 57.96 | 57.6656
F8_Commercial_WA - Health_Existing_Space Heating_Natural Gas_Gas Boiler - Hot Water Reset_A_Achievable Technical Potential | F8 | Commercial | WA - Health | Existing | Space Heating | Natural Gas | Gas Boiler - Hot Water Reset | A | Cumulative Summer Peak Savings (MW) | Achievable Technical Potential | 0 | 0 | 0 | 0 | 0 | 0 | 0 | 0 | 0 | 0 | 0 | 0 | 0 | 0 | 0 | 0 | 0 | 0 | 0 | 0 | 0 | 0 | 0 | 0 | 0 | 0 | 0
F9_Commercial_WA - Health_Existing_Space Heating_Natural Gas_Gas Boiler - Hot Water Reset_A_Achievable Technical Potential | F9 | Commercial | WA - Health | Existing | Space Heating | Natural Gas | Gas Boiler - Hot Water Reset | A | Cumulative Winter Peak Savings (MW) | Achievable Technical Potential | 0 | 0 | 0 | 0 | 0 | 0 | 0 | 0 | 0 | 0 | 0 | 0 | 0 | 0 | 0 | 0 | 0 | 0 | 0 | 0 | 0 | 0 | 0 | 0 | 0 | 0 | 0
F10_Commercial_WA - Health_Existing_Space Heating_Natural Gas_Gas Boiler - Hot Water Reset_A_Achievable Technical Potential | F10 | Commercial | WA - Health | Existing | Space Heating | Natural Gas | Gas Boiler - Hot Water Reset | A | Purchases (Incremental) | Achievable Technical Potential | 0 | 0 | 0 | 3.0104 | 6.1792 | 6.1792 | 6.1792 | 6.1792 | 6.1792 | 6.1792 | 6.1792 | 6.1792 | 6.1792 | 6.1792 | 6.1792 | 6.1792 | 6.1792 | 6.1792 | 6.1792 | 6.1792 | 6.1792 | 6.1792 | 6.1792 | 0 | 0 | 0 | 0
F11_Commercial_WA - Health_Existing_Space Heating_Natural Gas_Gas Boiler - Hot Water Reset_A_Achievable Technical Potential | F11 | Commercial | WA - Health | Existing | Space Heating | Natural Gas | Gas Boiler - Hot Water Reset | A | Purchases (Cumulative) | Achievable Technical Potential | 0 | 0 | 0 | 3.0104 | 9.1896 | 15.3688 | 21.5481 | 27.7273 | 33.9065 | 40.0857 | 46.265 | 52.4442 | 58.6234 | 64.8026 | 70.9819 | 77.1611 | 83.3403 | 89.5195 | 95.6988 | 101.878 | 108.0572 | 114.2364 | 120.4157 | 120.4157 | 120.4157 | 120.4157 | 120.4157
F1_Commercial_WA - Health_Existing_Space Heating_Natural Gas_Gas Boiler - Steam Trap Replacement_A_Achievable Technical Potential | F1 | Commercial | WA - Health | Existing | Space Heating | Natural Gas | Gas Boiler - Steam Trap Replacement | A | Integrated Unit Energy Savings (kWh or therms) | Achievable Technical Potential | 0 | 0 | 100.8221 | 100.5177 | 100.1771 | 99.8004 | 99.3917 | 98.9505 | 98.4757 | 97.9662 | 97.4227 | 96.8461 | 96.2384 | 95.607 | 94.9504 | 94.2824 | 93.609 | 92.9391 | 92.2798 | 91.665 | 91.0754 | 90.5124 | 89.9749 | 89.4631 | 88.9743 | 88.5063 | 88.057
F2_Commercial_WA - Health_Existing_Space Heating_Natural Gas_Gas Boiler - Steam Trap Replacement_A_Achievable Technical Potential | F2 | Commercial | WA - Health | Existing | Space Heating | Natural Gas | Gas Boiler - Steam Trap Replacement | A | Integrated Unit Summer Peak Savings (kW) | Achievable Technical Potential | 0 | 0 | 0 | 0 | 0 | 0 | 0 | 0 | 0 | 0 | 0 | 0 | 0 | 0 | 0 | 0 | 0 | 0 | 0 | 0 | 0 | 0 | 0 | 0 | 0 | 0 | 0
F3_Commercial_WA - Health_Existing_Space Heating_Natural Gas_Gas Boiler - Steam Trap Replacement_A_Achievable Technical Potential | F3 | Commercial | WA - Health | Existing | Space Heating | Natural Gas | Gas Boiler - Steam Trap Replacement | A | Integrated Unit Winter Peak Savings (kW) | Achievable Technical Potential | 0 | 0 | 0 | 0 | 0 | 0 | 0 | 0 | 0 | 0 | 0 | 0 | 0 | 0 | 0 | 0 | 0 | 0 | 0 | 0 | 0 | 0 | 0 | 0 | 0 | 0 | 0
F4_Commercial_WA - Health_Existing_Space Heating_Natural Gas_Gas Boiler - Steam Trap Replacement_A_Achievable Technical Potential | F4 | Commercial | WA - Health | Existing | Space Heating | Natural Gas | Gas Boiler - Steam Trap Replacement | A | Incremental Energy Savings (MWh or mTherms) | Achievable Technical Potential | 0 | 0 | 0 | 0.50433 | 1.0317 | 1.0278 | 1.0236 | 1.0191 | 1.0142 | 0.5174 | 0 | 0 | 0 | 3.3966e-16 | 0 | 5.0244e-16 | 1.9954e-15 | 0 | 2.131e-15 | 1.6283e-16 | 2.265e-15 | 0 | 0 | 0 | 0 | 0 | 0
F5_Commercial_WA - Health_Existing_Space Heating_Natural Gas_Gas Boiler - Steam Trap Replacement_A_Achievable Technical Potential | F5 | Commercial | WA - Health | Existing | Space Heating | Natural Gas | Gas Boiler - Steam Trap Replacement | A | Incremental Summer Peak Savings (MW) | Achievable Technical Potential | 0 | 0 | 0 | 0 | 0 | 0 | 0 | 0 | 0 | 0 | 0 | 0 | 0 | 0 | 0 | 0 | 0 | 0 | 0 | 0 | 0 | 0 | 0 | 0 | 0 | 0 | 0
F6_Commercial_WA - Health_Existing_Space Heating_Natural Gas_Gas Boiler - Steam Trap Replacement_A_Achievable Technical Potential | F6 | Commercial | WA - Health | Existing | Space Heating | Natural Gas | Gas Boiler - Steam Trap Replacement | A | Incremental Winter Peak Savings (MW) | Achievable Technical Potential | 0 | 0 | 0 | 0 | 0 | 0 | 0 | 0 | 0 | 0 | 0 | 0 | 0 | 0 | 0 | 0 | 0 | 0 | 0 | 0 | 0 | 0 | 0 | 0 | 0 | 0 | 0
F7_Commercial_WA - Health_Existing_Space Heating_Natural Gas_Gas Boiler - Steam Trap Replacement_A_Achievable Technical Potential | F7 | Commercial | WA - Health | Existing | Space Heating | Natural Gas | Gas Boiler - Steam Trap Replacement | A | Cumulative Energy Savings (MWh or mTherms) | Achievable Technical Potential | 0 | 0 | 0 | 0.50433 | 1.5343 | 2.5564 | 3.5695 | 4.5727 | 5.5649 | 6.0536 | 6.02 | 5.9843 | 5.9468 | 5.9078 | 5.8672 | 5.8259 | 5.7843 | 5.7429 | 5.7022 | 5.6642 | 5.6278 | 5.593 | 5.5598 | 5.5281 | 5.4979 | 5.469 | 5.4412
F8_Commercial_WA - Health_Existing_Space Heating_Natural Gas_Gas Boiler - Steam Trap Replacement_A_Achievable Technical Potential | F8 | Commercial | WA - Health | Existing | Space Heating | Natural Gas | Gas Boiler - Steam Trap Replacement | A | Cumulative Summer Peak Savings (MW) | Achievable Technical Potential | 0 | 0 | 0 | 0 | 0 | 0 | 0 | 0 | 0 | 0 | 0 | 0 | 0 | 0 | 0 | 0 | 0 | 0 | 0 | 0 | 0 | 0 | 0 | 0 | 0 | 0 | 0
F9_Commercial_WA - Health_Existing_Space Heating_Natural Gas_Gas Boiler - Steam Trap Replacement_A_Achievable Technical Potential | F9 | Commercial | WA - Health | Existing | Space Heating | Natural Gas | Gas Boiler - Steam Trap Replacement | A | Cumulative Winter Peak Savings (MW) | Achievable Technical Potential | 0 | 0 | 0 | 0 | 0 | 0 | 0 | 0 | 0 | 0 | 0 | 0 | 0 | 0 | 0 | 0 | 0 | 0 | 0 | 0 | 0 | 0 | 0 | 0 | 0 | 0 | 0
F10_Commercial_WA - Health_Existing_Space Heating_Natural Gas_Gas Boiler - Steam Trap Replacement_A_Achievable Technical Potential | F10 | Commercial | WA - Health | Existing | Space Heating | Natural Gas | Gas Boiler - Steam Trap Replacement | A | Purchases (Incremental) | Achievable Technical Potential | 0 | 0 | 0 | 5.0173 | 10.2987 | 10.2987 | 10.2987 | 10.2987 | 10.2987 | 5.2814 | 0 | 0 | 0 | 3.5527e-15 | 0 | 5.3291e-15 | 2.1316e-14 | 0 | 2.3093e-14 | 1.7764e-15 | 2.4869e-14 | 0 | 0 | 0 | 0 | 0 | 0
F11_Commercial_WA - Health_Existing_Space Heating_Natural Gas_Gas Boiler - Steam Trap Replacement_A_Achievable Technical Potential | F11 | Commercial | WA - Health | Existing | Space Heating | Natural Gas | Gas Boiler - Steam Trap Replacement | A | Purchases (Cumulative) | Achievable Technical Potential | 0 | 0 | 0 | 5.0173 | 15.316 | 25.6147 | 35.9134 | 46.2122 | 56.5109 | 61.7922 | 61.7922 | 61.7922 | 61.7922 | 61.7922 | 61.7922 | 61.7922 | 61.7922 | 61.7922 | 61.7922 | 61.7922 | 61.7922 | 61.7922 | 61.7922 | 61.7922 | 61.7922 | 61.7922 | 61.7922
F1_Commercial_WA - Health_Existing_Space Heating_Natural Gas_Gas Boiler - High Turndown Burner_A_Achievable Technical Potential | F1 | Commercial | WA - Health | Existing | Space Heating | Natural Gas | Gas Boiler - High Turndown Burner | A | Integrated Unit Energy Savings (kWh or therms) | Achievable Technical Potential | 0 | 0 | 0.58957 | 0.58432 | 0.5767 | 0.56779 | 0.5578 | 0.54644 | 0.53342 | 0.51863 | 0.50199 | 0.48352 | 0.46359 | 0.44277 | 0.42206 | 0.4023 | 0.38405 | 0.36795 | 0.35511 | 0.34563 | 0.33801 | 0.33266 | 0.32787 | 0.326 | 0.32421 | 0.3225 | 0.32086
F2_Commercial_WA - Health_Existing_Space Heating_Natural Gas_Gas Boiler - High Turndown Burner_A_Achievable Technical Potential | F2 | Commercial | WA - Health | Existing | Space Heating | Natural Gas | Gas Boiler - High Turndown Burner | A | Integrated Unit Summer Peak Savings (kW) | Achievable Technical Potential | 0 | 0 | 0 | 0 | 0 | 0 | 0 | 0 | 0 | 0 | 0 | 0 | 0 | 0 | 0 | 0 | 0 | 0 | 0 | 0 | 0 | 0 | 0 | 0 | 0 | 0 | 0
F3_Commercial_WA - Health_Existing_Space Heating_Natural Gas_Gas Boiler - High Turndown Burner_A_Achievable Technical Potential | F3 | Commercial | WA - Health | Existing | Space Heating | Natural Gas | Gas Boiler - High Turndown Burner | A | Integrated Unit Winter Peak Savings (kW) | Achievable Technical Potential | 0 | 0 | 0 | 0 | 0 | 0 | 0 | 0 | 0 | 0 | 0 | 0 | 0 | 0 | 0 | 0 | 0 | 0 | 0 | 0 | 0 | 0 | 0 | 0 | 0 | 0 | 0
F4_Commercial_WA - Health_Existing_Space Heating_Natural Gas_Gas Boiler - High Turndown Burner_A_Achievable Technical Potential | F4 | Commercial | WA - Health | Existing | Space Heating | Natural Gas | Gas Boiler - High Turndown Burner | A | Incremental Energy Savings (MWh or mTherms) | Achievable Technical Potential | 0 | 0 | 0 | 1.5128 | 1.8332 | 2.2087 | 2.5188 | 2.8145 | 3.2121 | 3.426 | 3.3876 | 3.075 | 2.5342 | 1.873 | 1.2253 | 0.69889 | 0.31163 | 0 | 0 | 0 | 0 | 0 | 0 | 0 | 0 | 0 | 0
F5_Commercial_WA - Health_Existing_Space Heating_Natural Gas_Gas Boiler - High Turndown Burner_A_Achievable Technical Potential | F5 | Commercial | WA - Health | Existing | Space Heating | Natural Gas | Gas Boiler - High Turndown Burner | A | Incremental Summer Peak Savings (MW) | Achievable Technical Potential | 0 | 0 | 0 | 0 | 0 | 0 | 0 | 0 | 0 | 0 | 0 | 0 | 0 | 0 | 0 | 0 | 0 | 0 | 0 | 0 | 0 | 0 | 0 | 0 | 0 | 0 | 0
F6_Commercial_WA - Health_Existing_Space Heating_Natural Gas_Gas Boiler - High Turndown Burner_A_Achievable Technical Potential | F6 | Commercial | WA - Health | Existing | Space Heating | Natural Gas | Gas Boiler - High Turndown Burner | A | Incremental Winter Peak Savings (MW) | Achievable Technical Potential | 0 | 0 | 0 | 0 | 0 | 0 | 0 | 0 | 0 | 0 | 0 | 0 | 0 | 0 | 0 | 0 | 0 | 0 | 0 | 0 | 0 | 0 | 0 | 0 | 0 | 0 | 0
F7_Commercial_WA - Health_Existing_Space Heating_Natural Gas_Gas Boiler - High Turndown Burner_A_Achievable Technical Potential | F7 | Commercial | WA - Health | Existing | Space Heating | Natural Gas | Gas Boiler - High Turndown Burner | A | Cumulative Energy Savings (MWh or mTherms) | Achievable Technical Potential | 0 | 0 | 0 | 1.5128 | 3.3263 | 5.4836 | 7.9059 | 10.5592 | 13.5198 | 16.5709 | 19.4268 | 21.7872 | 23.4231 | 24.2446 | 24.3354 | 23.895 | 23.123 | 22.1535 | 21.3805 | 20.8096 | 20.3509 | 20.0286 | 19.7401 | 19.6275 | 19.52 | 19.4171 | 19.3183
F8_Commercial_WA - Health_Existing_Space Heating_Natural Gas_Gas Boiler - High Turndown Burner_A_Achievable Technical Potential | F8 | Commercial | WA - Health | Existing | Space Heating | Natural Gas | Gas Boiler - High Turndown Burner | A | Cumulative Summer Peak Savings (MW) | Achievable Technical Potential | 0 | 0 | 0 | 0 | 0 | 0 | 0 | 0 | 0 | 0 | 0 | 0 | 0 | 0 | 0 | 0 | 0 | 0 | 0 | 0 | 0 | 0 | 0 | 0 | 0 | 0 | 0
F9_Commercial_WA - Health_Existing_Space Heating_Natural Gas_Gas Boiler - High Turndown Burner_A_Achievable Technical Potential | F9 | Commercial | WA - Health | Existing | Space Heating | Natural Gas | Gas Boiler - High Turndown Burner | A | Cumulative Winter Peak Savings (MW) | Achievable Technical Potential | 0 | 0 | 0 | 0 | 0 | 0 | 0 | 0 | 0 | 0 | 0 | 0 | 0 | 0 | 0 | 0 | 0 | 0 | 0 | 0 | 0 | 0 | 0 | 0 | 0 | 0 | 0
F10_Commercial_WA - Health_Existing_Space Heating_Natural Gas_Gas Boiler - High Turndown Burner_A_Achievable Technical Potential | F10 | Commercial | WA - Health | Existing | Space Heating | Natural Gas | Gas Boiler - High Turndown Burner | A | Purchases (Incremental) | Achievable Technical Potential | 0 | 0 | 0 | 2588.9367 | 3178.8014 | 3889.9226 | 4515.5873 | 5150.5991 | 6021.6695 | 6605.8649 | 6748.3576 | 6359.5172 | 5466.5437 | 4230.2423 | 2903.1229 | 1737.2509 | 811.4142 | 0 | 0 | 0 | 0 | 0 | 0 | 0 | 0 | 0 | 0
F11_Commercial_WA - Health_Existing_Space Heating_Natural Gas_Gas Boiler - High Turndown Burner_A_Achievable Technical Potential | F11 | Commercial | WA - Health | Existing | Space Heating | Natural Gas | Gas Boiler - High Turndown Burner | A | Purchases (Cumulative) | Achievable Technical Potential | 0 | 0 | 0 | 2588.9367 | 5767.7381 | 9657.6607 | 14173.248 | 19323.847 | 25345.5165 | 31951.3814 | 38699.739 | 45059.2562 | 50525.7999 | 54756.0422 | 57659.165 | 59396.4159 | 60207.8301 | 60207.8301 | 60207.8301 | 60207.8301 | 60207.8301 | 60207.8301 | 60207.8301 | 60207.8301 | 60207.8301 | 60207.8301 | 60207.8301
F1_Commercial_WA - Health_Existing_Space Heating_Natural Gas_Gas Boiler - Burner Control Optimization_A_Achievable Technical Potential | F1 | Commercial | WA - Health | Existing | Space Heating | Natural Gas | Gas Boiler - Burner Control Optimization | A | Integrated Unit Energy Savings (kWh or therms) | Achievable Technical Potential | 0 | 0 | 0.17098 | 0.16938 | 0.16707 | 0.16438 | 0.16136 | 0.15792 | 0.154 | 0.14955 | 0.14458 | 0.1391 | 0.13324 | 0.12716 | 0.12115 | 0.11544 | 0.11019 | 0.10557 | 0.10188 | 0.099162 | 0.096977 | 0.09544 | 0.094066 | 0.093529 | 0.093017 | 0.092526 | 0.092055
F2_Commercial_WA - Health_Existing_Space Heating_Natural Gas_Gas Boiler - Burner Control Optimization_A_Achievable Technical Potential | F2 | Commercial | WA - Health | Existing | Space Heating | Natural Gas | Gas Boiler - Burner Control Optimization | A | Integrated Unit Summer Peak Savings (kW) | Achievable Technical Potential | 0 | 0 | 0 | 0 | 0 | 0 | 0 | 0 | 0 | 0 | 0 | 0 | 0 | 0 | 0 | 0 | 0 | 0 | 0 | 0 | 0 | 0 | 0 | 0 | 0 | 0 | 0
F3_Commercial_WA - Health_Existing_Space Heating_Natural Gas_Gas Boiler - Burner Control Optimization_A_Achievable Technical Potential | F3 | Commercial | WA - Health | Existing | Space Heating | Natural Gas | Gas Boiler - Burner Control Optimization | A | Integrated Unit Winter Peak Savings (kW) | Achievable Technical Potential | 0 | 0 | 0 | 0 | 0 | 0 | 0 | 0 | 0 | 0 | 0 | 0 | 0 | 0 | 0 | 0 | 0 | 0 | 0 | 0 | 0 | 0 | 0 | 0 | 0 | 0 | 0
F4_Commercial_WA - Health_Existing_Space Heating_Natural Gas_Gas Boiler - Burner Control Optimization_A_Achievable Technical Potential | F4 | Commercial | WA - Health | Existing | Space Heating | Natural Gas | Gas Boiler - Burner Control Optimization | A | Incremental Energy Savings (MWh or mTherms) | Achievable Technical Potential | 0 | 0 | 0 | 0.16316 | 0.086604 | 0.28825 | 0.46025 | 0.68374 | 0.95492 | 1.2614 | 1.5809 | 1.8813 | 2.1249 | 2.2752 | 2.306 | 2.2065 | 1.9854 | 1.6724 | 1.3139 | 0.95582 | 0.68486 | 0.27582 | 0.24121 | 0 | 0 | 0 | 0
F5_Commercial_WA - Health_Existing_Space Heating_Natural Gas_Gas Boiler - Burner Control Optimization_A_Achievable Technical Potential | F5 | Commercial | WA - Health | Existing | Space Heating | Natural Gas | Gas Boiler - Burner Control Optimization | A | Incremental Summer Peak Savings (MW) | Achievable Technical Potential | 0 | 0 | 0 | 0 | 0 | 0 | 0 | 0 | 0 | 0 | 0 | 0 | 0 | 0 | 0 | 0 | 0 | 0 | 0 | 0 | 0 | 0 | 0 | 0 | 0 | 0 | 0
F6_Commercial_WA - Health_Existing_Space Heating_Natural Gas_Gas Boiler - Burner Control Optimization_A_Achievable Technical Potential | F6 | Commercial | WA - Health | Existing | Space Heating | Natural Gas | Gas Boiler - Burner Control Optimization | A | Incremental Winter Peak Savings (MW) | Achievable Technical Potential | 0 | 0 | 0 | 0 | 0 | 0 | 0 | 0 | 0 | 0 | 0 | 0 | 0 | 0 | 0 | 0 | 0 | 0 | 0 | 0 | 0 | 0 | 0 | 0 | 0 | 0 | 0
F7_Commercial_WA - Health_Existing_Space Heating_Natural Gas_Gas Boiler - Burner Control Optimization_A_Achievable Technical Potential | F7 | Commercial | WA - Health | Existing | Space Heating | Natural Gas | Gas Boiler - Burner Control Optimization | A | Cumulative Energy Savings (MWh or mTherms) | Achievable Technical Potential | 0 | 0 | 0 | 0.16316 | 0.24755 | 0.53181 | 0.98228 | 1.6451 | 2.5591 | 3.7467 | 5.203 | 6.8872 | 8.7217 | 10.5991 | 12.4038 | 14.0259 | 15.3732 | 16.401 | 17.1426 | 17.6406 | 17.9367 | 17.9283 | 17.9113 | 17.8091 | 17.7116 | 17.6181 | 17.5285
F8_Commercial_WA - Health_Existing_Space Heating_Natural Gas_Gas Boiler - Burner Control Optimization_A_Achievable Technical Potential | F8 | Commercial | WA - Health | Existing | Space Heating | Natural Gas | Gas Boiler - Burner Control Optimization | A | Cumulative Summer Peak Savings (MW) | Achievable Technical Potential | 0 | 0 | 0 | 0 | 0 | 0 | 0 | 0 | 0 | 0 | 0 | 0 | 0 | 0 | 0 | 0 | 0 | 0 | 0 | 0 | 0 | 0 | 0 | 0 | 0 | 0 | 0
F9_Commercial_WA - Health_Existing_Space Heating_Natural Gas_Gas Boiler - Burner Control Optimization_A_Achievable Technical Potential | F9 | Commercial | WA - Health | Existing | Space Heating | Natural Gas | Gas Boiler - Burner Control Optimization | A | Cumulative Winter Peak Savings (MW) | Achievable Technical Potential | 0 | 0 | 0 | 0 | 0 | 0 | 0 | 0 | 0 | 0 | 0 | 0 | 0 | 0 | 0 | 0 | 0 | 0 | 0 | 0 | 0 | 0 | 0 | 0 | 0 | 0 | 0
F10_Commercial_WA - Health_Existing_Space Heating_Natural Gas_Gas Boiler - Burner Control Optimization_A_Achievable Technical Potential | F10 | Commercial | WA - Health | Existing | Space Heating | Natural Gas | Gas Boiler - Burner Control Optimization | A | Purchases (Incremental) | Achievable Technical Potential | 0 | 0 | 0 | 963.3253 | 518.3574 | 1753.5515 | 2852.3918 | 4329.5324 | 6200.8156 | 8434.812 | 10934.5628 | 13524.1697 | 15948.2087 | 17892.8538 | 19034.6276 | 19114.0946 | 18018.2577 | 15842.0784 | 12895.7593 | 9638.949 | 7062.1063 | 2889.9758 | 2564.2835 | 0 | 0 | 0 | 0
F11_Commercial_WA - Health_Existing_Space Heating_Natural Gas_Gas Boiler - Burner Control Optimization_A_Achievable Technical Potential | F11 | Commercial | WA - Health | Existing | Space Heating | Natural Gas | Gas Boiler - Burner Control Optimization | A | Purchases (Cumulative) | Achievable Technical Potential | 0 | 0 | 0 | 963.3253 | 1481.6826 | 3235.2341 | 6087.626 | 10417.1584 | 16617.974 | 25052.786 | 35987.3489 | 49511.5186 | 65459.7273 | 83352.5811 | 102387.2087 | 121501.3033 | 139519.561 | 155361.6395 | 168257.3987 | 177896.3477 | 184958.4541 | 187848.4299 | 190412.7134 | 190412.7134 | 190412.7134 | 190412.7134 | 190412.7134
F1_Commercial_WA - Health_Existing_Space Heating_Natural Gas_Gas Boiler - Stack Economizer_A_Achievable Technical Potential | F1 | Commercial | WA - Health | Existing | Space Heating | Natural Gas | Gas Boiler - Stack Economizer | A | Integrated Unit Energy Savings (kWh or therms) | Achievable Technical Potential | 0 | 0 | 0.56599 | 0.55904 | 0.54887 | 0.53722 | 0.52438 | 0.51008 | 0.49445 | 0.47717 | 0.45843 | 0.43845 | 0.41773 | 0.39702 | 0.37685 | 0.35777 | 0.34025 | 0.32482 | 0.31246 | 0.30322 | 0.29569 | 0.29024 | 0.28532 | 0.28369 | 0.28213 | 0.28064 | 0.27921
F2_Commercial_WA - Health_Existing_Space Heating_Natural Gas_Gas Boiler - Stack Economizer_A_Achievable Technical Potential | F2 | Commercial | WA - Health | Existing | Space Heating | Natural Gas | Gas Boiler - Stack Economizer | A | Integrated Unit Summer Peak Savings (kW) | Achievable Technical Potential | 0 | 0 | 0 | 0 | 0 | 0 | 0 | 0 | 0 | 0 | 0 | 0 | 0 | 0 | 0 | 0 | 0 | 0 | 0 | 0 | 0 | 0 | 0 | 0 | 0 | 0 | 0
F3_Commercial_WA - Health_Existing_Space Heating_Natural Gas_Gas Boiler - Stack Economizer_A_Achievable Technical Potential | F3 | Commercial | WA - Health | Existing | Space Heating | Natural Gas | Gas Boiler - Stack Economizer | A | Integrated Unit Winter Peak Savings (kW) | Achievable Technical Potential | 0 | 0 | 0 | 0 | 0 | 0 | 0 | 0 | 0 | 0 | 0 | 0 | 0 | 0 | 0 | 0 | 0 | 0 | 0 | 0 | 0 | 0 | 0 | 0 | 0 | 0 | 0
F4_Commercial_WA - Health_Existing_Space Heating_Natural Gas_Gas Boiler - Stack Economizer_A_Achievable Technical Potential | F4 | Commercial | WA - Health | Existing | Space Heating | Natural Gas | Gas Boiler - Stack Economizer | A | Incremental Energy Savings (MWh or mTherms) | Achievable Technical Potential | 0 | 0 | 0 | 2.3157 | 2.7916 | 3.3436 | 3.7886 | 4.2036 | 4.7638 | 5.0434 | 4.9498 | 4.4613 | 3.6536 | 2.6872 | 1.7505 | 0.99445 | 0.44173 | 0 | 0 | 0 | 0 | 0 | 0 | 0 | 0 | 0 | 0
F5_Commercial_WA - Health_Existing_Space Heating_Natural Gas_Gas Boiler - Stack Economizer_A_Achievable Technical Potential | F5 | Commercial | WA - Health | Existing | Space Heating | Natural Gas | Gas Boiler - Stack Economizer | A | Incremental Summer Peak Savings (MW) | Achievable Technical Potential | 0 | 0 | 0 | 0 | 0 | 0 | 0 | 0 | 0 | 0 | 0 | 0 | 0 | 0 | 0 | 0 | 0 | 0 | 0 | 0 | 0 | 0 | 0 | 0 | 0 | 0 | 0
F6_Commercial_WA - Health_Existing_Space Heating_Natural Gas_Gas Boiler - Stack Economizer_A_Achievable Technical Potential | F6 | Commercial | WA - Health | Existing | Space Heating | Natural Gas | Gas Boiler - Stack Economizer | A | Incremental Winter Peak Savings (MW) | Achievable Technical Potential | 0 | 0 | 0 | 0 | 0 | 0 | 0 | 0 | 0 | 0 | 0 | 0 | 0 | 0 | 0 | 0 | 0 | 0 | 0 | 0 | 0 | 0 | 0 | 0 | 0 | 0 | 0
F7_Commercial_WA - Health_Existing_Space Heating_Natural Gas_Gas Boiler - Stack Economizer_A_Achievable Technical Potential | F7 | Commercial | WA - Health | Existing | Space Heating | Natural Gas | Gas Boiler - Stack Economizer | A | Cumulative Energy Savings (MWh or mTherms) | Achievable Technical Potential | 0 | 0 | 0 | 2.3157 | 5.0652 | 8.3013 | 11.8914 | 15.7708 | 20.0512 | 24.3942 | 28.3856 | 31.6097 | 33.7696 | 34.7831 | 34.7664 | 34.0003 | 32.7767 | 31.2909 | 30.1002 | 29.2097 | 28.4848 | 27.96 | 27.4851 | 27.3281 | 27.1782 | 27.0347 | 26.8969
F8_Commercial_WA - Health_Existing_Space Heating_Natural Gas_Gas Boiler - Stack Economizer_A_Achievable Technical Potential | F8 | Commercial | WA - Health | Existing | Space Heating | Natural Gas | Gas Boiler - Stack Economizer | A | Cumulative Summer Peak Savings (MW) | Achievable Technical Potential | 0 | 0 | 0 | 0 | 0 | 0 | 0 | 0 | 0 | 0 | 0 | 0 | 0 | 0 | 0 | 0 | 0 | 0 | 0 | 0 | 0 | 0 | 0 | 0 | 0 | 0 | 0
F9_Commercial_WA - Health_Existing_Space Heating_Natural Gas_Gas Boiler - Stack Economizer_A_Achievable Technical Potential | F9 | Commercial | WA - Health | Existing | Space Heating | Natural Gas | Gas Boiler - Stack Economizer | A | Cumulative Winter Peak Savings (MW) | Achievable Technical Potential | 0 | 0 | 0 | 0 | 0 | 0 | 0 | 0 | 0 | 0 | 0 | 0 | 0 | 0 | 0 | 0 | 0 | 0 | 0 | 0 | 0 | 0 | 0 | 0 | 0 | 0 | 0
F10_Commercial_WA - Health_Existing_Space Heating_Natural Gas_Gas Boiler - Stack Economizer_A_Achievable Technical Potential | F10 | Commercial | WA - Health | Existing | Space Heating | Natural Gas | Gas Boiler - Stack Economizer | A | Purchases (Incremental) | Achievable Technical Potential | 0 | 0 | 0 | 4142.2987 | 5086.0822 | 6223.8762 | 7224.9396 | 8240.9585 | 9634.6711 | 10569.3838 | 10797.3722 | 10175.2275 | 8746.4699 | 6768.3877 | 4644.9966 | 2779.6014 | 1298.2628 | 0 | 0 | 0 | 0 | 0 | 0 | 0 | 0 | 0 | 0
F11_Commercial_WA - Health_Existing_Space Heating_Natural Gas_Gas Boiler - Stack Economizer_A_Achievable Technical Potential | F11 | Commercial | WA - Health | Existing | Space Heating | Natural Gas | Gas Boiler - Stack Economizer | A | Purchases (Cumulative) | Achievable Technical Potential | 0 | 0 | 0 | 4142.2987 | 9228.3809 | 15452.2571 | 22677.1967 | 30918.1553 | 40552.8264 | 51122.2102 | 61919.5824 | 72094.8099 | 80841.2798 | 87609.6675 | 92254.664 | 95034.2654 | 96332.5282 | 96332.5282 | 96332.5282 | 96332.5282 | 96332.5282 | 96332.5282 | 96332.5282 | 96332.5282 | 96332.5282 | 96332.5282 | 96332.5282
F1_Commercial_WA - Health_Existing_Space Heating_Natural Gas_Gas Boiler - Thermostatic Radiator Valves_A_Achievable Technical Potential | F1 | Commercial | WA - Health | Existing | Space Heating | Natural Gas | Gas Boiler - Thermostatic Radiator Valves | A | Integrated Unit Energy Savings (kWh or therms) | Achievable Technical Potential | 0 | 0 | 21.236 | 21.1134 | 20.9623 | 20.7711 | 20.5453 | 20.2758 | 19.9535 | 19.574 | 19.1337 | 18.631 | 18.0743 | 17.4806 | 16.8716 | 16.2754 | 15.7185 | 15.2232 | 14.815 | 14.5011 | 14.248 | 14.0709 | 13.9123 | 13.833 | 13.7574 | 13.6849 | 13.6154
F2_Commercial_WA - Health_Existing_Space Heating_Natural Gas_Gas Boiler - Thermostatic Radiator Valves_A_Achievable Technical Potential | F2 | Commercial | WA - Health | Existing | Space Heating | Natural Gas | Gas Boiler - Thermostatic Radiator Valves | A | Integrated Unit Summer Peak Savings (kW) | Achievable Technical Potential | 0 | 0 | 0 | 0 | 0 | 0 | 0 | 0 | 0 | 0 | 0 | 0 | 0 | 0 | 0 | 0 | 0 | 0 | 0 | 0 | 0 | 0 | 0 | 0 | 0 | 0 | 0
F3_Commercial_WA - Health_Existing_Space Heating_Natural Gas_Gas Boiler - Thermostatic Radiator Valves_A_Achievable Technical Potential | F3 | Commercial | WA - Health | Existing | Space Heating | Natural Gas | Gas Boiler - Thermostatic Radiator Valves | A | Integrated Unit Winter Peak Savings (kW) | Achievable Technical Potential | 0 | 0 | 0 | 0 | 0 | 0 | 0 | 0 | 0 | 0 | 0 | 0 | 0 | 0 | 0 | 0 | 0 | 0 | 0 | 0 | 0 | 0 | 0 | 0 | 0 | 0 | 0
F4_Commercial_WA - Health_Existing_Space Heating_Natural Gas_Gas Boiler - Thermostatic Radiator Valves_A_Achievable Technical Potential | F4 | Commercial | WA - Health | Existing | Space Heating | Natural Gas | Gas Boiler - Thermostatic Radiator Valves | A | Incremental Energy Savings (MWh or mTherms) | Achievable Technical Potential | 0 | 0 | 0 | 4.4115 | 8.9904 | 8.9084 | 8.8115 | 8.6959 | 8.5577 | 8.395 | 8.2061 | 7.9905 | 7.7518 | 7.4971 | 7.2359 | 6.9802 | 6.7414 | 6.529 | 3.2584 | 0 | 1.1339e-14 | 0 | 0 | 0 | 0 | 0 | 0
F5_Commercial_WA - Health_Existing_Space Heating_Natural Gas_Gas Boiler - Thermostatic Radiator Valves_A_Achievable Technical Potential | F5 | Commercial | WA - Health | Existing | Space Heating | Natural Gas | Gas Boiler - Thermostatic Radiator Valves | A | Incremental Summer Peak Savings (MW) | Achievable Technical Potential | 0 | 0 | 0 | 0 | 0 | 0 | 0 | 0 | 0 | 0 | 0 | 0 | 0 | 0 | 0 | 0 | 0 | 0 | 0 | 0 | 0 | 0 | 0 | 0 | 0 | 0 | 0
F6_Commercial_WA - Health_Existing_Space Heating_Natural Gas_Gas Boiler - Thermostatic Radiator Valves_A_Achievable Technical Potential | F6 | Commercial | WA - Health | Existing | Space Heating | Natural Gas | Gas Boiler - Thermostatic Radiator Valves | A | Incremental Winter Peak Savings (MW) | Achievable Technical Potential | 0 | 0 | 0 | 0 | 0 | 0 | 0 | 0 | 0 | 0 | 0 | 0 | 0 | 0 | 0 | 0 | 0 | 0 | 0 | 0 | 0 | 0 | 0 | 0 | 0 | 0 | 0
F7_Commercial_WA - Health_Existing_Space Heating_Natural Gas_Gas Boiler - Thermostatic Radiator Valves_A_Achievable Technical Potential | F7 | Commercial | WA - Health | Existing | Space Heating | Natural Gas | Gas Boiler - Thermostatic Radiator Valves | A | Cumulative Energy Savings (MWh or mTherms) | Achievable Technical Potential | 0 | 0 | 0 | 4.4115 | 13.3703 | 22.1567 | 30.7274 | 39.0201 | 46.9576 | 54.4596 | 61.4407 | 67.8168 | 73.5424 | 78.6239 | 83.1205 | 87.1634 | 90.9224 | 94.5861 | 95.3081 | 93.2888 | 91.6605 | 90.5214 | 89.5009 | 88.9911 | 88.5044 | 88.0383 | 87.5909
F8_Commercial_WA - Health_Existing_Space Heating_Natural Gas_Gas Boiler - Thermostatic Radiator Valves_A_Achievable Technical Potential | F8 | Commercial | WA - Health | Existing | Space Heating | Natural Gas | Gas Boiler - Thermostatic Radiator Valves | A | Cumulative Summer Peak Savings (MW) | Achievable Technical Potential | 0 | 0 | 0 | 0 | 0 | 0 | 0 | 0 | 0 | 0 | 0 | 0 | 0 | 0 | 0 | 0 | 0 | 0 | 0 | 0 | 0 | 0 | 0 | 0 | 0 | 0 | 0
F9_Commercial_WA - Health_Existing_Space Heating_Natural Gas_Gas Boiler - Thermostatic Radiator Valves_A_Achievable Technical Potential | F9 | Commercial | WA - Health | Existing | Space Heating | Natural Gas | Gas Boiler - Thermostatic Radiator Valves | A | Cumulative Winter Peak Savings (MW) | Achievable Technical Potential | 0 | 0 | 0 | 0 | 0 | 0 | 0 | 0 | 0 | 0 | 0 | 0 | 0 | 0 | 0 | 0 | 0 | 0 | 0 | 0 | 0 | 0 | 0 | 0 | 0 | 0 | 0
F10_Commercial_WA - Health_Existing_Space Heating_Natural Gas_Gas Boiler - Thermostatic Radiator Valves_A_Achievable Technical Potential | F10 | Commercial | WA - Health | Existing | Space Heating | Natural Gas | Gas Boiler - Thermostatic Radiator Valves | A | Purchases (Incremental) | Achievable Technical Potential | 0 | 0 | 0 | 208.9428 | 428.8825 | 428.8825 | 428.8825 | 428.8825 | 428.8825 | 428.8825 | 428.8825 | 428.8825 | 428.8825 | 428.8825 | 428.8825 | 428.8825 | 428.8825 | 428.8825 | 219.9398 | 0 | 7.9581e-13 | 0 | 0 | 0 | 0 | 0 | 0
F11_Commercial_WA - Health_Existing_Space Heating_Natural Gas_Gas Boiler - Thermostatic Radiator Valves_A_Achievable Technical Potential | F11 | Commercial | WA - Health | Existing | Space Heating | Natural Gas | Gas Boiler - Thermostatic Radiator Valves | A | Purchases (Cumulative) | Achievable Technical Potential | 0 | 0 | 0 | 208.9428 | 637.8253 | 1066.7078 | 1495.5904 | 1924.4729 | 2353.3554 | 2782.238 | 3211.1205 | 3640.003 | 4068.8856 | 4497.7681 | 4926.6506 | 5355.5332 | 5784.4157 | 6213.2982 | 6433.238 | 6433.238 | 6433.238 | 6433.238 | 6433.238 | 6433.238 | 6433.238 | 6433.238 | 6433.238
F1_Commercial_WA - Health_Existing_Space Heating_Natural Gas_HVAC - Shut Off Damper_A_Achievable Technical Potential | F1 | Commercial | WA - Health | Existing | Space Heating | Natural Gas | HVAC - Shut Off Damper | A | Integrated Unit Energy Savings (kWh or therms) | Achievable Technical Potential | 0 | 0 | 58.6738 | 57.746 | 56.3315 | 54.7694 | 53.1722 | 51.4978 | 49.691 | 47.729 | 45.6347 | 43.4406 | 41.2027 | 38.9982 | 36.8764 | 34.8872 | 33.0713 | 31.4771 | 30.1883 | 29.2072 | 28.3971 | 27.7903 | 27.2366 | 27.0772 | 26.9252 | 26.7797 | 26.6403
F2_Commercial_WA - Health_Existing_Space Heating_Natural Gas_HVAC - Shut Off Damper_A_Achievable Technical Potential | F2 | Commercial | WA - Health | Existing | Space Heating | Natural Gas | HVAC - Shut Off Damper | A | Integrated Unit Summer Peak Savings (kW) | Achievable Technical Potential | 0 | 0 | 0 | 0 | 0 | 0 | 0 | 0 | 0 | 0 | 0 | 0 | 0 | 0 | 0 | 0 | 0 | 0 | 0 | 0 | 0 | 0 | 0 | 0 | 0 | 0 | 0
F3_Commercial_WA - Health_Existing_Space Heating_Natural Gas_HVAC - Shut Off Damper_A_Achievable Technical Potential | F3 | Commercial | WA - Health | Existing | Space Heating | Natural Gas | HVAC - Shut Off Damper | A | Integrated Unit Winter Peak Savings (kW) | Achievable Technical Potential | 0 | 0 | 0 | 0 | 0 | 0 | 0 | 0 | 0 | 0 | 0 | 0 | 0 | 0 | 0 | 0 | 0 | 0 | 0 | 0 | 0 | 0 | 0 | 0 | 0 | 0 | 0
F4_Commercial_WA - Health_Existing_Space Heating_Natural Gas_HVAC - Shut Off Damper_A_Achievable Technical Potential | F4 | Commercial | WA - Health | Existing | Space Heating | Natural Gas | HVAC - Shut Off Damper | A | Incremental Energy Savings (MWh or mTherms) | Achievable Technical Potential | 0 | 0 | 0 | 1.3202 | 1.5813 | 1.8814 | 2.1203 | 2.3423 | 2.6424 | 2.7843 | 2.7195 | 2.4396 | 1.989 | 1.4568 | 0.94539 | 0.53521 | 0.23697 | 0 | 0 | 0 | 0 | 0 | 0 | 0 | 0 | 0 | 0
F5_Commercial_WA - Health_Existing_Space Heating_Natural Gas_HVAC - Shut Off Damper_A_Achievable Technical Potential | F5 | Commercial | WA - Health | Existing | Space Heating | Natural Gas | HVAC - Shut Off Damper | A | Incremental Summer Peak Savings (MW) | Achievable Technical Potential | 0 | 0 | 0 | 0 | 0 | 0 | 0 | 0 | 0 | 0 | 0 | 0 | 0 | 0 | 0 | 0 | 0 | 0 | 0 | 0 | 0 | 0 | 0 | 0 | 0 | 0 | 0
F6_Commercial_WA - Health_Existing_Space Heating_Natural Gas_HVAC - Shut Off Damper_A_Achievable Technical Potential | F6 | Commercial | WA - Health | Existing | Space Heating | Natural Gas | HVAC - Shut Off Damper | A | Incremental Winter Peak Savings (MW) | Achievable Technical Potential | 0 | 0 | 0 | 0 | 0 | 0 | 0 | 0 | 0 | 0 | 0 | 0 | 0 | 0 | 0 | 0 | 0 | 0 | 0 | 0 | 0 | 0 | 0 | 0 | 0 | 0 | 0
F7_Commercial_WA - Health_Existing_Space Heating_Natural Gas_HVAC - Shut Off Damper_A_Achievable Technical Potential | F7 | Commercial | WA - Health | Existing | Space Heating | Natural Gas | HVAC - Shut Off Damper | A | Cumulative Energy Savings (MWh or mTherms) | Achievable Technical Potential | 0 | 0 | 0 | 1.3202 | 2.8692 | 4.671 | 6.655 | 8.7878 | 11.1218 | 13.467 | 15.5955 | 17.2853 | 18.3838 | 18.8571 | 18.7765 | 18.2988 | 17.5833 | 16.7357 | 16.0505 | 15.5289 | 15.0981 | 14.7756 | 14.4812 | 14.3964 | 14.3156 | 14.2382 | 14.1641
F8_Commercial_WA - Health_Existing_Space Heating_Natural Gas_HVAC - Shut Off Damper_A_Achievable Technical Potential | F8 | Commercial | WA - Health | Existing | Space Heating | Natural Gas | HVAC - Shut Off Damper | A | Cumulative Summer Peak Savings (MW) | Achievable Technical Potential | 0 | 0 | 0 | 0 | 0 | 0 | 0 | 0 | 0 | 0 | 0 | 0 | 0 | 0 | 0 | 0 | 0 | 0 | 0 | 0 | 0 | 0 | 0 | 0 | 0 | 0 | 0
F9_Commercial_WA - Health_Existing_Space Heating_Natural Gas_HVAC - Shut Off Damper_A_Achievable Technical Potential | F9 | Commercial | WA - Health | Existing | Space Heating | Natural Gas | HVAC - Shut Off Damper | A | Cumulative Winter Peak Savings (MW) | Achievable Technical Potential | 0 | 0 | 0 | 0 | 0 | 0 | 0 | 0 | 0 | 0 | 0 | 0 | 0 | 0 | 0 | 0 | 0 | 0 | 0 | 0 | 0 | 0 | 0 | 0 | 0 | 0 | 0
F10_Commercial_WA - Health_Existing_Space Heating_Natural Gas_HVAC - Shut Off Damper_A_Achievable Technical Potential | F10 | Commercial | WA - Health | Existing | Space Heating | Natural Gas | HVAC - Shut Off Damper | A | Purchases (Incremental) | Achievable Technical Potential | 0 | 0 | 0 | 22.8622 | 28.0712 | 34.3509 | 39.876 | 45.4836 | 53.1758 | 58.3347 | 59.593 | 56.1592 | 48.2736 | 37.3562 | 25.6367 | 15.3412 | 7.1654 | 0 | 0 | 0 | 0 | 0 | 0 | 0 | 0 | 0 | 0
F11_Commercial_WA - Health_Existing_Space Heating_Natural Gas_HVAC - Shut Off Damper_A_Achievable Technical Potential | F11 | Commercial | WA - Health | Existing | Space Heating | Natural Gas | HVAC - Shut Off Damper | A | Purchases (Cumulative) | Achievable Technical Potential | 0 | 0 | 0 | 22.8622 | 50.9334 | 85.2843 | 125.1603 | 170.6438 | 223.8196 | 282.1543 | 341.7473 | 397.9065 | 446.1801 | 483.5363 | 509.173 | 524.5142 | 531.6796 | 531.6796 | 531.6796 | 531.6796 | 531.6796 | 531.6796 | 531.6796 | 531.6796 | 531.6796 | 531.6796 | 531.6796
F1_Commercial_WA - Health_Existing_Space Heating_Natural Gas_Gas Furnace - Tube Inserts_A_Achievable Technical Potential | F1 | Commercial | WA - Health | Existing | Space Heating | Natural Gas | Gas Furnace - Tube Inserts | A | Integrated Unit Energy Savings (kWh or therms) | Achievable Technical Potential | 0 | 0 | 0 | 0 | 0 | 0 | 0 | 0 | 0 | 0 | 0 | 0 | 0 | 0 | 0 | 0 | 0 | 0 | 0 | 0 | 0 | 0 | 0 | 0 | 0 | 0 | 0
F2_Commercial_WA - Health_Existing_Space Heating_Natural Gas_Gas Furnace - Tube Inserts_A_Achievable Technical Potential | F2 | Commercial | WA - Health | Existing | Space Heating | Natural Gas | Gas Furnace - Tube Inserts | A | Integrated Unit Summer Peak Savings (kW) | Achievable Technical Potential | 0 | 0 | 0 | 0 | 0 | 0 | 0 | 0 | 0 | 0 | 0 | 0 | 0 | 0 | 0 | 0 | 0 | 0 | 0 | 0 | 0 | 0 | 0 | 0 | 0 | 0 | 0
F3_Commercial_WA - Health_Existing_Space Heating_Natural Gas_Gas Furnace - Tube Inserts_A_Achievable Technical Potential | F3 | Commercial | WA - Health | Existing | Space Heating | Natural Gas | Gas Furnace - Tube Inserts | A | Integrated Unit Winter Peak Savings (kW) | Achievable Technical Potential | 0 | 0 | 0 | 0 | 0 | 0 | 0 | 0 | 0 | 0 | 0 | 0 | 0 | 0 | 0 | 0 | 0 | 0 | 0 | 0 | 0 | 0 | 0 | 0 | 0 | 0 | 0
F4_Commercial_WA - Health_Existing_Space Heating_Natural Gas_Gas Furnace - Tube Inserts_A_Achievable Technical Potential | F4 | Commercial | WA - Health | Existing | Space Heating | Natural Gas | Gas Furnace - Tube Inserts | A | Incremental Energy Savings (MWh or mTherms) | Achievable Technical Potential | 0 | 0 | 0 | 0 | 0 | 0 | 0 | 0 | 0 | 0 | 0 | 0 | 0 | 0 | 0 | 0 | 0 | 0 | 0 | 0 | 0 | 0 | 0 | 0 | 0 | 0 | 0
F5_Commercial_WA - Health_Existing_Space Heating_Natural Gas_Gas Furnace - Tube Inserts_A_Achievable Technical Potential | F5 | Commercial | WA - Health | Existing | Space Heating | Natural Gas | Gas Furnace - Tube Inserts | A | Incremental Summer Peak Savings (MW) | Achievable Technical Potential | 0 | 0 | 0 | 0 | 0 | 0 | 0 | 0 | 0 | 0 | 0 | 0 | 0 | 0 | 0 | 0 | 0 | 0 | 0 | 0 | 0 | 0 | 0 | 0 | 0 | 0 | 0
F6_Commercial_WA - Health_Existing_Space Heating_Natural Gas_Gas Furnace - Tube Inserts_A_Achievable Technical Potential | F6 | Commercial | WA - Health | Existing | Space Heating | Natural Gas | Gas Furnace - Tube Inserts | A | Incremental Winter Peak Savings (MW) | Achievable Technical Potential | 0 | 0 | 0 | 0 | 0 | 0 | 0 | 0 | 0 | 0 | 0 | 0 | 0 | 0 | 0 | 0 | 0 | 0 | 0 | 0 | 0 | 0 | 0 | 0 | 0 | 0 | 0
F7_Commercial_WA - Health_Existing_Space Heating_Natural Gas_Gas Furnace - Tube Inserts_A_Achievable Technical Potential | F7 | Commercial | WA - Health | Existing | Space Heating | Natural Gas | Gas Furnace - Tube Inserts | A | Cumulative Energy Savings (MWh or mTherms) | Achievable Technical Potential | 0 | 0 | 0 | 0 | 0 | 0 | 0 | 0 | 0 | 0 | 0 | 0 | 0 | 0 | 0 | 0 | 0 | 0 | 0 | 0 | 0 | 0 | 0 | 0 | 0 | 0 | 0
F8_Commercial_WA - Health_Existing_Space Heating_Natural Gas_Gas Furnace - Tube Inserts_A_Achievable Technical Potential | F8 | Commercial | WA - Health | Existing | Space Heating | Natural Gas | Gas Furnace - Tube Inserts | A | Cumulative Summer Peak Savings (MW) | Achievable Technical Potential | 0 | 0 | 0 | 0 | 0 | 0 | 0 | 0 | 0 | 0 | 0 | 0 | 0 | 0 | 0 | 0 | 0 | 0 | 0 | 0 | 0 | 0 | 0 | 0 | 0 | 0 | 0
F9_Commercial_WA - Health_Existing_Space Heating_Natural Gas_Gas Furnace - Tube Inserts_A_Achievable Technical Potential | F9 | Commercial | WA - Health | Existing | Space Heating | Natural Gas | Gas Furnace - Tube Inserts | A | Cumulative Winter Peak Savings (MW) | Achievable Technical Potential | 0 | 0 | 0 | 0 | 0 | 0 | 0 | 0 | 0 | 0 | 0 | 0 | 0 | 0 | 0 | 0 | 0 | 0 | 0 | 0 | 0 | 0 | 0 | 0 | 0 | 0 | 0
F10_Commercial_WA - Health_Existing_Space Heating_Natural Gas_Gas Furnace - Tube Inserts_A_Achievable Technical Potential | F10 | Commercial | WA - Health | Existing | Space Heating | Natural Gas | Gas Furnace - Tube Inserts | A | Purchases (Incremental) | Achievable Technical Potential | 0 | 0 | 0 | 890.2322 | 479.0266 | 1620.4994 | 2635.9643 | 4001.0257 | 4840.0915 | 7315.7873 | 8484.3947 | 9862.0481 | 10737.0999 | 10804.8954 | 9795.546 | 7558.9032 | 4153.0955 | 0 | 0 | 0 | 0 | 0 | 0 | 0 | 0 | 0 | 0
F11_Commercial_WA - Health_Existing_Space Heating_Natural Gas_Gas Furnace - Tube Inserts_A_Achievable Technical Potential | F11 | Commercial | WA - Health | Existing | Space Heating | Natural Gas | Gas Furnace - Tube Inserts | A | Purchases (Cumulative) | Achievable Technical Potential | 0 | 0 | 0 | 890.2322 | 1369.2588 | 2989.7581 | 5625.7225 | 9626.7481 | 14466.8396 | 21782.6269 | 30267.0216 | 40129.0697 | 50866.1696 | 61671.065 | 71466.6109 | 79025.5142 | 83178.6097 | 83178.6097 | 83178.6097 | 83178.6097 | 83178.6097 | 83178.6097 | 83178.6097 | 83178.6097 | 83178.6097 | 83178.6097 | 83178.6097
F1_Commercial_WA - Health_Existing_Space Heating_Natural Gas_Gas Boiler - Insulate Steam Lines/Condensate Tank_A_Achievable Technical Potential | F1 | Commercial | WA - Health | Existing | Space Heating | Natural Gas | Gas Boiler - Insulate Steam Lines/Condensate Tank | A | Integrated Unit Energy Savings (kWh or therms) | Achievable Technical Potential | 0 | 0 | 5.056 | 5.0373 | 5.0173 | 4.9921 | 4.9623 | 4.9271 | 4.8853 | 4.8367 | 4.7809 | 4.7169 | 4.6455 | 4.5684 | 4.4878 | 4.4072 | 4.3298 | 4.2587 | 4.1961 | 4.144 | 4.0999 | 4.065 | 4.0333 | 4.0104 | 3.9885 | 3.9675 | 3.9473
F2_Commercial_WA - Health_Existing_Space Heating_Natural Gas_Gas Boiler - Insulate Steam Lines/Condensate Tank_A_Achievable Technical Potential | F2 | Commercial | WA - Health | Existing | Space Heating | Natural Gas | Gas Boiler - Insulate Steam Lines/Condensate Tank | A | Integrated Unit Summer Peak Savings (kW) | Achievable Technical Potential | 0 | 0 | 0 | 0 | 0 | 0 | 0 | 0 | 0 | 0 | 0 | 0 | 0 | 0 | 0 | 0 | 0 | 0 | 0 | 0 | 0 | 0 | 0 | 0 | 0 | 0 | 0
F3_Commercial_WA - Health_Existing_Space Heating_Natural Gas_Gas Boiler - Insulate Steam Lines/Condensate Tank_A_Achievable Technical Potential | F3 | Commercial | WA - Health | Existing | Space Heating | Natural Gas | Gas Boiler - Insulate Steam Lines/Condensate Tank | A | Integrated Unit Winter Peak Savings (kW) | Achievable Technical Potential | 0 | 0 | 0 | 0 | 0 | 0 | 0 | 0 | 0 | 0 | 0 | 0 | 0 | 0 | 0 | 0 | 0 | 0 | 0 | 0 | 0 | 0 | 0 | 0 | 0 | 0 | 0
F4_Commercial_WA - Health_Existing_Space Heating_Natural Gas_Gas Boiler - Insulate Steam Lines/Condensate Tank_A_Achievable Technical Potential | F4 | Commercial | WA - Health | Existing | Space Heating | Natural Gas | Gas Boiler - Insulate Steam Lines/Condensate Tank | A | Incremental Energy Savings (MWh or mTherms) | Achievable Technical Potential | 0 | 0 | 0 | 2.6476 | 5.4129 | 5.3857 | 5.3537 | 5.3156 | 5.2705 | 5.2181 | 5.1579 | 5.0889 | 5.0118 | 4.9287 | 4.8417 | 4.7547 | 4.6712 | 4.5945 | 2.3215 | 0 | 1.0254e-14 | 9.2428e-16 | 0 | 0 | 0 | 0 | 0
F5_Commercial_WA - Health_Existing_Space Heating_Natural Gas_Gas Boiler - Insulate Steam Lines/Condensate Tank_A_Achievable Technical Potential | F5 | Commercial | WA - Health | Existing | Space Heating | Natural Gas | Gas Boiler - Insulate Steam Lines/Condensate Tank | A | Incremental Summer Peak Savings (MW) | Achievable Technical Potential | 0 | 0 | 0 | 0 | 0 | 0 | 0 | 0 | 0 | 0 | 0 | 0 | 0 | 0 | 0 | 0 | 0 | 0 | 0 | 0 | 0 | 0 | 0 | 0 | 0 | 0 | 0
F6_Commercial_WA - Health_Existing_Space Heating_Natural Gas_Gas Boiler - Insulate Steam Lines/Condensate Tank_A_Achievable Technical Potential | F6 | Commercial | WA - Health | Existing | Space Heating | Natural Gas | Gas Boiler - Insulate Steam Lines/Condensate Tank | A | Incremental Winter Peak Savings (MW) | Achievable Technical Potential | 0 | 0 | 0 | 0 | 0 | 0 | 0 | 0 | 0 | 0 | 0 | 0 | 0 | 0 | 0 | 0 | 0 | 0 | 0 | 0 | 0 | 0 | 0 | 0 | 0 | 0 | 0
F7_Commercial_WA - Health_Existing_Space Heating_Natural Gas_Gas Boiler - Insulate Steam Lines/Condensate Tank_A_Achievable Technical Potential | F7 | Commercial | WA - Health | Existing | Space Heating | Natural Gas | Gas Boiler - Insulate Steam Lines/Condensate Tank | A | Cumulative Energy Savings (MWh or mTherms) | Achievable Technical Potential | 0 | 0 | 0 | 2.6476 | 8.05 | 13.3952 | 18.6692 | 23.8522 | 28.9203 | 33.851 | 38.618 | 43.1902 | 47.5482 | 51.6881 | 55.6179 | 59.373 | 63.0013 | 66.5614 | 67.9043 | 67.0624 | 66.3475 | 65.7836 | 65.2707 | 64.8994 | 64.5449 | 64.2053 | 63.8794
F8_Commercial_WA - Health_Existing_Space Heating_Natural Gas_Gas Boiler - Insulate Steam Lines/Condensate Tank_A_Achievable Technical Potential | F8 | Commercial | WA - Health | Existing | Space Heating | Natural Gas | Gas Boiler - Insulate Steam Lines/Condensate Tank | A | Cumulative Summer Peak Savings (MW) | Achievable Technical Potential | 0 | 0 | 0 | 0 | 0 | 0 | 0 | 0 | 0 | 0 | 0 | 0 | 0 | 0 | 0 | 0 | 0 | 0 | 0 | 0 | 0 | 0 | 0 | 0 | 0 | 0 | 0
F9_Commercial_WA - Health_Existing_Space Heating_Natural Gas_Gas Boiler - Insulate Steam Lines/Condensate Tank_A_Achievable Technical Potential | F9 | Commercial | WA - Health | Existing | Space Heating | Natural Gas | Gas Boiler - Insulate Steam Lines/Condensate Tank | A | Cumulative Winter Peak Savings (MW) | Achievable Technical Potential | 0 | 0 | 0 | 0 | 0 | 0 | 0 | 0 | 0 | 0 | 0 | 0 | 0 | 0 | 0 | 0 | 0 | 0 | 0 | 0 | 0 | 0 | 0 | 0 | 0 | 0 | 0
F10_Commercial_WA - Health_Existing_Space Heating_Natural Gas_Gas Boiler - Insulate Steam Lines/Condensate Tank_A_Achievable Technical Potential | F10 | Commercial | WA - Health | Existing | Space Heating | Natural Gas | Gas Boiler - Insulate Steam Lines/Condensate Tank | A | Purchases (Incremental) | Achievable Technical Potential | 0 | 0 | 0 | 525.5971 | 1078.8572 | 1078.8572 | 1078.8572 | 1078.8572 | 1078.8572 | 1078.8572 | 1078.8572 | 1078.8572 | 1078.8572 | 1078.8572 | 1078.8572 | 1078.8572 | 1078.8572 | 1078.8572 | 553.2601 | 0 | 2.5011e-12 | 2.2737e-13 | 0 | 0 | 0 | 0 | 0
F11_Commercial_WA - Health_Existing_Space Heating_Natural Gas_Gas Boiler - Insulate Steam Lines/Condensate Tank_A_Achievable Technical Potential | F11 | Commercial | WA - Health | Existing | Space Heating | Natural Gas | Gas Boiler - Insulate Steam Lines/Condensate Tank | A | Purchases (Cumulative) | Achievable Technical Potential | 0 | 0 | 0 | 525.5971 | 1604.4543 | 2683.3115 | 3762.1687 | 4841.0259 | 5919.8831 | 6998.7403 | 8077.5975 | 9156.4547 | 10235.3119 | 11314.1691 | 12393.0263 | 13471.8835 | 14550.7407 | 15629.5979 | 16182.858 | 16182.858 | 16182.858 | 16182.858 | 16182.858 | 16182.858 | 16182.858 | 16182.858 | 16182.858
F1_Commercial_WA - Health_Existing_Space Heating_Natural Gas_Gas Boiler - Insulate Hot Water Lines_A_Achievable Technical Potential | F1 | Commercial | WA - Health | Existing | Space Heating | Natural Gas | Gas Boiler - Insulate Hot Water Lines | A | Integrated Unit Energy Savings (kWh or therms) | Achievable Technical Potential | 0 | 0 | 3.3847 | 3.3564 | 3.3163 | 3.2686 | 3.2146 | 3.1526 | 3.0809 | 2.9988 | 2.9057 | 2.802 | 2.6894 | 2.5715 | 2.4526 | 2.3378 | 2.2318 | 2.1382 | 2.0636 | 2.0085 | 1.9643 | 1.9331 | 1.9053 | 1.8944 | 1.8841 | 1.8741 | 1.8646
F2_Commercial_WA - Health_Existing_Space Heating_Natural Gas_Gas Boiler - Insulate Hot Water Lines_A_Achievable Technical Potential | F2 | Commercial | WA - Health | Existing | Space Heating | Natural Gas | Gas Boiler - Insulate Hot Water Lines | A | Integrated Unit Summer Peak Savings (kW) | Achievable Technical Potential | 0 | 0 | 0 | 0 | 0 | 0 | 0 | 0 | 0 | 0 | 0 | 0 | 0 | 0 | 0 | 0 | 0 | 0 | 0 | 0 | 0 | 0 | 0 | 0 | 0 | 0 | 0
F3_Commercial_WA - Health_Existing_Space Heating_Natural Gas_Gas Boiler - Insulate Hot Water Lines_A_Achievable Technical Potential | F3 | Commercial | WA - Health | Existing | Space Heating | Natural Gas | Gas Boiler - Insulate Hot Water Lines | A | Integrated Unit Winter Peak Savings (kW) | Achievable Technical Potential | 0 | 0 | 0 | 0 | 0 | 0 | 0 | 0 | 0 | 0 | 0 | 0 | 0 | 0 | 0 | 0 | 0 | 0 | 0 | 0 | 0 | 0 | 0 | 0 | 0 | 0 | 0
F4_Commercial_WA - Health_Existing_Space Heating_Natural Gas_Gas Boiler - Insulate Hot Water Lines_A_Achievable Technical Potential | F4 | Commercial | WA - Health | Existing | Space Heating | Natural Gas | Gas Boiler - Insulate Hot Water Lines | A | Incremental Energy Savings (MWh or mTherms) | Achievable Technical Potential | 0 | 0 | 0 | 1.7641 | 3.5778 | 3.5264 | 3.4681 | 3.4012 | 3.3238 | 3.2352 | 3.1349 | 3.0229 | 2.9015 | 2.7743 | 1.3569 | 0 | 5.5819e-15 | 4.8617e-16 | 5.1613e-15 | 4.5668e-16 | 5.8061e-15 | 4.3955e-16 | 0 | 0 | 0 | 0 | 0
F5_Commercial_WA - Health_Existing_Space Heating_Natural Gas_Gas Boiler - Insulate Hot Water Lines_A_Achievable Technical Potential | F5 | Commercial | WA - Health | Existing | Space Heating | Natural Gas | Gas Boiler - Insulate Hot Water Lines | A | Incremental Summer Peak Savings (MW) | Achievable Technical Potential | 0 | 0 | 0 | 0 | 0 | 0 | 0 | 0 | 0 | 0 | 0 | 0 | 0 | 0 | 0 | 0 | 0 | 0 | 0 | 0 | 0 | 0 | 0 | 0 | 0 | 0 | 0
F6_Commercial_WA - Health_Existing_Space Heating_Natural Gas_Gas Boiler - Insulate Hot Water Lines_A_Achievable Technical Potential | F6 | Commercial | WA - Health | Existing | Space Heating | Natural Gas | Gas Boiler - Insulate Hot Water Lines | A | Incremental Winter Peak Savings (MW) | Achievable Technical Potential | 0 | 0 | 0 | 0 | 0 | 0 | 0 | 0 | 0 | 0 | 0 | 0 | 0 | 0 | 0 | 0 | 0 | 0 | 0 | 0 | 0 | 0 | 0 | 0 | 0 | 0 | 0
F7_Commercial_WA - Health_Existing_Space Heating_Natural Gas_Gas Boiler - Insulate Hot Water Lines_A_Achievable Technical Potential | F7 | Commercial | WA - Health | Existing | Space Heating | Natural Gas | Gas Boiler - Insulate Hot Water Lines | A | Cumulative Energy Savings (MWh or mTherms) | Achievable Technical Potential | 0 | 0 | 0 | 1.7641 | 5.3208 | 8.7707 | 12.0939 | 15.2617 | 18.2385 | 20.9876 | 23.4715 | 25.6562 | 27.5271 | 29.0949 | 29.1062 | 27.7437 | 26.4856 | 25.3751 | 24.4898 | 23.8359 | 23.3106 | 22.9415 | 22.6111 | 22.4821 | 22.359 | 22.2412 | 22.128
F8_Commercial_WA - Health_Existing_Space Heating_Natural Gas_Gas Boiler - Insulate Hot Water Lines_A_Achievable Technical Potential | F8 | Commercial | WA - Health | Existing | Space Heating | Natural Gas | Gas Boiler - Insulate Hot Water Lines | A | Cumulative Summer Peak Savings (MW) | Achievable Technical Potential | 0 | 0 | 0 | 0 | 0 | 0 | 0 | 0 | 0 | 0 | 0 | 0 | 0 | 0 | 0 | 0 | 0 | 0 | 0 | 0 | 0 | 0 | 0 | 0 | 0 | 0 | 0
F9_Commercial_WA - Health_Existing_Space Heating_Natural Gas_Gas Boiler - Insulate Hot Water Lines_A_Achievable Technical Potential | F9 | Commercial | WA - Health | Existing | Space Heating | Natural Gas | Gas Boiler - Insulate Hot Water Lines | A | Cumulative Winter Peak Savings (MW) | Achievable Technical Potential | 0 | 0 | 0 | 0 | 0 | 0 | 0 | 0 | 0 | 0 | 0 | 0 | 0 | 0 | 0 | 0 | 0 | 0 | 0 | 0 | 0 | 0 | 0 | 0 | 0 | 0 | 0
F10_Commercial_WA - Health_Existing_Space Heating_Natural Gas_Gas Boiler - Insulate Hot Water Lines_A_Achievable Technical Potential | F10 | Commercial | WA - Health | Existing | Space Heating | Natural Gas | Gas Boiler - Insulate Hot Water Lines | A | Purchases (Incremental) | Achievable Technical Potential | 0 | 0 | 0 | 525.5971 | 1078.8572 | 1078.8572 | 1078.8572 | 1078.8572 | 1078.8572 | 1078.8572 | 1078.8572 | 1078.8572 | 1078.8572 | 1078.8572 | 553.2601 | 0 | 2.5011e-12 | 2.2737e-13 | 2.5011e-12 | 2.2737e-13 | 2.9559e-12 | 2.2737e-13 | 0 | 0 | 0 | 0 | 0
F11_Commercial_WA - Health_Existing_Space Heating_Natural Gas_Gas Boiler - Insulate Hot Water Lines_A_Achievable Technical Potential | F11 | Commercial | WA - Health | Existing | Space Heating | Natural Gas | Gas Boiler - Insulate Hot Water Lines | A | Purchases (Cumulative) | Achievable Technical Potential | 0 | 0 | 0 | 525.5971 | 1604.4543 | 2683.3115 | 3762.1687 | 4841.0259 | 5919.8831 | 6998.7403 | 8077.5975 | 9156.4547 | 10235.3119 | 11314.1691 | 11867.4292 | 11867.4292 | 11867.4292 | 11867.4292 | 11867.4292 | 11867.4292 | 11867.4292 | 11867.4292 | 11867.4292 | 11867.4292 | 11867.4292 | 11867.4292 | 11867.4292
F1_Commercial_WA - Health_Existing_Space Heating_Natural Gas_Condensing RTU_A_Achievable Technical Potential | F1 | Commercial | WA - Health | Existing | Space Heating | Natural Gas | Condensing RTU | A | Integrated Unit Energy Savings (kWh or therms) | Achievable Technical Potential | 0 | 0 | 0.092953 | 0.091442 | 0.089135 | 0.086568 | 0.083923 | 0.081138 | 0.078126 | 0.074858 | 0.071381 | 0.067756 | 0.064074 | 0.06046 | 0.056993 | 0.053751 | 0.050798 | 0.048205 | 0.046099 | 0.044481 | 0.043138 | 0.042117 | 0.041186 | 0.040861 | 0.040553 | 0.040261 | 0.039984
F2_Commercial_WA - Health_Existing_Space Heating_Natural Gas_Condensing RTU_A_Achievable Technical Potential | F2 | Commercial | WA - Health | Existing | Space Heating | Natural Gas | Condensing RTU | A | Integrated Unit Summer Peak Savings (kW) | Achievable Technical Potential | 0 | 0 | 0 | 0 | 0 | 0 | 0 | 0 | 0 | 0 | 0 | 0 | 0 | 0 | 0 | 0 | 0 | 0 | 0 | 0 | 0 | 0 | 0 | 0 | 0 | 0 | 0
F3_Commercial_WA - Health_Existing_Space Heating_Natural Gas_Condensing RTU_A_Achievable Technical Potential | F3 | Commercial | WA - Health | Existing | Space Heating | Natural Gas | Condensing RTU | A | Integrated Unit Winter Peak Savings (kW) | Achievable Technical Potential | 0 | 0 | 0 | 0 | 0 | 0 | 0 | 0 | 0 | 0 | 0 | 0 | 0 | 0 | 0 | 0 | 0 | 0 | 0 | 0 | 0 | 0 | 0 | 0 | 0 | 0 | 0
F4_Commercial_WA - Health_Existing_Space Heating_Natural Gas_Condensing RTU_A_Achievable Technical Potential | F4 | Commercial | WA - Health | Existing | Space Heating | Natural Gas | Condensing RTU | A | Incremental Energy Savings (MWh or mTherms) | Achievable Technical Potential | 0 | 0 | 0 | 0.15075 | 0.30163 | 0.29294 | 0.28399 | 0.27456 | 0.13557 | 6.8083e-17 | 0 | 3.0812e-17 | 0 | 0 | 0 | 0 | 3.003e-16 | 0 | 0 | 0 | 0 | 0 | 0 | 0 | 0 | 0 | 0
F5_Commercial_WA - Health_Existing_Space Heating_Natural Gas_Condensing RTU_A_Achievable Technical Potential | F5 | Commercial | WA - Health | Existing | Space Heating | Natural Gas | Condensing RTU | A | Incremental Summer Peak Savings (MW) | Achievable Technical Potential | 0 | 0 | 0 | 0 | 0 | 0 | 0 | 0 | 0 | 0 | 0 | 0 | 0 | 0 | 0 | 0 | 0 | 0 | 0 | 0 | 0 | 0 | 0 | 0 | 0 | 0 | 0
F6_Commercial_WA - Health_Existing_Space Heating_Natural Gas_Condensing RTU_A_Achievable Technical Potential | F6 | Commercial | WA - Health | Existing | Space Heating | Natural Gas | Condensing RTU | A | Incremental Winter Peak Savings (MW) | Achievable Technical Potential | 0 | 0 | 0 | 0 | 0 | 0 | 0 | 0 | 0 | 0 | 0 | 0 | 0 | 0 | 0 | 0 | 0 | 0 | 0 | 0 | 0 | 0 | 0 | 0 | 0 | 0 | 0
F7_Commercial_WA - Health_Existing_Space Heating_Natural Gas_Condensing RTU_A_Achievable Technical Potential | F7 | Commercial | WA - Health | Existing | Space Heating | Natural Gas | Condensing RTU | A | Cumulative Energy Savings (MWh or mTherms) | Achievable Technical Potential | 0 | 0 | 0 | 0.15075 | 0.44857 | 0.7286 | 0.99032 | 1.232 | 1.3219 | 1.2666 | 1.2077 | 1.1464 | 1.0841 | 1.023 | 0.9643 | 0.90945 | 0.85948 | 0.81561 | 0.77997 | 0.7526 | 0.72988 | 0.7126 | 0.69685 | 0.69135 | 0.68614 | 0.68121 | 0.67652
F8_Commercial_WA - Health_Existing_Space Heating_Natural Gas_Condensing RTU_A_Achievable Technical Potential | F8 | Commercial | WA - Health | Existing | Space Heating | Natural Gas | Condensing RTU | A | Cumulative Summer Peak Savings (MW) | Achievable Technical Potential | 0 | 0 | 0 | 0 | 0 | 0 | 0 | 0 | 0 | 0 | 0 | 0 | 0 | 0 | 0 | 0 | 0 | 0 | 0 | 0 | 0 | 0 | 0 | 0 | 0 | 0 | 0
F9_Commercial_WA - Health_Existing_Space Heating_Natural Gas_Condensing RTU_A_Achievable Technical Potential | F9 | Commercial | WA - Health | Existing | Space Heating | Natural Gas | Condensing RTU | A | Cumulative Winter Peak Savings (MW) | Achievable Technical Potential | 0 | 0 | 0 | 0 | 0 | 0 | 0 | 0 | 0 | 0 | 0 | 0 | 0 | 0 | 0 | 0 | 0 | 0 | 0 | 0 | 0 | 0 | 0 | 0 | 0 | 0 | 0
F10_Commercial_WA - Health_Existing_Space Heating_Natural Gas_Condensing RTU_A_Achievable Technical Potential | F10 | Commercial | WA - Health | Existing | Space Heating | Natural Gas | Condensing RTU | A | Purchases (Incremental) | Achievable Technical Potential | 0 | 0 | 0 | 1648.5781 | 3383.9236 | 3383.9236 | 3383.9236 | 3383.9236 | 1735.3454 | 9.0949e-13 | 0 | 4.5475e-13 | 0 | 0 | 0 | 0 | 5.9117e-12 | 0 | 0 | 0 | 0 | 0 | 0 | 0 | 0 | 0 | 0
F11_Commercial_WA - Health_Existing_Space Heating_Natural Gas_Condensing RTU_A_Achievable Technical Potential | F11 | Commercial | WA - Health | Existing | Space Heating | Natural Gas | Condensing RTU | A | Purchases (Cumulative) | Achievable Technical Potential | 0 | 0 | 0 | 1648.5781 | 5032.5017 | 8416.4253 | 11800.3488 | 15184.2724 | 16919.6178 | 16919.6178 | 16919.6178 | 16919.6178 | 16919.6178 | 16919.6178 | 16919.6178 | 16919.6178 | 16919.6178 | 16919.6178 | 16919.6178 | 16919.6178 | 16919.6178 | 16919.6178 | 16919.6178 | 16919.6178 | 16919.6178 | 16919.6178 | 16919.6178
F1_Commercial_WA - Health_Existing_Space Heating_Natural Gas_Hydronic Heating Radiator Replacement_A_Achievable Technical Potential | F1 | Commercial | WA - Health | Existing | Space Heating | Natural Gas | Hydronic Heating Radiator Replacement | A | Integrated Unit Energy Savings (kWh or therms) | Achievable Technical Potential | 0 | 0 | 45.8427 | 45.3757 | 44.7141 | 43.9365 | 43.0627 | 42.0706 | 40.9356 | 39.6555 | 38.2354 | 36.6893 | 35.0537 | 33.4067 | 31.7956 | 30.2677 | 28.8638 | 27.6308 | 26.6487 | 25.9241 | 25.3434 | 24.9381 | 24.5756 | 24.4354 | 24.3015 | 24.1733 | 24.0502
F2_Commercial_WA - Health_Existing_Space Heating_Natural Gas_Hydronic Heating Radiator Replacement_A_Achievable Technical Potential | F2 | Commercial | WA - Health | Existing | Space Heating | Natural Gas | Hydronic Heating Radiator Replacement | A | Integrated Unit Summer Peak Savings (kW) | Achievable Technical Potential | 0 | 0 | 0 | 0 | 0 | 0 | 0 | 0 | 0 | 0 | 0 | 0 | 0 | 0 | 0 | 0 | 0 | 0 | 0 | 0 | 0 | 0 | 0 | 0 | 0 | 0 | 0
F3_Commercial_WA - Health_Existing_Space Heating_Natural Gas_Hydronic Heating Radiator Replacement_A_Achievable Technical Potential | F3 | Commercial | WA - Health | Existing | Space Heating | Natural Gas | Hydronic Heating Radiator Replacement | A | Integrated Unit Winter Peak Savings (kW) | Achievable Technical Potential | 0 | 0 | 0 | 0 | 0 | 0 | 0 | 0 | 0 | 0 | 0 | 0 | 0 | 0 | 0 | 0 | 0 | 0 | 0 | 0 | 0 | 0 | 0 | 0 | 0 | 0 | 0
F4_Commercial_WA - Health_Existing_Space Heating_Natural Gas_Hydronic Heating Radiator Replacement_A_Achievable Technical Potential | F4 | Commercial | WA - Health | Existing | Space Heating | Natural Gas | Hydronic Heating Radiator Replacement | A | Incremental Energy Savings (MWh or mTherms) | Achievable Technical Potential | 0 | 0 | 0 | 3.7924 | 7.6708 | 7.5374 | 7.3875 | 7.2173 | 7.0226 | 6.803 | 6.5594 | 6.2942 | 6.0136 | 5.731 | 5.4546 | 5.1925 | 4.9517 | 4.7401 | 4.5717 | 4.4474 | 4.3477 | 4.2782 | 4.216 | 0 | 0 | 0 | 0
F5_Commercial_WA - Health_Existing_Space Heating_Natural Gas_Hydronic Heating Radiator Replacement_A_Achievable Technical Potential | F5 | Commercial | WA - Health | Existing | Space Heating | Natural Gas | Hydronic Heating Radiator Replacement | A | Incremental Summer Peak Savings (MW) | Achievable Technical Potential | 0 | 0 | 0 | 0 | 0 | 0 | 0 | 0 | 0 | 0 | 0 | 0 | 0 | 0 | 0 | 0 | 0 | 0 | 0 | 0 | 0 | 0 | 0 | 0 | 0 | 0 | 0
F6_Commercial_WA - Health_Existing_Space Heating_Natural Gas_Hydronic Heating Radiator Replacement_A_Achievable Technical Potential | F6 | Commercial | WA - Health | Existing | Space Heating | Natural Gas | Hydronic Heating Radiator Replacement | A | Incremental Winter Peak Savings (MW) | Achievable Technical Potential | 0 | 0 | 0 | 0 | 0 | 0 | 0 | 0 | 0 | 0 | 0 | 0 | 0 | 0 | 0 | 0 | 0 | 0 | 0 | 0 | 0 | 0 | 0 | 0 | 0 | 0 | 0
F7_Commercial_WA - Health_Existing_Space Heating_Natural Gas_Hydronic Heating Radiator Replacement_A_Achievable Technical Potential | F7 | Commercial | WA - Health | Existing | Space Heating | Natural Gas | Hydronic Heating Radiator Replacement | A | Cumulative Energy Savings (MWh or mTherms) | Achievable Technical Potential | 0 | 0 | 0 | 3.7924 | 11.4079 | 18.747 | 25.7617 | 32.3855 | 38.5344 | 44.1324 | 49.1114 | 53.4197 | 57.0518 | 60.1022 | 62.6583 | 64.8398 | 66.7841 | 68.6714 | 70.8023 | 73.3245 | 76.0296 | 79.0921 | 82.1583 | 81.6895 | 81.2419 | 80.8133 | 80.4019
F8_Commercial_WA - Health_Existing_Space Heating_Natural Gas_Hydronic Heating Radiator Replacement_A_Achievable Technical Potential | F8 | Commercial | WA - Health | Existing | Space Heating | Natural Gas | Hydronic Heating Radiator Replacement | A | Cumulative Summer Peak Savings (MW) | Achievable Technical Potential | 0 | 0 | 0 | 0 | 0 | 0 | 0 | 0 | 0 | 0 | 0 | 0 | 0 | 0 | 0 | 0 | 0 | 0 | 0 | 0 | 0 | 0 | 0 | 0 | 0 | 0 | 0
F9_Commercial_WA - Health_Existing_Space Heating_Natural Gas_Hydronic Heating Radiator Replacement_A_Achievable Technical Potential | F9 | Commercial | WA - Health | Existing | Space Heating | Natural Gas | Hydronic Heating Radiator Replacement | A | Cumulative Winter Peak Savings (MW) | Achievable Technical Potential | 0 | 0 | 0 | 0 | 0 | 0 | 0 | 0 | 0 | 0 | 0 | 0 | 0 | 0 | 0 | 0 | 0 | 0 | 0 | 0 | 0 | 0 | 0 | 0 | 0 | 0 | 0
F10_Commercial_WA - Health_Existing_Space Heating_Natural Gas_Hydronic Heating Radiator Replacement_A_Achievable Technical Potential | F10 | Commercial | WA - Health | Existing | Space Heating | Natural Gas | Hydronic Heating Radiator Replacement | A | Purchases (Incremental) | Achievable Technical Potential | 0 | 0 | 0 | 83.5771 | 171.553 | 171.553 | 171.553 | 171.553 | 171.553 | 171.553 | 171.553 | 171.553 | 171.553 | 171.553 | 171.553 | 171.553 | 171.553 | 171.553 | 171.553 | 171.553 | 171.553 | 171.553 | 171.553 | 0 | 0 | 0 | 0
F11_Commercial_WA - Health_Existing_Space Heating_Natural Gas_Hydronic Heating Radiator Replacement_A_Achievable Technical Potential | F11 | Commercial | WA - Health | Existing | Space Heating | Natural Gas | Hydronic Heating Radiator Replacement | A | Purchases (Cumulative) | Achievable Technical Potential | 0 | 0 | 0 | 83.5771 | 255.1301 | 426.6831 | 598.2361 | 769.7892 | 941.3422 | 1112.8952 | 1284.4482 | 1456.0012 | 1627.5542 | 1799.1072 | 1970.6602 | 2142.2133 | 2313.7663 | 2485.3193 | 2656.8723 | 2828.4253 | 2999.9783 | 3171.5313 | 3343.0844 | 3343.0844 | 3343.0844 | 3343.0844 | 3343.0844
F1_Commercial_WA - Health_Existing_Space Heating_Natural Gas_Thermostat - Connected_A_Achievable Technical Potential | F1 | Commercial | WA - Health | Existing | Space Heating | Natural Gas | Thermostat - Connected | A | Integrated Unit Energy Savings (kWh or therms) | Achievable Technical Potential | 0 | 0 | 63.151 | 62.4251 | 61.3486 | 60.117 | 58.7586 | 57.2447 | 55.5432 | 53.6532 | 51.5835 | 49.3548 | 47.0176 | 44.6779 | 42.3989 | 40.2432 | 38.2641 | 36.522 | 35.1255 | 34.0801 | 33.2287 | 32.6112 | 32.0526 | 31.865 | 31.6861 | 31.515 | 31.3509
F2_Commercial_WA - Health_Existing_Space Heating_Natural Gas_Thermostat - Connected_A_Achievable Technical Potential | F2 | Commercial | WA - Health | Existing | Space Heating | Natural Gas | Thermostat - Connected | A | Integrated Unit Summer Peak Savings (kW) | Achievable Technical Potential | 0 | 0 | 0 | 0 | 0 | 0 | 0 | 0 | 0 | 0 | 0 | 0 | 0 | 0 | 0 | 0 | 0 | 0 | 0 | 0 | 0 | 0 | 0 | 0 | 0 | 0 | 0
F3_Commercial_WA - Health_Existing_Space Heating_Natural Gas_Thermostat - Connected_A_Achievable Technical Potential | F3 | Commercial | WA - Health | Existing | Space Heating | Natural Gas | Thermostat - Connected | A | Integrated Unit Winter Peak Savings (kW) | Achievable Technical Potential | 0 | 0 | 0 | 0 | 0 | 0 | 0 | 0 | 0 | 0 | 0 | 0 | 0 | 0 | 0 | 0 | 0 | 0 | 0 | 0 | 0 | 0 | 0 | 0 | 0 | 0 | 0
F4_Commercial_WA - Health_Existing_Space Heating_Natural Gas_Thermostat - Connected_A_Achievable Technical Potential | F4 | Commercial | WA - Health | Existing | Space Heating | Natural Gas | Thermostat - Connected | A | Incremental Energy Savings (MWh or mTherms) | Achievable Technical Potential | 0 | 0 | 0 | 2.7408 | 3.3072 | 3.9658 | 4.4997 | 5.0002 | 3.2335 | 3.1183 | 2.5006 | 1.5434 | 0.25192 | 0 | 0 | 0 | 0 | 0 | 0 | 0 | 0 | 0 | 0 | 0 | 0 | 0 | 0
F5_Commercial_WA - Health_Existing_Space Heating_Natural Gas_Thermostat - Connected_A_Achievable Technical Potential | F5 | Commercial | WA - Health | Existing | Space Heating | Natural Gas | Thermostat - Connected | A | Incremental Summer Peak Savings (MW) | Achievable Technical Potential | 0 | 0 | 0 | 0 | 0 | 0 | 0 | 0 | 0 | 0 | 0 | 0 | 0 | 0 | 0 | 0 | 0 | 0 | 0 | 0 | 0 | 0 | 0 | 0 | 0 | 0 | 0
F6_Commercial_WA - Health_Existing_Space Heating_Natural Gas_Thermostat - Connected_A_Achievable Technical Potential | F6 | Commercial | WA - Health | Existing | Space Heating | Natural Gas | Thermostat - Connected | A | Incremental Winter Peak Savings (MW) | Achievable Technical Potential | 0 | 0 | 0 | 0 | 0 | 0 | 0 | 0 | 0 | 0 | 0 | 0 | 0 | 0 | 0 | 0 | 0 | 0 | 0 | 0 | 0 | 0 | 0 | 0 | 0 | 0 | 0
F7_Commercial_WA - Health_Existing_Space Heating_Natural Gas_Thermostat - Connected_A_Achievable Technical Potential | F7 | Commercial | WA - Health | Existing | Space Heating | Natural Gas | Thermostat - Connected | A | Cumulative Energy Savings (MWh or mTherms) | Achievable Technical Potential | 0 | 0 | 0 | 2.7408 | 6.0008 | 9.8462 | 14.1234 | 18.7597 | 21.4356 | 23.8245 | 25.406 | 25.8517 | 24.8794 | 23.6413 | 22.4354 | 21.2947 | 20.2475 | 19.3257 | 18.5867 | 18.0335 | 17.583 | 17.2562 | 16.9606 | 16.8614 | 16.7667 | 16.6762 | 16.5894
F8_Commercial_WA - Health_Existing_Space Heating_Natural Gas_Thermostat - Connected_A_Achievable Technical Potential | F8 | Commercial | WA - Health | Existing | Space Heating | Natural Gas | Thermostat - Connected | A | Cumulative Summer Peak Savings (MW) | Achievable Technical Potential | 0 | 0 | 0 | 0 | 0 | 0 | 0 | 0 | 0 | 0 | 0 | 0 | 0 | 0 | 0 | 0 | 0 | 0 | 0 | 0 | 0 | 0 | 0 | 0 | 0 | 0 | 0
F9_Commercial_WA - Health_Existing_Space Heating_Natural Gas_Thermostat - Connected_A_Achievable Technical Potential | F9 | Commercial | WA - Health | Existing | Space Heating | Natural Gas | Thermostat - Connected | A | Cumulative Winter Peak Savings (MW) | Achievable Technical Potential | 0 | 0 | 0 | 0 | 0 | 0 | 0 | 0 | 0 | 0 | 0 | 0 | 0 | 0 | 0 | 0 | 0 | 0 | 0 | 0 | 0 | 0 | 0 | 0 | 0 | 0 | 0
F10_Commercial_WA - Health_Existing_Space Heating_Natural Gas_Thermostat - Connected_A_Achievable Technical Potential | F10 | Commercial | WA - Health | Existing | Space Heating | Natural Gas | Thermostat - Connected | A | Purchases (Incremental) | Achievable Technical Potential | 0 | 0 | 0 | 43.9055 | 53.909 | 65.9688 | 76.5794 | 87.3485 | 58.2154 | 58.1192 | 48.4759 | 31.271 | 5.3581 | 0 | 0 | 0 | 0 | 0 | 0 | 0 | 0 | 0 | 0 | 0 | 0 | 0 | 0
F11_Commercial_WA - Health_Existing_Space Heating_Natural Gas_Thermostat - Connected_A_Achievable Technical Potential | F11 | Commercial | WA - Health | Existing | Space Heating | Natural Gas | Thermostat - Connected | A | Purchases (Cumulative) | Achievable Technical Potential | 0 | 0 | 0 | 43.9055 | 97.8145 | 163.7833 | 240.3626 | 327.7111 | 385.9264 | 444.0457 | 492.5216 | 523.7926 | 529.1506 | 529.1506 | 529.1506 | 529.1506 | 529.1506 | 529.1506 | 529.1506 | 529.1506 | 529.1506 | 529.1506 | 529.1506 | 529.1506 | 529.1506 | 529.1506 | 529.1506
F1_Commercial_WA - Health_Existing_Water Heating_Natural Gas_Water Heater - Thermostatic Shower Restriction Valve_A_Achievable Technical Potential | F1 | Commercial | WA - Health | Existing | Water Heating | Natural Gas | Water Heater - Thermostatic Shower Restriction Valve | A | Integrated Unit Energy Savings (kWh or therms) | Achievable Technical Potential | 0 | 0 | 2.1059 | 2.0669 | 2.0301 | 1.9964 | 1.9648 | 1.9351 | 1.9068 | 1.8813 | 1.8573 | 1.8353 | 1.8156 | 1.7995 | 1.7885 | 1.7775 | 1.7689 | 1.7623 | 1.757 | 1.7528 | 1.7498 | 1.7475 | 1.7459 | 1.7448 | 1.7433 | 1.743 | 1.7427
F2_Commercial_WA - Health_Existing_Water Heating_Natural Gas_Water Heater - Thermostatic Shower Restriction Valve_A_Achievable Technical Potential | F2 | Commercial | WA - Health | Existing | Water Heating | Natural Gas | Water Heater - Thermostatic Shower Restriction Valve | A | Integrated Unit Summer Peak Savings (kW) | Achievable Technical Potential | 0 | 0 | 0 | 0 | 0 | 0 | 0 | 0 | 0 | 0 | 0 | 0 | 0 | 0 | 0 | 0 | 0 | 0 | 0 | 0 | 0 | 0 | 0 | 0 | 0 | 0 | 0
F3_Commercial_WA - Health_Existing_Water Heating_Natural Gas_Water Heater - Thermostatic Shower Restriction Valve_A_Achievable Technical Potential | F3 | Commercial | WA - Health | Existing | Water Heating | Natural Gas | Water Heater - Thermostatic Shower Restriction Valve | A | Integrated Unit Winter Peak Savings (kW) | Achievable Technical Potential | 0 | 0 | 0 | 0 | 0 | 0 | 0 | 0 | 0 | 0 | 0 | 0 | 0 | 0 | 0 | 0 | 0 | 0 | 0 | 0 | 0 | 0 | 0 | 0 | 0 | 0 | 0
F4_Commercial_WA - Health_Existing_Water Heating_Natural Gas_Water Heater - Thermostatic Shower Restriction Valve_A_Achievable Technical Potential | F4 | Commercial | WA - Health | Existing | Water Heating | Natural Gas | Water Heater - Thermostatic Shower Restriction Valve | A | Incremental Energy Savings (MWh or mTherms) | Achievable Technical Potential | 0 | 0 | 0 | 0 | 0 | 0 | 0 | 0 | 0 | 0 | 0 | 0 | 0 | 0 | 0 | 0 | 0 | 0 | 0 | 0 | 0 | 0 | 0 | 0 | 0 | 0 | 0
F5_Commercial_WA - Health_Existing_Water Heating_Natural Gas_Water Heater - Thermostatic Shower Restriction Valve_A_Achievable Technical Potential | F5 | Commercial | WA - Health | Existing | Water Heating | Natural Gas | Water Heater - Thermostatic Shower Restriction Valve | A | Incremental Summer Peak Savings (MW) | Achievable Technical Potential | 0 | 0 | 0 | 0 | 0 | 0 | 0 | 0 | 0 | 0 | 0 | 0 | 0 | 0 | 0 | 0 | 0 | 0 | 0 | 0 | 0 | 0 | 0 | 0 | 0 | 0 | 0
F6_Commercial_WA - Health_Existing_Water Heating_Natural Gas_Water Heater - Thermostatic Shower Restriction Valve_A_Achievable Technical Potential | F6 | Commercial | WA - Health | Existing | Water Heating | Natural Gas | Water Heater - Thermostatic Shower Restriction Valve | A | Incremental Winter Peak Savings (MW) | Achievable Technical Potential | 0 | 0 | 0 | 0 | 0 | 0 | 0 | 0 | 0 | 0 | 0 | 0 | 0 | 0 | 0 | 0 | 0 | 0 | 0 | 0 | 0 | 0 | 0 | 0 | 0 | 0 | 0
F7_Commercial_WA - Health_Existing_Water Heating_Natural Gas_Water Heater - Thermostatic Shower Restriction Valve_A_Achievable Technical Potential | F7 | Commercial | WA - Health | Existing | Water Heating | Natural Gas | Water Heater - Thermostatic Shower Restriction Valve | A | Cumulative Energy Savings (MWh or mTherms) | Achievable Technical Potential | 0 | 0 | 0 | 0 | 0 | 0 | 0 | 0 | 0 | 0 | 0 | 0 | 0 | 0 | 0 | 0 | 0 | 0 | 0 | 0 | 0 | 0 | 0 | 0 | 0 | 0 | 0
F8_Commercial_WA - Health_Existing_Water Heating_Natural Gas_Water Heater - Thermostatic Shower Restriction Valve_A_Achievable Technical Potential | F8 | Commercial | WA - Health | Existing | Water Heating | Natural Gas | Water Heater - Thermostatic Shower Restriction Valve | A | Cumulative Summer Peak Savings (MW) | Achievable Technical Potential | 0 | 0 | 0 | 0 | 0 | 0 | 0 | 0 | 0 | 0 | 0 | 0 | 0 | 0 | 0 | 0 | 0 | 0 | 0 | 0 | 0 | 0 | 0 | 0 | 0 | 0 | 0
F9_Commercial_WA - Health_Existing_Water Heating_Natural Gas_Water Heater - Thermostatic Shower Restriction Valve_A_Achievable Technical Potential | F9 | Commercial | WA - Health | Existing | Water Heating | Natural Gas | Water Heater - Thermostatic Shower Restriction Valve | A | Cumulative Winter Peak Savings (MW) | Achievable Technical Potential | 0 | 0 | 0 | 0 | 0 | 0 | 0 | 0 | 0 | 0 | 0 | 0 | 0 | 0 | 0 | 0 | 0 | 0 | 0 | 0 | 0 | 0 | 0 | 0 | 0 | 0 | 0
F10_Commercial_WA - Health_Existing_Water Heating_Natural Gas_Water Heater - Thermostatic Shower Restriction Valve_A_Achievable Technical Potential | F10 | Commercial | WA - Health | Existing | Water Heating | Natural Gas | Water Heater - Thermostatic Shower Restriction Valve | A | Purchases (Incremental) | Achievable Technical Potential | 0 | 0 | 0 | 0 | 0 | 0 | 0 | 0 | 0 | 0 | 0 | 0 | 0 | 0 | 0 | 0 | 0 | 0 | 0 | 0 | 0 | 0 | 0 | 0 | 0 | 0 | 0
F11_Commercial_WA - Health_Existing_Water Heating_Natural Gas_Water Heater - Thermostatic Shower Restriction Valve_A_Achievable Technical Potential | F11 | Commercial | WA - Health | Existing | Water Heating | Natural Gas | Water Heater - Thermostatic Shower Restriction Valve | A | Purchases (Cumulative) | Achievable Technical Potential | 0 | 0 | 0 | 0 | 0 | 0 | 0 | 0 | 0 | 0 | 0 | 0 | 0 | 0 | 0 | 0 | 0 | 0 | 0 | 0 | 0 | 0 | 0 | 0 | 0 | 0 | 0
F1_Commercial_WA - Health_Existing_Water Heating_Natural Gas_Water Heater - Pre-Rinse Spray Valve_A_Achievable Technical Potential | F1 | Commercial | WA - Health | Existing | Water Heating | Natural Gas | Water Heater - Pre-Rinse Spray Valve | A | Integrated Unit Energy Savings (kWh or therms) | Achievable Technical Potential | 0 | 0 | 8.3414 | 8.1775 | 8.0205 | 7.8739 | 7.7337 | 7.5993 | 7.4681 | 7.3461 | 7.2304 | 7.1242 | 7.0305 | 6.9544 | 6.9029 | 6.8606 | 6.8273 | 6.8018 | 6.7815 | 6.7652 | 6.7534 | 6.7449 | 6.7387 | 6.7342 | 6.7285 | 6.7273 | 6.7262
F2_Commercial_WA - Health_Existing_Water Heating_Natural Gas_Water Heater - Pre-Rinse Spray Valve_A_Achievable Technical Potential | F2 | Commercial | WA - Health | Existing | Water Heating | Natural Gas | Water Heater - Pre-Rinse Spray Valve | A | Integrated Unit Summer Peak Savings (kW) | Achievable Technical Potential | 0 | 0 | 0 | 0 | 0 | 0 | 0 | 0 | 0 | 0 | 0 | 0 | 0 | 0 | 0 | 0 | 0 | 0 | 0 | 0 | 0 | 0 | 0 | 0 | 0 | 0 | 0
F3_Commercial_WA - Health_Existing_Water Heating_Natural Gas_Water Heater - Pre-Rinse Spray Valve_A_Achievable Technical Potential | F3 | Commercial | WA - Health | Existing | Water Heating | Natural Gas | Water Heater - Pre-Rinse Spray Valve | A | Integrated Unit Winter Peak Savings (kW) | Achievable Technical Potential | 0 | 0 | 0 | 0 | 0 | 0 | 0 | 0 | 0 | 0 | 0 | 0 | 0 | 0 | 0 | 0 | 0 | 0 | 0 | 0 | 0 | 0 | 0 | 0 | 0 | 0 | 0
F4_Commercial_WA - Health_Existing_Water Heating_Natural Gas_Water Heater - Pre-Rinse Spray Valve_A_Achievable Technical Potential | F4 | Commercial | WA - Health | Existing | Water Heating | Natural Gas | Water Heater - Pre-Rinse Spray Valve | A | Incremental Energy Savings (MWh or mTherms) | Achievable Technical Potential | 0 | 0 | 0 | 0 | 0 | 0 | 0 | 0 | 0 | 0 | 0 | 0 | 0 | 0 | 0 | 0 | 0 | 0 | 0 | 0 | 0 | 0 | 0 | 0 | 0 | 0 | 0
F5_Commercial_WA - Health_Existing_Water Heating_Natural Gas_Water Heater - Pre-Rinse Spray Valve_A_Achievable Technical Potential | F5 | Commercial | WA - Health | Existing | Water Heating | Natural Gas | Water Heater - Pre-Rinse Spray Valve | A | Incremental Summer Peak Savings (MW) | Achievable Technical Potential | 0 | 0 | 0 | 0 | 0 | 0 | 0 | 0 | 0 | 0 | 0 | 0 | 0 | 0 | 0 | 0 | 0 | 0 | 0 | 0 | 0 | 0 | 0 | 0 | 0 | 0 | 0
F6_Commercial_WA - Health_Existing_Water Heating_Natural Gas_Water Heater - Pre-Rinse Spray Valve_A_Achievable Technical Potential | F6 | Commercial | WA - Health | Existing | Water Heating | Natural Gas | Water Heater - Pre-Rinse Spray Valve | A | Incremental Winter Peak Savings (MW) | Achievable Technical Potential | 0 | 0 | 0 | 0 | 0 | 0 | 0 | 0 | 0 | 0 | 0 | 0 | 0 | 0 | 0 | 0 | 0 | 0 | 0 | 0 | 0 | 0 | 0 | 0 | 0 | 0 | 0
F7_Commercial_WA - Health_Existing_Water Heating_Natural Gas_Water Heater - Pre-Rinse Spray Valve_A_Achievable Technical Potential | F7 | Commercial | WA - Health | Existing | Water Heating | Natural Gas | Water Heater - Pre-Rinse Spray Valve | A | Cumulative Energy Savings (MWh or mTherms) | Achievable Technical Potential | 0 | 0 | 0 | 0 | 0 | 0 | 0 | 0 | 0 | 0 | 0 | 0 | 0 | 0 | 0 | 0 | 0 | 0 | 0 | 0 | 0 | 0 | 0 | 0 | 0 | 0 | 0
F8_Commercial_WA - Health_Existing_Water Heating_Natural Gas_Water Heater - Pre-Rinse Spray Valve_A_Achievable Technical Potential | F8 | Commercial | WA - Health | Existing | Water Heating | Natural Gas | Water Heater - Pre-Rinse Spray Valve | A | Cumulative Summer Peak Savings (MW) | Achievable Technical Potential | 0 | 0 | 0 | 0 | 0 | 0 | 0 | 0 | 0 | 0 | 0 | 0 | 0 | 0 | 0 | 0 | 0 | 0 | 0 | 0 | 0 | 0 | 0 | 0 | 0 | 0 | 0
F9_Commercial_WA - Health_Existing_Water Heating_Natural Gas_Water Heater - Pre-Rinse Spray Valve_A_Achievable Technical Potential | F9 | Commercial | WA - Health | Existing | Water Heating | Natural Gas | Water Heater - Pre-Rinse Spray Valve | A | Cumulative Winter Peak Savings (MW) | Achievable Technical Potential | 0 | 0 | 0 | 0 | 0 | 0 | 0 | 0 | 0 | 0 | 0 | 0 | 0 | 0 | 0 | 0 | 0 | 0 | 0 | 0 | 0 | 0 | 0 | 0 | 0 | 0 | 0
F10_Commercial_WA - Health_Existing_Water Heating_Natural Gas_Water Heater - Pre-Rinse Spray Valve_A_Achievable Technical Potential | F10 | Commercial | WA - Health | Existing | Water Heating | Natural Gas | Water Heater - Pre-Rinse Spray Valve | A | Purchases (Incremental) | Achievable Technical Potential | 0 | 0 | 0 | 0 | 0 | 0 | 0 | 0 | 0 | 0 | 0 | 0 | 0 | 0 | 0 | 0 | 0 | 0 | 0 | 0 | 0 | 0 | 0 | 0 | 0 | 0 | 0
F11_Commercial_WA - Health_Existing_Water Heating_Natural Gas_Water Heater - Pre-Rinse Spray Valve_A_Achievable Technical Potential | F11 | Commercial | WA - Health | Existing | Water Heating | Natural Gas | Water Heater - Pre-Rinse Spray Valve | A | Purchases (Cumulative) | Achievable Technical Potential | 0 | 0 | 0 | 0 | 0 | 0 | 0 | 0 | 0 | 0 | 0 | 0 | 0 | 0 | 0 | 0 | 0 | 0 | 0 | 0 | 0 | 0 | 0 | 0 | 0 | 0 | 0
F1_Commercial_WA - Health_Existing_Water Heating_Natural Gas_Water Heater - Temperature Setback_A_Achievable Technical Potential | F1 | Commercial | WA - Health | Existing | Water Heating | Natural Gas | Water Heater - Temperature Setback | A | Integrated Unit Energy Savings (kWh or therms) | Achievable Technical Potential | 0 | 0 | 51.5681 | 50.6485 | 49.7896 | 48.9818 | 48.2238 | 47.5116 | 46.8365 | 46.2087 | 45.6197 | 45.0791 | 44.5964 | 44.1989 | 43.9296 | 43.6605 | 43.4484 | 43.2859 | 43.1568 | 43.0531 | 42.978 | 42.9237 | 42.8843 | 42.8557 | 42.8198 | 42.8117 | 42.8052
F2_Commercial_WA - Health_Existing_Water Heating_Natural Gas_Water Heater - Temperature Setback_A_Achievable Technical Potential | F2 | Commercial | WA - Health | Existing | Water Heating | Natural Gas | Water Heater - Temperature Setback | A | Integrated Unit Summer Peak Savings (kW) | Achievable Technical Potential | 0 | 0 | 0 | 0 | 0 | 0 | 0 | 0 | 0 | 0 | 0 | 0 | 0 | 0 | 0 | 0 | 0 | 0 | 0 | 0 | 0 | 0 | 0 | 0 | 0 | 0 | 0
F3_Commercial_WA - Health_Existing_Water Heating_Natural Gas_Water Heater - Temperature Setback_A_Achievable Technical Potential | F3 | Commercial | WA - Health | Existing | Water Heating | Natural Gas | Water Heater - Temperature Setback | A | Integrated Unit Winter Peak Savings (kW) | Achievable Technical Potential | 0 | 0 | 0 | 0 | 0 | 0 | 0 | 0 | 0 | 0 | 0 | 0 | 0 | 0 | 0 | 0 | 0 | 0 | 0 | 0 | 0 | 0 | 0 | 0 | 0 | 0 | 0
F4_Commercial_WA - Health_Existing_Water Heating_Natural Gas_Water Heater - Temperature Setback_A_Achievable Technical Potential | F4 | Commercial | WA - Health | Existing | Water Heating | Natural Gas | Water Heater - Temperature Setback | A | Incremental Energy Savings (MWh or mTherms) | Achievable Technical Potential | 0 | 0 | 0 | 0.80249 | 0.96861 | 0.38999 | 0.39452 | 0.36657 | 0.4317 | 0 | 0 | 0 | 0 | 0 | 0 | 0 | 0 | 0 | 0 | 0 | 0 | 0 | 0 | 0 | 0 | 0 | 0
F5_Commercial_WA - Health_Existing_Water Heating_Natural Gas_Water Heater - Temperature Setback_A_Achievable Technical Potential | F5 | Commercial | WA - Health | Existing | Water Heating | Natural Gas | Water Heater - Temperature Setback | A | Incremental Summer Peak Savings (MW) | Achievable Technical Potential | 0 | 0 | 0 | 0 | 0 | 0 | 0 | 0 | 0 | 0 | 0 | 0 | 0 | 0 | 0 | 0 | 0 | 0 | 0 | 0 | 0 | 0 | 0 | 0 | 0 | 0 | 0
F6_Commercial_WA - Health_Existing_Water Heating_Natural Gas_Water Heater - Temperature Setback_A_Achievable Technical Potential | F6 | Commercial | WA - Health | Existing | Water Heating | Natural Gas | Water Heater - Temperature Setback | A | Incremental Winter Peak Savings (MW) | Achievable Technical Potential | 0 | 0 | 0 | 0 | 0 | 0 | 0 | 0 | 0 | 0 | 0 | 0 | 0 | 0 | 0 | 0 | 0 | 0 | 0 | 0 | 0 | 0 | 0 | 0 | 0 | 0 | 0
F7_Commercial_WA - Health_Existing_Water Heating_Natural Gas_Water Heater - Temperature Setback_A_Achievable Technical Potential | F7 | Commercial | WA - Health | Existing | Water Heating | Natural Gas | Water Heater - Temperature Setback | A | Cumulative Energy Savings (MWh or mTherms) | Achievable Technical Potential | 0 | 0 | 0 | 0.80249 | 1.7575 | 2.119 | 2.4807 | 2.8106 | 3.2024 | 3.1595 | 3.1192 | 3.0822 | 3.0492 | 3.022 | 3.0036 | 2.9852 | 2.9707 | 2.9596 | 2.9508 | 2.9437 | 2.9386 | 2.9349 | 2.9322 | 2.9302 | 2.9278 | 2.9272 | 2.9268
F8_Commercial_WA - Health_Existing_Water Heating_Natural Gas_Water Heater - Temperature Setback_A_Achievable Technical Potential | F8 | Commercial | WA - Health | Existing | Water Heating | Natural Gas | Water Heater - Temperature Setback | A | Cumulative Summer Peak Savings (MW) | Achievable Technical Potential | 0 | 0 | 0 | 0 | 0 | 0 | 0 | 0 | 0 | 0 | 0 | 0 | 0 | 0 | 0 | 0 | 0 | 0 | 0 | 0 | 0 | 0 | 0 | 0 | 0 | 0 | 0
F9_Commercial_WA - Health_Existing_Water Heating_Natural Gas_Water Heater - Temperature Setback_A_Achievable Technical Potential | F9 | Commercial | WA - Health | Existing | Water Heating | Natural Gas | Water Heater - Temperature Setback | A | Cumulative Winter Peak Savings (MW) | Achievable Technical Potential | 0 | 0 | 0 | 0 | 0 | 0 | 0 | 0 | 0 | 0 | 0 | 0 | 0 | 0 | 0 | 0 | 0 | 0 | 0 | 0 | 0 | 0 | 0 | 0 | 0 | 0 | 0
F10_Commercial_WA - Health_Existing_Water Heating_Natural Gas_Water Heater - Temperature Setback_A_Achievable Technical Potential | F10 | Commercial | WA - Health | Existing | Water Heating | Natural Gas | Water Heater - Temperature Setback | A | Purchases (Incremental) | Achievable Technical Potential | 0 | 0 | 0 | 15.8442 | 19.4541 | 7.962 | 8.1811 | 7.7153 | 9.2172 | 0 | 0 | 0 | 0 | 0 | 0 | 0 | 0 | 0 | 0 | 0 | 0 | 0 | 0 | 0 | 0 | 0 | 0
F11_Commercial_WA - Health_Existing_Water Heating_Natural Gas_Water Heater - Temperature Setback_A_Achievable Technical Potential | F11 | Commercial | WA - Health | Existing | Water Heating | Natural Gas | Water Heater - Temperature Setback | A | Purchases (Cumulative) | Achievable Technical Potential | 0 | 0 | 0 | 15.8442 | 35.2983 | 43.2603 | 51.4414 | 59.1567 | 68.3739 | 68.3739 | 68.3739 | 68.3739 | 68.3739 | 68.3739 | 68.3739 | 68.3739 | 68.3739 | 68.3739 | 68.3739 | 68.3739 | 68.3739 | 68.3739 | 68.3739 | 68.3739 | 68.3739 | 68.3739 | 68.3739
F1_Commercial_WA - Health_Existing_Water Heating_Natural Gas_Water Heater - Faucet Aerators_A_Achievable Technical Potential | F1 | Commercial | WA - Health | Existing | Water Heating | Natural Gas | Water Heater - Faucet Aerators | A | Integrated Unit Energy Savings (kWh or therms) | Achievable Technical Potential | 0 | 0 | 3.6868 | 3.626 | 3.5705 | 3.5198 | 3.4735 | 3.4316 | 3.3936 | 3.3599 | 3.329 | 3.3007 | 3.2749 | 3.253 | 3.2348 | 3.2156 | 3.2003 | 3.1884 | 3.1789 | 3.1712 | 3.1657 | 3.1617 | 3.1588 | 3.1567 | 3.154 | 3.1534 | 3.153
F2_Commercial_WA - Health_Existing_Water Heating_Natural Gas_Water Heater - Faucet Aerators_A_Achievable Technical Potential | F2 | Commercial | WA - Health | Existing | Water Heating | Natural Gas | Water Heater - Faucet Aerators | A | Integrated Unit Summer Peak Savings (kW) | Achievable Technical Potential | 0 | 0 | 0 | 0 | 0 | 0 | 0 | 0 | 0 | 0 | 0 | 0 | 0 | 0 | 0 | 0 | 0 | 0 | 0 | 0 | 0 | 0 | 0 | 0 | 0 | 0 | 0
F3_Commercial_WA - Health_Existing_Water Heating_Natural Gas_Water Heater - Faucet Aerators_A_Achievable Technical Potential | F3 | Commercial | WA - Health | Existing | Water Heating | Natural Gas | Water Heater - Faucet Aerators | A | Integrated Unit Winter Peak Savings (kW) | Achievable Technical Potential | 0 | 0 | 0 | 0 | 0 | 0 | 0 | 0 | 0 | 0 | 0 | 0 | 0 | 0 | 0 | 0 | 0 | 0 | 0 | 0 | 0 | 0 | 0 | 0 | 0 | 0 | 0
F4_Commercial_WA - Health_Existing_Water Heating_Natural Gas_Water Heater - Faucet Aerators_A_Achievable Technical Potential | F4 | Commercial | WA - Health | Existing | Water Heating | Natural Gas | Water Heater - Faucet Aerators | A | Incremental Energy Savings (MWh or mTherms) | Achievable Technical Potential | 0 | 0 | 0 | 0 | 0 | 0 | 0 | 0 | 0 | 0 | 0 | 0 | 0 | 0 | 0 | 0 | 0 | 0 | 0 | 0 | 0 | 0 | 0 | 0 | 0 | 0 | 0
F5_Commercial_WA - Health_Existing_Water Heating_Natural Gas_Water Heater - Faucet Aerators_A_Achievable Technical Potential | F5 | Commercial | WA - Health | Existing | Water Heating | Natural Gas | Water Heater - Faucet Aerators | A | Incremental Summer Peak Savings (MW) | Achievable Technical Potential | 0 | 0 | 0 | 0 | 0 | 0 | 0 | 0 | 0 | 0 | 0 | 0 | 0 | 0 | 0 | 0 | 0 | 0 | 0 | 0 | 0 | 0 | 0 | 0 | 0 | 0 | 0
F6_Commercial_WA - Health_Existing_Water Heating_Natural Gas_Water Heater - Faucet Aerators_A_Achievable Technical Potential | F6 | Commercial | WA - Health | Existing | Water Heating | Natural Gas | Water Heater - Faucet Aerators | A | Incremental Winter Peak Savings (MW) | Achievable Technical Potential | 0 | 0 | 0 | 0 | 0 | 0 | 0 | 0 | 0 | 0 | 0 | 0 | 0 | 0 | 0 | 0 | 0 | 0 | 0 | 0 | 0 | 0 | 0 | 0 | 0 | 0 | 0
F7_Commercial_WA - Health_Existing_Water Heating_Natural Gas_Water Heater - Faucet Aerators_A_Achievable Technical Potential | F7 | Commercial | WA - Health | Existing | Water Heating | Natural Gas | Water Heater - Faucet Aerators | A | Cumulative Energy Savings (MWh or mTherms) | Achievable Technical Potential | 0 | 0 | 0 | 0 | 0 | 0 | 0 | 0 | 0 | 0 | 0 | 0 | 0 | 0 | 0 | 0 | 0 | 0 | 0 | 0 | 0 | 0 | 0 | 0 | 0 | 0 | 0
F8_Commercial_WA - Health_Existing_Water Heating_Natural Gas_Water Heater - Faucet Aerators_A_Achievable Technical Potential | F8 | Commercial | WA - Health | Existing | Water Heating | Natural Gas | Water Heater - Faucet Aerators | A | Cumulative Summer Peak Savings (MW) | Achievable Technical Potential | 0 | 0 | 0 | 0 | 0 | 0 | 0 | 0 | 0 | 0 | 0 | 0 | 0 | 0 | 0 | 0 | 0 | 0 | 0 | 0 | 0 | 0 | 0 | 0 | 0 | 0 | 0
F9_Commercial_WA - Health_Existing_Water Heating_Natural Gas_Water Heater - Faucet Aerators_A_Achievable Technical Potential | F9 | Commercial | WA - Health | Existing | Water Heating | Natural Gas | Water Heater - Faucet Aerators | A | Cumulative Winter Peak Savings (MW) | Achievable Technical Potential | 0 | 0 | 0 | 0 | 0 | 0 | 0 | 0 | 0 | 0 | 0 | 0 | 0 | 0 | 0 | 0 | 0 | 0 | 0 | 0 | 0 | 0 | 0 | 0 | 0 | 0 | 0
F10_Commercial_WA - Health_Existing_Water Heating_Natural Gas_Water Heater - Faucet Aerators_A_Achievable Technical Potential | F10 | Commercial | WA - Health | Existing | Water Heating | Natural Gas | Water Heater - Faucet Aerators | A | Purchases (Incremental) | Achievable Technical Potential | 0 | 0 | 0 | 0 | 0 | 0 | 0 | 0 | 0 | 0 | 0 | 0 | 0 | 0 | 0 | 0 | 0 | 0 | 0 | 0 | 0 | 0 | 0 | 0 | 0 | 0 | 0
F11_Commercial_WA - Health_Existing_Water Heating_Natural Gas_Water Heater - Faucet Aerators_A_Achievable Technical Potential | F11 | Commercial | WA - Health | Existing | Water Heating | Natural Gas | Water Heater - Faucet Aerators | A | Purchases (Cumulative) | Achievable Technical Potential | 0 | 0 | 0 | 0 | 0 | 0 | 0 | 0 | 0 | 0 | 0 | 0 | 0 | 0 | 0 | 0 | 0 | 0 | 0 | 0 | 0 | 0 | 0 | 0 | 0 | 0 | 0
F1_Commercial_WA - Health_Existing_Water Heating_Natural Gas_Water Heater - Low-Flow Showerheads_A_Achievable Technical Potential | F1 | Commercial | WA - Health | Existing | Water Heating | Natural Gas | Water Heater - Low-Flow Showerheads | A | Integrated Unit Energy Savings (kWh or therms) | Achievable Technical Potential | 0 | 0 | 6.3628 | 6.2513 | 6.1477 | 6.0508 | 5.9605 | 5.8761 | 5.7969 | 5.7238 | 5.6555 | 5.5928 | 5.5367 | 5.4901 | 5.4586 | 5.4264 | 5.4005 | 5.3803 | 5.3643 | 5.3514 | 5.3421 | 5.3353 | 5.3304 | 5.3269 | 5.3224 | 5.3214 | 5.3206
F2_Commercial_WA - Health_Existing_Water Heating_Natural Gas_Water Heater - Low-Flow Showerheads_A_Achievable Technical Potential | F2 | Commercial | WA - Health | Existing | Water Heating | Natural Gas | Water Heater - Low-Flow Showerheads | A | Integrated Unit Summer Peak Savings (kW) | Achievable Technical Potential | 0 | 0 | 0 | 0 | 0 | 0 | 0 | 0 | 0 | 0 | 0 | 0 | 0 | 0 | 0 | 0 | 0 | 0 | 0 | 0 | 0 | 0 | 0 | 0 | 0 | 0 | 0
F3_Commercial_WA - Health_Existing_Water Heating_Natural Gas_Water Heater - Low-Flow Showerheads_A_Achievable Technical Potential | F3 | Commercial | WA - Health | Existing | Water Heating | Natural Gas | Water Heater - Low-Flow Showerheads | A | Integrated Unit Winter Peak Savings (kW) | Achievable Technical Potential | 0 | 0 | 0 | 0 | 0 | 0 | 0 | 0 | 0 | 0 | 0 | 0 | 0 | 0 | 0 | 0 | 0 | 0 | 0 | 0 | 0 | 0 | 0 | 0 | 0 | 0 | 0
F4_Commercial_WA - Health_Existing_Water Heating_Natural Gas_Water Heater - Low-Flow Showerheads_A_Achievable Technical Potential | F4 | Commercial | WA - Health | Existing | Water Heating | Natural Gas | Water Heater - Low-Flow Showerheads | A | Incremental Energy Savings (MWh or mTherms) | Achievable Technical Potential | 0 | 0 | 0 | 0 | 0 | 0 | 0 | 0 | 0 | 0 | 0 | 0 | 0 | 0 | 0 | 0 | 0 | 0 | 0 | 0 | 0 | 0 | 0 | 0 | 0 | 0 | 0
F5_Commercial_WA - Health_Existing_Water Heating_Natural Gas_Water Heater - Low-Flow Showerheads_A_Achievable Technical Potential | F5 | Commercial | WA - Health | Existing | Water Heating | Natural Gas | Water Heater - Low-Flow Showerheads | A | Incremental Summer Peak Savings (MW) | Achievable Technical Potential | 0 | 0 | 0 | 0 | 0 | 0 | 0 | 0 | 0 | 0 | 0 | 0 | 0 | 0 | 0 | 0 | 0 | 0 | 0 | 0 | 0 | 0 | 0 | 0 | 0 | 0 | 0
F6_Commercial_WA - Health_Existing_Water Heating_Natural Gas_Water Heater - Low-Flow Showerheads_A_Achievable Technical Potential | F6 | Commercial | WA - Health | Existing | Water Heating | Natural Gas | Water Heater - Low-Flow Showerheads | A | Incremental Winter Peak Savings (MW) | Achievable Technical Potential | 0 | 0 | 0 | 0 | 0 | 0 | 0 | 0 | 0 | 0 | 0 | 0 | 0 | 0 | 0 | 0 | 0 | 0 | 0 | 0 | 0 | 0 | 0 | 0 | 0 | 0 | 0
F7_Commercial_WA - Health_Existing_Water Heating_Natural Gas_Water Heater - Low-Flow Showerheads_A_Achievable Technical Potential | F7 | Commercial | WA - Health | Existing | Water Heating | Natural Gas | Water Heater - Low-Flow Showerheads | A | Cumulative Energy Savings (MWh or mTherms) | Achievable Technical Potential | 0 | 0 | 0 | 0 | 0 | 0 | 0 | 0 | 0 | 0 | 0 | 0 | 0 | 0 | 0 | 0 | 0 | 0 | 0 | 0 | 0 | 0 | 0 | 0 | 0 | 0 | 0
F8_Commercial_WA - Health_Existing_Water Heating_Natural Gas_Water Heater - Low-Flow Showerheads_A_Achievable Technical Potential | F8 | Commercial | WA - Health | Existing | Water Heating | Natural Gas | Water Heater - Low-Flow Showerheads | A | Cumulative Summer Peak Savings (MW) | Achievable Technical Potential | 0 | 0 | 0 | 0 | 0 | 0 | 0 | 0 | 0 | 0 | 0 | 0 | 0 | 0 | 0 | 0 | 0 | 0 | 0 | 0 | 0 | 0 | 0 | 0 | 0 | 0 | 0
F9_Commercial_WA - Health_Existing_Water Heating_Natural Gas_Water Heater - Low-Flow Showerheads_A_Achievable Technical Potential | F9 | Commercial | WA - Health | Existing | Water Heating | Natural Gas | Water Heater - Low-Flow Showerheads | A | Cumulative Winter Peak Savings (MW) | Achievable Technical Potential | 0 | 0 | 0 | 0 | 0 | 0 | 0 | 0 | 0 | 0 | 0 | 0 | 0 | 0 | 0 | 0 | 0 | 0 | 0 | 0 | 0 | 0 | 0 | 0 | 0 | 0 | 0
F10_Commercial_WA - Health_Existing_Water Heating_Natural Gas_Water Heater - Low-Flow Showerheads_A_Achievable Technical Potential | F10 | Commercial | WA - Health | Existing | Water Heating | Natural Gas | Water Heater - Low-Flow Showerheads | A | Purchases (Incremental) | Achievable Technical Potential | 0 | 0 | 0 | 0 | 0 | 0 | 0 | 0 | 0 | 0 | 0 | 0 | 0 | 0 | 0 | 0 | 0 | 0 | 0 | 0 | 0 | 0 | 0 | 0 | 0 | 0 | 0
F11_Commercial_WA - Health_Existing_Water Heating_Natural Gas_Water Heater - Low-Flow Showerheads_A_Achievable Technical Potential | F11 | Commercial | WA - Health | Existing | Water Heating | Natural Gas | Water Heater - Low-Flow Showerheads | A | Purchases (Cumulative) | Achievable Technical Potential | 0 | 0 | 0 | 0 | 0 | 0 | 0 | 0 | 0 | 0 | 0 | 0 | 0 | 0 | 0 | 0 | 0 | 0 | 0 | 0 | 0 | 0 | 0 | 0 | 0 | 0 | 0
F1_Commercial_WA - Health_Existing_Water Heating_Natural Gas_Water Heater - Tank Blanket/Insulation_A_Achievable Technical Potential | F1 | Commercial | WA - Health | Existing | Water Heating | Natural Gas | Water Heater - Tank Blanket/Insulation | A | Integrated Unit Energy Savings (kWh or therms) | Achievable Technical Potential | 0 | 0 | 99.629 | 98.0249 | 96.5711 | 95.2564 | 94.0716 | 93.0089 | 92.0659 | 91.2439 | 90.4994 | 89.8191 | 89.193 | 88.6565 | 88.1991 | 87.7012 | 87.2948 | 86.9684 | 86.709 | 86.5007 | 86.3497 | 86.2405 | 86.1615 | 86.104 | 86.0319 | 86.0156 | 86.0026
F2_Commercial_WA - Health_Existing_Water Heating_Natural Gas_Water Heater - Tank Blanket/Insulation_A_Achievable Technical Potential | F2 | Commercial | WA - Health | Existing | Water Heating | Natural Gas | Water Heater - Tank Blanket/Insulation | A | Integrated Unit Summer Peak Savings (kW) | Achievable Technical Potential | 0 | 0 | 0 | 0 | 0 | 0 | 0 | 0 | 0 | 0 | 0 | 0 | 0 | 0 | 0 | 0 | 0 | 0 | 0 | 0 | 0 | 0 | 0 | 0 | 0 | 0 | 0
F3_Commercial_WA - Health_Existing_Water Heating_Natural Gas_Water Heater - Tank Blanket/Insulation_A_Achievable Technical Potential | F3 | Commercial | WA - Health | Existing | Water Heating | Natural Gas | Water Heater - Tank Blanket/Insulation | A | Integrated Unit Winter Peak Savings (kW) | Achievable Technical Potential | 0 | 0 | 0 | 0 | 0 | 0 | 0 | 0 | 0 | 0 | 0 | 0 | 0 | 0 | 0 | 0 | 0 | 0 | 0 | 0 | 0 | 0 | 0 | 0 | 0 | 0 | 0
F4_Commercial_WA - Health_Existing_Water Heating_Natural Gas_Water Heater - Tank Blanket/Insulation_A_Achievable Technical Potential | F4 | Commercial | WA - Health | Existing | Water Heating | Natural Gas | Water Heater - Tank Blanket/Insulation | A | Incremental Energy Savings (MWh or mTherms) | Achievable Technical Potential | 0 | 0 | 0 | 0.4568 | 0.55256 | 0.66697 | 0.76461 | 0.86229 | 0.9979 | 1.0849 | 1.0993 | 1.0282 | 0.87763 | 0.67507 | 0.46089 | 0.27424 | 0.1275 | 0 | 0 | 0 | 0 | 0 | 0 | 0 | 0 | 0 | 0
F5_Commercial_WA - Health_Existing_Water Heating_Natural Gas_Water Heater - Tank Blanket/Insulation_A_Achievable Technical Potential | F5 | Commercial | WA - Health | Existing | Water Heating | Natural Gas | Water Heater - Tank Blanket/Insulation | A | Incremental Summer Peak Savings (MW) | Achievable Technical Potential | 0 | 0 | 0 | 0 | 0 | 0 | 0 | 0 | 0 | 0 | 0 | 0 | 0 | 0 | 0 | 0 | 0 | 0 | 0 | 0 | 0 | 0 | 0 | 0 | 0 | 0 | 0
F6_Commercial_WA - Health_Existing_Water Heating_Natural Gas_Water Heater - Tank Blanket/Insulation_A_Achievable Technical Potential | F6 | Commercial | WA - Health | Existing | Water Heating | Natural Gas | Water Heater - Tank Blanket/Insulation | A | Incremental Winter Peak Savings (MW) | Achievable Technical Potential | 0 | 0 | 0 | 0 | 0 | 0 | 0 | 0 | 0 | 0 | 0 | 0 | 0 | 0 | 0 | 0 | 0 | 0 | 0 | 0 | 0 | 0 | 0 | 0 | 0 | 0 | 0
F7_Commercial_WA - Health_Existing_Water Heating_Natural Gas_Water Heater - Tank Blanket/Insulation_A_Achievable Technical Potential | F7 | Commercial | WA - Health | Existing | Water Heating | Natural Gas | Water Heater - Tank Blanket/Insulation | A | Cumulative Energy Savings (MWh or mTherms) | Achievable Technical Potential | 0 | 0 | 0 | 0.4568 | 1.0026 | 1.6559 | 2.3999 | 3.2351 | 4.2002 | 5.2476 | 6.3041 | 7.2849 | 8.1117 | 8.738 | 9.1538 | 9.3764 | 9.4604 | 9.4251 | 9.3969 | 9.3744 | 9.358 | 9.3462 | 9.3376 | 9.3314 | 9.3236 | 9.3218 | 9.3204
F8_Commercial_WA - Health_Existing_Water Heating_Natural Gas_Water Heater - Tank Blanket/Insulation_A_Achievable Technical Potential | F8 | Commercial | WA - Health | Existing | Water Heating | Natural Gas | Water Heater - Tank Blanket/Insulation | A | Cumulative Summer Peak Savings (MW) | Achievable Technical Potential | 0 | 0 | 0 | 0 | 0 | 0 | 0 | 0 | 0 | 0 | 0 | 0 | 0 | 0 | 0 | 0 | 0 | 0 | 0 | 0 | 0 | 0 | 0 | 0 | 0 | 0 | 0
F9_Commercial_WA - Health_Existing_Water Heating_Natural Gas_Water Heater - Tank Blanket/Insulation_A_Achievable Technical Potential | F9 | Commercial | WA - Health | Existing | Water Heating | Natural Gas | Water Heater - Tank Blanket/Insulation | A | Cumulative Winter Peak Savings (MW) | Achievable Technical Potential | 0 | 0 | 0 | 0 | 0 | 0 | 0 | 0 | 0 | 0 | 0 | 0 | 0 | 0 | 0 | 0 | 0 | 0 | 0 | 0 | 0 | 0 | 0 | 0 | 0 | 0 | 0
F10_Commercial_WA - Health_Existing_Water Heating_Natural Gas_Water Heater - Tank Blanket/Insulation_A_Achievable Technical Potential | F10 | Commercial | WA - Health | Existing | Water Heating | Natural Gas | Water Heater - Tank Blanket/Insulation | A | Purchases (Incremental) | Achievable Technical Potential | 0 | 0 | 0 | 4.6601 | 5.7218 | 7.0018 | 8.128 | 9.271 | 10.8389 | 11.8905 | 12.147 | 11.4471 | 9.8397 | 7.6144 | 5.2256 | 3.127 | 1.4605 | 0 | 0 | 0 | 0 | 0 | 0 | 0 | 0 | 0 | 0
F11_Commercial_WA - Health_Existing_Water Heating_Natural Gas_Water Heater - Tank Blanket/Insulation_A_Achievable Technical Potential | F11 | Commercial | WA - Health | Existing | Water Heating | Natural Gas | Water Heater - Tank Blanket/Insulation | A | Purchases (Cumulative) | Achievable Technical Potential | 0 | 0 | 0 | 4.6601 | 10.3819 | 17.3837 | 25.5117 | 34.7827 | 45.6217 | 57.5121 | 69.6591 | 81.1062 | 90.9459 | 98.5603 | 103.7859 | 106.9129 | 108.3734 | 108.3734 | 108.3734 | 108.3734 | 108.3734 | 108.3734 | 108.3734 | 108.3734 | 108.3734 | 108.3734 | 108.3734
F1_Commercial_WA - Health_Existing_Water Heating_Natural Gas_Water Heater - Drainwater Heat Recovery_A_Achievable Technical Potential | F1 | Commercial | WA - Health | Existing | Water Heating | Natural Gas | Water Heater - Drainwater Heat Recovery | A | Integrated Unit Energy Savings (kWh or therms) | Achievable Technical Potential | 0 | 0 | 5.6764 | 5.5648 | 5.458 | 5.3583 | 5.2628 | 5.1714 | 5.082 | 4.999 | 4.9203 | 4.8481 | 4.7843 | 4.7325 | 4.6975 | 4.6687 | 4.646 | 4.6286 | 4.6148 | 4.6037 | 4.5957 | 4.5899 | 4.5857 | 4.5826 | 4.5788 | 4.5779 | 4.5772
F2_Commercial_WA - Health_Existing_Water Heating_Natural Gas_Water Heater - Drainwater Heat Recovery_A_Achievable Technical Potential | F2 | Commercial | WA - Health | Existing | Water Heating | Natural Gas | Water Heater - Drainwater Heat Recovery | A | Integrated Unit Summer Peak Savings (kW) | Achievable Technical Potential | 0 | 0 | 0 | 0 | 0 | 0 | 0 | 0 | 0 | 0 | 0 | 0 | 0 | 0 | 0 | 0 | 0 | 0 | 0 | 0 | 0 | 0 | 0 | 0 | 0 | 0 | 0
F3_Commercial_WA - Health_Existing_Water Heating_Natural Gas_Water Heater - Drainwater Heat Recovery_A_Achievable Technical Potential | F3 | Commercial | WA - Health | Existing | Water Heating | Natural Gas | Water Heater - Drainwater Heat Recovery | A | Integrated Unit Winter Peak Savings (kW) | Achievable Technical Potential | 0 | 0 | 0 | 0 | 0 | 0 | 0 | 0 | 0 | 0 | 0 | 0 | 0 | 0 | 0 | 0 | 0 | 0 | 0 | 0 | 0 | 0 | 0 | 0 | 0 | 0 | 0
F4_Commercial_WA - Health_Existing_Water Heating_Natural Gas_Water Heater - Drainwater Heat Recovery_A_Achievable Technical Potential | F4 | Commercial | WA - Health | Existing | Water Heating | Natural Gas | Water Heater - Drainwater Heat Recovery | A | Incremental Energy Savings (MWh or mTherms) | Achievable Technical Potential | 0 | 0 | 0 | 0 | 0 | 0 | 0 | 0 | 0 | 0 | 0 | 0 | 0 | 0 | 0 | 0 | 0 | 0 | 0 | 0 | 0 | 0 | 0 | 0 | 0 | 0 | 0
F5_Commercial_WA - Health_Existing_Water Heating_Natural Gas_Water Heater - Drainwater Heat Recovery_A_Achievable Technical Potential | F5 | Commercial | WA - Health | Existing | Water Heating | Natural Gas | Water Heater - Drainwater Heat Recovery | A | Incremental Summer Peak Savings (MW) | Achievable Technical Potential | 0 | 0 | 0 | 0 | 0 | 0 | 0 | 0 | 0 | 0 | 0 | 0 | 0 | 0 | 0 | 0 | 0 | 0 | 0 | 0 | 0 | 0 | 0 | 0 | 0 | 0 | 0
F6_Commercial_WA - Health_Existing_Water Heating_Natural Gas_Water Heater - Drainwater Heat Recovery_A_Achievable Technical Potential | F6 | Commercial | WA - Health | Existing | Water Heating | Natural Gas | Water Heater - Drainwater Heat Recovery | A | Incremental Winter Peak Savings (MW) | Achievable Technical Potential | 0 | 0 | 0 | 0 | 0 | 0 | 0 | 0 | 0 | 0 | 0 | 0 | 0 | 0 | 0 | 0 | 0 | 0 | 0 | 0 | 0 | 0 | 0 | 0 | 0 | 0 | 0
F7_Commercial_WA - Health_Existing_Water Heating_Natural Gas_Water Heater - Drainwater Heat Recovery_A_Achievable Technical Potential | F7 | Commercial | WA - Health | Existing | Water Heating | Natural Gas | Water Heater - Drainwater Heat Recovery | A | Cumulative Energy Savings (MWh or mTherms) | Achievable Technical Potential | 0 | 0 | 0 | 0 | 0 | 0 | 0 | 0 | 0 | 0 | 0 | 0 | 0 | 0 | 0 | 0 | 0 | 0 | 0 | 0 | 0 | 0 | 0 | 0 | 0 | 0 | 0
F8_Commercial_WA - Health_Existing_Water Heating_Natural Gas_Water Heater - Drainwater Heat Recovery_A_Achievable Technical Potential | F8 | Commercial | WA - Health | Existing | Water Heating | Natural Gas | Water Heater - Drainwater Heat Recovery | A | Cumulative Summer Peak Savings (MW) | Achievable Technical Potential | 0 | 0 | 0 | 0 | 0 | 0 | 0 | 0 | 0 | 0 | 0 | 0 | 0 | 0 | 0 | 0 | 0 | 0 | 0 | 0 | 0 | 0 | 0 | 0 | 0 | 0 | 0
F9_Commercial_WA - Health_Existing_Water Heating_Natural Gas_Water Heater - Drainwater Heat Recovery_A_Achievable Technical Potential | F9 | Commercial | WA - Health | Existing | Water Heating | Natural Gas | Water Heater - Drainwater Heat Recovery | A | Cumulative Winter Peak Savings (MW) | Achievable Technical Potential | 0 | 0 | 0 | 0 | 0 | 0 | 0 | 0 | 0 | 0 | 0 | 0 | 0 | 0 | 0 | 0 | 0 | 0 | 0 | 0 | 0 | 0 | 0 | 0 | 0 | 0 | 0
F10_Commercial_WA - Health_Existing_Water Heating_Natural Gas_Water Heater - Drainwater Heat Recovery_A_Achievable Technical Potential | F10 | Commercial | WA - Health | Existing | Water Heating | Natural Gas | Water Heater - Drainwater Heat Recovery | A | Purchases (Incremental) | Achievable Technical Potential | 0 | 0 | 0 | 0 | 0 | 0 | 0 | 0 | 0 | 0 | 0 | 0 | 0 | 0 | 0 | 0 | 0 | 0 | 0 | 0 | 0 | 0 | 0 | 0 | 0 | 0 | 0
F11_Commercial_WA - Health_Existing_Water Heating_Natural Gas_Water Heater - Drainwater Heat Recovery_A_Achievable Technical Potential | F11 | Commercial | WA - Health | Existing | Water Heating | Natural Gas | Water Heater - Drainwater Heat Recovery | A | Purchases (Cumulative) | Achievable Technical Potential | 0 | 0 | 0 | 0 | 0 | 0 | 0 | 0 | 0 | 0 | 0 | 0 | 0 | 0 | 0 | 0 | 0 | 0 | 0 | 0 | 0 | 0 | 0 | 0 | 0 | 0 | 0
F1_Commercial_WA - Health_Existing_Water Heating_Natural Gas_Water Heater - Circulation Pump Controls_A_Achievable Technical Potential | F1 | Commercial | WA - Health | Existing | Water Heating | Natural Gas | Water Heater - Circulation Pump Controls | A | Integrated Unit Energy Savings (kWh or therms) | Achievable Technical Potential | 0 | 0 | 298.0461 | 293.13 | 288.6408 | 284.54 | 280.8044 | 277.4109 | 274.342 | 271.614 | 269.1154 | 266.8285 | 264.7432 | 262.9772 | 261.502 | 259.9555 | 258.7182 | 257.7508 | 256.9819 | 256.3646 | 255.9171 | 255.5936 | 255.3595 | 255.189 | 254.9752 | 254.9271 | 254.8885
F2_Commercial_WA - Health_Existing_Water Heating_Natural Gas_Water Heater - Circulation Pump Controls_A_Achievable Technical Potential | F2 | Commercial | WA - Health | Existing | Water Heating | Natural Gas | Water Heater - Circulation Pump Controls | A | Integrated Unit Summer Peak Savings (kW) | Achievable Technical Potential | 0 | 0 | 0 | 0 | 0 | 0 | 0 | 0 | 0 | 0 | 0 | 0 | 0 | 0 | 0 | 0 | 0 | 0 | 0 | 0 | 0 | 0 | 0 | 0 | 0 | 0 | 0
F3_Commercial_WA - Health_Existing_Water Heating_Natural Gas_Water Heater - Circulation Pump Controls_A_Achievable Technical Potential | F3 | Commercial | WA - Health | Existing | Water Heating | Natural Gas | Water Heater - Circulation Pump Controls | A | Integrated Unit Winter Peak Savings (kW) | Achievable Technical Potential | 0 | 0 | 0 | 0 | 0 | 0 | 0 | 0 | 0 | 0 | 0 | 0 | 0 | 0 | 0 | 0 | 0 | 0 | 0 | 0 | 0 | 0 | 0 | 0 | 0 | 0 | 0
F4_Commercial_WA - Health_Existing_Water Heating_Natural Gas_Water Heater - Circulation Pump Controls_A_Achievable Technical Potential | F4 | Commercial | WA - Health | Existing | Water Heating | Natural Gas | Water Heater - Circulation Pump Controls | A | Incremental Energy Savings (MWh or mTherms) | Achievable Technical Potential | 0 | 0 | 0 | 1.1922 | 1.4414 | 1.7388 | 1.992 | 2.2446 | 2.5952 | 2.8187 | 2.853 | 2.6658 | 2.2735 | 1.7476 | 0.12907 | 0 | 0 | 0 | 0 | 0 | 0 | 0 | 0 | 0 | 0 | 0 | 0
F5_Commercial_WA - Health_Existing_Water Heating_Natural Gas_Water Heater - Circulation Pump Controls_A_Achievable Technical Potential | F5 | Commercial | WA - Health | Existing | Water Heating | Natural Gas | Water Heater - Circulation Pump Controls | A | Incremental Summer Peak Savings (MW) | Achievable Technical Potential | 0 | 0 | 0 | 0 | 0 | 0 | 0 | 0 | 0 | 0 | 0 | 0 | 0 | 0 | 0 | 0 | 0 | 0 | 0 | 0 | 0 | 0 | 0 | 0 | 0 | 0 | 0
F6_Commercial_WA - Health_Existing_Water Heating_Natural Gas_Water Heater - Circulation Pump Controls_A_Achievable Technical Potential | F6 | Commercial | WA - Health | Existing | Water Heating | Natural Gas | Water Heater - Circulation Pump Controls | A | Incremental Winter Peak Savings (MW) | Achievable Technical Potential | 0 | 0 | 0 | 0 | 0 | 0 | 0 | 0 | 0 | 0 | 0 | 0 | 0 | 0 | 0 | 0 | 0 | 0 | 0 | 0 | 0 | 0 | 0 | 0 | 0 | 0 | 0
F7_Commercial_WA - Health_Existing_Water Heating_Natural Gas_Water Heater - Circulation Pump Controls_A_Achievable Technical Potential | F7 | Commercial | WA - Health | Existing | Water Heating | Natural Gas | Water Heater - Circulation Pump Controls | A | Cumulative Energy Savings (MWh or mTherms) | Achievable Technical Potential | 0 | 0 | 0 | 1.1922 | 2.6153 | 4.317 | 6.2523 | 8.4214 | 10.9234 | 13.6335 | 16.3611 | 18.8878 | 21.0137 | 22.6212 | 22.6233 | 22.4896 | 22.3825 | 22.2988 | 22.2323 | 22.1789 | 22.1402 | 22.1122 | 22.0919 | 22.0772 | 22.0587 | 22.0545 | 22.0512
F8_Commercial_WA - Health_Existing_Water Heating_Natural Gas_Water Heater - Circulation Pump Controls_A_Achievable Technical Potential | F8 | Commercial | WA - Health | Existing | Water Heating | Natural Gas | Water Heater - Circulation Pump Controls | A | Cumulative Summer Peak Savings (MW) | Achievable Technical Potential | 0 | 0 | 0 | 0 | 0 | 0 | 0 | 0 | 0 | 0 | 0 | 0 | 0 | 0 | 0 | 0 | 0 | 0 | 0 | 0 | 0 | 0 | 0 | 0 | 0 | 0 | 0
F9_Commercial_WA - Health_Existing_Water Heating_Natural Gas_Water Heater - Circulation Pump Controls_A_Achievable Technical Potential | F9 | Commercial | WA - Health | Existing | Water Heating | Natural Gas | Water Heater - Circulation Pump Controls | A | Cumulative Winter Peak Savings (MW) | Achievable Technical Potential | 0 | 0 | 0 | 0 | 0 | 0 | 0 | 0 | 0 | 0 | 0 | 0 | 0 | 0 | 0 | 0 | 0 | 0 | 0 | 0 | 0 | 0 | 0 | 0 | 0 | 0 | 0
F10_Commercial_WA - Health_Existing_Water Heating_Natural Gas_Water Heater - Circulation Pump Controls_A_Achievable Technical Potential | F10 | Commercial | WA - Health | Existing | Water Heating | Natural Gas | Water Heater - Circulation Pump Controls | A | Purchases (Incremental) | Achievable Technical Potential | 0 | 0 | 0 | 4.0671 | 4.9938 | 6.1109 | 7.0938 | 8.0914 | 9.4598 | 10.3775 | 10.6014 | 9.9905 | 8.5877 | 6.6455 | 0.49357 | 0 | 0 | 0 | 0 | 0 | 0 | 0 | 0 | 0 | 0 | 0 | 0
F11_Commercial_WA - Health_Existing_Water Heating_Natural Gas_Water Heater - Circulation Pump Controls_A_Achievable Technical Potential | F11 | Commercial | WA - Health | Existing | Water Heating | Natural Gas | Water Heater - Circulation Pump Controls | A | Purchases (Cumulative) | Achievable Technical Potential | 0 | 0 | 0 | 4.0671 | 9.0609 | 15.1718 | 22.2656 | 30.357 | 39.8168 | 50.1943 | 60.7957 | 70.7863 | 79.374 | 86.0195 | 86.5131 | 86.5131 | 86.5131 | 86.5131 | 86.5131 | 86.5131 | 86.5131 | 86.5131 | 86.5131 | 86.5131 | 86.5131 | 86.5131 | 86.5131
F1_Commercial_WA - Health_Existing_Water Heating_Natural Gas_Water Heater - Pipe Insulation_A_Achievable Technical Potential | F1 | Commercial | WA - Health | Existing | Water Heating | Natural Gas | Water Heater - Pipe Insulation | A | Integrated Unit Energy Savings (kWh or therms) | Achievable Technical Potential | 0 | 0 | 2.491 | 2.4474 | 2.4068 | 2.3689 | 2.3335 | 2.3005 | 2.2695 | 2.2408 | 2.2141 | 2.1896 | 2.1676 | 2.1494 | 2.137 | 2.1244 | 2.1143 | 2.1064 | 2.1001 | 2.095 | 2.0914 | 2.0887 | 2.0868 | 2.0854 | 2.0837 | 2.0833 | 2.083
F2_Commercial_WA - Health_Existing_Water Heating_Natural Gas_Water Heater - Pipe Insulation_A_Achievable Technical Potential | F2 | Commercial | WA - Health | Existing | Water Heating | Natural Gas | Water Heater - Pipe Insulation | A | Integrated Unit Summer Peak Savings (kW) | Achievable Technical Potential | 0 | 0 | 0 | 0 | 0 | 0 | 0 | 0 | 0 | 0 | 0 | 0 | 0 | 0 | 0 | 0 | 0 | 0 | 0 | 0 | 0 | 0 | 0 | 0 | 0 | 0 | 0
F3_Commercial_WA - Health_Existing_Water Heating_Natural Gas_Water Heater - Pipe Insulation_A_Achievable Technical Potential | F3 | Commercial | WA - Health | Existing | Water Heating | Natural Gas | Water Heater - Pipe Insulation | A | Integrated Unit Winter Peak Savings (kW) | Achievable Technical Potential | 0 | 0 | 0 | 0 | 0 | 0 | 0 | 0 | 0 | 0 | 0 | 0 | 0 | 0 | 0 | 0 | 0 | 0 | 0 | 0 | 0 | 0 | 0 | 0 | 0 | 0 | 0
F4_Commercial_WA - Health_Existing_Water Heating_Natural Gas_Water Heater - Pipe Insulation_A_Achievable Technical Potential | F4 | Commercial | WA - Health | Existing | Water Heating | Natural Gas | Water Heater - Pipe Insulation | A | Incremental Energy Savings (MWh or mTherms) | Achievable Technical Potential | 0 | 0 | 0 | 0.35919 | 0.43371 | 0.52238 | 0.59734 | 0.6717 | 0.77471 | 0.83915 | 0.84703 | 0.78938 | 0.67172 | 0.51544 | 0.3517 | 0.20922 | 0.097254 | 0 | 0 | 0 | 0 | 0 | 0 | 0 | 0 | 0 | 0
F5_Commercial_WA - Health_Existing_Water Heating_Natural Gas_Water Heater - Pipe Insulation_A_Achievable Technical Potential | F5 | Commercial | WA - Health | Existing | Water Heating | Natural Gas | Water Heater - Pipe Insulation | A | Incremental Summer Peak Savings (MW) | Achievable Technical Potential | 0 | 0 | 0 | 0 | 0 | 0 | 0 | 0 | 0 | 0 | 0 | 0 | 0 | 0 | 0 | 0 | 0 | 0 | 0 | 0 | 0 | 0 | 0 | 0 | 0 | 0 | 0
F6_Commercial_WA - Health_Existing_Water Heating_Natural Gas_Water Heater - Pipe Insulation_A_Achievable Technical Potential | F6 | Commercial | WA - Health | Existing | Water Heating | Natural Gas | Water Heater - Pipe Insulation | A | Incremental Winter Peak Savings (MW) | Achievable Technical Potential | 0 | 0 | 0 | 0 | 0 | 0 | 0 | 0 | 0 | 0 | 0 | 0 | 0 | 0 | 0 | 0 | 0 | 0 | 0 | 0 | 0 | 0 | 0 | 0 | 0 | 0 | 0
F7_Commercial_WA - Health_Existing_Water Heating_Natural Gas_Water Heater - Pipe Insulation_A_Achievable Technical Potential | F7 | Commercial | WA - Health | Existing | Water Heating | Natural Gas | Water Heater - Pipe Insulation | A | Cumulative Energy Savings (MWh or mTherms) | Achievable Technical Potential | 0 | 0 | 0 | 0.35919 | 0.78695 | 1.2969 | 1.8749 | 2.5201 | 3.2608 | 4.0588 | 4.8574 | 5.593 | 6.2085 | 6.6718 | 6.9852 | 7.1531 | 7.2163 | 7.1894 | 7.1679 | 7.1507 | 7.1382 | 7.1292 | 7.1227 | 7.1179 | 7.1119 | 7.1106 | 7.1095
F8_Commercial_WA - Health_Existing_Water Heating_Natural Gas_Water Heater - Pipe Insulation_A_Achievable Technical Potential | F8 | Commercial | WA - Health | Existing | Water Heating | Natural Gas | Water Heater - Pipe Insulation | A | Cumulative Summer Peak Savings (MW) | Achievable Technical Potential | 0 | 0 | 0 | 0 | 0 | 0 | 0 | 0 | 0 | 0 | 0 | 0 | 0 | 0 | 0 | 0 | 0 | 0 | 0 | 0 | 0 | 0 | 0 | 0 | 0 | 0 | 0
F9_Commercial_WA - Health_Existing_Water Heating_Natural Gas_Water Heater - Pipe Insulation_A_Achievable Technical Potential | F9 | Commercial | WA - Health | Existing | Water Heating | Natural Gas | Water Heater - Pipe Insulation | A | Cumulative Winter Peak Savings (MW) | Achievable Technical Potential | 0 | 0 | 0 | 0 | 0 | 0 | 0 | 0 | 0 | 0 | 0 | 0 | 0 | 0 | 0 | 0 | 0 | 0 | 0 | 0 | 0 | 0 | 0 | 0 | 0 | 0 | 0
F10_Commercial_WA - Health_Existing_Water Heating_Natural Gas_Water Heater - Pipe Insulation_A_Achievable Technical Potential | F10 | Commercial | WA - Health | Existing | Water Heating | Natural Gas | Water Heater - Pipe Insulation | A | Purchases (Incremental) | Achievable Technical Potential | 0 | 0 | 0 | 146.7654 | 180.2045 | 220.5176 | 255.9862 | 291.9846 | 341.3651 | 374.4828 | 382.5607 | 360.5175 | 309.8954 | 239.8101 | 164.5764 | 98.4838 | 45.9986 | 0 | 0 | 0 | 0 | 0 | 0 | 0 | 0 | 0 | 0
F11_Commercial_WA - Health_Existing_Water Heating_Natural Gas_Water Heater - Pipe Insulation_A_Achievable Technical Potential | F11 | Commercial | WA - Health | Existing | Water Heating | Natural Gas | Water Heater - Pipe Insulation | A | Purchases (Cumulative) | Achievable Technical Potential | 0 | 0 | 0 | 146.7654 | 326.9699 | 547.4875 | 803.4736 | 1095.4583 | 1436.8234 | 1811.3062 | 2193.8669 | 2554.3844 | 2864.2798 | 3104.0899 | 3268.6663 | 3367.1501 | 3413.1487 | 3413.1487 | 3413.1487 | 3413.1487 | 3413.1487 | 3413.1487 | 3413.1487 | 3413.1487 | 3413.1487 | 3413.1487 | 3413.1487
F1_Commercial_WA - Health_Existing_Water Heating_Natural Gas_Water Heater - Motion Control Faucet_A_Achievable Technical Potential | F1 | Commercial | WA - Health | Existing | Water Heating | Natural Gas | Water Heater - Motion Control Faucet | A | Integrated Unit Energy Savings (kWh or therms) | Achievable Technical Potential | 0 | 0 | 0 | 0 | 0 | 0 | 0 | 0 | 0 | 0 | 0 | 0 | 0 | 0 | 0 | 0 | 0 | 0 | 0 | 0 | 0 | 0 | 0 | 0 | 0 | 0 | 0
F2_Commercial_WA - Health_Existing_Water Heating_Natural Gas_Water Heater - Motion Control Faucet_A_Achievable Technical Potential | F2 | Commercial | WA - Health | Existing | Water Heating | Natural Gas | Water Heater - Motion Control Faucet | A | Integrated Unit Summer Peak Savings (kW) | Achievable Technical Potential | 0 | 0 | 0 | 0 | 0 | 0 | 0 | 0 | 0 | 0 | 0 | 0 | 0 | 0 | 0 | 0 | 0 | 0 | 0 | 0 | 0 | 0 | 0 | 0 | 0 | 0 | 0
F3_Commercial_WA - Health_Existing_Water Heating_Natural Gas_Water Heater - Motion Control Faucet_A_Achievable Technical Potential | F3 | Commercial | WA - Health | Existing | Water Heating | Natural Gas | Water Heater - Motion Control Faucet | A | Integrated Unit Winter Peak Savings (kW) | Achievable Technical Potential | 0 | 0 | 0 | 0 | 0 | 0 | 0 | 0 | 0 | 0 | 0 | 0 | 0 | 0 | 0 | 0 | 0 | 0 | 0 | 0 | 0 | 0 | 0 | 0 | 0 | 0 | 0
F4_Commercial_WA - Health_Existing_Water Heating_Natural Gas_Water Heater - Motion Control Faucet_A_Achievable Technical Potential | F4 | Commercial | WA - Health | Existing | Water Heating | Natural Gas | Water Heater - Motion Control Faucet | A | Incremental Energy Savings (MWh or mTherms) | Achievable Technical Potential | 0 | 0 | 0 | 0 | 0 | 0 | 0 | 0 | 0 | 0 | 0 | 0 | 0 | 0 | 0 | 0 | 0 | 0 | 0 | 0 | 0 | 0 | 0 | 0 | 0 | 0 | 0
F5_Commercial_WA - Health_Existing_Water Heating_Natural Gas_Water Heater - Motion Control Faucet_A_Achievable Technical Potential | F5 | Commercial | WA - Health | Existing | Water Heating | Natural Gas | Water Heater - Motion Control Faucet | A | Incremental Summer Peak Savings (MW) | Achievable Technical Potential | 0 | 0 | 0 | 0 | 0 | 0 | 0 | 0 | 0 | 0 | 0 | 0 | 0 | 0 | 0 | 0 | 0 | 0 | 0 | 0 | 0 | 0 | 0 | 0 | 0 | 0 | 0
F6_Commercial_WA - Health_Existing_Water Heating_Natural Gas_Water Heater - Motion Control Faucet_A_Achievable Technical Potential | F6 | Commercial | WA - Health | Existing | Water Heating | Natural Gas | Water Heater - Motion Control Faucet | A | Incremental Winter Peak Savings (MW) | Achievable Technical Potential | 0 | 0 | 0 | 0 | 0 | 0 | 0 | 0 | 0 | 0 | 0 | 0 | 0 | 0 | 0 | 0 | 0 | 0 | 0 | 0 | 0 | 0 | 0 | 0 | 0 | 0 | 0
F7_Commercial_WA - Health_Existing_Water Heating_Natural Gas_Water Heater - Motion Control Faucet_A_Achievable Technical Potential | F7 | Commercial | WA - Health | Existing | Water Heating | Natural Gas | Water Heater - Motion Control Faucet | A | Cumulative Energy Savings (MWh or mTherms) | Achievable Technical Potential | 0 | 0 | 0 | 0 | 0 | 0 | 0 | 0 | 0 | 0 | 0 | 0 | 0 | 0 | 0 | 0 | 0 | 0 | 0 | 0 | 0 | 0 | 0 | 0 | 0 | 0 | 0
F8_Commercial_WA - Health_Existing_Water Heating_Natural Gas_Water Heater - Motion Control Faucet_A_Achievable Technical Potential | F8 | Commercial | WA - Health | Existing | Water Heating | Natural Gas | Water Heater - Motion Control Faucet | A | Cumulative Summer Peak Savings (MW) | Achievable Technical Potential | 0 | 0 | 0 | 0 | 0 | 0 | 0 | 0 | 0 | 0 | 0 | 0 | 0 | 0 | 0 | 0 | 0 | 0 | 0 | 0 | 0 | 0 | 0 | 0 | 0 | 0 | 0
F9_Commercial_WA - Health_Existing_Water Heating_Natural Gas_Water Heater - Motion Control Faucet_A_Achievable Technical Potential | F9 | Commercial | WA - Health | Existing | Water Heating | Natural Gas | Water Heater - Motion Control Faucet | A | Cumulative Winter Peak Savings (MW) | Achievable Technical Potential | 0 | 0 | 0 | 0 | 0 | 0 | 0 | 0 | 0 | 0 | 0 | 0 | 0 | 0 | 0 | 0 | 0 | 0 | 0 | 0 | 0 | 0 | 0 | 0 | 0 | 0 | 0
F10_Commercial_WA - Health_Existing_Water Heating_Natural Gas_Water Heater - Motion Control Faucet_A_Achievable Technical Potential | F10 | Commercial | WA - Health | Existing | Water Heating | Natural Gas | Water Heater - Motion Control Faucet | A | Purchases (Incremental) | Achievable Technical Potential | 0 | 0 | 0 | 78437.2042 | 96308.3775 | 117853.2701 | 136809.0771 | 156048.077 | 104001.7552 | 103829.9942 | 86602.2137 | 55865.6795 | 9572.1965 | 0 | 0 | 0 | 0 | 0 | 0 | 0 | 0 | 0 | 0 | 0 | 0 | 0 | 0
F11_Commercial_WA - Health_Existing_Water Heating_Natural Gas_Water Heater - Motion Control Faucet_A_Achievable Technical Potential | F11 | Commercial | WA - Health | Existing | Water Heating | Natural Gas | Water Heater - Motion Control Faucet | A | Purchases (Cumulative) | Achievable Technical Potential | 0 | 0 | 0 | 78437.2042 | 174745.5817 | 292598.8518 | 429407.9289 | 585456.0059 | 689457.7611 | 793287.7553 | 879889.9691 | 935755.6486 | 945327.845 | 945327.845 | 945327.845 | 945327.845 | 945327.845 | 945327.845 | 945327.845 | 945327.845 | 945327.845 | 945327.845 | 945327.845 | 945327.845 | 945327.845 | 945327.845 | 945327.845
F1_Commercial_WA - Health_Existing_Water Heating_Natural Gas_Water Heater - Solar System_A_Achievable Technical Potential | F1 | Commercial | WA - Health | Existing | Water Heating | Natural Gas | Water Heater - Solar System | A | Integrated Unit Energy Savings (kWh or therms) | Achievable Technical Potential | 0 | 0 | 19.9253 | 19.5338 | 19.1588 | 18.8087 | 18.4736 | 18.1526 | 17.8391 | 17.5478 | 17.2715 | 17.0178 | 16.7939 | 16.6122 | 16.4892 | 16.3882 | 16.3085 | 16.2476 | 16.1991 | 16.1602 | 16.132 | 16.1116 | 16.0968 | 16.0861 | 16.0726 | 16.0696 | 16.0671
F2_Commercial_WA - Health_Existing_Water Heating_Natural Gas_Water Heater - Solar System_A_Achievable Technical Potential | F2 | Commercial | WA - Health | Existing | Water Heating | Natural Gas | Water Heater - Solar System | A | Integrated Unit Summer Peak Savings (kW) | Achievable Technical Potential | 0 | 0 | 0 | 0 | 0 | 0 | 0 | 0 | 0 | 0 | 0 | 0 | 0 | 0 | 0 | 0 | 0 | 0 | 0 | 0 | 0 | 0 | 0 | 0 | 0 | 0 | 0
F3_Commercial_WA - Health_Existing_Water Heating_Natural Gas_Water Heater - Solar System_A_Achievable Technical Potential | F3 | Commercial | WA - Health | Existing | Water Heating | Natural Gas | Water Heater - Solar System | A | Integrated Unit Winter Peak Savings (kW) | Achievable Technical Potential | 0 | 0 | 0 | 0 | 0 | 0 | 0 | 0 | 0 | 0 | 0 | 0 | 0 | 0 | 0 | 0 | 0 | 0 | 0 | 0 | 0 | 0 | 0 | 0 | 0 | 0 | 0
F4_Commercial_WA - Health_Existing_Water Heating_Natural Gas_Water Heater - Solar System_A_Achievable Technical Potential | F4 | Commercial | WA - Health | Existing | Water Heating | Natural Gas | Water Heater - Solar System | A | Incremental Energy Savings (MWh or mTherms) | Achievable Technical Potential | 0 | 0 | 0 | 0.4266 | 0.4928 | 0.5719 | 0.6337 | 0.6938 | 0.78199 | 0.83078 | 0.88746 | 0.85112 | 0.73248 | 0.56228 | 0.38125 | 0.29483 | 0.1274 | 0 | 0 | 0 | 0 | 0 | 0 | 0 | 0 | 0 | 0
F5_Commercial_WA - Health_Existing_Water Heating_Natural Gas_Water Heater - Solar System_A_Achievable Technical Potential | F5 | Commercial | WA - Health | Existing | Water Heating | Natural Gas | Water Heater - Solar System | A | Incremental Summer Peak Savings (MW) | Achievable Technical Potential | 0 | 0 | 0 | 0 | 0 | 0 | 0 | 0 | 0 | 0 | 0 | 0 | 0 | 0 | 0 | 0 | 0 | 0 | 0 | 0 | 0 | 0 | 0 | 0 | 0 | 0 | 0
F6_Commercial_WA - Health_Existing_Water Heating_Natural Gas_Water Heater - Solar System_A_Achievable Technical Potential | F6 | Commercial | WA - Health | Existing | Water Heating | Natural Gas | Water Heater - Solar System | A | Incremental Winter Peak Savings (MW) | Achievable Technical Potential | 0 | 0 | 0 | 0 | 0 | 0 | 0 | 0 | 0 | 0 | 0 | 0 | 0 | 0 | 0 | 0 | 0 | 0 | 0 | 0 | 0 | 0 | 0 | 0 | 0 | 0 | 0
F7_Commercial_WA - Health_Existing_Water Heating_Natural Gas_Water Heater - Solar System_A_Achievable Technical Potential | F7 | Commercial | WA - Health | Existing | Water Heating | Natural Gas | Water Heater - Solar System | A | Cumulative Energy Savings (MWh or mTherms) | Achievable Technical Potential | 0 | 0 | 0 | 0.4266 | 0.91122 | 1.4665 | 2.074 | 2.7318 | 3.4666 | 4.2408 | 5.0615 | 5.8382 | 6.4939 | 6.9859 | 7.3155 | 7.5655 | 7.6561 | 7.6275 | 7.6047 | 7.5865 | 7.5732 | 7.5637 | 7.5567 | 7.5517 | 7.5454 | 7.5439 | 7.5428
F8_Commercial_WA - Health_Existing_Water Heating_Natural Gas_Water Heater - Solar System_A_Achievable Technical Potential | F8 | Commercial | WA - Health | Existing | Water Heating | Natural Gas | Water Heater - Solar System | A | Cumulative Summer Peak Savings (MW) | Achievable Technical Potential | 0 | 0 | 0 | 0 | 0 | 0 | 0 | 0 | 0 | 0 | 0 | 0 | 0 | 0 | 0 | 0 | 0 | 0 | 0 | 0 | 0 | 0 | 0 | 0 | 0 | 0 | 0
F9_Commercial_WA - Health_Existing_Water Heating_Natural Gas_Water Heater - Solar System_A_Achievable Technical Potential | F9 | Commercial | WA - Health | Existing | Water Heating | Natural Gas | Water Heater - Solar System | A | Cumulative Winter Peak Savings (MW) | Achievable Technical Potential | 0 | 0 | 0 | 0 | 0 | 0 | 0 | 0 | 0 | 0 | 0 | 0 | 0 | 0 | 0 | 0 | 0 | 0 | 0 | 0 | 0 | 0 | 0 | 0 | 0 | 0 | 0
F10_Commercial_WA - Health_Existing_Water Heating_Natural Gas_Water Heater - Solar System_A_Achievable Technical Potential | F10 | Commercial | WA - Health | Existing | Water Heating | Natural Gas | Water Heater - Solar System | A | Purchases (Incremental) | Achievable Technical Potential | 0 | 0 | 0 | 21.8393 | 25.7221 | 30.4062 | 34.303 | 38.2201 | 43.8357 | 47.3441 | 51.383 | 50.0138 | 43.6157 | 33.8473 | 23.1215 | 17.9904 | 7.8121 | 0 | 0 | 0 | 0 | 0 | 0 | 0 | 0 | 0 | 0
F11_Commercial_WA - Health_Existing_Water Heating_Natural Gas_Water Heater - Solar System_A_Achievable Technical Potential | F11 | Commercial | WA - Health | Existing | Water Heating | Natural Gas | Water Heater - Solar System | A | Purchases (Cumulative) | Achievable Technical Potential | 0 | 0 | 0 | 21.8393 | 47.5614 | 77.9676 | 112.2706 | 150.4907 | 194.3265 | 241.6706 | 293.0536 | 343.0674 | 386.6831 | 420.5304 | 443.6519 | 461.6423 | 469.4544 | 469.4544 | 469.4544 | 469.4544 | 469.4544 | 469.4544 | 469.4544 | 469.4544 | 469.4544 | 469.4544 | 469.4544
F1_Commercial_WA - Health_Existing_Water Heating_Natural Gas_Commercial Laundry - Ozone Treatment_A_Achievable Technical Potential | F1 | Commercial | WA - Health | Existing | Water Heating | Natural Gas | Commercial Laundry - Ozone Treatment | A | Integrated Unit Energy Savings (kWh or therms) | Achievable Technical Potential | 0 | 0 | 75.0265 | 73.4805 | 71.9495 | 70.5107 | 69.1697 | 67.9229 | 66.699 | 65.5556 | 64.4658 | 63.4638 | 62.5816 | 61.8683 | 61.3857 | 60.9907 | 60.6861 | 60.4592 | 60.2788 | 60.1341 | 60.0291 | 59.9532 | 59.8983 | 59.8583 | 59.8081 | 59.7969 | 59.7878
F2_Commercial_WA - Health_Existing_Water Heating_Natural Gas_Commercial Laundry - Ozone Treatment_A_Achievable Technical Potential | F2 | Commercial | WA - Health | Existing | Water Heating | Natural Gas | Commercial Laundry - Ozone Treatment | A | Integrated Unit Summer Peak Savings (kW) | Achievable Technical Potential | 0 | 0 | 0 | 0 | 0 | 0 | 0 | 0 | 0 | 0 | 0 | 0 | 0 | 0 | 0 | 0 | 0 | 0 | 0 | 0 | 0 | 0 | 0 | 0 | 0 | 0 | 0
F3_Commercial_WA - Health_Existing_Water Heating_Natural Gas_Commercial Laundry - Ozone Treatment_A_Achievable Technical Potential | F3 | Commercial | WA - Health | Existing | Water Heating | Natural Gas | Commercial Laundry - Ozone Treatment | A | Integrated Unit Winter Peak Savings (kW) | Achievable Technical Potential | 0 | 0 | 0 | 0 | 0 | 0 | 0 | 0 | 0 | 0 | 0 | 0 | 0 | 0 | 0 | 0 | 0 | 0 | 0 | 0 | 0 | 0 | 0 | 0 | 0 | 0 | 0
F4_Commercial_WA - Health_Existing_Water Heating_Natural Gas_Commercial Laundry - Ozone Treatment_A_Achievable Technical Potential | F4 | Commercial | WA - Health | Existing | Water Heating | Natural Gas | Commercial Laundry - Ozone Treatment | A | Incremental Energy Savings (MWh or mTherms) | Achievable Technical Potential | 0 | 0 | 0 | 0.17077 | 0.20531 | 0.24622 | 0.28039 | 0.31405 | 0.36055 | 0.38875 | 0.39053 | 0.36231 | 0.3071 | 0.091156 | 0 | 0 | 0 | 0 | 0 | 0 | 0 | 0 | 0 | 0 | 0 | 0 | 0
F5_Commercial_WA - Health_Existing_Water Heating_Natural Gas_Commercial Laundry - Ozone Treatment_A_Achievable Technical Potential | F5 | Commercial | WA - Health | Existing | Water Heating | Natural Gas | Commercial Laundry - Ozone Treatment | A | Incremental Summer Peak Savings (MW) | Achievable Technical Potential | 0 | 0 | 0 | 0 | 0 | 0 | 0 | 0 | 0 | 0 | 0 | 0 | 0 | 0 | 0 | 0 | 0 | 0 | 0 | 0 | 0 | 0 | 0 | 0 | 0 | 0 | 0
F6_Commercial_WA - Health_Existing_Water Heating_Natural Gas_Commercial Laundry - Ozone Treatment_A_Achievable Technical Potential | F6 | Commercial | WA - Health | Existing | Water Heating | Natural Gas | Commercial Laundry - Ozone Treatment | A | Incremental Winter Peak Savings (MW) | Achievable Technical Potential | 0 | 0 | 0 | 0 | 0 | 0 | 0 | 0 | 0 | 0 | 0 | 0 | 0 | 0 | 0 | 0 | 0 | 0 | 0 | 0 | 0 | 0 | 0 | 0 | 0 | 0 | 0
F7_Commercial_WA - Health_Existing_Water Heating_Natural Gas_Commercial Laundry - Ozone Treatment_A_Achievable Technical Potential | F7 | Commercial | WA - Health | Existing | Water Heating | Natural Gas | Commercial Laundry - Ozone Treatment | A | Cumulative Energy Savings (MWh or mTherms) | Achievable Technical Potential | 0 | 0 | 0 | 0.17077 | 0.37253 | 0.6113 | 0.88006 | 1.1782 | 1.5176 | 1.8803 | 2.2396 | 2.5671 | 2.8385 | 2.8973 | 2.8747 | 2.8562 | 2.8419 | 2.8313 | 2.8229 | 2.8161 | 2.8112 | 2.8076 | 2.805 | 2.8032 | 2.8008 | 2.8003 | 2.7999
F8_Commercial_WA - Health_Existing_Water Heating_Natural Gas_Commercial Laundry - Ozone Treatment_A_Achievable Technical Potential | F8 | Commercial | WA - Health | Existing | Water Heating | Natural Gas | Commercial Laundry - Ozone Treatment | A | Cumulative Summer Peak Savings (MW) | Achievable Technical Potential | 0 | 0 | 0 | 0 | 0 | 0 | 0 | 0 | 0 | 0 | 0 | 0 | 0 | 0 | 0 | 0 | 0 | 0 | 0 | 0 | 0 | 0 | 0 | 0 | 0 | 0 | 0
F9_Commercial_WA - Health_Existing_Water Heating_Natural Gas_Commercial Laundry - Ozone Treatment_A_Achievable Technical Potential | F9 | Commercial | WA - Health | Existing | Water Heating | Natural Gas | Commercial Laundry - Ozone Treatment | A | Cumulative Winter Peak Savings (MW) | Achievable Technical Potential | 0 | 0 | 0 | 0 | 0 | 0 | 0 | 0 | 0 | 0 | 0 | 0 | 0 | 0 | 0 | 0 | 0 | 0 | 0 | 0 | 0 | 0 | 0 | 0 | 0 | 0 | 0
F10_Commercial_WA - Health_Existing_Water Heating_Natural Gas_Commercial Laundry - Ozone Treatment_A_Achievable Technical Potential | F10 | Commercial | WA - Health | Existing | Water Heating | Natural Gas | Commercial Laundry - Ozone Treatment | A | Purchases (Incremental) | Achievable Technical Potential | 0 | 0 | 0 | 2.3241 | 2.8536 | 3.4919 | 4.0536 | 4.6236 | 5.4056 | 5.93 | 6.0579 | 5.7089 | 4.9073 | 1.4734 | 0 | 0 | 0 | 0 | 0 | 0 | 0 | 0 | 0 | 0 | 0 | 0 | 0
F11_Commercial_WA - Health_Existing_Water Heating_Natural Gas_Commercial Laundry - Ozone Treatment_A_Achievable Technical Potential | F11 | Commercial | WA - Health | Existing | Water Heating | Natural Gas | Commercial Laundry - Ozone Treatment | A | Purchases (Cumulative) | Achievable Technical Potential | 0 | 0 | 0 | 2.3241 | 5.1776 | 8.6696 | 12.7232 | 17.3468 | 22.7524 | 28.6825 | 34.7404 | 40.4493 | 45.3566 | 46.8299 | 46.8299 | 46.8299 | 46.8299 | 46.8299 | 46.8299 | 46.8299 | 46.8299 | 46.8299 | 46.8299 | 46.8299 | 46.8299 | 46.8299 | 46.8299
F1_Commercial_WA - Health_Existing_Water Heating_Natural Gas_Commercial Laundry - ENERGY STAR Washer_A_Achievable Technical Potential | F1 | Commercial | WA - Health | Existing | Water Heating | Natural Gas | Commercial Laundry - ENERGY STAR Washer | A | Integrated Unit Energy Savings (kWh or therms) | Achievable Technical Potential | 0 | 0 | 17.6201 | 17.2674 | 16.9284 | 16.6104 | 16.3049 | 16.0111 | 15.7227 | 15.4533 | 15.1965 | 14.9603 | 14.7524 | 14.5842 | 14.4705 | 14.3773 | 14.3056 | 14.2521 | 14.2095 | 14.1754 | 14.1507 | 14.1328 | 14.1198 | 14.1104 | 14.0986 | 14.0959 | 14.0938
F2_Commercial_WA - Health_Existing_Water Heating_Natural Gas_Commercial Laundry - ENERGY STAR Washer_A_Achievable Technical Potential | F2 | Commercial | WA - Health | Existing | Water Heating | Natural Gas | Commercial Laundry - ENERGY STAR Washer | A | Integrated Unit Summer Peak Savings (kW) | Achievable Technical Potential | 0 | 0 | 0 | 0 | 0 | 0 | 0 | 0 | 0 | 0 | 0 | 0 | 0 | 0 | 0 | 0 | 0 | 0 | 0 | 0 | 0 | 0 | 0 | 0 | 0 | 0 | 0
F3_Commercial_WA - Health_Existing_Water Heating_Natural Gas_Commercial Laundry - ENERGY STAR Washer_A_Achievable Technical Potential | F3 | Commercial | WA - Health | Existing | Water Heating | Natural Gas | Commercial Laundry - ENERGY STAR Washer | A | Integrated Unit Winter Peak Savings (kW) | Achievable Technical Potential | 0 | 0 | 0 | 0 | 0 | 0 | 0 | 0 | 0 | 0 | 0 | 0 | 0 | 0 | 0 | 0 | 0 | 0 | 0 | 0 | 0 | 0 | 0 | 0 | 0 | 0 | 0
F4_Commercial_WA - Health_Existing_Water Heating_Natural Gas_Commercial Laundry - ENERGY STAR Washer_A_Achievable Technical Potential | F4 | Commercial | WA - Health | Existing | Water Heating | Natural Gas | Commercial Laundry - ENERGY STAR Washer | A | Incremental Energy Savings (MWh or mTherms) | Achievable Technical Potential | 0 | 0 | 0 | 0.0036354 | 0.0043761 | 0.0052544 | 0.0059873 | 0.0067062 | 0.0076992 | 0.0083014 | 0.0051402 | 0.0038696 | 0.0018914 | 0 | 0 | 0 | 0 | 0 | 0 | 0 | 0 | 0 | 0 | 0 | 0 | 0 | 0
F5_Commercial_WA - Health_Existing_Water Heating_Natural Gas_Commercial Laundry - ENERGY STAR Washer_A_Achievable Technical Potential | F5 | Commercial | WA - Health | Existing | Water Heating | Natural Gas | Commercial Laundry - ENERGY STAR Washer | A | Incremental Summer Peak Savings (MW) | Achievable Technical Potential | 0 | 0 | 0 | 0 | 0 | 0 | 0 | 0 | 0 | 0 | 0 | 0 | 0 | 0 | 0 | 0 | 0 | 0 | 0 | 0 | 0 | 0 | 0 | 0 | 0 | 0 | 0
F6_Commercial_WA - Health_Existing_Water Heating_Natural Gas_Commercial Laundry - ENERGY STAR Washer_A_Achievable Technical Potential | F6 | Commercial | WA - Health | Existing | Water Heating | Natural Gas | Commercial Laundry - ENERGY STAR Washer | A | Incremental Winter Peak Savings (MW) | Achievable Technical Potential | 0 | 0 | 0 | 0 | 0 | 0 | 0 | 0 | 0 | 0 | 0 | 0 | 0 | 0 | 0 | 0 | 0 | 0 | 0 | 0 | 0 | 0 | 0 | 0 | 0 | 0 | 0
F7_Commercial_WA - Health_Existing_Water Heating_Natural Gas_Commercial Laundry - ENERGY STAR Washer_A_Achievable Technical Potential | F7 | Commercial | WA - Health | Existing | Water Heating | Natural Gas | Commercial Laundry - ENERGY STAR Washer | A | Cumulative Energy Savings (MWh or mTherms) | Achievable Technical Potential | 0 | 0 | 0 | 0.0036354 | 0.0079401 | 0.013045 | 0.018793 | 0.02516 | 0.032406 | 0.040152 | 0.044625 | 0.047802 | 0.049029 | 0.04847 | 0.048092 | 0.047782 | 0.047544 | 0.047366 | 0.047224 | 0.047111 | 0.047029 | 0.046969 | 0.046926 | 0.046895 | 0.046856 | 0.046847 | 0.04684
F8_Commercial_WA - Health_Existing_Water Heating_Natural Gas_Commercial Laundry - ENERGY STAR Washer_A_Achievable Technical Potential | F8 | Commercial | WA - Health | Existing | Water Heating | Natural Gas | Commercial Laundry - ENERGY STAR Washer | A | Cumulative Summer Peak Savings (MW) | Achievable Technical Potential | 0 | 0 | 0 | 0 | 0 | 0 | 0 | 0 | 0 | 0 | 0 | 0 | 0 | 0 | 0 | 0 | 0 | 0 | 0 | 0 | 0 | 0 | 0 | 0 | 0 | 0 | 0
F9_Commercial_WA - Health_Existing_Water Heating_Natural Gas_Commercial Laundry - ENERGY STAR Washer_A_Achievable Technical Potential | F9 | Commercial | WA - Health | Existing | Water Heating | Natural Gas | Commercial Laundry - ENERGY STAR Washer | A | Cumulative Winter Peak Savings (MW) | Achievable Technical Potential | 0 | 0 | 0 | 0 | 0 | 0 | 0 | 0 | 0 | 0 | 0 | 0 | 0 | 0 | 0 | 0 | 0 | 0 | 0 | 0 | 0 | 0 | 0 | 0 | 0 | 0 | 0
F10_Commercial_WA - Health_Existing_Water Heating_Natural Gas_Commercial Laundry - ENERGY STAR Washer_A_Achievable Technical Potential | F10 | Commercial | WA - Health | Existing | Water Heating | Natural Gas | Commercial Laundry - ENERGY STAR Washer | A | Purchases (Incremental) | Achievable Technical Potential | 0 | 0 | 0 | 0.21053 | 0.2585 | 0.31633 | 0.36721 | 0.41885 | 0.48969 | 0.53719 | 0.33825 | 0.25866 | 0.12821 | 0 | 0 | 0 | 0 | 0 | 0 | 0 | 0 | 0 | 0 | 0 | 0 | 0 | 0
F11_Commercial_WA - Health_Existing_Water Heating_Natural Gas_Commercial Laundry - ENERGY STAR Washer_A_Achievable Technical Potential | F11 | Commercial | WA - Health | Existing | Water Heating | Natural Gas | Commercial Laundry - ENERGY STAR Washer | A | Purchases (Cumulative) | Achievable Technical Potential | 0 | 0 | 0 | 0.21053 | 0.46904 | 0.78537 | 1.1526 | 1.5714 | 2.0611 | 2.5983 | 2.9366 | 3.1952 | 3.3234 | 3.3234 | 3.3234 | 3.3234 | 3.3234 | 3.3234 | 3.3234 | 3.3234 | 3.3234 | 3.3234 | 3.3234 | 3.3234 | 3.3234 | 3.3234 | 3.3234
F1_Commercial_WA - Health_Existing_Water Heating_Natural Gas_Water Heater - Efficient Dishwasher_A_Achievable Technical Potential | F1 | Commercial | WA - Health | Existing | Water Heating | Natural Gas | Water Heater - Efficient Dishwasher | A | Integrated Unit Energy Savings (kWh or therms) | Achievable Technical Potential | 0 | 0 | 51.0194 | 50.0744 | 49.1826 | 48.3675 | 47.6017 | 46.8825 | 46.1974 | 45.5781 | 44.9972 | 44.4639 | 43.9879 | 43.5958 | 43.3302 | 43.0648 | 42.8555 | 42.6953 | 42.5679 | 42.4657 | 42.3915 | 42.338 | 42.2992 | 42.2709 | 42.2355 | 42.2275 | 42.2212
F2_Commercial_WA - Health_Existing_Water Heating_Natural Gas_Water Heater - Efficient Dishwasher_A_Achievable Technical Potential | F2 | Commercial | WA - Health | Existing | Water Heating | Natural Gas | Water Heater - Efficient Dishwasher | A | Integrated Unit Summer Peak Savings (kW) | Achievable Technical Potential | 0 | 0 | 0 | 0 | 0 | 0 | 0 | 0 | 0 | 0 | 0 | 0 | 0 | 0 | 0 | 0 | 0 | 0 | 0 | 0 | 0 | 0 | 0 | 0 | 0 | 0 | 0
F3_Commercial_WA - Health_Existing_Water Heating_Natural Gas_Water Heater - Efficient Dishwasher_A_Achievable Technical Potential | F3 | Commercial | WA - Health | Existing | Water Heating | Natural Gas | Water Heater - Efficient Dishwasher | A | Integrated Unit Winter Peak Savings (kW) | Achievable Technical Potential | 0 | 0 | 0 | 0 | 0 | 0 | 0 | 0 | 0 | 0 | 0 | 0 | 0 | 0 | 0 | 0 | 0 | 0 | 0 | 0 | 0 | 0 | 0 | 0 | 0 | 0 | 0
F4_Commercial_WA - Health_Existing_Water Heating_Natural Gas_Water Heater - Efficient Dishwasher_A_Achievable Technical Potential | F4 | Commercial | WA - Health | Existing | Water Heating | Natural Gas | Water Heater - Efficient Dishwasher | A | Incremental Energy Savings (MWh or mTherms) | Achievable Technical Potential | 0 | 0 | 0 | 1.3092 | 1.5789 | 1.9001 | 2.1708 | 2.4386 | 2.8094 | 3.0406 | 3.0666 | 2.8557 | 2.4284 | 1.8625 | 1.2704 | 0 | 0 | 0 | 0 | 0 | 0 | 0 | 0 | 0 | 0 | 0 | 0
F5_Commercial_WA - Health_Existing_Water Heating_Natural Gas_Water Heater - Efficient Dishwasher_A_Achievable Technical Potential | F5 | Commercial | WA - Health | Existing | Water Heating | Natural Gas | Water Heater - Efficient Dishwasher | A | Incremental Summer Peak Savings (MW) | Achievable Technical Potential | 0 | 0 | 0 | 0 | 0 | 0 | 0 | 0 | 0 | 0 | 0 | 0 | 0 | 0 | 0 | 0 | 0 | 0 | 0 | 0 | 0 | 0 | 0 | 0 | 0 | 0 | 0
F6_Commercial_WA - Health_Existing_Water Heating_Natural Gas_Water Heater - Efficient Dishwasher_A_Achievable Technical Potential | F6 | Commercial | WA - Health | Existing | Water Heating | Natural Gas | Water Heater - Efficient Dishwasher | A | Incremental Winter Peak Savings (MW) | Achievable Technical Potential | 0 | 0 | 0 | 0 | 0 | 0 | 0 | 0 | 0 | 0 | 0 | 0 | 0 | 0 | 0 | 0 | 0 | 0 | 0 | 0 | 0 | 0 | 0 | 0 | 0 | 0 | 0
F7_Commercial_WA - Health_Existing_Water Heating_Natural Gas_Water Heater - Efficient Dishwasher_A_Achievable Technical Potential | F7 | Commercial | WA - Health | Existing | Water Heating | Natural Gas | Water Heater - Efficient Dishwasher | A | Cumulative Energy Savings (MWh or mTherms) | Achievable Technical Potential | 0 | 0 | 0 | 1.3092 | 2.8648 | 4.7174 | 6.8135 | 9.1492 | 11.8249 | 14.7071 | 17.5862 | 20.2335 | 22.4453 | 24.1077 | 25.2312 | 25.0767 | 24.9548 | 24.8615 | 24.7874 | 24.7278 | 24.6846 | 24.6534 | 24.6309 | 24.6144 | 24.5938 | 24.5892 | 24.5854
F8_Commercial_WA - Health_Existing_Water Heating_Natural Gas_Water Heater - Efficient Dishwasher_A_Achievable Technical Potential | F8 | Commercial | WA - Health | Existing | Water Heating | Natural Gas | Water Heater - Efficient Dishwasher | A | Cumulative Summer Peak Savings (MW) | Achievable Technical Potential | 0 | 0 | 0 | 0 | 0 | 0 | 0 | 0 | 0 | 0 | 0 | 0 | 0 | 0 | 0 | 0 | 0 | 0 | 0 | 0 | 0 | 0 | 0 | 0 | 0 | 0 | 0
F9_Commercial_WA - Health_Existing_Water Heating_Natural Gas_Water Heater - Efficient Dishwasher_A_Achievable Technical Potential | F9 | Commercial | WA - Health | Existing | Water Heating | Natural Gas | Water Heater - Efficient Dishwasher | A | Cumulative Winter Peak Savings (MW) | Achievable Technical Potential | 0 | 0 | 0 | 0 | 0 | 0 | 0 | 0 | 0 | 0 | 0 | 0 | 0 | 0 | 0 | 0 | 0 | 0 | 0 | 0 | 0 | 0 | 0 | 0 | 0 | 0 | 0
F10_Commercial_WA - Health_Existing_Water Heating_Natural Gas_Water Heater - Efficient Dishwasher_A_Achievable Technical Potential | F10 | Commercial | WA - Health | Existing | Water Heating | Natural Gas | Water Heater - Efficient Dishwasher | A | Purchases (Incremental) | Achievable Technical Potential | 0 | 0 | 0 | 26.1457 | 32.1028 | 39.2844 | 45.603 | 52.016 | 60.813 | 66.7128 | 68.1518 | 64.2249 | 55.2068 | 42.7213 | 29.3187 | 0 | 0 | 0 | 0 | 0 | 0 | 0 | 0 | 0 | 0 | 0 | 0
F11_Commercial_WA - Health_Existing_Water Heating_Natural Gas_Water Heater - Efficient Dishwasher_A_Achievable Technical Potential | F11 | Commercial | WA - Health | Existing | Water Heating | Natural Gas | Water Heater - Efficient Dishwasher | A | Purchases (Cumulative) | Achievable Technical Potential | 0 | 0 | 0 | 26.1457 | 58.2485 | 97.533 | 143.136 | 195.152 | 255.965 | 322.6778 | 390.8296 | 455.0545 | 510.2613 | 552.9826 | 582.3013 | 582.3013 | 582.3013 | 582.3013 | 582.3013 | 582.3013 | 582.3013 | 582.3013 | 582.3013 | 582.3013 | 582.3013 | 582.3013 | 582.3013
F1_Commercial_WA - Health_Existing_Water Heating_Natural Gas_Commercial Laundry - Alternative Dry-Cleaning Methods_A_Achievable Technical Potential | F1 | Commercial | WA - Health | Existing | Water Heating | Natural Gas | Commercial Laundry - Alternative Dry-Cleaning Methods | A | Integrated Unit Energy Savings (kWh or therms) | Achievable Technical Potential | 0 | 0 | 0 | 0 | 0 | 0 | 0 | 0 | 0 | 0 | 0 | 0 | 0 | 0 | 0 | 0 | 0 | 0 | 0 | 0 | 0 | 0 | 0 | 0 | 0 | 0 | 0
F2_Commercial_WA - Health_Existing_Water Heating_Natural Gas_Commercial Laundry - Alternative Dry-Cleaning Methods_A_Achievable Technical Potential | F2 | Commercial | WA - Health | Existing | Water Heating | Natural Gas | Commercial Laundry - Alternative Dry-Cleaning Methods | A | Integrated Unit Summer Peak Savings (kW) | Achievable Technical Potential | 0 | 0 | 0 | 0 | 0 | 0 | 0 | 0 | 0 | 0 | 0 | 0 | 0 | 0 | 0 | 0 | 0 | 0 | 0 | 0 | 0 | 0 | 0 | 0 | 0 | 0 | 0
F3_Commercial_WA - Health_Existing_Water Heating_Natural Gas_Commercial Laundry - Alternative Dry-Cleaning Methods_A_Achievable Technical Potential | F3 | Commercial | WA - Health | Existing | Water Heating | Natural Gas | Commercial Laundry - Alternative Dry-Cleaning Methods | A | Integrated Unit Winter Peak Savings (kW) | Achievable Technical Potential | 0 | 0 | 0 | 0 | 0 | 0 | 0 | 0 | 0 | 0 | 0 | 0 | 0 | 0 | 0 | 0 | 0 | 0 | 0 | 0 | 0 | 0 | 0 | 0 | 0 | 0 | 0
F4_Commercial_WA - Health_Existing_Water Heating_Natural Gas_Commercial Laundry - Alternative Dry-Cleaning Methods_A_Achievable Technical Potential | F4 | Commercial | WA - Health | Existing | Water Heating | Natural Gas | Commercial Laundry - Alternative Dry-Cleaning Methods | A | Incremental Energy Savings (MWh or mTherms) | Achievable Technical Potential | 0 | 0 | 0 | 0 | 0 | 0 | 0 | 0 | 0 | 0 | 0 | 0 | 0 | 0 | 0 | 0 | 0 | 0 | 0 | 0 | 0 | 0 | 0 | 0 | 0 | 0 | 0
F5_Commercial_WA - Health_Existing_Water Heating_Natural Gas_Commercial Laundry - Alternative Dry-Cleaning Methods_A_Achievable Technical Potential | F5 | Commercial | WA - Health | Existing | Water Heating | Natural Gas | Commercial Laundry - Alternative Dry-Cleaning Methods | A | Incremental Summer Peak Savings (MW) | Achievable Technical Potential | 0 | 0 | 0 | 0 | 0 | 0 | 0 | 0 | 0 | 0 | 0 | 0 | 0 | 0 | 0 | 0 | 0 | 0 | 0 | 0 | 0 | 0 | 0 | 0 | 0 | 0 | 0
F6_Commercial_WA - Health_Existing_Water Heating_Natural Gas_Commercial Laundry - Alternative Dry-Cleaning Methods_A_Achievable Technical Potential | F6 | Commercial | WA - Health | Existing | Water Heating | Natural Gas | Commercial Laundry - Alternative Dry-Cleaning Methods | A | Incremental Winter Peak Savings (MW) | Achievable Technical Potential | 0 | 0 | 0 | 0 | 0 | 0 | 0 | 0 | 0 | 0 | 0 | 0 | 0 | 0 | 0 | 0 | 0 | 0 | 0 | 0 | 0 | 0 | 0 | 0 | 0 | 0 | 0
F7_Commercial_WA - Health_Existing_Water Heating_Natural Gas_Commercial Laundry - Alternative Dry-Cleaning Methods_A_Achievable Technical Potential | F7 | Commercial | WA - Health | Existing | Water Heating | Natural Gas | Commercial Laundry - Alternative Dry-Cleaning Methods | A | Cumulative Energy Savings (MWh or mTherms) | Achievable Technical Potential | 0 | 0 | 0 | 0 | 0 | 0 | 0 | 0 | 0 | 0 | 0 | 0 | 0 | 0 | 0 | 0 | 0 | 0 | 0 | 0 | 0 | 0 | 0 | 0 | 0 | 0 | 0
F8_Commercial_WA - Health_Existing_Water Heating_Natural Gas_Commercial Laundry - Alternative Dry-Cleaning Methods_A_Achievable Technical Potential | F8 | Commercial | WA - Health | Existing | Water Heating | Natural Gas | Commercial Laundry - Alternative Dry-Cleaning Methods | A | Cumulative Summer Peak Savings (MW) | Achievable Technical Potential | 0 | 0 | 0 | 0 | 0 | 0 | 0 | 0 | 0 | 0 | 0 | 0 | 0 | 0 | 0 | 0 | 0 | 0 | 0 | 0 | 0 | 0 | 0 | 0 | 0 | 0 | 0
F9_Commercial_WA - Health_Existing_Water Heating_Natural Gas_Commercial Laundry - Alternative Dry-Cleaning Methods_A_Achievable Technical Potential | F9 | Commercial | WA - Health | Existing | Water Heating | Natural Gas | Commercial Laundry - Alternative Dry-Cleaning Methods | A | Cumulative Winter Peak Savings (MW) | Achievable Technical Potential | 0 | 0 | 0 | 0 | 0 | 0 | 0 | 0 | 0 | 0 | 0 | 0 | 0 | 0 | 0 | 0 | 0 | 0 | 0 | 0 | 0 | 0 | 0 | 0 | 0 | 0 | 0
F10_Commercial_WA - Health_Existing_Water Heating_Natural Gas_Commercial Laundry - Alternative Dry-Cleaning Methods_A_Achievable Technical Potential | F10 | Commercial | WA - Health | Existing | Water Heating | Natural Gas | Commercial Laundry - Alternative Dry-Cleaning Methods | A | Purchases (Incremental) | Achievable Technical Potential | 0 | 0 | 0 | 2.3241 | 2.8536 | 3.4919 | 4.0536 | 4.6236 | 5.4056 | 5.93 | 6.0579 | 5.7089 | 4.9073 | 3.7975 | 2.6061 | 1.5595 | 0.7284 | 0 | 0 | 0 | 0 | 0 | 0 | 0 | 0 | 0 | 0
F11_Commercial_WA - Health_Existing_Water Heating_Natural Gas_Commercial Laundry - Alternative Dry-Cleaning Methods_A_Achievable Technical Potential | F11 | Commercial | WA - Health | Existing | Water Heating | Natural Gas | Commercial Laundry - Alternative Dry-Cleaning Methods | A | Purchases (Cumulative) | Achievable Technical Potential | 0 | 0 | 0 | 2.3241 | 5.1776 | 8.6696 | 12.7232 | 17.3468 | 22.7524 | 28.6825 | 34.7404 | 40.4493 | 45.3566 | 49.154 | 51.7601 | 53.3196 | 54.048 | 54.048 | 54.048 | 54.048 | 54.048 | 54.048 | 54.048 | 54.048 | 54.048 | 54.048 | 54.048
F1_Commercial_WA - Health_Existing_Space Heating_Natural Gas_Advanced Kitchen Ventilation Controls_A_Achievable Technical Potential | F1 | Commercial | WA - Health | Existing | Space Heating | Natural Gas | Advanced Kitchen Ventilation Controls | A | Integrated Unit Energy Savings (kWh or therms) | Achievable Technical Potential | 0 | 0 | 0.075777 | 0.075362 | 0.074831 | 0.074186 | 0.073441 | 0.072574 | 0.071558 | 0.070385 | 0.069044 | 0.067526 | 0.065852 | 0.064067 | 0.06223 | 0.060418 | 0.058707 | 0.057163 | 0.055874 | 0.054867 | 0.054036 | 0.053411 | 0.05285 | 0.052541 | 0.052247 | 0.051966 | 0.051696
F2_Commercial_WA - Health_Existing_Space Heating_Natural Gas_Advanced Kitchen Ventilation Controls_A_Achievable Technical Potential | F2 | Commercial | WA - Health | Existing | Space Heating | Natural Gas | Advanced Kitchen Ventilation Controls | A | Integrated Unit Summer Peak Savings (kW) | Achievable Technical Potential | 0 | 0 | 0 | 0 | 0 | 0 | 0 | 0 | 0 | 0 | 0 | 0 | 0 | 0 | 0 | 0 | 0 | 0 | 0 | 0 | 0 | 0 | 0 | 0 | 0 | 0 | 0
F3_Commercial_WA - Health_Existing_Space Heating_Natural Gas_Advanced Kitchen Ventilation Controls_A_Achievable Technical Potential | F3 | Commercial | WA - Health | Existing | Space Heating | Natural Gas | Advanced Kitchen Ventilation Controls | A | Integrated Unit Winter Peak Savings (kW) | Achievable Technical Potential | 0 | 0 | 0 | 0 | 0 | 0 | 0 | 0 | 0 | 0 | 0 | 0 | 0 | 0 | 0 | 0 | 0 | 0 | 0 | 0 | 0 | 0 | 0 | 0 | 0 | 0 | 0
F4_Commercial_WA - Health_Existing_Space Heating_Natural Gas_Advanced Kitchen Ventilation Controls_A_Achievable Technical Potential | F4 | Commercial | WA - Health | Existing | Space Heating | Natural Gas | Advanced Kitchen Ventilation Controls | A | Incremental Energy Savings (MWh or mTherms) | Achievable Technical Potential | 0 | 0 | 0 | 0 | 0 | 0 | 0 | 0 | 0 | 0 | 0 | 0 | 0 | 0 | 0 | 0 | 0 | 0 | 0 | 0 | 0 | 0 | 0 | 0 | 0 | 0 | 0
F5_Commercial_WA - Health_Existing_Space Heating_Natural Gas_Advanced Kitchen Ventilation Controls_A_Achievable Technical Potential | F5 | Commercial | WA - Health | Existing | Space Heating | Natural Gas | Advanced Kitchen Ventilation Controls | A | Incremental Summer Peak Savings (MW) | Achievable Technical Potential | 0 | 0 | 0 | 0 | 0 | 0 | 0 | 0 | 0 | 0 | 0 | 0 | 0 | 0 | 0 | 0 | 0 | 0 | 0 | 0 | 0 | 0 | 0 | 0 | 0 | 0 | 0
F6_Commercial_WA - Health_Existing_Space Heating_Natural Gas_Advanced Kitchen Ventilation Controls_A_Achievable Technical Potential | F6 | Commercial | WA - Health | Existing | Space Heating | Natural Gas | Advanced Kitchen Ventilation Controls | A | Incremental Winter Peak Savings (MW) | Achievable Technical Potential | 0 | 0 | 0 | 0 | 0 | 0 | 0 | 0 | 0 | 0 | 0 | 0 | 0 | 0 | 0 | 0 | 0 | 0 | 0 | 0 | 0 | 0 | 0 | 0 | 0 | 0 | 0
F7_Commercial_WA - Health_Existing_Space Heating_Natural Gas_Advanced Kitchen Ventilation Controls_A_Achievable Technical Potential | F7 | Commercial | WA - Health | Existing | Space Heating | Natural Gas | Advanced Kitchen Ventilation Controls | A | Cumulative Energy Savings (MWh or mTherms) | Achievable Technical Potential | 0 | 0 | 0 | 0 | 0 | 0 | 0 | 0 | 0 | 0 | 0 | 0 | 0 | 0 | 0 | 0 | 0 | 0 | 0 | 0 | 0 | 0 | 0 | 0 | 0 | 0 | 0
F8_Commercial_WA - Health_Existing_Space Heating_Natural Gas_Advanced Kitchen Ventilation Controls_A_Achievable Technical Potential | F8 | Commercial | WA - Health | Existing | Space Heating | Natural Gas | Advanced Kitchen Ventilation Controls | A | Cumulative Summer Peak Savings (MW) | Achievable Technical Potential | 0 | 0 | 0 | 0 | 0 | 0 | 0 | 0 | 0 | 0 | 0 | 0 | 0 | 0 | 0 | 0 | 0 | 0 | 0 | 0 | 0 | 0 | 0 | 0 | 0 | 0 | 0
F9_Commercial_WA - Health_Existing_Space Heating_Natural Gas_Advanced Kitchen Ventilation Controls_A_Achievable Technical Potential | F9 | Commercial | WA - Health | Existing | Space Heating | Natural Gas | Advanced Kitchen Ventilation Controls | A | Cumulative Winter Peak Savings (MW) | Achievable Technical Potential | 0 | 0 | 0 | 0 | 0 | 0 | 0 | 0 | 0 | 0 | 0 | 0 | 0 | 0 | 0 | 0 | 0 | 0 | 0 | 0 | 0 | 0 | 0 | 0 | 0 | 0 | 0
F10_Commercial_WA - Health_Existing_Space Heating_Natural Gas_Advanced Kitchen Ventilation Controls_A_Achievable Technical Potential | F10 | Commercial | WA - Health | Existing | Space Heating | Natural Gas | Advanced Kitchen Ventilation Controls | A | Purchases (Incremental) | Achievable Technical Potential | 0 | 0 | 0 | 0 | 0 | 0 | 0 | 0 | 0 | 0 | 0 | 0 | 0 | 0 | 0 | 0 | 0 | 0 | 0 | 0 | 0 | 0 | 0 | 0 | 0 | 0 | 0
F11_Commercial_WA - Health_Existing_Space Heating_Natural Gas_Advanced Kitchen Ventilation Controls_A_Achievable Technical Potential | F11 | Commercial | WA - Health | Existing | Space Heating | Natural Gas | Advanced Kitchen Ventilation Controls | A | Purchases (Cumulative) | Achievable Technical Potential | 0 | 0 | 0 | 0 | 0 | 0 | 0 | 0 | 0 | 0 | 0 | 0 | 0 | 0 | 0 | 0 | 0 | 0 | 0 | 0 | 0 | 0 | 0 | 0 | 0 | 0 | 0
F1_Commercial_WA - Health_Existing_Space Heating_Natural Gas_Infiltration Control - Loading Dock Sealing_A_Achievable Technical Potential | F1 | Commercial | WA - Health | Existing | Space Heating | Natural Gas | Infiltration Control - Loading Dock Sealing | A | Integrated Unit Energy Savings (kWh or therms) | Achievable Technical Potential | 0 | 0 | 271.0229 | 269.0905 | 266.4178 | 263.2415 | 259.6354 | 255.4884 | 250.6931 | 245.2006 | 238.9723 | 231.9965 | 224.3871 | 216.3599 | 208.1876 | 200.2189 | 192.7782 | 186.1329 | 180.8399 | 176.9747 | 173.8547 | 171.6655 | 169.7038 | 168.7129 | 167.7675 | 166.863 | 165.9956
F2_Commercial_WA - Health_Existing_Space Heating_Natural Gas_Infiltration Control - Loading Dock Sealing_A_Achievable Technical Potential | F2 | Commercial | WA - Health | Existing | Space Heating | Natural Gas | Infiltration Control - Loading Dock Sealing | A | Integrated Unit Summer Peak Savings (kW) | Achievable Technical Potential | 0 | 0 | 0 | 0 | 0 | 0 | 0 | 0 | 0 | 0 | 0 | 0 | 0 | 0 | 0 | 0 | 0 | 0 | 0 | 0 | 0 | 0 | 0 | 0 | 0 | 0 | 0
F3_Commercial_WA - Health_Existing_Space Heating_Natural Gas_Infiltration Control - Loading Dock Sealing_A_Achievable Technical Potential | F3 | Commercial | WA - Health | Existing | Space Heating | Natural Gas | Infiltration Control - Loading Dock Sealing | A | Integrated Unit Winter Peak Savings (kW) | Achievable Technical Potential | 0 | 0 | 0 | 0 | 0 | 0 | 0 | 0 | 0 | 0 | 0 | 0 | 0 | 0 | 0 | 0 | 0 | 0 | 0 | 0 | 0 | 0 | 0 | 0 | 0 | 0 | 0
F4_Commercial_WA - Health_Existing_Space Heating_Natural Gas_Infiltration Control - Loading Dock Sealing_A_Achievable Technical Potential | F4 | Commercial | WA - Health | Existing | Space Heating | Natural Gas | Infiltration Control - Loading Dock Sealing | A | Incremental Energy Savings (MWh or mTherms) | Achievable Technical Potential | 0 | 0 | 0 | 0 | 0 | 0 | 0 | 0 | 0 | 0 | 0 | 0 | 0 | 0 | 0 | 0 | 0 | 0 | 0 | 0 | 0 | 0 | 0 | 0 | 0 | 0 | 0
F5_Commercial_WA - Health_Existing_Space Heating_Natural Gas_Infiltration Control - Loading Dock Sealing_A_Achievable Technical Potential | F5 | Commercial | WA - Health | Existing | Space Heating | Natural Gas | Infiltration Control - Loading Dock Sealing | A | Incremental Summer Peak Savings (MW) | Achievable Technical Potential | 0 | 0 | 0 | 0 | 0 | 0 | 0 | 0 | 0 | 0 | 0 | 0 | 0 | 0 | 0 | 0 | 0 | 0 | 0 | 0 | 0 | 0 | 0 | 0 | 0 | 0 | 0
F6_Commercial_WA - Health_Existing_Space Heating_Natural Gas_Infiltration Control - Loading Dock Sealing_A_Achievable Technical Potential | F6 | Commercial | WA - Health | Existing | Space Heating | Natural Gas | Infiltration Control - Loading Dock Sealing | A | Incremental Winter Peak Savings (MW) | Achievable Technical Potential | 0 | 0 | 0 | 0 | 0 | 0 | 0 | 0 | 0 | 0 | 0 | 0 | 0 | 0 | 0 | 0 | 0 | 0 | 0 | 0 | 0 | 0 | 0 | 0 | 0 | 0 | 0
F7_Commercial_WA - Health_Existing_Space Heating_Natural Gas_Infiltration Control - Loading Dock Sealing_A_Achievable Technical Potential | F7 | Commercial | WA - Health | Existing | Space Heating | Natural Gas | Infiltration Control - Loading Dock Sealing | A | Cumulative Energy Savings (MWh or mTherms) | Achievable Technical Potential | 0 | 0 | 0 | 0 | 0 | 0 | 0 | 0 | 0 | 0 | 0 | 0 | 0 | 0 | 0 | 0 | 0 | 0 | 0 | 0 | 0 | 0 | 0 | 0 | 0 | 0 | 0
F8_Commercial_WA - Health_Existing_Space Heating_Natural Gas_Infiltration Control - Loading Dock Sealing_A_Achievable Technical Potential | F8 | Commercial | WA - Health | Existing | Space Heating | Natural Gas | Infiltration Control - Loading Dock Sealing | A | Cumulative Summer Peak Savings (MW) | Achievable Technical Potential | 0 | 0 | 0 | 0 | 0 | 0 | 0 | 0 | 0 | 0 | 0 | 0 | 0 | 0 | 0 | 0 | 0 | 0 | 0 | 0 | 0 | 0 | 0 | 0 | 0 | 0 | 0
F9_Commercial_WA - Health_Existing_Space Heating_Natural Gas_Infiltration Control - Loading Dock Sealing_A_Achievable Technical Potential | F9 | Commercial | WA - Health | Existing | Space Heating | Natural Gas | Infiltration Control - Loading Dock Sealing | A | Cumulative Winter Peak Savings (MW) | Achievable Technical Potential | 0 | 0 | 0 | 0 | 0 | 0 | 0 | 0 | 0 | 0 | 0 | 0 | 0 | 0 | 0 | 0 | 0 | 0 | 0 | 0 | 0 | 0 | 0 | 0 | 0 | 0 | 0
F10_Commercial_WA - Health_Existing_Space Heating_Natural Gas_Infiltration Control - Loading Dock Sealing_A_Achievable Technical Potential | F10 | Commercial | WA - Health | Existing | Space Heating | Natural Gas | Infiltration Control - Loading Dock Sealing | A | Purchases (Incremental) | Achievable Technical Potential | 0 | 0 | 0 | 0 | 0 | 0 | 0 | 0 | 0 | 0 | 0 | 0 | 0 | 0 | 0 | 0 | 0 | 0 | 0 | 0 | 0 | 0 | 0 | 0 | 0 | 0 | 0
F11_Commercial_WA - Health_Existing_Space Heating_Natural Gas_Infiltration Control - Loading Dock Sealing_A_Achievable Technical Potential | F11 | Commercial | WA - Health | Existing | Space Heating | Natural Gas | Infiltration Control - Loading Dock Sealing | A | Purchases (Cumulative) | Achievable Technical Potential | 0 | 0 | 0 | 0 | 0 | 0 | 0 | 0 | 0 | 0 | 0 | 0 | 0 | 0 | 0 | 0 | 0 | 0 | 0 | 0 | 0 | 0 | 0 | 0 | 0 | 0 | 0
F1_Commercial_WA - Health_Existing_Space Heating_Natural Gas_Greenhouse Heat Curtain_A_Achievable Technical Potential | F1 | Commercial | WA - Health | Existing | Space Heating | Natural Gas | Greenhouse Heat Curtain | A | Integrated Unit Energy Savings (kWh or therms) | Achievable Technical Potential | 0 | 0 | 236.6394 | 235.8807 | 234.9942 | 234.0178 | 232.9618 | 231.825 | 230.6057 | 229.3365 | 228.0213 | 226.6267 | 225.1579 | 223.6329 | 222.0496 | 220.4401 | 218.8197 | 217.2093 | 215.6264 | 214.1507 | 212.7367 | 211.3877 | 210.1011 | 208.8769 | 207.7089 | 206.5914 | 205.5195
F2_Commercial_WA - Health_Existing_Space Heating_Natural Gas_Greenhouse Heat Curtain_A_Achievable Technical Potential | F2 | Commercial | WA - Health | Existing | Space Heating | Natural Gas | Greenhouse Heat Curtain | A | Integrated Unit Summer Peak Savings (kW) | Achievable Technical Potential | 0 | 0 | 0 | 0 | 0 | 0 | 0 | 0 | 0 | 0 | 0 | 0 | 0 | 0 | 0 | 0 | 0 | 0 | 0 | 0 | 0 | 0 | 0 | 0 | 0 | 0 | 0
F3_Commercial_WA - Health_Existing_Space Heating_Natural Gas_Greenhouse Heat Curtain_A_Achievable Technical Potential | F3 | Commercial | WA - Health | Existing | Space Heating | Natural Gas | Greenhouse Heat Curtain | A | Integrated Unit Winter Peak Savings (kW) | Achievable Technical Potential | 0 | 0 | 0 | 0 | 0 | 0 | 0 | 0 | 0 | 0 | 0 | 0 | 0 | 0 | 0 | 0 | 0 | 0 | 0 | 0 | 0 | 0 | 0 | 0 | 0 | 0 | 0
F4_Commercial_WA - Health_Existing_Space Heating_Natural Gas_Greenhouse Heat Curtain_A_Achievable Technical Potential | F4 | Commercial | WA - Health | Existing | Space Heating | Natural Gas | Greenhouse Heat Curtain | A | Incremental Energy Savings (MWh or mTherms) | Achievable Technical Potential | 0 | 0 | 0 | 0 | 0 | 0 | 0 | 0 | 0 | 0 | 0 | 0 | 0 | 0 | 0 | 0 | 0 | 0 | 0 | 0 | 0 | 0 | 0 | 0 | 0 | 0 | 0
F5_Commercial_WA - Health_Existing_Space Heating_Natural Gas_Greenhouse Heat Curtain_A_Achievable Technical Potential | F5 | Commercial | WA - Health | Existing | Space Heating | Natural Gas | Greenhouse Heat Curtain | A | Incremental Summer Peak Savings (MW) | Achievable Technical Potential | 0 | 0 | 0 | 0 | 0 | 0 | 0 | 0 | 0 | 0 | 0 | 0 | 0 | 0 | 0 | 0 | 0 | 0 | 0 | 0 | 0 | 0 | 0 | 0 | 0 | 0 | 0
F6_Commercial_WA - Health_Existing_Space Heating_Natural Gas_Greenhouse Heat Curtain_A_Achievable Technical Potential | F6 | Commercial | WA - Health | Existing | Space Heating | Natural Gas | Greenhouse Heat Curtain | A | Incremental Winter Peak Savings (MW) | Achievable Technical Potential | 0 | 0 | 0 | 0 | 0 | 0 | 0 | 0 | 0 | 0 | 0 | 0 | 0 | 0 | 0 | 0 | 0 | 0 | 0 | 0 | 0 | 0 | 0 | 0 | 0 | 0 | 0
F7_Commercial_WA - Health_Existing_Space Heating_Natural Gas_Greenhouse Heat Curtain_A_Achievable Technical Potential | F7 | Commercial | WA - Health | Existing | Space Heating | Natural Gas | Greenhouse Heat Curtain | A | Cumulative Energy Savings (MWh or mTherms) | Achievable Technical Potential | 0 | 0 | 0 | 0 | 0 | 0 | 0 | 0 | 0 | 0 | 0 | 0 | 0 | 0 | 0 | 0 | 0 | 0 | 0 | 0 | 0 | 0 | 0 | 0 | 0 | 0 | 0
F8_Commercial_WA - Health_Existing_Space Heating_Natural Gas_Greenhouse Heat Curtain_A_Achievable Technical Potential | F8 | Commercial | WA - Health | Existing | Space Heating | Natural Gas | Greenhouse Heat Curtain | A | Cumulative Summer Peak Savings (MW) | Achievable Technical Potential | 0 | 0 | 0 | 0 | 0 | 0 | 0 | 0 | 0 | 0 | 0 | 0 | 0 | 0 | 0 | 0 | 0 | 0 | 0 | 0 | 0 | 0 | 0 | 0 | 0 | 0 | 0
F9_Commercial_WA - Health_Existing_Space Heating_Natural Gas_Greenhouse Heat Curtain_A_Achievable Technical Potential | F9 | Commercial | WA - Health | Existing | Space Heating | Natural Gas | Greenhouse Heat Curtain | A | Cumulative Winter Peak Savings (MW) | Achievable Technical Potential | 0 | 0 | 0 | 0 | 0 | 0 | 0 | 0 | 0 | 0 | 0 | 0 | 0 | 0 | 0 | 0 | 0 | 0 | 0 | 0 | 0 | 0 | 0 | 0 | 0 | 0 | 0
F10_Commercial_WA - Health_Existing_Space Heating_Natural Gas_Greenhouse Heat Curtain_A_Achievable Technical Potential | F10 | Commercial | WA - Health | Existing | Space Heating | Natural Gas | Greenhouse Heat Curtain | A | Purchases (Incremental) | Achievable Technical Potential | 0 | 0 | 0 | 0 | 0 | 0 | 0 | 0 | 0 | 0 | 0 | 0 | 0 | 0 | 0 | 0 | 0 | 0 | 0 | 0 | 0 | 0 | 0 | 0 | 0 | 0 | 0
F11_Commercial_WA - Health_Existing_Space Heating_Natural Gas_Greenhouse Heat Curtain_A_Achievable Technical Potential | F11 | Commercial | WA - Health | Existing | Space Heating | Natural Gas | Greenhouse Heat Curtain | A | Purchases (Cumulative) | Achievable Technical Potential | 0 | 0 | 0 | 0 | 0 | 0 | 0 | 0 | 0 | 0 | 0 | 0 | 0 | 0 | 0 | 0 | 0 | 0 | 0 | 0 | 0 | 0 | 0 | 0 | 0 | 0 | 0
F1_Commercial_WA - Health_Existing_Space Heating_Natural Gas_Ventilation - Parking Garages, Demand Controlled_A_Achievable Technical Potential | F1 | Commercial | WA - Health | Existing | Space Heating | Natural Gas | Ventilation - Parking Garages, Demand Controlled | A | Integrated Unit Energy Savings (kWh or therms) | Achievable Technical Potential | 0 | 0 | 0 | 0 | 0 | 0 | 0 | 0 | 0 | 0 | 0 | 0 | 0 | 0 | 0 | 0 | 0 | 0 | 0 | 0 | 0 | 0 | 0 | 0 | 0 | 0 | 0
F2_Commercial_WA - Health_Existing_Space Heating_Natural Gas_Ventilation - Parking Garages, Demand Controlled_A_Achievable Technical Potential | F2 | Commercial | WA - Health | Existing | Space Heating | Natural Gas | Ventilation - Parking Garages, Demand Controlled | A | Integrated Unit Summer Peak Savings (kW) | Achievable Technical Potential | 0 | 0 | 0 | 0 | 0 | 0 | 0 | 0 | 0 | 0 | 0 | 0 | 0 | 0 | 0 | 0 | 0 | 0 | 0 | 0 | 0 | 0 | 0 | 0 | 0 | 0 | 0
F3_Commercial_WA - Health_Existing_Space Heating_Natural Gas_Ventilation - Parking Garages, Demand Controlled_A_Achievable Technical Potential | F3 | Commercial | WA - Health | Existing | Space Heating | Natural Gas | Ventilation - Parking Garages, Demand Controlled | A | Integrated Unit Winter Peak Savings (kW) | Achievable Technical Potential | 0 | 0 | 0 | 0 | 0 | 0 | 0 | 0 | 0 | 0 | 0 | 0 | 0 | 0 | 0 | 0 | 0 | 0 | 0 | 0 | 0 | 0 | 0 | 0 | 0 | 0 | 0
F4_Commercial_WA - Health_Existing_Space Heating_Natural Gas_Ventilation - Parking Garages, Demand Controlled_A_Achievable Technical Potential | F4 | Commercial | WA - Health | Existing | Space Heating | Natural Gas | Ventilation - Parking Garages, Demand Controlled | A | Incremental Energy Savings (MWh or mTherms) | Achievable Technical Potential | 0 | 0 | 0 | 0 | 0 | 0 | 0 | 0 | 0 | 0 | 0 | 0 | 0 | 0 | 0 | 0 | 0 | 0 | 0 | 0 | 0 | 0 | 0 | 0 | 0 | 0 | 0
F5_Commercial_WA - Health_Existing_Space Heating_Natural Gas_Ventilation - Parking Garages, Demand Controlled_A_Achievable Technical Potential | F5 | Commercial | WA - Health | Existing | Space Heating | Natural Gas | Ventilation - Parking Garages, Demand Controlled | A | Incremental Summer Peak Savings (MW) | Achievable Technical Potential | 0 | 0 | 0 | 0 | 0 | 0 | 0 | 0 | 0 | 0 | 0 | 0 | 0 | 0 | 0 | 0 | 0 | 0 | 0 | 0 | 0 | 0 | 0 | 0 | 0 | 0 | 0
F6_Commercial_WA - Health_Existing_Space Heating_Natural Gas_Ventilation - Parking Garages, Demand Controlled_A_Achievable Technical Potential | F6 | Commercial | WA - Health | Existing | Space Heating | Natural Gas | Ventilation - Parking Garages, Demand Controlled | A | Incremental Winter Peak Savings (MW) | Achievable Technical Potential | 0 | 0 | 0 | 0 | 0 | 0 | 0 | 0 | 0 | 0 | 0 | 0 | 0 | 0 | 0 | 0 | 0 | 0 | 0 | 0 | 0 | 0 | 0 | 0 | 0 | 0 | 0
F7_Commercial_WA - Health_Existing_Space Heating_Natural Gas_Ventilation - Parking Garages, Demand Controlled_A_Achievable Technical Potential | F7 | Commercial | WA - Health | Existing | Space Heating | Natural Gas | Ventilation - Parking Garages, Demand Controlled | A | Cumulative Energy Savings (MWh or mTherms) | Achievable Technical Potential | 0 | 0 | 0 | 0 | 0 | 0 | 0 | 0 | 0 | 0 | 0 | 0 | 0 | 0 | 0 | 0 | 0 | 0 | 0 | 0 | 0 | 0 | 0 | 0 | 0 | 0 | 0
F8_Commercial_WA - Health_Existing_Space Heating_Natural Gas_Ventilation - Parking Garages, Demand Controlled_A_Achievable Technical Potential | F8 | Commercial | WA - Health | Existing | Space Heating | Natural Gas | Ventilation - Parking Garages, Demand Controlled | A | Cumulative Summer Peak Savings (MW) | Achievable Technical Potential | 0 | 0 | 0 | 0 | 0 | 0 | 0 | 0 | 0 | 0 | 0 | 0 | 0 | 0 | 0 | 0 | 0 | 0 | 0 | 0 | 0 | 0 | 0 | 0 | 0 | 0 | 0
F9_Commercial_WA - Health_Existing_Space Heating_Natural Gas_Ventilation - Parking Garages, Demand Controlled_A_Achievable Technical Potential | F9 | Commercial | WA - Health | Existing | Space Heating | Natural Gas | Ventilation - Parking Garages, Demand Controlled | A | Cumulative Winter Peak Savings (MW) | Achievable Technical Potential | 0 | 0 | 0 | 0 | 0 | 0 | 0 | 0 | 0 | 0 | 0 | 0 | 0 | 0 | 0 | 0 | 0 | 0 | 0 | 0 | 0 | 0 | 0 | 0 | 0 | 0 | 0
F10_Commercial_WA - Health_Existing_Space Heating_Natural Gas_Ventilation - Parking Garages, Demand Controlled_A_Achievable Technical Potential | F10 | Commercial | WA - Health | Existing | Space Heating | Natural Gas | Ventilation - Parking Garages, Demand Controlled | A | Purchases (Incremental) | Achievable Technical Potential | 0 | 0 | 0 | 0 | 0 | 0 | 0 | 0 | 0 | 0 | 0 | 0 | 0 | 0 | 0 | 0 | 0 | 0 | 0 | 0 | 0 | 0 | 0 | 0 | 0 | 0 | 0
F11_Commercial_WA - Health_Existing_Space Heating_Natural Gas_Ventilation - Parking Garages, Demand Controlled_A_Achievable Technical Potential | F11 | Commercial | WA - Health | Existing | Space Heating | Natural Gas | Ventilation - Parking Garages, Demand Controlled | A | Purchases (Cumulative) | Achievable Technical Potential | 0 | 0 | 0 | 0 | 0 | 0 | 0 | 0 | 0 | 0 | 0 | 0 | 0 | 0 | 0 | 0 | 0 | 0 | 0 | 0 | 0 | 0 | 0 | 0 | 0 | 0 | 0
F1_Commercial_WA - Health_Existing_Miscellaneous_Natural Gas_Pool Heater - Night Covers_A_Achievable Technical Potential | F1 | Commercial | WA - Health | Existing | Miscellaneous | Natural Gas | Pool Heater - Night Covers | A | Integrated Unit Energy Savings (kWh or therms) | Achievable Technical Potential | 0 | 0 | 0 | 0 | 0 | 0 | 0 | 0 | 0 | 0 | 0 | 0 | 0 | 0 | 0 | 0 | 0 | 0 | 0 | 0 | 0 | 0 | 0 | 0 | 0 | 0 | 0
F2_Commercial_WA - Health_Existing_Miscellaneous_Natural Gas_Pool Heater - Night Covers_A_Achievable Technical Potential | F2 | Commercial | WA - Health | Existing | Miscellaneous | Natural Gas | Pool Heater - Night Covers | A | Integrated Unit Summer Peak Savings (kW) | Achievable Technical Potential | 0 | 0 | 0 | 0 | 0 | 0 | 0 | 0 | 0 | 0 | 0 | 0 | 0 | 0 | 0 | 0 | 0 | 0 | 0 | 0 | 0 | 0 | 0 | 0 | 0 | 0 | 0
F3_Commercial_WA - Health_Existing_Miscellaneous_Natural Gas_Pool Heater - Night Covers_A_Achievable Technical Potential | F3 | Commercial | WA - Health | Existing | Miscellaneous | Natural Gas | Pool Heater - Night Covers | A | Integrated Unit Winter Peak Savings (kW) | Achievable Technical Potential | 0 | 0 | 0 | 0 | 0 | 0 | 0 | 0 | 0 | 0 | 0 | 0 | 0 | 0 | 0 | 0 | 0 | 0 | 0 | 0 | 0 | 0 | 0 | 0 | 0 | 0 | 0
F4_Commercial_WA - Health_Existing_Miscellaneous_Natural Gas_Pool Heater - Night Covers_A_Achievable Technical Potential | F4 | Commercial | WA - Health | Existing | Miscellaneous | Natural Gas | Pool Heater - Night Covers | A | Incremental Energy Savings (MWh or mTherms) | Achievable Technical Potential | 0 | 0 | 0 | 0 | 0 | 0 | 0 | 0 | 0 | 0 | 0 | 0 | 0 | 0 | 0 | 0 | 0 | 0 | 0 | 0 | 0 | 0 | 0 | 0 | 0 | 0 | 0
F5_Commercial_WA - Health_Existing_Miscellaneous_Natural Gas_Pool Heater - Night Covers_A_Achievable Technical Potential | F5 | Commercial | WA - Health | Existing | Miscellaneous | Natural Gas | Pool Heater - Night Covers | A | Incremental Summer Peak Savings (MW) | Achievable Technical Potential | 0 | 0 | 0 | 0 | 0 | 0 | 0 | 0 | 0 | 0 | 0 | 0 | 0 | 0 | 0 | 0 | 0 | 0 | 0 | 0 | 0 | 0 | 0 | 0 | 0 | 0 | 0
F6_Commercial_WA - Health_Existing_Miscellaneous_Natural Gas_Pool Heater - Night Covers_A_Achievable Technical Potential | F6 | Commercial | WA - Health | Existing | Miscellaneous | Natural Gas | Pool Heater - Night Covers | A | Incremental Winter Peak Savings (MW) | Achievable Technical Potential | 0 | 0 | 0 | 0 | 0 | 0 | 0 | 0 | 0 | 0 | 0 | 0 | 0 | 0 | 0 | 0 | 0 | 0 | 0 | 0 | 0 | 0 | 0 | 0 | 0 | 0 | 0
F7_Commercial_WA - Health_Existing_Miscellaneous_Natural Gas_Pool Heater - Night Covers_A_Achievable Technical Potential | F7 | Commercial | WA - Health | Existing | Miscellaneous | Natural Gas | Pool Heater - Night Covers | A | Cumulative Energy Savings (MWh or mTherms) | Achievable Technical Potential | 0 | 0 | 0 | 0 | 0 | 0 | 0 | 0 | 0 | 0 | 0 | 0 | 0 | 0 | 0 | 0 | 0 | 0 | 0 | 0 | 0 | 0 | 0 | 0 | 0 | 0 | 0
F8_Commercial_WA - Health_Existing_Miscellaneous_Natural Gas_Pool Heater - Night Covers_A_Achievable Technical Potential | F8 | Commercial | WA - Health | Existing | Miscellaneous | Natural Gas | Pool Heater - Night Covers | A | Cumulative Summer Peak Savings (MW) | Achievable Technical Potential | 0 | 0 | 0 | 0 | 0 | 0 | 0 | 0 | 0 | 0 | 0 | 0 | 0 | 0 | 0 | 0 | 0 | 0 | 0 | 0 | 0 | 0 | 0 | 0 | 0 | 0 | 0
F9_Commercial_WA - Health_Existing_Miscellaneous_Natural Gas_Pool Heater - Night Covers_A_Achievable Technical Potential | F9 | Commercial | WA - Health | Existing | Miscellaneous | Natural Gas | Pool Heater - Night Covers | A | Cumulative Winter Peak Savings (MW) | Achievable Technical Potential | 0 | 0 | 0 | 0 | 0 | 0 | 0 | 0 | 0 | 0 | 0 | 0 | 0 | 0 | 0 | 0 | 0 | 0 | 0 | 0 | 0 | 0 | 0 | 0 | 0 | 0 | 0
F10_Commercial_WA - Health_Existing_Miscellaneous_Natural Gas_Pool Heater - Night Covers_A_Achievable Technical Potential | F10 | Commercial | WA - Health | Existing | Miscellaneous | Natural Gas | Pool Heater - Night Covers | A | Purchases (Incremental) | Achievable Technical Potential | 0 | 0 | 0 | 0 | 0 | 0 | 0 | 0 | 0 | 0 | 0 | 0 | 0 | 0 | 0 | 0 | 0 | 0 | 0 | 0 | 0 | 0 | 0 | 0 | 0 | 0 | 0
F11_Commercial_WA - Health_Existing_Miscellaneous_Natural Gas_Pool Heater - Night Covers_A_Achievable Technical Potential | F11 | Commercial | WA - Health | Existing | Miscellaneous | Natural Gas | Pool Heater - Night Covers | A | Purchases (Cumulative) | Achievable Technical Potential | 0 | 0 | 0 | 0 | 0 | 0 | 0 | 0 | 0 | 0 | 0 | 0 | 0 | 0 | 0 | 0 | 0 | 0 | 0 | 0 | 0 | 0 | 0 | 0 | 0 | 0 | 0
F1_Commercial_WA - Health_Existing_Space Heating_Natural Gas_Advanced New Construction Designs_A_Achievable Technical Potential | F1 | Commercial | WA - Health | Existing | Space Heating | Natural Gas | Advanced New Construction Designs | A | Integrated Unit Energy Savings (kWh or therms) | Achievable Technical Potential | 0 | 0 | 0 | 0 | 0 | 0 | 0 | 0 | 0 | 0 | 0 | 0 | 0 | 0 | 0 | 0 | 0 | 0 | 0 | 0 | 0 | 0 | 0 | 0 | 0 | 0 | 0
F2_Commercial_WA - Health_Existing_Space Heating_Natural Gas_Advanced New Construction Designs_A_Achievable Technical Potential | F2 | Commercial | WA - Health | Existing | Space Heating | Natural Gas | Advanced New Construction Designs | A | Integrated Unit Summer Peak Savings (kW) | Achievable Technical Potential | 0 | 0 | 0 | 0 | 0 | 0 | 0 | 0 | 0 | 0 | 0 | 0 | 0 | 0 | 0 | 0 | 0 | 0 | 0 | 0 | 0 | 0 | 0 | 0 | 0 | 0 | 0
F3_Commercial_WA - Health_Existing_Space Heating_Natural Gas_Advanced New Construction Designs_A_Achievable Technical Potential | F3 | Commercial | WA - Health | Existing | Space Heating | Natural Gas | Advanced New Construction Designs | A | Integrated Unit Winter Peak Savings (kW) | Achievable Technical Potential | 0 | 0 | 0 | 0 | 0 | 0 | 0 | 0 | 0 | 0 | 0 | 0 | 0 | 0 | 0 | 0 | 0 | 0 | 0 | 0 | 0 | 0 | 0 | 0 | 0 | 0 | 0
F4_Commercial_WA - Health_Existing_Space Heating_Natural Gas_Advanced New Construction Designs_A_Achievable Technical Potential | F4 | Commercial | WA - Health | Existing | Space Heating | Natural Gas | Advanced New Construction Designs | A | Incremental Energy Savings (MWh or mTherms) | Achievable Technical Potential | 0 | 0 | 0 | 0 | 0 | 0 | 0 | 0 | 0 | 0 | 0 | 0 | 0 | 0 | 0 | 0 | 0 | 0 | 0 | 0 | 0 | 0 | 0 | 0 | 0 | 0 | 0
F5_Commercial_WA - Health_Existing_Space Heating_Natural Gas_Advanced New Construction Designs_A_Achievable Technical Potential | F5 | Commercial | WA - Health | Existing | Space Heating | Natural Gas | Advanced New Construction Designs | A | Incremental Summer Peak Savings (MW) | Achievable Technical Potential | 0 | 0 | 0 | 0 | 0 | 0 | 0 | 0 | 0 | 0 | 0 | 0 | 0 | 0 | 0 | 0 | 0 | 0 | 0 | 0 | 0 | 0 | 0 | 0 | 0 | 0 | 0
F6_Commercial_WA - Health_Existing_Space Heating_Natural Gas_Advanced New Construction Designs_A_Achievable Technical Potential | F6 | Commercial | WA - Health | Existing | Space Heating | Natural Gas | Advanced New Construction Designs | A | Incremental Winter Peak Savings (MW) | Achievable Technical Potential | 0 | 0 | 0 | 0 | 0 | 0 | 0 | 0 | 0 | 0 | 0 | 0 | 0 | 0 | 0 | 0 | 0 | 0 | 0 | 0 | 0 | 0 | 0 | 0 | 0 | 0 | 0
F7_Commercial_WA - Health_Existing_Space Heating_Natural Gas_Advanced New Construction Designs_A_Achievable Technical Potential | F7 | Commercial | WA - Health | Existing | Space Heating | Natural Gas | Advanced New Construction Designs | A | Cumulative Energy Savings (MWh or mTherms) | Achievable Technical Potential | 0 | 0 | 0 | 0 | 0 | 0 | 0 | 0 | 0 | 0 | 0 | 0 | 0 | 0 | 0 | 0 | 0 | 0 | 0 | 0 | 0 | 0 | 0 | 0 | 0 | 0 | 0
F8_Commercial_WA - Health_Existing_Space Heating_Natural Gas_Advanced New Construction Designs_A_Achievable Technical Potential | F8 | Commercial | WA - Health | Existing | Space Heating | Natural Gas | Advanced New Construction Designs | A | Cumulative Summer Peak Savings (MW) | Achievable Technical Potential | 0 | 0 | 0 | 0 | 0 | 0 | 0 | 0 | 0 | 0 | 0 | 0 | 0 | 0 | 0 | 0 | 0 | 0 | 0 | 0 | 0 | 0 | 0 | 0 | 0 | 0 | 0
F9_Commercial_WA - Health_Existing_Space Heating_Natural Gas_Advanced New Construction Designs_A_Achievable Technical Potential | F9 | Commercial | WA - Health | Existing | Space Heating | Natural Gas | Advanced New Construction Designs | A | Cumulative Winter Peak Savings (MW) | Achievable Technical Potential | 0 | 0 | 0 | 0 | 0 | 0 | 0 | 0 | 0 | 0 | 0 | 0 | 0 | 0 | 0 | 0 | 0 | 0 | 0 | 0 | 0 | 0 | 0 | 0 | 0 | 0 | 0
F10_Commercial_WA - Health_Existing_Space Heating_Natural Gas_Advanced New Construction Designs_A_Achievable Technical Potential | F10 | Commercial | WA - Health | Existing | Space Heating | Natural Gas | Advanced New Construction Designs | A | Purchases (Incremental) | Achievable Technical Potential | 0 | 0 | 0 | 0 | 0 | 0 | 0 | 0 | 0 | 0 | 0 | 0 | 0 | 0 | 0 | 0 | 0 | 0 | 0 | 0 | 0 | 0 | 0 | 0 | 0 | 0 | 0
F11_Commercial_WA - Health_Existing_Space Heating_Natural Gas_Advanced New Construction Designs_A_Achievable Technical Potential | F11 | Commercial | WA - Health | Existing | Space Heating | Natural Gas | Advanced New Construction Designs | A | Purchases (Cumulative) | Achievable Technical Potential | 0 | 0 | 0 | 0 | 0 | 0 | 0 | 0 | 0 | 0 | 0 | 0 | 0 | 0 | 0 | 0 | 0 | 0 | 0 | 0 | 0 | 0 | 0 | 0 | 0 | 0 | 0
F1_Commercial_WA - Health_Existing_Water Heating_Natural Gas_Advanced New Construction Designs_A_Achievable Technical Potential | F1 | Commercial | WA - Health | Existing | Water Heating | Natural Gas | Advanced New Construction Designs | A | Integrated Unit Energy Savings (kWh or therms) | Achievable Technical Potential | 0 | 0 | 0 | 0 | 0 | 0 | 0 | 0 | 0 | 0 | 0 | 0 | 0 | 0 | 0 | 0 | 0 | 0 | 0 | 0 | 0 | 0 | 0 | 0 | 0 | 0 | 0
F2_Commercial_WA - Health_Existing_Water Heating_Natural Gas_Advanced New Construction Designs_A_Achievable Technical Potential | F2 | Commercial | WA - Health | Existing | Water Heating | Natural Gas | Advanced New Construction Designs | A | Integrated Unit Summer Peak Savings (kW) | Achievable Technical Potential | 0 | 0 | 0 | 0 | 0 | 0 | 0 | 0 | 0 | 0 | 0 | 0 | 0 | 0 | 0 | 0 | 0 | 0 | 0 | 0 | 0 | 0 | 0 | 0 | 0 | 0 | 0
F3_Commercial_WA - Health_Existing_Water Heating_Natural Gas_Advanced New Construction Designs_A_Achievable Technical Potential | F3 | Commercial | WA - Health | Existing | Water Heating | Natural Gas | Advanced New Construction Designs | A | Integrated Unit Winter Peak Savings (kW) | Achievable Technical Potential | 0 | 0 | 0 | 0 | 0 | 0 | 0 | 0 | 0 | 0 | 0 | 0 | 0 | 0 | 0 | 0 | 0 | 0 | 0 | 0 | 0 | 0 | 0 | 0 | 0 | 0 | 0
F4_Commercial_WA - Health_Existing_Water Heating_Natural Gas_Advanced New Construction Designs_A_Achievable Technical Potential | F4 | Commercial | WA - Health | Existing | Water Heating | Natural Gas | Advanced New Construction Designs | A | Incremental Energy Savings (MWh or mTherms) | Achievable Technical Potential | 0 | 0 | 0 | 0 | 0 | 0 | 0 | 0 | 0 | 0 | 0 | 0 | 0 | 0 | 0 | 0 | 0 | 0 | 0 | 0 | 0 | 0 | 0 | 0 | 0 | 0 | 0
F5_Commercial_WA - Health_Existing_Water Heating_Natural Gas_Advanced New Construction Designs_A_Achievable Technical Potential | F5 | Commercial | WA - Health | Existing | Water Heating | Natural Gas | Advanced New Construction Designs | A | Incremental Summer Peak Savings (MW) | Achievable Technical Potential | 0 | 0 | 0 | 0 | 0 | 0 | 0 | 0 | 0 | 0 | 0 | 0 | 0 | 0 | 0 | 0 | 0 | 0 | 0 | 0 | 0 | 0 | 0 | 0 | 0 | 0 | 0
F6_Commercial_WA - Health_Existing_Water Heating_Natural Gas_Advanced New Construction Designs_A_Achievable Technical Potential | F6 | Commercial | WA - Health | Existing | Water Heating | Natural Gas | Advanced New Construction Designs | A | Incremental Winter Peak Savings (MW) | Achievable Technical Potential | 0 | 0 | 0 | 0 | 0 | 0 | 0 | 0 | 0 | 0 | 0 | 0 | 0 | 0 | 0 | 0 | 0 | 0 | 0 | 0 | 0 | 0 | 0 | 0 | 0 | 0 | 0
F7_Commercial_WA - Health_Existing_Water Heating_Natural Gas_Advanced New Construction Designs_A_Achievable Technical Potential | F7 | Commercial | WA - Health | Existing | Water Heating | Natural Gas | Advanced New Construction Designs | A | Cumulative Energy Savings (MWh or mTherms) | Achievable Technical Potential | 0 | 0 | 0 | 0 | 0 | 0 | 0 | 0 | 0 | 0 | 0 | 0 | 0 | 0 | 0 | 0 | 0 | 0 | 0 | 0 | 0 | 0 | 0 | 0 | 0 | 0 | 0
F8_Commercial_WA - Health_Existing_Water Heating_Natural Gas_Advanced New Construction Designs_A_Achievable Technical Potential | F8 | Commercial | WA - Health | Existing | Water Heating | Natural Gas | Advanced New Construction Designs | A | Cumulative Summer Peak Savings (MW) | Achievable Technical Potential | 0 | 0 | 0 | 0 | 0 | 0 | 0 | 0 | 0 | 0 | 0 | 0 | 0 | 0 | 0 | 0 | 0 | 0 | 0 | 0 | 0 | 0 | 0 | 0 | 0 | 0 | 0
F9_Commercial_WA - Health_Existing_Water Heating_Natural Gas_Advanced New Construction Designs_A_Achievable Technical Potential | F9 | Commercial | WA - Health | Existing | Water Heating | Natural Gas | Advanced New Construction Designs | A | Cumulative Winter Peak Savings (MW) | Achievable Technical Potential | 0 | 0 | 0 | 0 | 0 | 0 | 0 | 0 | 0 | 0 | 0 | 0 | 0 | 0 | 0 | 0 | 0 | 0 | 0 | 0 | 0 | 0 | 0 | 0 | 0 | 0 | 0
F10_Commercial_WA - Health_Existing_Water Heating_Natural Gas_Advanced New Construction Designs_A_Achievable Technical Potential | F10 | Commercial | WA - Health | Existing | Water Heating | Natural Gas | Advanced New Construction Designs | A | Purchases (Incremental) | Achievable Technical Potential | 0 | 0 | 0 | 0 | 0 | 0 | 0 | 0 | 0 | 0 | 0 | 0 | 0 | 0 | 0 | 0 | 0 | 0 | 0 | 0 | 0 | 0 | 0 | 0 | 0 | 0 | 0
F11_Commercial_WA - Health_Existing_Water Heating_Natural Gas_Advanced New Construction Designs_A_Achievable Technical Potential | F11 | Commercial | WA - Health | Existing | Water Heating | Natural Gas | Advanced New Construction Designs | A | Purchases (Cumulative) | Achievable Technical Potential | 0 | 0 | 0 | 0 | 0 | 0 | 0 | 0 | 0 | 0 | 0 | 0 | 0 | 0 | 0 | 0 | 0 | 0 | 0 | 0 | 0 | 0 | 0 | 0 | 0 | 0 | 0
F1_Commercial_WA - Health_Existing_Space Heating_Natural Gas_Strategic Energy Management_A_Achievable Technical Potential | F1 | Commercial | WA - Health | Existing | Space Heating | Natural Gas | Strategic Energy Management | A | Integrated Unit Energy Savings (kWh or therms) | Achievable Technical Potential | 0 | 0 | 0.046284 | 0.045669 | 0.044785 | 0.043772 | 0.042668 | 0.041442 | 0.040099 | 0.038622 | 0.037029 | 0.035346 | 0.033618 | 0.031907 | 0.030255 | 0.028703 | 0.027285 | 0.026043 | 0.025047 | 0.024302 | 0.023694 | 0.023254 | 0.022856 | 0.022722 | 0.022594 | 0.022472 | 0.022355
F2_Commercial_WA - Health_Existing_Space Heating_Natural Gas_Strategic Energy Management_A_Achievable Technical Potential | F2 | Commercial | WA - Health | Existing | Space Heating | Natural Gas | Strategic Energy Management | A | Integrated Unit Summer Peak Savings (kW) | Achievable Technical Potential | 0 | 0 | 0 | 0 | 0 | 0 | 0 | 0 | 0 | 0 | 0 | 0 | 0 | 0 | 0 | 0 | 0 | 0 | 0 | 0 | 0 | 0 | 0 | 0 | 0 | 0 | 0
F3_Commercial_WA - Health_Existing_Space Heating_Natural Gas_Strategic Energy Management_A_Achievable Technical Potential | F3 | Commercial | WA - Health | Existing | Space Heating | Natural Gas | Strategic Energy Management | A | Integrated Unit Winter Peak Savings (kW) | Achievable Technical Potential | 0 | 0 | 0 | 0 | 0 | 0 | 0 | 0 | 0 | 0 | 0 | 0 | 0 | 0 | 0 | 0 | 0 | 0 | 0 | 0 | 0 | 0 | 0 | 0 | 0 | 0 | 0
F4_Commercial_WA - Health_Existing_Space Heating_Natural Gas_Strategic Energy Management_A_Achievable Technical Potential | F4 | Commercial | WA - Health | Existing | Space Heating | Natural Gas | Strategic Energy Management | A | Incremental Energy Savings (MWh or mTherms) | Achievable Technical Potential | 0 | 0 | 0 | 3.8471 | 7.7437 | 7.5686 | 3.7834 | 0 | 0 | 0 | 0 | 0 | 0 | 0 | 0 | 0 | 0 | 0 | 0 | 0 | 0 | 0 | 0 | 0 | 0 | 0 | 0
F5_Commercial_WA - Health_Existing_Space Heating_Natural Gas_Strategic Energy Management_A_Achievable Technical Potential | F5 | Commercial | WA - Health | Existing | Space Heating | Natural Gas | Strategic Energy Management | A | Incremental Summer Peak Savings (MW) | Achievable Technical Potential | 0 | 0 | 0 | 0 | 0 | 0 | 0 | 0 | 0 | 0 | 0 | 0 | 0 | 0 | 0 | 0 | 0 | 0 | 0 | 0 | 0 | 0 | 0 | 0 | 0 | 0 | 0
F6_Commercial_WA - Health_Existing_Space Heating_Natural Gas_Strategic Energy Management_A_Achievable Technical Potential | F6 | Commercial | WA - Health | Existing | Space Heating | Natural Gas | Strategic Energy Management | A | Incremental Winter Peak Savings (MW) | Achievable Technical Potential | 0 | 0 | 0 | 0 | 0 | 0 | 0 | 0 | 0 | 0 | 0 | 0 | 0 | 0 | 0 | 0 | 0 | 0 | 0 | 0 | 0 | 0 | 0 | 0 | 0 | 0 | 0
F7_Commercial_WA - Health_Existing_Space Heating_Natural Gas_Strategic Energy Management_A_Achievable Technical Potential | F7 | Commercial | WA - Health | Existing | Space Heating | Natural Gas | Strategic Energy Management | A | Cumulative Energy Savings (MWh or mTherms) | Achievable Technical Potential | 0 | 0 | 0 | 3.8471 | 11.5162 | 18.8244 | 22.1331 | 21.4967 | 20.8004 | 20.034 | 19.2076 | 18.3346 | 17.4383 | 16.5511 | 15.6942 | 14.8891 | 14.1536 | 13.5092 | 12.9926 | 12.6058 | 12.2909 | 12.0624 | 11.8558 | 11.7864 | 11.7202 | 11.6569 | 11.5961
F8_Commercial_WA - Health_Existing_Space Heating_Natural Gas_Strategic Energy Management_A_Achievable Technical Potential | F8 | Commercial | WA - Health | Existing | Space Heating | Natural Gas | Strategic Energy Management | A | Cumulative Summer Peak Savings (MW) | Achievable Technical Potential | 0 | 0 | 0 | 0 | 0 | 0 | 0 | 0 | 0 | 0 | 0 | 0 | 0 | 0 | 0 | 0 | 0 | 0 | 0 | 0 | 0 | 0 | 0 | 0 | 0 | 0 | 0
F9_Commercial_WA - Health_Existing_Space Heating_Natural Gas_Strategic Energy Management_A_Achievable Technical Potential | F9 | Commercial | WA - Health | Existing | Space Heating | Natural Gas | Strategic Energy Management | A | Cumulative Winter Peak Savings (MW) | Achievable Technical Potential | 0 | 0 | 0 | 0 | 0 | 0 | 0 | 0 | 0 | 0 | 0 | 0 | 0 | 0 | 0 | 0 | 0 | 0 | 0 | 0 | 0 | 0 | 0 | 0 | 0 | 0 | 0
F10_Commercial_WA - Health_Existing_Space Heating_Natural Gas_Strategic Energy Management_A_Achievable Technical Potential | F10 | Commercial | WA - Health | Existing | Space Heating | Natural Gas | Strategic Energy Management | A | Purchases (Incremental) | Achievable Technical Potential | 0 | 0 | 0 | 84237.3066 | 172908.1557 | 172908.1557 | 88670.8491 | 0 | 0 | 0 | 0 | 0 | 0 | 0 | 0 | 0 | 0 | 0 | 0 | 0 | 0 | 0 | 0 | 0 | 0 | 0 | 0
F11_Commercial_WA - Health_Existing_Space Heating_Natural Gas_Strategic Energy Management_A_Achievable Technical Potential | F11 | Commercial | WA - Health | Existing | Space Heating | Natural Gas | Strategic Energy Management | A | Purchases (Cumulative) | Achievable Technical Potential | 0 | 0 | 0 | 84237.3066 | 257145.4623 | 430053.618 | 518724.4671 | 518724.4671 | 518724.4671 | 518724.4671 | 518724.4671 | 518724.4671 | 518724.4671 | 518724.4671 | 518724.4671 | 518724.4671 | 518724.4671 | 518724.4671 | 518724.4671 | 518724.4671 | 518724.4671 | 518724.4671 | 518724.4671 | 518724.4671 | 518724.4671 | 518724.4671 | 518724.4671
F1_Commercial_WA - Health_Existing_Water Heating_Natural Gas_Strategic Energy Management_A_Achievable Technical Potential | F1 | Commercial | WA - Health | Existing | Water Heating | Natural Gas | Strategic Energy Management | A | Integrated Unit Energy Savings (kWh or therms) | Achievable Technical Potential | 0 | 0 | 0.0088758 | 0.0086981 | 0.0085273 | 0.008367 | 0.0082131 | 0.008065 | 0.0079197 | 0.007784 | 0.0076546 | 0.0075356 | 0.0074308 | 0.0073461 | 0.0072888 | 0.0072419 | 0.0072058 | 0.0071788 | 0.0071574 | 0.0071402 | 0.0071277 | 0.0071187 | 0.0071122 | 0.0071075 | 0.0071015 | 0.0071002 | 0.0070991
F2_Commercial_WA - Health_Existing_Water Heating_Natural Gas_Strategic Energy Management_A_Achievable Technical Potential | F2 | Commercial | WA - Health | Existing | Water Heating | Natural Gas | Strategic Energy Management | A | Integrated Unit Summer Peak Savings (kW) | Achievable Technical Potential | 0 | 0 | 0 | 0 | 0 | 0 | 0 | 0 | 0 | 0 | 0 | 0 | 0 | 0 | 0 | 0 | 0 | 0 | 0 | 0 | 0 | 0 | 0 | 0 | 0 | 0 | 0
F3_Commercial_WA - Health_Existing_Water Heating_Natural Gas_Strategic Energy Management_A_Achievable Technical Potential | F3 | Commercial | WA - Health | Existing | Water Heating | Natural Gas | Strategic Energy Management | A | Integrated Unit Winter Peak Savings (kW) | Achievable Technical Potential | 0 | 0 | 0 | 0 | 0 | 0 | 0 | 0 | 0 | 0 | 0 | 0 | 0 | 0 | 0 | 0 | 0 | 0 | 0 | 0 | 0 | 0 | 0 | 0 | 0 | 0 | 0
F4_Commercial_WA - Health_Existing_Water Heating_Natural Gas_Strategic Energy Management_A_Achievable Technical Potential | F4 | Commercial | WA - Health | Existing | Water Heating | Natural Gas | Strategic Energy Management | A | Incremental Energy Savings (MWh or mTherms) | Achievable Technical Potential | 0 | 0 | 0 | 0.67873 | 1.3658 | 1.3402 | 0.67461 | 0 | 0 | 0 | 0 | 0 | 0 | 0 | 0 | 0 | 0 | 0 | 0 | 0 | 0 | 0 | 0 | 0 | 0 | 0 | 0
F5_Commercial_WA - Health_Existing_Water Heating_Natural Gas_Strategic Energy Management_A_Achievable Technical Potential | F5 | Commercial | WA - Health | Existing | Water Heating | Natural Gas | Strategic Energy Management | A | Incremental Summer Peak Savings (MW) | Achievable Technical Potential | 0 | 0 | 0 | 0 | 0 | 0 | 0 | 0 | 0 | 0 | 0 | 0 | 0 | 0 | 0 | 0 | 0 | 0 | 0 | 0 | 0 | 0 | 0 | 0 | 0 | 0 | 0
F6_Commercial_WA - Health_Existing_Water Heating_Natural Gas_Strategic Energy Management_A_Achievable Technical Potential | F6 | Commercial | WA - Health | Existing | Water Heating | Natural Gas | Strategic Energy Management | A | Incremental Winter Peak Savings (MW) | Achievable Technical Potential | 0 | 0 | 0 | 0 | 0 | 0 | 0 | 0 | 0 | 0 | 0 | 0 | 0 | 0 | 0 | 0 | 0 | 0 | 0 | 0 | 0 | 0 | 0 | 0 | 0 | 0 | 0
F7_Commercial_WA - Health_Existing_Water Heating_Natural Gas_Strategic Energy Management_A_Achievable Technical Potential | F7 | Commercial | WA - Health | Existing | Water Heating | Natural Gas | Strategic Energy Management | A | Cumulative Energy Savings (MWh or mTherms) | Achievable Technical Potential | 0 | 0 | 0 | 0.67873 | 2.0312 | 3.3332 | 3.9465 | 3.8753 | 3.8055 | 3.7403 | 3.6781 | 3.6209 | 3.5706 | 3.5299 | 3.5024 | 3.4798 | 3.4625 | 3.4495 | 3.4392 | 3.431 | 3.425 | 3.4206 | 3.4175 | 3.4152 | 3.4124 | 3.4117 | 3.4112
F8_Commercial_WA - Health_Existing_Water Heating_Natural Gas_Strategic Energy Management_A_Achievable Technical Potential | F8 | Commercial | WA - Health | Existing | Water Heating | Natural Gas | Strategic Energy Management | A | Cumulative Summer Peak Savings (MW) | Achievable Technical Potential | 0 | 0 | 0 | 0 | 0 | 0 | 0 | 0 | 0 | 0 | 0 | 0 | 0 | 0 | 0 | 0 | 0 | 0 | 0 | 0 | 0 | 0 | 0 | 0 | 0 | 0 | 0
F9_Commercial_WA - Health_Existing_Water Heating_Natural Gas_Strategic Energy Management_A_Achievable Technical Potential | F9 | Commercial | WA - Health | Existing | Water Heating | Natural Gas | Strategic Energy Management | A | Cumulative Winter Peak Savings (MW) | Achievable Technical Potential | 0 | 0 | 0 | 0 | 0 | 0 | 0 | 0 | 0 | 0 | 0 | 0 | 0 | 0 | 0 | 0 | 0 | 0 | 0 | 0 | 0 | 0 | 0 | 0 | 0 | 0 | 0
F10_Commercial_WA - Health_Existing_Water Heating_Natural Gas_Strategic Energy Management_A_Achievable Technical Potential | F10 | Commercial | WA - Health | Existing | Water Heating | Natural Gas | Strategic Energy Management | A | Purchases (Incremental) | Achievable Technical Potential | 0 | 0 | 0 | 78031.844 | 160170.6271 | 160170.6271 | 82138.7831 | 0 | 0 | 0 | 0 | 0 | 0 | 0 | 0 | 0 | 0 | 0 | 0 | 0 | 0 | 0 | 0 | 0 | 0 | 0 | 0
F11_Commercial_WA - Health_Existing_Water Heating_Natural Gas_Strategic Energy Management_A_Achievable Technical Potential | F11 | Commercial | WA - Health | Existing | Water Heating | Natural Gas | Strategic Energy Management | A | Purchases (Cumulative) | Achievable Technical Potential | 0 | 0 | 0 | 78031.844 | 238202.4711 | 398373.0983 | 480511.8814 | 480511.8814 | 480511.8814 | 480511.8814 | 480511.8814 | 480511.8814 | 480511.8814 | 480511.8814 | 480511.8814 | 480511.8814 | 480511.8814 | 480511.8814 | 480511.8814 | 480511.8814 | 480511.8814 | 480511.8814 | 480511.8814 | 480511.8814 | 480511.8814 | 480511.8814 | 480511.8814
F1_Commercial_WA - Health_Existing_Space Heating_Natural Gas_Retrocommissioning_A_Achievable Technical Potential | F1 | Commercial | WA - Health | Existing | Space Heating | Natural Gas | Retrocommissioning | A | Integrated Unit Energy Savings (kWh or therms) | Achievable Technical Potential | 0 | 0 | 0.056833 | 0.055912 | 0.054515 | 0.052971 | 0.051391 | 0.049732 | 0.047942 | 0.046002 | 0.043937 | 0.041783 | 0.039597 | 0.037453 | 0.035399 | 0.033481 | 0.031734 | 0.030204 | 0.028968 | 0.028026 | 0.027249 | 0.026667 | 0.026135 | 0.025982 | 0.025836 | 0.025697 | 0.025563
F2_Commercial_WA - Health_Existing_Space Heating_Natural Gas_Retrocommissioning_A_Achievable Technical Potential | F2 | Commercial | WA - Health | Existing | Space Heating | Natural Gas | Retrocommissioning | A | Integrated Unit Summer Peak Savings (kW) | Achievable Technical Potential | 0 | 0 | 0 | 0 | 0 | 0 | 0 | 0 | 0 | 0 | 0 | 0 | 0 | 0 | 0 | 0 | 0 | 0 | 0 | 0 | 0 | 0 | 0 | 0 | 0 | 0 | 0
F3_Commercial_WA - Health_Existing_Space Heating_Natural Gas_Retrocommissioning_A_Achievable Technical Potential | F3 | Commercial | WA - Health | Existing | Space Heating | Natural Gas | Retrocommissioning | A | Integrated Unit Winter Peak Savings (kW) | Achievable Technical Potential | 0 | 0 | 0 | 0 | 0 | 0 | 0 | 0 | 0 | 0 | 0 | 0 | 0 | 0 | 0 | 0 | 0 | 0 | 0 | 0 | 0 | 0 | 0 | 0 | 0 | 0 | 0
F4_Commercial_WA - Health_Existing_Space Heating_Natural Gas_Retrocommissioning_A_Achievable Technical Potential | F4 | Commercial | WA - Health | Existing | Space Heating | Natural Gas | Retrocommissioning | A | Incremental Energy Savings (MWh or mTherms) | Achievable Technical Potential | 0 | 0 | 0 | 4.6895 | 9.3853 | 9.1195 | 4.5371 | 0 | 0 | 0 | 0 | 0 | 0 | 0 | 0 | 0 | 0 | 0 | 0 | 0 | 0 | 0 | 0 | 0 | 0 | 0 | 0
F5_Commercial_WA - Health_Existing_Space Heating_Natural Gas_Retrocommissioning_A_Achievable Technical Potential | F5 | Commercial | WA - Health | Existing | Space Heating | Natural Gas | Retrocommissioning | A | Incremental Summer Peak Savings (MW) | Achievable Technical Potential | 0 | 0 | 0 | 0 | 0 | 0 | 0 | 0 | 0 | 0 | 0 | 0 | 0 | 0 | 0 | 0 | 0 | 0 | 0 | 0 | 0 | 0 | 0 | 0 | 0 | 0 | 0
F6_Commercial_WA - Health_Existing_Space Heating_Natural Gas_Retrocommissioning_A_Achievable Technical Potential | F6 | Commercial | WA - Health | Existing | Space Heating | Natural Gas | Retrocommissioning | A | Incremental Winter Peak Savings (MW) | Achievable Technical Potential | 0 | 0 | 0 | 0 | 0 | 0 | 0 | 0 | 0 | 0 | 0 | 0 | 0 | 0 | 0 | 0 | 0 | 0 | 0 | 0 | 0 | 0 | 0 | 0 | 0 | 0 | 0
F7_Commercial_WA - Health_Existing_Space Heating_Natural Gas_Retrocommissioning_A_Achievable Technical Potential | F7 | Commercial | WA - Health | Existing | Space Heating | Natural Gas | Retrocommissioning | A | Cumulative Energy Savings (MWh or mTherms) | Achievable Technical Potential | 0 | 0 | 0 | 4.6895 | 13.9577 | 22.682 | 26.5421 | 25.6857 | 24.7613 | 23.7591 | 22.6926 | 21.5801 | 20.4508 | 19.3438 | 18.2831 | 17.2921 | 16.3899 | 15.5999 | 14.9612 | 14.4749 | 14.0734 | 13.7727 | 13.4983 | 13.4193 | 13.344 | 13.2719 | 13.2028
F8_Commercial_WA - Health_Existing_Space Heating_Natural Gas_Retrocommissioning_A_Achievable Technical Potential | F8 | Commercial | WA - Health | Existing | Space Heating | Natural Gas | Retrocommissioning | A | Cumulative Summer Peak Savings (MW) | Achievable Technical Potential | 0 | 0 | 0 | 0 | 0 | 0 | 0 | 0 | 0 | 0 | 0 | 0 | 0 | 0 | 0 | 0 | 0 | 0 | 0 | 0 | 0 | 0 | 0 | 0 | 0 | 0 | 0
F9_Commercial_WA - Health_Existing_Space Heating_Natural Gas_Retrocommissioning_A_Achievable Technical Potential | F9 | Commercial | WA - Health | Existing | Space Heating | Natural Gas | Retrocommissioning | A | Cumulative Winter Peak Savings (MW) | Achievable Technical Potential | 0 | 0 | 0 | 0 | 0 | 0 | 0 | 0 | 0 | 0 | 0 | 0 | 0 | 0 | 0 | 0 | 0 | 0 | 0 | 0 | 0 | 0 | 0 | 0 | 0 | 0 | 0
F10_Commercial_WA - Health_Existing_Space Heating_Natural Gas_Retrocommissioning_A_Achievable Technical Potential | F10 | Commercial | WA - Health | Existing | Space Heating | Natural Gas | Retrocommissioning | A | Purchases (Incremental) | Achievable Technical Potential | 0 | 0 | 0 | 83872.643 | 172159.6355 | 172159.6355 | 88286.9926 | 0 | 0 | 0 | 0 | 0 | 0 | 0 | 0 | 0 | 0 | 0 | 0 | 0 | 0 | 0 | 0 | 0 | 0 | 0 | 0
F11_Commercial_WA - Health_Existing_Space Heating_Natural Gas_Retrocommissioning_A_Achievable Technical Potential | F11 | Commercial | WA - Health | Existing | Space Heating | Natural Gas | Retrocommissioning | A | Purchases (Cumulative) | Achievable Technical Potential | 0 | 0 | 0 | 83872.643 | 256032.2785 | 428191.914 | 516478.9066 | 516478.9066 | 516478.9066 | 516478.9066 | 516478.9066 | 516478.9066 | 516478.9066 | 516478.9066 | 516478.9066 | 516478.9066 | 516478.9066 | 516478.9066 | 516478.9066 | 516478.9066 | 516478.9066 | 516478.9066 | 516478.9066 | 516478.9066 | 516478.9066 | 516478.9066 | 516478.9066
F1_Commercial_WA - Health_Existing_Water Heating_Natural Gas_Retrocommissioning_A_Achievable Technical Potential | F1 | Commercial | WA - Health | Existing | Water Heating | Natural Gas | Retrocommissioning | A | Integrated Unit Energy Savings (kWh or therms) | Achievable Technical Potential | 0 | 0 | 0.010899 | 0.010672 | 0.010448 | 0.010237 | 0.01004 | 0.0098557 | 0.0096747 | 0.0095052 | 0.0093435 | 0.0091949 | 0.0090642 | 0.00896 | 0.0088901 | 0.0088329 | 0.0087888 | 0.0087559 | 0.0087298 | 0.0087089 | 0.0086936 | 0.0086827 | 0.0086747 | 0.0086689 | 0.0086617 | 0.00866 | 0.0086587
F2_Commercial_WA - Health_Existing_Water Heating_Natural Gas_Retrocommissioning_A_Achievable Technical Potential | F2 | Commercial | WA - Health | Existing | Water Heating | Natural Gas | Retrocommissioning | A | Integrated Unit Summer Peak Savings (kW) | Achievable Technical Potential | 0 | 0 | 0 | 0 | 0 | 0 | 0 | 0 | 0 | 0 | 0 | 0 | 0 | 0 | 0 | 0 | 0 | 0 | 0 | 0 | 0 | 0 | 0 | 0 | 0 | 0 | 0
F3_Commercial_WA - Health_Existing_Water Heating_Natural Gas_Retrocommissioning_A_Achievable Technical Potential | F3 | Commercial | WA - Health | Existing | Water Heating | Natural Gas | Retrocommissioning | A | Integrated Unit Winter Peak Savings (kW) | Achievable Technical Potential | 0 | 0 | 0 | 0 | 0 | 0 | 0 | 0 | 0 | 0 | 0 | 0 | 0 | 0 | 0 | 0 | 0 | 0 | 0 | 0 | 0 | 0 | 0 | 0 | 0 | 0 | 0
F4_Commercial_WA - Health_Existing_Water Heating_Natural Gas_Retrocommissioning_A_Achievable Technical Potential | F4 | Commercial | WA - Health | Existing | Water Heating | Natural Gas | Retrocommissioning | A | Incremental Energy Savings (MWh or mTherms) | Achievable Technical Potential | 0 | 0 | 0 | 0.82919 | 1.6662 | 1.6326 | 0.82107 | 0 | 0 | 0 | 2.7193e-16 | 0 | 0 | 0 | 0 | 0 | 0 | 0 | 0 | 0 | 0 | 0 | 0 | 0 | 0 | 0 | 0
F5_Commercial_WA - Health_Existing_Water Heating_Natural Gas_Retrocommissioning_A_Achievable Technical Potential | F5 | Commercial | WA - Health | Existing | Water Heating | Natural Gas | Retrocommissioning | A | Incremental Summer Peak Savings (MW) | Achievable Technical Potential | 0 | 0 | 0 | 0 | 0 | 0 | 0 | 0 | 0 | 0 | 0 | 0 | 0 | 0 | 0 | 0 | 0 | 0 | 0 | 0 | 0 | 0 | 0 | 0 | 0 | 0 | 0
F6_Commercial_WA - Health_Existing_Water Heating_Natural Gas_Retrocommissioning_A_Achievable Technical Potential | F6 | Commercial | WA - Health | Existing | Water Heating | Natural Gas | Retrocommissioning | A | Incremental Winter Peak Savings (MW) | Achievable Technical Potential | 0 | 0 | 0 | 0 | 0 | 0 | 0 | 0 | 0 | 0 | 0 | 0 | 0 | 0 | 0 | 0 | 0 | 0 | 0 | 0 | 0 | 0 | 0 | 0 | 0 | 0 | 0
F7_Commercial_WA - Health_Existing_Water Heating_Natural Gas_Retrocommissioning_A_Achievable Technical Potential | F7 | Commercial | WA - Health | Existing | Water Heating | Natural Gas | Retrocommissioning | A | Cumulative Energy Savings (MWh or mTherms) | Achievable Technical Potential | 0 | 0 | 0 | 0.82919 | 2.478 | 4.0605 | 4.8033 | 4.7153 | 4.6287 | 4.5476 | 4.4702 | 4.3991 | 4.3366 | 4.2868 | 4.2533 | 4.2259 | 4.2048 | 4.1891 | 4.1766 | 4.1666 | 4.1593 | 4.1541 | 4.1503 | 4.1475 | 4.144 | 4.1432 | 4.1426
F8_Commercial_WA - Health_Existing_Water Heating_Natural Gas_Retrocommissioning_A_Achievable Technical Potential | F8 | Commercial | WA - Health | Existing | Water Heating | Natural Gas | Retrocommissioning | A | Cumulative Summer Peak Savings (MW) | Achievable Technical Potential | 0 | 0 | 0 | 0 | 0 | 0 | 0 | 0 | 0 | 0 | 0 | 0 | 0 | 0 | 0 | 0 | 0 | 0 | 0 | 0 | 0 | 0 | 0 | 0 | 0 | 0 | 0
F9_Commercial_WA - Health_Existing_Water Heating_Natural Gas_Retrocommissioning_A_Achievable Technical Potential | F9 | Commercial | WA - Health | Existing | Water Heating | Natural Gas | Retrocommissioning | A | Cumulative Winter Peak Savings (MW) | Achievable Technical Potential | 0 | 0 | 0 | 0 | 0 | 0 | 0 | 0 | 0 | 0 | 0 | 0 | 0 | 0 | 0 | 0 | 0 | 0 | 0 | 0 | 0 | 0 | 0 | 0 | 0 | 0 | 0
F10_Commercial_WA - Health_Existing_Water Heating_Natural Gas_Retrocommissioning_A_Achievable Technical Potential | F10 | Commercial | WA - Health | Existing | Water Heating | Natural Gas | Retrocommissioning | A | Purchases (Incremental) | Achievable Technical Potential | 0 | 0 | 0 | 77694.0438 | 159477.2478 | 159477.2478 | 81783.204 | 0 | 0 | 0 | 2.9104e-11 | 0 | 0 | 0 | 0 | 0 | 0 | 0 | 0 | 0 | 0 | 0 | 0 | 0 | 0 | 0 | 0
F11_Commercial_WA - Health_Existing_Water Heating_Natural Gas_Retrocommissioning_A_Achievable Technical Potential | F11 | Commercial | WA - Health | Existing | Water Heating | Natural Gas | Retrocommissioning | A | Purchases (Cumulative) | Achievable Technical Potential | 0 | 0 | 0 | 77694.0438 | 237171.2916 | 396648.5394 | 478431.7434 | 478431.7434 | 478431.7434 | 478431.7434 | 478431.7434 | 478431.7434 | 478431.7434 | 478431.7434 | 478431.7434 | 478431.7434 | 478431.7434 | 478431.7434 | 478431.7434 | 478431.7434 | 478431.7434 | 478431.7434 | 478431.7434 | 478431.7434 | 478431.7434 | 478431.7434 | 478431.7434
F1_Commercial_WA - Health_New_Space Heating_Natural Gas_Insulation - Ceiling_A_Achievable Technical Potential | F1 | Commercial | WA - Health | New | Space Heating | Natural Gas | Insulation - Ceiling | A | Integrated Unit Energy Savings (kWh or therms) | Achievable Technical Potential | 0 | 0 | 0 | 0 | 0 | 0 | 0 | 0 | 0 | 0 | 0 | 0 | 0 | 0 | 0 | 0 | 0 | 0 | 0 | 0 | 0 | 0 | 0 | 0 | 0 | 0 | 0
F2_Commercial_WA - Health_New_Space Heating_Natural Gas_Insulation - Ceiling_A_Achievable Technical Potential | F2 | Commercial | WA - Health | New | Space Heating | Natural Gas | Insulation - Ceiling | A | Integrated Unit Summer Peak Savings (kW) | Achievable Technical Potential | 0 | 0 | 0 | 0 | 0 | 0 | 0 | 0 | 0 | 0 | 0 | 0 | 0 | 0 | 0 | 0 | 0 | 0 | 0 | 0 | 0 | 0 | 0 | 0 | 0 | 0 | 0
F3_Commercial_WA - Health_New_Space Heating_Natural Gas_Insulation - Ceiling_A_Achievable Technical Potential | F3 | Commercial | WA - Health | New | Space Heating | Natural Gas | Insulation - Ceiling | A | Integrated Unit Winter Peak Savings (kW) | Achievable Technical Potential | 0 | 0 | 0 | 0 | 0 | 0 | 0 | 0 | 0 | 0 | 0 | 0 | 0 | 0 | 0 | 0 | 0 | 0 | 0 | 0 | 0 | 0 | 0 | 0 | 0 | 0 | 0
F4_Commercial_WA - Health_New_Space Heating_Natural Gas_Insulation - Ceiling_A_Achievable Technical Potential | F4 | Commercial | WA - Health | New | Space Heating | Natural Gas | Insulation - Ceiling | A | Incremental Energy Savings (MWh or mTherms) | Achievable Technical Potential | 0 | 0 | 0 | 0 | 0 | 0 | 0 | 0 | 0 | 0 | 0 | 0 | 0 | 0 | 0 | 0 | 0 | 0 | 0 | 0 | 0 | 0 | 0 | 0 | 0 | 0 | 0
F5_Commercial_WA - Health_New_Space Heating_Natural Gas_Insulation - Ceiling_A_Achievable Technical Potential | F5 | Commercial | WA - Health | New | Space Heating | Natural Gas | Insulation - Ceiling | A | Incremental Summer Peak Savings (MW) | Achievable Technical Potential | 0 | 0 | 0 | 0 | 0 | 0 | 0 | 0 | 0 | 0 | 0 | 0 | 0 | 0 | 0 | 0 | 0 | 0 | 0 | 0 | 0 | 0 | 0 | 0 | 0 | 0 | 0
F6_Commercial_WA - Health_New_Space Heating_Natural Gas_Insulation - Ceiling_A_Achievable Technical Potential | F6 | Commercial | WA - Health | New | Space Heating | Natural Gas | Insulation - Ceiling | A | Incremental Winter Peak Savings (MW) | Achievable Technical Potential | 0 | 0 | 0 | 0 | 0 | 0 | 0 | 0 | 0 | 0 | 0 | 0 | 0 | 0 | 0 | 0 | 0 | 0 | 0 | 0 | 0 | 0 | 0 | 0 | 0 | 0 | 0
F7_Commercial_WA - Health_New_Space Heating_Natural Gas_Insulation - Ceiling_A_Achievable Technical Potential | F7 | Commercial | WA - Health | New | Space Heating | Natural Gas | Insulation - Ceiling | A | Cumulative Energy Savings (MWh or mTherms) | Achievable Technical Potential | 0 | 0 | 0 | 0 | 0 | 0 | 0 | 0 | 0 | 0 | 0 | 0 | 0 | 0 | 0 | 0 | 0 | 0 | 0 | 0 | 0 | 0 | 0 | 0 | 0 | 0 | 0
F8_Commercial_WA - Health_New_Space Heating_Natural Gas_Insulation - Ceiling_A_Achievable Technical Potential | F8 | Commercial | WA - Health | New | Space Heating | Natural Gas | Insulation - Ceiling | A | Cumulative Summer Peak Savings (MW) | Achievable Technical Potential | 0 | 0 | 0 | 0 | 0 | 0 | 0 | 0 | 0 | 0 | 0 | 0 | 0 | 0 | 0 | 0 | 0 | 0 | 0 | 0 | 0 | 0 | 0 | 0 | 0 | 0 | 0
F9_Commercial_WA - Health_New_Space Heating_Natural Gas_Insulation - Ceiling_A_Achievable Technical Potential | F9 | Commercial | WA - Health | New | Space Heating | Natural Gas | Insulation - Ceiling | A | Cumulative Winter Peak Savings (MW) | Achievable Technical Potential | 0 | 0 | 0 | 0 | 0 | 0 | 0 | 0 | 0 | 0 | 0 | 0 | 0 | 0 | 0 | 0 | 0 | 0 | 0 | 0 | 0 | 0 | 0 | 0 | 0 | 0 | 0
F10_Commercial_WA - Health_New_Space Heating_Natural Gas_Insulation - Ceiling_A_Achievable Technical Potential | F10 | Commercial | WA - Health | New | Space Heating | Natural Gas | Insulation - Ceiling | A | Purchases (Incremental) | Achievable Technical Potential | 0 | 0 | 0 | 0 | 0 | 0 | 0 | 0 | 0 | 0 | 0 | 0 | 0 | 0 | 0 | 0 | 0 | 0 | 0 | 0 | 0 | 0 | 0 | 0 | 0 | 0 | 0
F11_Commercial_WA - Health_New_Space Heating_Natural Gas_Insulation - Ceiling_A_Achievable Technical Potential | F11 | Commercial | WA - Health | New | Space Heating | Natural Gas | Insulation - Ceiling | A | Purchases (Cumulative) | Achievable Technical Potential | 0 | 0 | 0 | 0 | 0 | 0 | 0 | 0 | 0 | 0 | 0 | 0 | 0 | 0 | 0 | 0 | 0 | 0 | 0 | 0 | 0 | 0 | 0 | 0 | 0 | 0 | 0
F1_Commercial_WA - Health_New_Space Heating_Natural Gas_Insulation - Ducting_A_Achievable Technical Potential | F1 | Commercial | WA - Health | New | Space Heating | Natural Gas | Insulation - Ducting | A | Integrated Unit Energy Savings (kWh or therms) | Achievable Technical Potential | 0 | 0 | 0 | 0 | 0 | 0 | 0 | 0 | 0 | 0 | 0 | 0 | 0 | 0 | 0 | 0 | 0 | 0 | 0 | 0 | 0 | 0 | 0 | 0 | 0 | 0 | 0
F2_Commercial_WA - Health_New_Space Heating_Natural Gas_Insulation - Ducting_A_Achievable Technical Potential | F2 | Commercial | WA - Health | New | Space Heating | Natural Gas | Insulation - Ducting | A | Integrated Unit Summer Peak Savings (kW) | Achievable Technical Potential | 0 | 0 | 0 | 0 | 0 | 0 | 0 | 0 | 0 | 0 | 0 | 0 | 0 | 0 | 0 | 0 | 0 | 0 | 0 | 0 | 0 | 0 | 0 | 0 | 0 | 0 | 0
F3_Commercial_WA - Health_New_Space Heating_Natural Gas_Insulation - Ducting_A_Achievable Technical Potential | F3 | Commercial | WA - Health | New | Space Heating | Natural Gas | Insulation - Ducting | A | Integrated Unit Winter Peak Savings (kW) | Achievable Technical Potential | 0 | 0 | 0 | 0 | 0 | 0 | 0 | 0 | 0 | 0 | 0 | 0 | 0 | 0 | 0 | 0 | 0 | 0 | 0 | 0 | 0 | 0 | 0 | 0 | 0 | 0 | 0
F4_Commercial_WA - Health_New_Space Heating_Natural Gas_Insulation - Ducting_A_Achievable Technical Potential | F4 | Commercial | WA - Health | New | Space Heating | Natural Gas | Insulation - Ducting | A | Incremental Energy Savings (MWh or mTherms) | Achievable Technical Potential | 0 | 0 | 0 | 0 | 0 | 0 | 0 | 0 | 0 | 0 | 0 | 0 | 0 | 0 | 0 | 0 | 0 | 0 | 0 | 0 | 0 | 0 | 0 | 0 | 0 | 0 | 0
F5_Commercial_WA - Health_New_Space Heating_Natural Gas_Insulation - Ducting_A_Achievable Technical Potential | F5 | Commercial | WA - Health | New | Space Heating | Natural Gas | Insulation - Ducting | A | Incremental Summer Peak Savings (MW) | Achievable Technical Potential | 0 | 0 | 0 | 0 | 0 | 0 | 0 | 0 | 0 | 0 | 0 | 0 | 0 | 0 | 0 | 0 | 0 | 0 | 0 | 0 | 0 | 0 | 0 | 0 | 0 | 0 | 0
F6_Commercial_WA - Health_New_Space Heating_Natural Gas_Insulation - Ducting_A_Achievable Technical Potential | F6 | Commercial | WA - Health | New | Space Heating | Natural Gas | Insulation - Ducting | A | Incremental Winter Peak Savings (MW) | Achievable Technical Potential | 0 | 0 | 0 | 0 | 0 | 0 | 0 | 0 | 0 | 0 | 0 | 0 | 0 | 0 | 0 | 0 | 0 | 0 | 0 | 0 | 0 | 0 | 0 | 0 | 0 | 0 | 0
F7_Commercial_WA - Health_New_Space Heating_Natural Gas_Insulation - Ducting_A_Achievable Technical Potential | F7 | Commercial | WA - Health | New | Space Heating | Natural Gas | Insulation - Ducting | A | Cumulative Energy Savings (MWh or mTherms) | Achievable Technical Potential | 0 | 0 | 0 | 0 | 0 | 0 | 0 | 0 | 0 | 0 | 0 | 0 | 0 | 0 | 0 | 0 | 0 | 0 | 0 | 0 | 0 | 0 | 0 | 0 | 0 | 0 | 0
F8_Commercial_WA - Health_New_Space Heating_Natural Gas_Insulation - Ducting_A_Achievable Technical Potential | F8 | Commercial | WA - Health | New | Space Heating | Natural Gas | Insulation - Ducting | A | Cumulative Summer Peak Savings (MW) | Achievable Technical Potential | 0 | 0 | 0 | 0 | 0 | 0 | 0 | 0 | 0 | 0 | 0 | 0 | 0 | 0 | 0 | 0 | 0 | 0 | 0 | 0 | 0 | 0 | 0 | 0 | 0 | 0 | 0
F9_Commercial_WA - Health_New_Space Heating_Natural Gas_Insulation - Ducting_A_Achievable Technical Potential | F9 | Commercial | WA - Health | New | Space Heating | Natural Gas | Insulation - Ducting | A | Cumulative Winter Peak Savings (MW) | Achievable Technical Potential | 0 | 0 | 0 | 0 | 0 | 0 | 0 | 0 | 0 | 0 | 0 | 0 | 0 | 0 | 0 | 0 | 0 | 0 | 0 | 0 | 0 | 0 | 0 | 0 | 0 | 0 | 0
F10_Commercial_WA - Health_New_Space Heating_Natural Gas_Insulation - Ducting_A_Achievable Technical Potential | F10 | Commercial | WA - Health | New | Space Heating | Natural Gas | Insulation - Ducting | A | Purchases (Incremental) | Achievable Technical Potential | 0 | 0 | 0 | 0 | 0 | 0 | 0 | 0 | 0 | 0 | 0 | 0 | 0 | 0 | 0 | 0 | 0 | 0 | 0 | 0 | 0 | 0 | 0 | 0 | 0 | 0 | 0
F11_Commercial_WA - Health_New_Space Heating_Natural Gas_Insulation - Ducting_A_Achievable Technical Potential | F11 | Commercial | WA - Health | New | Space Heating | Natural Gas | Insulation - Ducting | A | Purchases (Cumulative) | Achievable Technical Potential | 0 | 0 | 0 | 0 | 0 | 0 | 0 | 0 | 0 | 0 | 0 | 0 | 0 | 0 | 0 | 0 | 0 | 0 | 0 | 0 | 0 | 0 | 0 | 0 | 0 | 0 | 0
F1_Commercial_WA - Health_New_Space Heating_Natural Gas_Insulation - Wall Cavity_A_Achievable Technical Potential | F1 | Commercial | WA - Health | New | Space Heating | Natural Gas | Insulation - Wall Cavity | A | Integrated Unit Energy Savings (kWh or therms) | Achievable Technical Potential | 0 | 0 | 0 | 0 | 0 | 0 | 0 | 0 | 0 | 0 | 0 | 0 | 0 | 0 | 0 | 0 | 0 | 0 | 0 | 0 | 0 | 0 | 0 | 0 | 0 | 0 | 0
F2_Commercial_WA - Health_New_Space Heating_Natural Gas_Insulation - Wall Cavity_A_Achievable Technical Potential | F2 | Commercial | WA - Health | New | Space Heating | Natural Gas | Insulation - Wall Cavity | A | Integrated Unit Summer Peak Savings (kW) | Achievable Technical Potential | 0 | 0 | 0 | 0 | 0 | 0 | 0 | 0 | 0 | 0 | 0 | 0 | 0 | 0 | 0 | 0 | 0 | 0 | 0 | 0 | 0 | 0 | 0 | 0 | 0 | 0 | 0
F3_Commercial_WA - Health_New_Space Heating_Natural Gas_Insulation - Wall Cavity_A_Achievable Technical Potential | F3 | Commercial | WA - Health | New | Space Heating | Natural Gas | Insulation - Wall Cavity | A | Integrated Unit Winter Peak Savings (kW) | Achievable Technical Potential | 0 | 0 | 0 | 0 | 0 | 0 | 0 | 0 | 0 | 0 | 0 | 0 | 0 | 0 | 0 | 0 | 0 | 0 | 0 | 0 | 0 | 0 | 0 | 0 | 0 | 0 | 0
F4_Commercial_WA - Health_New_Space Heating_Natural Gas_Insulation - Wall Cavity_A_Achievable Technical Potential | F4 | Commercial | WA - Health | New | Space Heating | Natural Gas | Insulation - Wall Cavity | A | Incremental Energy Savings (MWh or mTherms) | Achievable Technical Potential | 0 | 0 | 0 | 0 | 0 | 0 | 0 | 0 | 0 | 0 | 0 | 0 | 0 | 0 | 0 | 0 | 0 | 0 | 0 | 0 | 0 | 0 | 0 | 0 | 0 | 0 | 0
F5_Commercial_WA - Health_New_Space Heating_Natural Gas_Insulation - Wall Cavity_A_Achievable Technical Potential | F5 | Commercial | WA - Health | New | Space Heating | Natural Gas | Insulation - Wall Cavity | A | Incremental Summer Peak Savings (MW) | Achievable Technical Potential | 0 | 0 | 0 | 0 | 0 | 0 | 0 | 0 | 0 | 0 | 0 | 0 | 0 | 0 | 0 | 0 | 0 | 0 | 0 | 0 | 0 | 0 | 0 | 0 | 0 | 0 | 0
F6_Commercial_WA - Health_New_Space Heating_Natural Gas_Insulation - Wall Cavity_A_Achievable Technical Potential | F6 | Commercial | WA - Health | New | Space Heating | Natural Gas | Insulation - Wall Cavity | A | Incremental Winter Peak Savings (MW) | Achievable Technical Potential | 0 | 0 | 0 | 0 | 0 | 0 | 0 | 0 | 0 | 0 | 0 | 0 | 0 | 0 | 0 | 0 | 0 | 0 | 0 | 0 | 0 | 0 | 0 | 0 | 0 | 0 | 0
F7_Commercial_WA - Health_New_Space Heating_Natural Gas_Insulation - Wall Cavity_A_Achievable Technical Potential | F7 | Commercial | WA - Health | New | Space Heating | Natural Gas | Insulation - Wall Cavity | A | Cumulative Energy Savings (MWh or mTherms) | Achievable Technical Potential | 0 | 0 | 0 | 0 | 0 | 0 | 0 | 0 | 0 | 0 | 0 | 0 | 0 | 0 | 0 | 0 | 0 | 0 | 0 | 0 | 0 | 0 | 0 | 0 | 0 | 0 | 0
F8_Commercial_WA - Health_New_Space Heating_Natural Gas_Insulation - Wall Cavity_A_Achievable Technical Potential | F8 | Commercial | WA - Health | New | Space Heating | Natural Gas | Insulation - Wall Cavity | A | Cumulative Summer Peak Savings (MW) | Achievable Technical Potential | 0 | 0 | 0 | 0 | 0 | 0 | 0 | 0 | 0 | 0 | 0 | 0 | 0 | 0 | 0 | 0 | 0 | 0 | 0 | 0 | 0 | 0 | 0 | 0 | 0 | 0 | 0
F9_Commercial_WA - Health_New_Space Heating_Natural Gas_Insulation - Wall Cavity_A_Achievable Technical Potential | F9 | Commercial | WA - Health | New | Space Heating | Natural Gas | Insulation - Wall Cavity | A | Cumulative Winter Peak Savings (MW) | Achievable Technical Potential | 0 | 0 | 0 | 0 | 0 | 0 | 0 | 0 | 0 | 0 | 0 | 0 | 0 | 0 | 0 | 0 | 0 | 0 | 0 | 0 | 0 | 0 | 0 | 0 | 0 | 0 | 0
F10_Commercial_WA - Health_New_Space Heating_Natural Gas_Insulation - Wall Cavity_A_Achievable Technical Potential | F10 | Commercial | WA - Health | New | Space Heating | Natural Gas | Insulation - Wall Cavity | A | Purchases (Incremental) | Achievable Technical Potential | 0 | 0 | 0 | 0 | 0 | 0 | 0 | 0 | 0 | 0 | 0 | 0 | 0 | 0 | 0 | 0 | 0 | 0 | 0 | 0 | 0 | 0 | 0 | 0 | 0 | 0 | 0
F11_Commercial_WA - Health_New_Space Heating_Natural Gas_Insulation - Wall Cavity_A_Achievable Technical Potential | F11 | Commercial | WA - Health | New | Space Heating | Natural Gas | Insulation - Wall Cavity | A | Purchases (Cumulative) | Achievable Technical Potential | 0 | 0 | 0 | 0 | 0 | 0 | 0 | 0 | 0 | 0 | 0 | 0 | 0 | 0 | 0 | 0 | 0 | 0 | 0 | 0 | 0 | 0 | 0 | 0 | 0 | 0 | 0
F1_Commercial_WA - Health_New_Space Heating_Natural Gas_Green Roof - Vegetated Rooftop_A_Achievable Technical Potential | F1 | Commercial | WA - Health | New | Space Heating | Natural Gas | Green Roof - Vegetated Rooftop | A | Integrated Unit Energy Savings (kWh or therms) | Achievable Technical Potential | 0 | 0 | 0 | 0 | 0 | 0 | 0 | 0 | 0 | 0 | 0 | 0 | 0 | 0 | 0 | 0 | 0 | 0 | 0 | 0 | 0 | 0 | 0 | 0 | 0 | 0 | 0
F2_Commercial_WA - Health_New_Space Heating_Natural Gas_Green Roof - Vegetated Rooftop_A_Achievable Technical Potential | F2 | Commercial | WA - Health | New | Space Heating | Natural Gas | Green Roof - Vegetated Rooftop | A | Integrated Unit Summer Peak Savings (kW) | Achievable Technical Potential | 0 | 0 | 0 | 0 | 0 | 0 | 0 | 0 | 0 | 0 | 0 | 0 | 0 | 0 | 0 | 0 | 0 | 0 | 0 | 0 | 0 | 0 | 0 | 0 | 0 | 0 | 0
F3_Commercial_WA - Health_New_Space Heating_Natural Gas_Green Roof - Vegetated Rooftop_A_Achievable Technical Potential | F3 | Commercial | WA - Health | New | Space Heating | Natural Gas | Green Roof - Vegetated Rooftop | A | Integrated Unit Winter Peak Savings (kW) | Achievable Technical Potential | 0 | 0 | 0 | 0 | 0 | 0 | 0 | 0 | 0 | 0 | 0 | 0 | 0 | 0 | 0 | 0 | 0 | 0 | 0 | 0 | 0 | 0 | 0 | 0 | 0 | 0 | 0
F4_Commercial_WA - Health_New_Space Heating_Natural Gas_Green Roof - Vegetated Rooftop_A_Achievable Technical Potential | F4 | Commercial | WA - Health | New | Space Heating | Natural Gas | Green Roof - Vegetated Rooftop | A | Incremental Energy Savings (MWh or mTherms) | Achievable Technical Potential | 0 | 0 | 0 | 0 | 0 | 0 | 0 | 0 | 0 | 0 | 0 | 0 | 0 | 0 | 0 | 0 | 0 | 0 | 0 | 0 | 0 | 0 | 0 | 0 | 0 | 0 | 0
F5_Commercial_WA - Health_New_Space Heating_Natural Gas_Green Roof - Vegetated Rooftop_A_Achievable Technical Potential | F5 | Commercial | WA - Health | New | Space Heating | Natural Gas | Green Roof - Vegetated Rooftop | A | Incremental Summer Peak Savings (MW) | Achievable Technical Potential | 0 | 0 | 0 | 0 | 0 | 0 | 0 | 0 | 0 | 0 | 0 | 0 | 0 | 0 | 0 | 0 | 0 | 0 | 0 | 0 | 0 | 0 | 0 | 0 | 0 | 0 | 0
F6_Commercial_WA - Health_New_Space Heating_Natural Gas_Green Roof - Vegetated Rooftop_A_Achievable Technical Potential | F6 | Commercial | WA - Health | New | Space Heating | Natural Gas | Green Roof - Vegetated Rooftop | A | Incremental Winter Peak Savings (MW) | Achievable Technical Potential | 0 | 0 | 0 | 0 | 0 | 0 | 0 | 0 | 0 | 0 | 0 | 0 | 0 | 0 | 0 | 0 | 0 | 0 | 0 | 0 | 0 | 0 | 0 | 0 | 0 | 0 | 0
F7_Commercial_WA - Health_New_Space Heating_Natural Gas_Green Roof - Vegetated Rooftop_A_Achievable Technical Potential | F7 | Commercial | WA - Health | New | Space Heating | Natural Gas | Green Roof - Vegetated Rooftop | A | Cumulative Energy Savings (MWh or mTherms) | Achievable Technical Potential | 0 | 0 | 0 | 0 | 0 | 0 | 0 | 0 | 0 | 0 | 0 | 0 | 0 | 0 | 0 | 0 | 0 | 0 | 0 | 0 | 0 | 0 | 0 | 0 | 0 | 0 | 0
F8_Commercial_WA - Health_New_Space Heating_Natural Gas_Green Roof - Vegetated Rooftop_A_Achievable Technical Potential | F8 | Commercial | WA - Health | New | Space Heating | Natural Gas | Green Roof - Vegetated Rooftop | A | Cumulative Summer Peak Savings (MW) | Achievable Technical Potential | 0 | 0 | 0 | 0 | 0 | 0 | 0 | 0 | 0 | 0 | 0 | 0 | 0 | 0 | 0 | 0 | 0 | 0 | 0 | 0 | 0 | 0 | 0 | 0 | 0 | 0 | 0
F9_Commercial_WA - Health_New_Space Heating_Natural Gas_Green Roof - Vegetated Rooftop_A_Achievable Technical Potential | F9 | Commercial | WA - Health | New | Space Heating | Natural Gas | Green Roof - Vegetated Rooftop | A | Cumulative Winter Peak Savings (MW) | Achievable Technical Potential | 0 | 0 | 0 | 0 | 0 | 0 | 0 | 0 | 0 | 0 | 0 | 0 | 0 | 0 | 0 | 0 | 0 | 0 | 0 | 0 | 0 | 0 | 0 | 0 | 0 | 0 | 0
F10_Commercial_WA - Health_New_Space Heating_Natural Gas_Green Roof - Vegetated Rooftop_A_Achievable Technical Potential | F10 | Commercial | WA - Health | New | Space Heating | Natural Gas | Green Roof - Vegetated Rooftop | A | Purchases (Incremental) | Achievable Technical Potential | 0 | 0 | 0 | 0 | 0 | 0 | 0 | 0 | 0 | 0 | 0 | 0 | 0 | 0 | 0 | 0 | 0 | 0 | 0 | 0 | 0 | 0 | 0 | 0 | 0 | 0 | 0
F11_Commercial_WA - Health_New_Space Heating_Natural Gas_Green Roof - Vegetated Rooftop_A_Achievable Technical Potential | F11 | Commercial | WA - Health | New | Space Heating | Natural Gas | Green Roof - Vegetated Rooftop | A | Purchases (Cumulative) | Achievable Technical Potential | 0 | 0 | 0 | 0 | 0 | 0 | 0 | 0 | 0 | 0 | 0 | 0 | 0 | 0 | 0 | 0 | 0 | 0 | 0 | 0 | 0 | 0 | 0 | 0 | 0 | 0 | 0
F1_Commercial_WA - Health_New_Space Heating_Natural Gas_Ducting - Repair and Sealing_A_Achievable Technical Potential | F1 | Commercial | WA - Health | New | Space Heating | Natural Gas | Ducting - Repair and Sealing | A | Integrated Unit Energy Savings (kWh or therms) | Achievable Technical Potential | 0 | 0 | 0 | 0 | 0 | 0 | 0 | 0 | 0 | 0 | 0 | 0 | 0 | 0 | 0 | 0 | 0 | 0 | 0 | 0 | 0 | 0 | 0 | 0 | 0 | 0 | 0
F2_Commercial_WA - Health_New_Space Heating_Natural Gas_Ducting - Repair and Sealing_A_Achievable Technical Potential | F2 | Commercial | WA - Health | New | Space Heating | Natural Gas | Ducting - Repair and Sealing | A | Integrated Unit Summer Peak Savings (kW) | Achievable Technical Potential | 0 | 0 | 0 | 0 | 0 | 0 | 0 | 0 | 0 | 0 | 0 | 0 | 0 | 0 | 0 | 0 | 0 | 0 | 0 | 0 | 0 | 0 | 0 | 0 | 0 | 0 | 0
F3_Commercial_WA - Health_New_Space Heating_Natural Gas_Ducting - Repair and Sealing_A_Achievable Technical Potential | F3 | Commercial | WA - Health | New | Space Heating | Natural Gas | Ducting - Repair and Sealing | A | Integrated Unit Winter Peak Savings (kW) | Achievable Technical Potential | 0 | 0 | 0 | 0 | 0 | 0 | 0 | 0 | 0 | 0 | 0 | 0 | 0 | 0 | 0 | 0 | 0 | 0 | 0 | 0 | 0 | 0 | 0 | 0 | 0 | 0 | 0
F4_Commercial_WA - Health_New_Space Heating_Natural Gas_Ducting - Repair and Sealing_A_Achievable Technical Potential | F4 | Commercial | WA - Health | New | Space Heating | Natural Gas | Ducting - Repair and Sealing | A | Incremental Energy Savings (MWh or mTherms) | Achievable Technical Potential | 0 | 0 | 0 | 0 | 0 | 0 | 0 | 0 | 0 | 0 | 0 | 0 | 0 | 0 | 0 | 0 | 0 | 0 | 0 | 0 | 0 | 0 | 0 | 0 | 0 | 0 | 0
F5_Commercial_WA - Health_New_Space Heating_Natural Gas_Ducting - Repair and Sealing_A_Achievable Technical Potential | F5 | Commercial | WA - Health | New | Space Heating | Natural Gas | Ducting - Repair and Sealing | A | Incremental Summer Peak Savings (MW) | Achievable Technical Potential | 0 | 0 | 0 | 0 | 0 | 0 | 0 | 0 | 0 | 0 | 0 | 0 | 0 | 0 | 0 | 0 | 0 | 0 | 0 | 0 | 0 | 0 | 0 | 0 | 0 | 0 | 0
F6_Commercial_WA - Health_New_Space Heating_Natural Gas_Ducting - Repair and Sealing_A_Achievable Technical Potential | F6 | Commercial | WA - Health | New | Space Heating | Natural Gas | Ducting - Repair and Sealing | A | Incremental Winter Peak Savings (MW) | Achievable Technical Potential | 0 | 0 | 0 | 0 | 0 | 0 | 0 | 0 | 0 | 0 | 0 | 0 | 0 | 0 | 0 | 0 | 0 | 0 | 0 | 0 | 0 | 0 | 0 | 0 | 0 | 0 | 0
F7_Commercial_WA - Health_New_Space Heating_Natural Gas_Ducting - Repair and Sealing_A_Achievable Technical Potential | F7 | Commercial | WA - Health | New | Space Heating | Natural Gas | Ducting - Repair and Sealing | A | Cumulative Energy Savings (MWh or mTherms) | Achievable Technical Potential | 0 | 0 | 0 | 0 | 0 | 0 | 0 | 0 | 0 | 0 | 0 | 0 | 0 | 0 | 0 | 0 | 0 | 0 | 0 | 0 | 0 | 0 | 0 | 0 | 0 | 0 | 0
F8_Commercial_WA - Health_New_Space Heating_Natural Gas_Ducting - Repair and Sealing_A_Achievable Technical Potential | F8 | Commercial | WA - Health | New | Space Heating | Natural Gas | Ducting - Repair and Sealing | A | Cumulative Summer Peak Savings (MW) | Achievable Technical Potential | 0 | 0 | 0 | 0 | 0 | 0 | 0 | 0 | 0 | 0 | 0 | 0 | 0 | 0 | 0 | 0 | 0 | 0 | 0 | 0 | 0 | 0 | 0 | 0 | 0 | 0 | 0
F9_Commercial_WA - Health_New_Space Heating_Natural Gas_Ducting - Repair and Sealing_A_Achievable Technical Potential | F9 | Commercial | WA - Health | New | Space Heating | Natural Gas | Ducting - Repair and Sealing | A | Cumulative Winter Peak Savings (MW) | Achievable Technical Potential | 0 | 0 | 0 | 0 | 0 | 0 | 0 | 0 | 0 | 0 | 0 | 0 | 0 | 0 | 0 | 0 | 0 | 0 | 0 | 0 | 0 | 0 | 0 | 0 | 0 | 0 | 0
F10_Commercial_WA - Health_New_Space Heating_Natural Gas_Ducting - Repair and Sealing_A_Achievable Technical Potential | F10 | Commercial | WA - Health | New | Space Heating | Natural Gas | Ducting - Repair and Sealing | A | Purchases (Incremental) | Achievable Technical Potential | 0 | 0 | 0 | 0 | 0 | 0 | 0 | 0 | 0 | 0 | 0 | 0 | 0 | 0 | 0 | 0 | 0 | 0 | 0 | 0 | 0 | 0 | 0 | 0 | 0 | 0 | 0
F11_Commercial_WA - Health_New_Space Heating_Natural Gas_Ducting - Repair and Sealing_A_Achievable Technical Potential | F11 | Commercial | WA - Health | New | Space Heating | Natural Gas | Ducting - Repair and Sealing | A | Purchases (Cumulative) | Achievable Technical Potential | 0 | 0 | 0 | 0 | 0 | 0 | 0 | 0 | 0 | 0 | 0 | 0 | 0 | 0 | 0 | 0 | 0 | 0 | 0 | 0 | 0 | 0 | 0 | 0 | 0 | 0 | 0
F1_Commercial_WA - Health_New_Space Heating_Natural Gas_Windows - High Efficiency Glazing_A_Achievable Technical Potential | F1 | Commercial | WA - Health | New | Space Heating | Natural Gas | Windows - High Efficiency Glazing | A | Integrated Unit Energy Savings (kWh or therms) | Achievable Technical Potential | 0 | 0 | 0 | 0 | 0 | 0 | 0 | 0 | 0 | 0 | 0 | 0 | 0 | 0 | 0 | 0 | 0 | 0 | 0 | 0 | 0 | 0 | 0 | 0 | 0 | 0 | 0
F2_Commercial_WA - Health_New_Space Heating_Natural Gas_Windows - High Efficiency Glazing_A_Achievable Technical Potential | F2 | Commercial | WA - Health | New | Space Heating | Natural Gas | Windows - High Efficiency Glazing | A | Integrated Unit Summer Peak Savings (kW) | Achievable Technical Potential | 0 | 0 | 0 | 0 | 0 | 0 | 0 | 0 | 0 | 0 | 0 | 0 | 0 | 0 | 0 | 0 | 0 | 0 | 0 | 0 | 0 | 0 | 0 | 0 | 0 | 0 | 0
F3_Commercial_WA - Health_New_Space Heating_Natural Gas_Windows - High Efficiency Glazing_A_Achievable Technical Potential | F3 | Commercial | WA - Health | New | Space Heating | Natural Gas | Windows - High Efficiency Glazing | A | Integrated Unit Winter Peak Savings (kW) | Achievable Technical Potential | 0 | 0 | 0 | 0 | 0 | 0 | 0 | 0 | 0 | 0 | 0 | 0 | 0 | 0 | 0 | 0 | 0 | 0 | 0 | 0 | 0 | 0 | 0 | 0 | 0 | 0 | 0
F4_Commercial_WA - Health_New_Space Heating_Natural Gas_Windows - High Efficiency Glazing_A_Achievable Technical Potential | F4 | Commercial | WA - Health | New | Space Heating | Natural Gas | Windows - High Efficiency Glazing | A | Incremental Energy Savings (MWh or mTherms) | Achievable Technical Potential | 0 | 0 | 0 | 0 | 0 | 0 | 0 | 0 | 0 | 0 | 0 | 0 | 0 | 0 | 0 | 0 | 0 | 0 | 0 | 0 | 0 | 0 | 0 | 0 | 0 | 0 | 0
F5_Commercial_WA - Health_New_Space Heating_Natural Gas_Windows - High Efficiency Glazing_A_Achievable Technical Potential | F5 | Commercial | WA - Health | New | Space Heating | Natural Gas | Windows - High Efficiency Glazing | A | Incremental Summer Peak Savings (MW) | Achievable Technical Potential | 0 | 0 | 0 | 0 | 0 | 0 | 0 | 0 | 0 | 0 | 0 | 0 | 0 | 0 | 0 | 0 | 0 | 0 | 0 | 0 | 0 | 0 | 0 | 0 | 0 | 0 | 0
F6_Commercial_WA - Health_New_Space Heating_Natural Gas_Windows - High Efficiency Glazing_A_Achievable Technical Potential | F6 | Commercial | WA - Health | New | Space Heating | Natural Gas | Windows - High Efficiency Glazing | A | Incremental Winter Peak Savings (MW) | Achievable Technical Potential | 0 | 0 | 0 | 0 | 0 | 0 | 0 | 0 | 0 | 0 | 0 | 0 | 0 | 0 | 0 | 0 | 0 | 0 | 0 | 0 | 0 | 0 | 0 | 0 | 0 | 0 | 0
F7_Commercial_WA - Health_New_Space Heating_Natural Gas_Windows - High Efficiency Glazing_A_Achievable Technical Potential | F7 | Commercial | WA - Health | New | Space Heating | Natural Gas | Windows - High Efficiency Glazing | A | Cumulative Energy Savings (MWh or mTherms) | Achievable Technical Potential | 0 | 0 | 0 | 0 | 0 | 0 | 0 | 0 | 0 | 0 | 0 | 0 | 0 | 0 | 0 | 0 | 0 | 0 | 0 | 0 | 0 | 0 | 0 | 0 | 0 | 0 | 0
F8_Commercial_WA - Health_New_Space Heating_Natural Gas_Windows - High Efficiency Glazing_A_Achievable Technical Potential | F8 | Commercial | WA - Health | New | Space Heating | Natural Gas | Windows - High Efficiency Glazing | A | Cumulative Summer Peak Savings (MW) | Achievable Technical Potential | 0 | 0 | 0 | 0 | 0 | 0 | 0 | 0 | 0 | 0 | 0 | 0 | 0 | 0 | 0 | 0 | 0 | 0 | 0 | 0 | 0 | 0 | 0 | 0 | 0 | 0 | 0
F9_Commercial_WA - Health_New_Space Heating_Natural Gas_Windows - High Efficiency Glazing_A_Achievable Technical Potential | F9 | Commercial | WA - Health | New | Space Heating | Natural Gas | Windows - High Efficiency Glazing | A | Cumulative Winter Peak Savings (MW) | Achievable Technical Potential | 0 | 0 | 0 | 0 | 0 | 0 | 0 | 0 | 0 | 0 | 0 | 0 | 0 | 0 | 0 | 0 | 0 | 0 | 0 | 0 | 0 | 0 | 0 | 0 | 0 | 0 | 0
F10_Commercial_WA - Health_New_Space Heating_Natural Gas_Windows - High Efficiency Glazing_A_Achievable Technical Potential | F10 | Commercial | WA - Health | New | Space Heating | Natural Gas | Windows - High Efficiency Glazing | A | Purchases (Incremental) | Achievable Technical Potential | 0 | 0 | 0 | 0 | 0 | 0 | 0 | 0 | 0 | 0 | 0 | 0 | 0 | 0 | 0 | 0 | 0 | 0 | 0 | 0 | 0 | 0 | 0 | 0 | 0 | 0 | 0
F11_Commercial_WA - Health_New_Space Heating_Natural Gas_Windows - High Efficiency Glazing_A_Achievable Technical Potential | F11 | Commercial | WA - Health | New | Space Heating | Natural Gas | Windows - High Efficiency Glazing | A | Purchases (Cumulative) | Achievable Technical Potential | 0 | 0 | 0 | 0 | 0 | 0 | 0 | 0 | 0 | 0 | 0 | 0 | 0 | 0 | 0 | 0 | 0 | 0 | 0 | 0 | 0 | 0 | 0 | 0 | 0 | 0 | 0
F1_Commercial_WA - Health_New_Space Heating_Natural Gas_Windows - Secondary Glazing Systems_A_Achievable Technical Potential | F1 | Commercial | WA - Health | New | Space Heating | Natural Gas | Windows - Secondary Glazing Systems | A | Integrated Unit Energy Savings (kWh or therms) | Achievable Technical Potential | 0 | 0 | 0 | 0 | 0 | 0 | 0 | 0 | 0 | 0 | 0 | 0 | 0 | 0 | 0 | 0 | 0 | 0 | 0 | 0 | 0 | 0 | 0 | 0 | 0 | 0 | 0
F2_Commercial_WA - Health_New_Space Heating_Natural Gas_Windows - Secondary Glazing Systems_A_Achievable Technical Potential | F2 | Commercial | WA - Health | New | Space Heating | Natural Gas | Windows - Secondary Glazing Systems | A | Integrated Unit Summer Peak Savings (kW) | Achievable Technical Potential | 0 | 0 | 0 | 0 | 0 | 0 | 0 | 0 | 0 | 0 | 0 | 0 | 0 | 0 | 0 | 0 | 0 | 0 | 0 | 0 | 0 | 0 | 0 | 0 | 0 | 0 | 0
F3_Commercial_WA - Health_New_Space Heating_Natural Gas_Windows - Secondary Glazing Systems_A_Achievable Technical Potential | F3 | Commercial | WA - Health | New | Space Heating | Natural Gas | Windows - Secondary Glazing Systems | A | Integrated Unit Winter Peak Savings (kW) | Achievable Technical Potential | 0 | 0 | 0 | 0 | 0 | 0 | 0 | 0 | 0 | 0 | 0 | 0 | 0 | 0 | 0 | 0 | 0 | 0 | 0 | 0 | 0 | 0 | 0 | 0 | 0 | 0 | 0
F4_Commercial_WA - Health_New_Space Heating_Natural Gas_Windows - Secondary Glazing Systems_A_Achievable Technical Potential | F4 | Commercial | WA - Health | New | Space Heating | Natural Gas | Windows - Secondary Glazing Systems | A | Incremental Energy Savings (MWh or mTherms) | Achievable Technical Potential | 0 | 0 | 0 | 0 | 0 | 0 | 0 | 0 | 0 | 0 | 0 | 0 | 0 | 0 | 0 | 0 | 0 | 0 | 0 | 0 | 0 | 0 | 0 | 0 | 0 | 0 | 0
F5_Commercial_WA - Health_New_Space Heating_Natural Gas_Windows - Secondary Glazing Systems_A_Achievable Technical Potential | F5 | Commercial | WA - Health | New | Space Heating | Natural Gas | Windows - Secondary Glazing Systems | A | Incremental Summer Peak Savings (MW) | Achievable Technical Potential | 0 | 0 | 0 | 0 | 0 | 0 | 0 | 0 | 0 | 0 | 0 | 0 | 0 | 0 | 0 | 0 | 0 | 0 | 0 | 0 | 0 | 0 | 0 | 0 | 0 | 0 | 0
F6_Commercial_WA - Health_New_Space Heating_Natural Gas_Windows - Secondary Glazing Systems_A_Achievable Technical Potential | F6 | Commercial | WA - Health | New | Space Heating | Natural Gas | Windows - Secondary Glazing Systems | A | Incremental Winter Peak Savings (MW) | Achievable Technical Potential | 0 | 0 | 0 | 0 | 0 | 0 | 0 | 0 | 0 | 0 | 0 | 0 | 0 | 0 | 0 | 0 | 0 | 0 | 0 | 0 | 0 | 0 | 0 | 0 | 0 | 0 | 0
F7_Commercial_WA - Health_New_Space Heating_Natural Gas_Windows - Secondary Glazing Systems_A_Achievable Technical Potential | F7 | Commercial | WA - Health | New | Space Heating | Natural Gas | Windows - Secondary Glazing Systems | A | Cumulative Energy Savings (MWh or mTherms) | Achievable Technical Potential | 0 | 0 | 0 | 0 | 0 | 0 | 0 | 0 | 0 | 0 | 0 | 0 | 0 | 0 | 0 | 0 | 0 | 0 | 0 | 0 | 0 | 0 | 0 | 0 | 0 | 0 | 0
F8_Commercial_WA - Health_New_Space Heating_Natural Gas_Windows - Secondary Glazing Systems_A_Achievable Technical Potential | F8 | Commercial | WA - Health | New | Space Heating | Natural Gas | Windows - Secondary Glazing Systems | A | Cumulative Summer Peak Savings (MW) | Achievable Technical Potential | 0 | 0 | 0 | 0 | 0 | 0 | 0 | 0 | 0 | 0 | 0 | 0 | 0 | 0 | 0 | 0 | 0 | 0 | 0 | 0 | 0 | 0 | 0 | 0 | 0 | 0 | 0
F9_Commercial_WA - Health_New_Space Heating_Natural Gas_Windows - Secondary Glazing Systems_A_Achievable Technical Potential | F9 | Commercial | WA - Health | New | Space Heating | Natural Gas | Windows - Secondary Glazing Systems | A | Cumulative Winter Peak Savings (MW) | Achievable Technical Potential | 0 | 0 | 0 | 0 | 0 | 0 | 0 | 0 | 0 | 0 | 0 | 0 | 0 | 0 | 0 | 0 | 0 | 0 | 0 | 0 | 0 | 0 | 0 | 0 | 0 | 0 | 0
F10_Commercial_WA - Health_New_Space Heating_Natural Gas_Windows - Secondary Glazing Systems_A_Achievable Technical Potential | F10 | Commercial | WA - Health | New | Space Heating | Natural Gas | Windows - Secondary Glazing Systems | A | Purchases (Incremental) | Achievable Technical Potential | 0 | 0 | 0 | 0 | 0 | 0 | 0 | 0 | 0 | 0 | 0 | 0 | 0 | 0 | 0 | 0 | 0 | 0 | 0 | 0 | 0 | 0 | 0 | 0 | 0 | 0 | 0
F11_Commercial_WA - Health_New_Space Heating_Natural Gas_Windows - Secondary Glazing Systems_A_Achievable Technical Potential | F11 | Commercial | WA - Health | New | Space Heating | Natural Gas | Windows - Secondary Glazing Systems | A | Purchases (Cumulative) | Achievable Technical Potential | 0 | 0 | 0 | 0 | 0 | 0 | 0 | 0 | 0 | 0 | 0 | 0 | 0 | 0 | 0 | 0 | 0 | 0 | 0 | 0 | 0 | 0 | 0 | 0 | 0 | 0 | 0
F1_Commercial_WA - Health_New_Space Heating_Natural Gas_HVAC - Energy Recovery Ventilator_A_Achievable Technical Potential | F1 | Commercial | WA - Health | New | Space Heating | Natural Gas | HVAC - Energy Recovery Ventilator | A | Integrated Unit Energy Savings (kWh or therms) | Achievable Technical Potential | 0 | 0 | 0 | 0 | 0 | 0 | 0 | 0 | 0 | 0 | 0 | 0 | 0 | 0 | 0 | 0 | 0 | 0 | 0 | 0 | 0 | 0 | 0 | 0 | 0 | 0 | 0
F2_Commercial_WA - Health_New_Space Heating_Natural Gas_HVAC - Energy Recovery Ventilator_A_Achievable Technical Potential | F2 | Commercial | WA - Health | New | Space Heating | Natural Gas | HVAC - Energy Recovery Ventilator | A | Integrated Unit Summer Peak Savings (kW) | Achievable Technical Potential | 0 | 0 | 0 | 0 | 0 | 0 | 0 | 0 | 0 | 0 | 0 | 0 | 0 | 0 | 0 | 0 | 0 | 0 | 0 | 0 | 0 | 0 | 0 | 0 | 0 | 0 | 0
F3_Commercial_WA - Health_New_Space Heating_Natural Gas_HVAC - Energy Recovery Ventilator_A_Achievable Technical Potential | F3 | Commercial | WA - Health | New | Space Heating | Natural Gas | HVAC - Energy Recovery Ventilator | A | Integrated Unit Winter Peak Savings (kW) | Achievable Technical Potential | 0 | 0 | 0 | 0 | 0 | 0 | 0 | 0 | 0 | 0 | 0 | 0 | 0 | 0 | 0 | 0 | 0 | 0 | 0 | 0 | 0 | 0 | 0 | 0 | 0 | 0 | 0
F4_Commercial_WA - Health_New_Space Heating_Natural Gas_HVAC - Energy Recovery Ventilator_A_Achievable Technical Potential | F4 | Commercial | WA - Health | New | Space Heating | Natural Gas | HVAC - Energy Recovery Ventilator | A | Incremental Energy Savings (MWh or mTherms) | Achievable Technical Potential | 0 | 0 | 0 | 0 | 0 | 0 | 0 | 0 | 0 | 0 | 0 | 0 | 0 | 0 | 0 | 0 | 0 | 0 | 0 | 0 | 0 | 0 | 0 | 0 | 0 | 0 | 0
F5_Commercial_WA - Health_New_Space Heating_Natural Gas_HVAC - Energy Recovery Ventilator_A_Achievable Technical Potential | F5 | Commercial | WA - Health | New | Space Heating | Natural Gas | HVAC - Energy Recovery Ventilator | A | Incremental Summer Peak Savings (MW) | Achievable Technical Potential | 0 | 0 | 0 | 0 | 0 | 0 | 0 | 0 | 0 | 0 | 0 | 0 | 0 | 0 | 0 | 0 | 0 | 0 | 0 | 0 | 0 | 0 | 0 | 0 | 0 | 0 | 0
F6_Commercial_WA - Health_New_Space Heating_Natural Gas_HVAC - Energy Recovery Ventilator_A_Achievable Technical Potential | F6 | Commercial | WA - Health | New | Space Heating | Natural Gas | HVAC - Energy Recovery Ventilator | A | Incremental Winter Peak Savings (MW) | Achievable Technical Potential | 0 | 0 | 0 | 0 | 0 | 0 | 0 | 0 | 0 | 0 | 0 | 0 | 0 | 0 | 0 | 0 | 0 | 0 | 0 | 0 | 0 | 0 | 0 | 0 | 0 | 0 | 0
F7_Commercial_WA - Health_New_Space Heating_Natural Gas_HVAC - Energy Recovery Ventilator_A_Achievable Technical Potential | F7 | Commercial | WA - Health | New | Space Heating | Natural Gas | HVAC - Energy Recovery Ventilator | A | Cumulative Energy Savings (MWh or mTherms) | Achievable Technical Potential | 0 | 0 | 0 | 0 | 0 | 0 | 0 | 0 | 0 | 0 | 0 | 0 | 0 | 0 | 0 | 0 | 0 | 0 | 0 | 0 | 0 | 0 | 0 | 0 | 0 | 0 | 0
F8_Commercial_WA - Health_New_Space Heating_Natural Gas_HVAC - Energy Recovery Ventilator_A_Achievable Technical Potential | F8 | Commercial | WA - Health | New | Space Heating | Natural Gas | HVAC - Energy Recovery Ventilator | A | Cumulative Summer Peak Savings (MW) | Achievable Technical Potential | 0 | 0 | 0 | 0 | 0 | 0 | 0 | 0 | 0 | 0 | 0 | 0 | 0 | 0 | 0 | 0 | 0 | 0 | 0 | 0 | 0 | 0 | 0 | 0 | 0 | 0 | 0
F9_Commercial_WA - Health_New_Space Heating_Natural Gas_HVAC - Energy Recovery Ventilator_A_Achievable Technical Potential | F9 | Commercial | WA - Health | New | Space Heating | Natural Gas | HVAC - Energy Recovery Ventilator | A | Cumulative Winter Peak Savings (MW) | Achievable Technical Potential | 0 | 0 | 0 | 0 | 0 | 0 | 0 | 0 | 0 | 0 | 0 | 0 | 0 | 0 | 0 | 0 | 0 | 0 | 0 | 0 | 0 | 0 | 0 | 0 | 0 | 0 | 0
F10_Commercial_WA - Health_New_Space Heating_Natural Gas_HVAC - Energy Recovery Ventilator_A_Achievable Technical Potential | F10 | Commercial | WA - Health | New | Space Heating | Natural Gas | HVAC - Energy Recovery Ventilator | A | Purchases (Incremental) | Achievable Technical Potential | 0 | 0 | 0 | 0 | 0 | 0 | 0 | 0 | 0 | 0 | 0 | 0 | 0 | 0 | 0 | 0 | 0 | 0 | 0 | 0 | 0 | 0 | 0 | 0 | 0 | 0 | 0
F11_Commercial_WA - Health_New_Space Heating_Natural Gas_HVAC - Energy Recovery Ventilator_A_Achievable Technical Potential | F11 | Commercial | WA - Health | New | Space Heating | Natural Gas | HVAC - Energy Recovery Ventilator | A | Purchases (Cumulative) | Achievable Technical Potential | 0 | 0 | 0 | 0 | 0 | 0 | 0 | 0 | 0 | 0 | 0 | 0 | 0 | 0 | 0 | 0 | 0 | 0 | 0 | 0 | 0 | 0 | 0 | 0 | 0 | 0 | 0
F1_Commercial_WA - Health_New_Space Heating_Natural Gas_Building Shell - Air Sealing (Infiltration Control)_A_Achievable Technical Potential | F1 | Commercial | WA - Health | New | Space Heating | Natural Gas | Building Shell - Air Sealing (Infiltration Control) | A | Integrated Unit Energy Savings (kWh or therms) | Achievable Technical Potential | 0 | 0 | 0 | 0 | 0 | 0 | 0 | 0 | 0 | 0 | 0 | 0 | 0 | 0 | 0 | 0 | 0 | 0 | 0 | 0 | 0 | 0 | 0 | 0 | 0 | 0 | 0
F2_Commercial_WA - Health_New_Space Heating_Natural Gas_Building Shell - Air Sealing (Infiltration Control)_A_Achievable Technical Potential | F2 | Commercial | WA - Health | New | Space Heating | Natural Gas | Building Shell - Air Sealing (Infiltration Control) | A | Integrated Unit Summer Peak Savings (kW) | Achievable Technical Potential | 0 | 0 | 0 | 0 | 0 | 0 | 0 | 0 | 0 | 0 | 0 | 0 | 0 | 0 | 0 | 0 | 0 | 0 | 0 | 0 | 0 | 0 | 0 | 0 | 0 | 0 | 0
F3_Commercial_WA - Health_New_Space Heating_Natural Gas_Building Shell - Air Sealing (Infiltration Control)_A_Achievable Technical Potential | F3 | Commercial | WA - Health | New | Space Heating | Natural Gas | Building Shell - Air Sealing (Infiltration Control) | A | Integrated Unit Winter Peak Savings (kW) | Achievable Technical Potential | 0 | 0 | 0 | 0 | 0 | 0 | 0 | 0 | 0 | 0 | 0 | 0 | 0 | 0 | 0 | 0 | 0 | 0 | 0 | 0 | 0 | 0 | 0 | 0 | 0 | 0 | 0
F4_Commercial_WA - Health_New_Space Heating_Natural Gas_Building Shell - Air Sealing (Infiltration Control)_A_Achievable Technical Potential | F4 | Commercial | WA - Health | New | Space Heating | Natural Gas | Building Shell - Air Sealing (Infiltration Control) | A | Incremental Energy Savings (MWh or mTherms) | Achievable Technical Potential | 0 | 0 | 0 | 0 | 0 | 0 | 0 | 0 | 0 | 0 | 0 | 0 | 0 | 0 | 0 | 0 | 0 | 0 | 0 | 0 | 0 | 0 | 0 | 0 | 0 | 0 | 0
F5_Commercial_WA - Health_New_Space Heating_Natural Gas_Building Shell - Air Sealing (Infiltration Control)_A_Achievable Technical Potential | F5 | Commercial | WA - Health | New | Space Heating | Natural Gas | Building Shell - Air Sealing (Infiltration Control) | A | Incremental Summer Peak Savings (MW) | Achievable Technical Potential | 0 | 0 | 0 | 0 | 0 | 0 | 0 | 0 | 0 | 0 | 0 | 0 | 0 | 0 | 0 | 0 | 0 | 0 | 0 | 0 | 0 | 0 | 0 | 0 | 0 | 0 | 0
F6_Commercial_WA - Health_New_Space Heating_Natural Gas_Building Shell - Air Sealing (Infiltration Control)_A_Achievable Technical Potential | F6 | Commercial | WA - Health | New | Space Heating | Natural Gas | Building Shell - Air Sealing (Infiltration Control) | A | Incremental Winter Peak Savings (MW) | Achievable Technical Potential | 0 | 0 | 0 | 0 | 0 | 0 | 0 | 0 | 0 | 0 | 0 | 0 | 0 | 0 | 0 | 0 | 0 | 0 | 0 | 0 | 0 | 0 | 0 | 0 | 0 | 0 | 0
F7_Commercial_WA - Health_New_Space Heating_Natural Gas_Building Shell - Air Sealing (Infiltration Control)_A_Achievable Technical Potential | F7 | Commercial | WA - Health | New | Space Heating | Natural Gas | Building Shell - Air Sealing (Infiltration Control) | A | Cumulative Energy Savings (MWh or mTherms) | Achievable Technical Potential | 0 | 0 | 0 | 0 | 0 | 0 | 0 | 0 | 0 | 0 | 0 | 0 | 0 | 0 | 0 | 0 | 0 | 0 | 0 | 0 | 0 | 0 | 0 | 0 | 0 | 0 | 0
F8_Commercial_WA - Health_New_Space Heating_Natural Gas_Building Shell - Air Sealing (Infiltration Control)_A_Achievable Technical Potential | F8 | Commercial | WA - Health | New | Space Heating | Natural Gas | Building Shell - Air Sealing (Infiltration Control) | A | Cumulative Summer Peak Savings (MW) | Achievable Technical Potential | 0 | 0 | 0 | 0 | 0 | 0 | 0 | 0 | 0 | 0 | 0 | 0 | 0 | 0 | 0 | 0 | 0 | 0 | 0 | 0 | 0 | 0 | 0 | 0 | 0 | 0 | 0
F9_Commercial_WA - Health_New_Space Heating_Natural Gas_Building Shell - Air Sealing (Infiltration Control)_A_Achievable Technical Potential | F9 | Commercial | WA - Health | New | Space Heating | Natural Gas | Building Shell - Air Sealing (Infiltration Control) | A | Cumulative Winter Peak Savings (MW) | Achievable Technical Potential | 0 | 0 | 0 | 0 | 0 | 0 | 0 | 0 | 0 | 0 | 0 | 0 | 0 | 0 | 0 | 0 | 0 | 0 | 0 | 0 | 0 | 0 | 0 | 0 | 0 | 0 | 0
F10_Commercial_WA - Health_New_Space Heating_Natural Gas_Building Shell - Air Sealing (Infiltration Control)_A_Achievable Technical Potential | F10 | Commercial | WA - Health | New | Space Heating | Natural Gas | Building Shell - Air Sealing (Infiltration Control) | A | Purchases (Incremental) | Achievable Technical Potential | 0 | 0 | 0 | 0 | 0 | 0 | 0 | 0 | 0 | 0 | 0 | 0 | 0 | 0 | 0 | 0 | 0 | 0 | 0 | 0 | 0 | 0 | 0 | 0 | 0 | 0 | 0
F11_Commercial_WA - Health_New_Space Heating_Natural Gas_Building Shell - Air Sealing (Infiltration Control)_A_Achievable Technical Potential | F11 | Commercial | WA - Health | New | Space Heating | Natural Gas | Building Shell - Air Sealing (Infiltration Control) | A | Purchases (Cumulative) | Achievable Technical Potential | 0 | 0 | 0 | 0 | 0 | 0 | 0 | 0 | 0 | 0 | 0 | 0 | 0 | 0 | 0 | 0 | 0 | 0 | 0 | 0 | 0 | 0 | 0 | 0 | 0 | 0 | 0
F1_Commercial_WA - Health_New_Space Heating_Natural Gas_Ventilation - Demand Controlled_A_Achievable Technical Potential | F1 | Commercial | WA - Health | New | Space Heating | Natural Gas | Ventilation - Demand Controlled | A | Integrated Unit Energy Savings (kWh or therms) | Achievable Technical Potential | 0 | 0 | 0 | 0 | 0 | 0 | 0 | 0 | 0 | 0 | 0 | 0 | 0 | 0 | 0 | 0 | 0 | 0 | 0 | 0 | 0 | 0 | 0 | 0 | 0 | 0 | 0
F2_Commercial_WA - Health_New_Space Heating_Natural Gas_Ventilation - Demand Controlled_A_Achievable Technical Potential | F2 | Commercial | WA - Health | New | Space Heating | Natural Gas | Ventilation - Demand Controlled | A | Integrated Unit Summer Peak Savings (kW) | Achievable Technical Potential | 0 | 0 | 0 | 0 | 0 | 0 | 0 | 0 | 0 | 0 | 0 | 0 | 0 | 0 | 0 | 0 | 0 | 0 | 0 | 0 | 0 | 0 | 0 | 0 | 0 | 0 | 0
F3_Commercial_WA - Health_New_Space Heating_Natural Gas_Ventilation - Demand Controlled_A_Achievable Technical Potential | F3 | Commercial | WA - Health | New | Space Heating | Natural Gas | Ventilation - Demand Controlled | A | Integrated Unit Winter Peak Savings (kW) | Achievable Technical Potential | 0 | 0 | 0 | 0 | 0 | 0 | 0 | 0 | 0 | 0 | 0 | 0 | 0 | 0 | 0 | 0 | 0 | 0 | 0 | 0 | 0 | 0 | 0 | 0 | 0 | 0 | 0
F4_Commercial_WA - Health_New_Space Heating_Natural Gas_Ventilation - Demand Controlled_A_Achievable Technical Potential | F4 | Commercial | WA - Health | New | Space Heating | Natural Gas | Ventilation - Demand Controlled | A | Incremental Energy Savings (MWh or mTherms) | Achievable Technical Potential | 0 | 0 | 0 | 0 | 0 | 0 | 0 | 0 | 0 | 0 | 0 | 0 | 0 | 0 | 0 | 0 | 0 | 0 | 0 | 0 | 0 | 0 | 0 | 0 | 0 | 0 | 0
F5_Commercial_WA - Health_New_Space Heating_Natural Gas_Ventilation - Demand Controlled_A_Achievable Technical Potential | F5 | Commercial | WA - Health | New | Space Heating | Natural Gas | Ventilation - Demand Controlled | A | Incremental Summer Peak Savings (MW) | Achievable Technical Potential | 0 | 0 | 0 | 0 | 0 | 0 | 0 | 0 | 0 | 0 | 0 | 0 | 0 | 0 | 0 | 0 | 0 | 0 | 0 | 0 | 0 | 0 | 0 | 0 | 0 | 0 | 0
F6_Commercial_WA - Health_New_Space Heating_Natural Gas_Ventilation - Demand Controlled_A_Achievable Technical Potential | F6 | Commercial | WA - Health | New | Space Heating | Natural Gas | Ventilation - Demand Controlled | A | Incremental Winter Peak Savings (MW) | Achievable Technical Potential | 0 | 0 | 0 | 0 | 0 | 0 | 0 | 0 | 0 | 0 | 0 | 0 | 0 | 0 | 0 | 0 | 0 | 0 | 0 | 0 | 0 | 0 | 0 | 0 | 0 | 0 | 0
F7_Commercial_WA - Health_New_Space Heating_Natural Gas_Ventilation - Demand Controlled_A_Achievable Technical Potential | F7 | Commercial | WA - Health | New | Space Heating | Natural Gas | Ventilation - Demand Controlled | A | Cumulative Energy Savings (MWh or mTherms) | Achievable Technical Potential | 0 | 0 | 0 | 0 | 0 | 0 | 0 | 0 | 0 | 0 | 0 | 0 | 0 | 0 | 0 | 0 | 0 | 0 | 0 | 0 | 0 | 0 | 0 | 0 | 0 | 0 | 0
F8_Commercial_WA - Health_New_Space Heating_Natural Gas_Ventilation - Demand Controlled_A_Achievable Technical Potential | F8 | Commercial | WA - Health | New | Space Heating | Natural Gas | Ventilation - Demand Controlled | A | Cumulative Summer Peak Savings (MW) | Achievable Technical Potential | 0 | 0 | 0 | 0 | 0 | 0 | 0 | 0 | 0 | 0 | 0 | 0 | 0 | 0 | 0 | 0 | 0 | 0 | 0 | 0 | 0 | 0 | 0 | 0 | 0 | 0 | 0
F9_Commercial_WA - Health_New_Space Heating_Natural Gas_Ventilation - Demand Controlled_A_Achievable Technical Potential | F9 | Commercial | WA - Health | New | Space Heating | Natural Gas | Ventilation - Demand Controlled | A | Cumulative Winter Peak Savings (MW) | Achievable Technical Potential | 0 | 0 | 0 | 0 | 0 | 0 | 0 | 0 | 0 | 0 | 0 | 0 | 0 | 0 | 0 | 0 | 0 | 0 | 0 | 0 | 0 | 0 | 0 | 0 | 0 | 0 | 0
F10_Commercial_WA - Health_New_Space Heating_Natural Gas_Ventilation - Demand Controlled_A_Achievable Technical Potential | F10 | Commercial | WA - Health | New | Space Heating | Natural Gas | Ventilation - Demand Controlled | A | Purchases (Incremental) | Achievable Technical Potential | 0 | 0 | 0 | 0 | 0 | 0 | 0 | 0 | 0 | 0 | 0 | 0 | 0 | 0 | 0 | 0 | 0 | 0 | 0 | 0 | 0 | 0 | 0 | 0 | 0 | 0 | 0
F11_Commercial_WA - Health_New_Space Heating_Natural Gas_Ventilation - Demand Controlled_A_Achievable Technical Potential | F11 | Commercial | WA - Health | New | Space Heating | Natural Gas | Ventilation - Demand Controlled | A | Purchases (Cumulative) | Achievable Technical Potential | 0 | 0 | 0 | 0 | 0 | 0 | 0 | 0 | 0 | 0 | 0 | 0 | 0 | 0 | 0 | 0 | 0 | 0 | 0 | 0 | 0 | 0 | 0 | 0 | 0 | 0 | 0
F1_Commercial_WA - Health_New_Space Heating_Natural Gas_HVAC - Dedicated Outdoor Air System (DOAS)_A_Achievable Technical Potential | F1 | Commercial | WA - Health | New | Space Heating | Natural Gas | HVAC - Dedicated Outdoor Air System (DOAS) | A | Integrated Unit Energy Savings (kWh or therms) | Achievable Technical Potential | 0 | 0 | 0 | 0 | 0 | 0 | 0 | 0 | 0 | 0 | 0 | 0 | 0 | 0 | 0 | 0 | 0 | 0 | 0 | 0 | 0 | 0 | 0 | 0 | 0 | 0 | 0
F2_Commercial_WA - Health_New_Space Heating_Natural Gas_HVAC - Dedicated Outdoor Air System (DOAS)_A_Achievable Technical Potential | F2 | Commercial | WA - Health | New | Space Heating | Natural Gas | HVAC - Dedicated Outdoor Air System (DOAS) | A | Integrated Unit Summer Peak Savings (kW) | Achievable Technical Potential | 0 | 0 | 0 | 0 | 0 | 0 | 0 | 0 | 0 | 0 | 0 | 0 | 0 | 0 | 0 | 0 | 0 | 0 | 0 | 0 | 0 | 0 | 0 | 0 | 0 | 0 | 0
F3_Commercial_WA - Health_New_Space Heating_Natural Gas_HVAC - Dedicated Outdoor Air System (DOAS)_A_Achievable Technical Potential | F3 | Commercial | WA - Health | New | Space Heating | Natural Gas | HVAC - Dedicated Outdoor Air System (DOAS) | A | Integrated Unit Winter Peak Savings (kW) | Achievable Technical Potential | 0 | 0 | 0 | 0 | 0 | 0 | 0 | 0 | 0 | 0 | 0 | 0 | 0 | 0 | 0 | 0 | 0 | 0 | 0 | 0 | 0 | 0 | 0 | 0 | 0 | 0 | 0
F4_Commercial_WA - Health_New_Space Heating_Natural Gas_HVAC - Dedicated Outdoor Air System (DOAS)_A_Achievable Technical Potential | F4 | Commercial | WA - Health | New | Space Heating | Natural Gas | HVAC - Dedicated Outdoor Air System (DOAS) | A | Incremental Energy Savings (MWh or mTherms) | Achievable Technical Potential | 0 | 0 | 0 | 0 | 0 | 0 | 0 | 0 | 0 | 0 | 0 | 0 | 0 | 0 | 0 | 0 | 0 | 0 | 0 | 0 | 0 | 0 | 0 | 0 | 0 | 0 | 0
F5_Commercial_WA - Health_New_Space Heating_Natural Gas_HVAC - Dedicated Outdoor Air System (DOAS)_A_Achievable Technical Potential | F5 | Commercial | WA - Health | New | Space Heating | Natural Gas | HVAC - Dedicated Outdoor Air System (DOAS) | A | Incremental Summer Peak Savings (MW) | Achievable Technical Potential | 0 | 0 | 0 | 0 | 0 | 0 | 0 | 0 | 0 | 0 | 0 | 0 | 0 | 0 | 0 | 0 | 0 | 0 | 0 | 0 | 0 | 0 | 0 | 0 | 0 | 0 | 0
F6_Commercial_WA - Health_New_Space Heating_Natural Gas_HVAC - Dedicated Outdoor Air System (DOAS)_A_Achievable Technical Potential | F6 | Commercial | WA - Health | New | Space Heating | Natural Gas | HVAC - Dedicated Outdoor Air System (DOAS) | A | Incremental Winter Peak Savings (MW) | Achievable Technical Potential | 0 | 0 | 0 | 0 | 0 | 0 | 0 | 0 | 0 | 0 | 0 | 0 | 0 | 0 | 0 | 0 | 0 | 0 | 0 | 0 | 0 | 0 | 0 | 0 | 0 | 0 | 0
F7_Commercial_WA - Health_New_Space Heating_Natural Gas_HVAC - Dedicated Outdoor Air System (DOAS)_A_Achievable Technical Potential | F7 | Commercial | WA - Health | New | Space Heating | Natural Gas | HVAC - Dedicated Outdoor Air System (DOAS) | A | Cumulative Energy Savings (MWh or mTherms) | Achievable Technical Potential | 0 | 0 | 0 | 0 | 0 | 0 | 0 | 0 | 0 | 0 | 0 | 0 | 0 | 0 | 0 | 0 | 0 | 0 | 0 | 0 | 0 | 0 | 0 | 0 | 0 | 0 | 0
F8_Commercial_WA - Health_New_Space Heating_Natural Gas_HVAC - Dedicated Outdoor Air System (DOAS)_A_Achievable Technical Potential | F8 | Commercial | WA - Health | New | Space Heating | Natural Gas | HVAC - Dedicated Outdoor Air System (DOAS) | A | Cumulative Summer Peak Savings (MW) | Achievable Technical Potential | 0 | 0 | 0 | 0 | 0 | 0 | 0 | 0 | 0 | 0 | 0 | 0 | 0 | 0 | 0 | 0 | 0 | 0 | 0 | 0 | 0 | 0 | 0 | 0 | 0 | 0 | 0
F9_Commercial_WA - Health_New_Space Heating_Natural Gas_HVAC - Dedicated Outdoor Air System (DOAS)_A_Achievable Technical Potential | F9 | Commercial | WA - Health | New | Space Heating | Natural Gas | HVAC - Dedicated Outdoor Air System (DOAS) | A | Cumulative Winter Peak Savings (MW) | Achievable Technical Potential | 0 | 0 | 0 | 0 | 0 | 0 | 0 | 0 | 0 | 0 | 0 | 0 | 0 | 0 | 0 | 0 | 0 | 0 | 0 | 0 | 0 | 0 | 0 | 0 | 0 | 0 | 0
F10_Commercial_WA - Health_New_Space Heating_Natural Gas_HVAC - Dedicated Outdoor Air System (DOAS)_A_Achievable Technical Potential | F10 | Commercial | WA - Health | New | Space Heating | Natural Gas | HVAC - Dedicated Outdoor Air System (DOAS) | A | Purchases (Incremental) | Achievable Technical Potential | 0 | 0 | 0 | 0 | 0 | 0 | 0 | 0 | 0 | 0 | 0 | 0 | 0 | 0 | 0 | 0 | 0 | 0 | 0 | 0 | 0 | 0 | 0 | 0 | 0 | 0 | 0
F11_Commercial_WA - Health_New_Space Heating_Natural Gas_HVAC - Dedicated Outdoor Air System (DOAS)_A_Achievable Technical Potential | F11 | Commercial | WA - Health | New | Space Heating | Natural Gas | HVAC - Dedicated Outdoor Air System (DOAS) | A | Purchases (Cumulative) | Achievable Technical Potential | 0 | 0 | 0 | 0 | 0 | 0 | 0 | 0 | 0 | 0 | 0 | 0 | 0 | 0 | 0 | 0 | 0 | 0 | 0 | 0 | 0 | 0 | 0 | 0 | 0 | 0 | 0
F1_Commercial_WA - Health_New_Space Heating_Natural Gas_Destratification Fans (HVLS)_A_Achievable Technical Potential | F1 | Commercial | WA - Health | New | Space Heating | Natural Gas | Destratification Fans (HVLS) | A | Integrated Unit Energy Savings (kWh or therms) | Achievable Technical Potential | 0 | 0 | 0 | 0 | 0 | 0 | 0 | 0 | 0 | 0 | 0 | 0 | 0 | 0 | 0 | 0 | 0 | 0 | 0 | 0 | 0 | 0 | 0 | 0 | 0 | 0 | 0
F2_Commercial_WA - Health_New_Space Heating_Natural Gas_Destratification Fans (HVLS)_A_Achievable Technical Potential | F2 | Commercial | WA - Health | New | Space Heating | Natural Gas | Destratification Fans (HVLS) | A | Integrated Unit Summer Peak Savings (kW) | Achievable Technical Potential | 0 | 0 | 0 | 0 | 0 | 0 | 0 | 0 | 0 | 0 | 0 | 0 | 0 | 0 | 0 | 0 | 0 | 0 | 0 | 0 | 0 | 0 | 0 | 0 | 0 | 0 | 0
F3_Commercial_WA - Health_New_Space Heating_Natural Gas_Destratification Fans (HVLS)_A_Achievable Technical Potential | F3 | Commercial | WA - Health | New | Space Heating | Natural Gas | Destratification Fans (HVLS) | A | Integrated Unit Winter Peak Savings (kW) | Achievable Technical Potential | 0 | 0 | 0 | 0 | 0 | 0 | 0 | 0 | 0 | 0 | 0 | 0 | 0 | 0 | 0 | 0 | 0 | 0 | 0 | 0 | 0 | 0 | 0 | 0 | 0 | 0 | 0
F4_Commercial_WA - Health_New_Space Heating_Natural Gas_Destratification Fans (HVLS)_A_Achievable Technical Potential | F4 | Commercial | WA - Health | New | Space Heating | Natural Gas | Destratification Fans (HVLS) | A | Incremental Energy Savings (MWh or mTherms) | Achievable Technical Potential | 0 | 0 | 0 | 0 | 0 | 0 | 0 | 0 | 0 | 0 | 0 | 0 | 0 | 0 | 0 | 0 | 0 | 0 | 0 | 0 | 0 | 0 | 0 | 0 | 0 | 0 | 0
F5_Commercial_WA - Health_New_Space Heating_Natural Gas_Destratification Fans (HVLS)_A_Achievable Technical Potential | F5 | Commercial | WA - Health | New | Space Heating | Natural Gas | Destratification Fans (HVLS) | A | Incremental Summer Peak Savings (MW) | Achievable Technical Potential | 0 | 0 | 0 | 0 | 0 | 0 | 0 | 0 | 0 | 0 | 0 | 0 | 0 | 0 | 0 | 0 | 0 | 0 | 0 | 0 | 0 | 0 | 0 | 0 | 0 | 0 | 0
F6_Commercial_WA - Health_New_Space Heating_Natural Gas_Destratification Fans (HVLS)_A_Achievable Technical Potential | F6 | Commercial | WA - Health | New | Space Heating | Natural Gas | Destratification Fans (HVLS) | A | Incremental Winter Peak Savings (MW) | Achievable Technical Potential | 0 | 0 | 0 | 0 | 0 | 0 | 0 | 0 | 0 | 0 | 0 | 0 | 0 | 0 | 0 | 0 | 0 | 0 | 0 | 0 | 0 | 0 | 0 | 0 | 0 | 0 | 0
F7_Commercial_WA - Health_New_Space Heating_Natural Gas_Destratification Fans (HVLS)_A_Achievable Technical Potential | F7 | Commercial | WA - Health | New | Space Heating | Natural Gas | Destratification Fans (HVLS) | A | Cumulative Energy Savings (MWh or mTherms) | Achievable Technical Potential | 0 | 0 | 0 | 0 | 0 | 0 | 0 | 0 | 0 | 0 | 0 | 0 | 0 | 0 | 0 | 0 | 0 | 0 | 0 | 0 | 0 | 0 | 0 | 0 | 0 | 0 | 0
F8_Commercial_WA - Health_New_Space Heating_Natural Gas_Destratification Fans (HVLS)_A_Achievable Technical Potential | F8 | Commercial | WA - Health | New | Space Heating | Natural Gas | Destratification Fans (HVLS) | A | Cumulative Summer Peak Savings (MW) | Achievable Technical Potential | 0 | 0 | 0 | 0 | 0 | 0 | 0 | 0 | 0 | 0 | 0 | 0 | 0 | 0 | 0 | 0 | 0 | 0 | 0 | 0 | 0 | 0 | 0 | 0 | 0 | 0 | 0
F9_Commercial_WA - Health_New_Space Heating_Natural Gas_Destratification Fans (HVLS)_A_Achievable Technical Potential | F9 | Commercial | WA - Health | New | Space Heating | Natural Gas | Destratification Fans (HVLS) | A | Cumulative Winter Peak Savings (MW) | Achievable Technical Potential | 0 | 0 | 0 | 0 | 0 | 0 | 0 | 0 | 0 | 0 | 0 | 0 | 0 | 0 | 0 | 0 | 0 | 0 | 0 | 0 | 0 | 0 | 0 | 0 | 0 | 0 | 0
F10_Commercial_WA - Health_New_Space Heating_Natural Gas_Destratification Fans (HVLS)_A_Achievable Technical Potential | F10 | Commercial | WA - Health | New | Space Heating | Natural Gas | Destratification Fans (HVLS) | A | Purchases (Incremental) | Achievable Technical Potential | 0 | 0 | 0 | 0 | 0 | 0 | 0 | 0 | 0 | 0 | 0 | 0 | 0 | 0 | 0 | 0 | 0 | 0 | 0 | 0 | 0 | 0 | 0 | 0 | 0 | 0 | 0
F11_Commercial_WA - Health_New_Space Heating_Natural Gas_Destratification Fans (HVLS)_A_Achievable Technical Potential | F11 | Commercial | WA - Health | New | Space Heating | Natural Gas | Destratification Fans (HVLS) | A | Purchases (Cumulative) | Achievable Technical Potential | 0 | 0 | 0 | 0 | 0 | 0 | 0 | 0 | 0 | 0 | 0 | 0 | 0 | 0 | 0 | 0 | 0 | 0 | 0 | 0 | 0 | 0 | 0 | 0 | 0 | 0 | 0
F1_Commercial_WA - Health_New_Space Heating_Natural Gas_Gas Boiler - Maintenance_A_Achievable Technical Potential | F1 | Commercial | WA - Health | New | Space Heating | Natural Gas | Gas Boiler - Maintenance | A | Integrated Unit Energy Savings (kWh or therms) | Achievable Technical Potential | 0 | 0 | 0 | 0 | 0 | 0 | 0 | 0 | 0 | 0 | 0 | 0 | 0 | 0 | 0 | 0 | 0 | 0 | 0 | 0 | 0 | 0 | 0 | 0 | 0 | 0 | 0
F2_Commercial_WA - Health_New_Space Heating_Natural Gas_Gas Boiler - Maintenance_A_Achievable Technical Potential | F2 | Commercial | WA - Health | New | Space Heating | Natural Gas | Gas Boiler - Maintenance | A | Integrated Unit Summer Peak Savings (kW) | Achievable Technical Potential | 0 | 0 | 0 | 0 | 0 | 0 | 0 | 0 | 0 | 0 | 0 | 0 | 0 | 0 | 0 | 0 | 0 | 0 | 0 | 0 | 0 | 0 | 0 | 0 | 0 | 0 | 0
F3_Commercial_WA - Health_New_Space Heating_Natural Gas_Gas Boiler - Maintenance_A_Achievable Technical Potential | F3 | Commercial | WA - Health | New | Space Heating | Natural Gas | Gas Boiler - Maintenance | A | Integrated Unit Winter Peak Savings (kW) | Achievable Technical Potential | 0 | 0 | 0 | 0 | 0 | 0 | 0 | 0 | 0 | 0 | 0 | 0 | 0 | 0 | 0 | 0 | 0 | 0 | 0 | 0 | 0 | 0 | 0 | 0 | 0 | 0 | 0
F4_Commercial_WA - Health_New_Space Heating_Natural Gas_Gas Boiler - Maintenance_A_Achievable Technical Potential | F4 | Commercial | WA - Health | New | Space Heating | Natural Gas | Gas Boiler - Maintenance | A | Incremental Energy Savings (MWh or mTherms) | Achievable Technical Potential | 0 | 0 | 0 | 0 | 0 | 0 | 0 | 0 | 0 | 0 | 0 | 0 | 0 | 0 | 0 | 0 | 0 | 0 | 0 | 0 | 0 | 0 | 0 | 0 | 0 | 0 | 0
F5_Commercial_WA - Health_New_Space Heating_Natural Gas_Gas Boiler - Maintenance_A_Achievable Technical Potential | F5 | Commercial | WA - Health | New | Space Heating | Natural Gas | Gas Boiler - Maintenance | A | Incremental Summer Peak Savings (MW) | Achievable Technical Potential | 0 | 0 | 0 | 0 | 0 | 0 | 0 | 0 | 0 | 0 | 0 | 0 | 0 | 0 | 0 | 0 | 0 | 0 | 0 | 0 | 0 | 0 | 0 | 0 | 0 | 0 | 0
F6_Commercial_WA - Health_New_Space Heating_Natural Gas_Gas Boiler - Maintenance_A_Achievable Technical Potential | F6 | Commercial | WA - Health | New | Space Heating | Natural Gas | Gas Boiler - Maintenance | A | Incremental Winter Peak Savings (MW) | Achievable Technical Potential | 0 | 0 | 0 | 0 | 0 | 0 | 0 | 0 | 0 | 0 | 0 | 0 | 0 | 0 | 0 | 0 | 0 | 0 | 0 | 0 | 0 | 0 | 0 | 0 | 0 | 0 | 0
F7_Commercial_WA - Health_New_Space Heating_Natural Gas_Gas Boiler - Maintenance_A_Achievable Technical Potential | F7 | Commercial | WA - Health | New | Space Heating | Natural Gas | Gas Boiler - Maintenance | A | Cumulative Energy Savings (MWh or mTherms) | Achievable Technical Potential | 0 | 0 | 0 | 0 | 0 | 0 | 0 | 0 | 0 | 0 | 0 | 0 | 0 | 0 | 0 | 0 | 0 | 0 | 0 | 0 | 0 | 0 | 0 | 0 | 0 | 0 | 0
F8_Commercial_WA - Health_New_Space Heating_Natural Gas_Gas Boiler - Maintenance_A_Achievable Technical Potential | F8 | Commercial | WA - Health | New | Space Heating | Natural Gas | Gas Boiler - Maintenance | A | Cumulative Summer Peak Savings (MW) | Achievable Technical Potential | 0 | 0 | 0 | 0 | 0 | 0 | 0 | 0 | 0 | 0 | 0 | 0 | 0 | 0 | 0 | 0 | 0 | 0 | 0 | 0 | 0 | 0 | 0 | 0 | 0 | 0 | 0
F9_Commercial_WA - Health_New_Space Heating_Natural Gas_Gas Boiler - Maintenance_A_Achievable Technical Potential | F9 | Commercial | WA - Health | New | Space Heating | Natural Gas | Gas Boiler - Maintenance | A | Cumulative Winter Peak Savings (MW) | Achievable Technical Potential | 0 | 0 | 0 | 0 | 0 | 0 | 0 | 0 | 0 | 0 | 0 | 0 | 0 | 0 | 0 | 0 | 0 | 0 | 0 | 0 | 0 | 0 | 0 | 0 | 0 | 0 | 0
F10_Commercial_WA - Health_New_Space Heating_Natural Gas_Gas Boiler - Maintenance_A_Achievable Technical Potential | F10 | Commercial | WA - Health | New | Space Heating | Natural Gas | Gas Boiler - Maintenance | A | Purchases (Incremental) | Achievable Technical Potential | 0 | 0 | 0 | 0 | 0 | 0 | 0 | 0 | 0 | 0 | 0 | 0 | 0 | 0 | 0 | 0 | 0 | 0 | 0 | 0 | 0 | 0 | 0 | 0 | 0 | 0 | 0
F11_Commercial_WA - Health_New_Space Heating_Natural Gas_Gas Boiler - Maintenance_A_Achievable Technical Potential | F11 | Commercial | WA - Health | New | Space Heating | Natural Gas | Gas Boiler - Maintenance | A | Purchases (Cumulative) | Achievable Technical Potential | 0 | 0 | 0 | 0 | 0 | 0 | 0 | 0 | 0 | 0 | 0 | 0 | 0 | 0 | 0 | 0 | 0 | 0 | 0 | 0 | 0 | 0 | 0 | 0 | 0 | 0 | 0
F1_Commercial_WA - Health_New_Space Heating_Natural Gas_Gas Furnace - Maintenance_A_Achievable Technical Potential | F1 | Commercial | WA - Health | New | Space Heating | Natural Gas | Gas Furnace - Maintenance | A | Integrated Unit Energy Savings (kWh or therms) | Achievable Technical Potential | 0 | 0 | 0 | 0 | 0 | 0 | 0 | 0 | 0 | 0 | 0 | 0 | 0 | 0 | 0 | 0 | 0 | 0 | 0 | 0 | 0 | 0 | 0 | 0 | 0 | 0 | 0
F2_Commercial_WA - Health_New_Space Heating_Natural Gas_Gas Furnace - Maintenance_A_Achievable Technical Potential | F2 | Commercial | WA - Health | New | Space Heating | Natural Gas | Gas Furnace - Maintenance | A | Integrated Unit Summer Peak Savings (kW) | Achievable Technical Potential | 0 | 0 | 0 | 0 | 0 | 0 | 0 | 0 | 0 | 0 | 0 | 0 | 0 | 0 | 0 | 0 | 0 | 0 | 0 | 0 | 0 | 0 | 0 | 0 | 0 | 0 | 0
F3_Commercial_WA - Health_New_Space Heating_Natural Gas_Gas Furnace - Maintenance_A_Achievable Technical Potential | F3 | Commercial | WA - Health | New | Space Heating | Natural Gas | Gas Furnace - Maintenance | A | Integrated Unit Winter Peak Savings (kW) | Achievable Technical Potential | 0 | 0 | 0 | 0 | 0 | 0 | 0 | 0 | 0 | 0 | 0 | 0 | 0 | 0 | 0 | 0 | 0 | 0 | 0 | 0 | 0 | 0 | 0 | 0 | 0 | 0 | 0
F4_Commercial_WA - Health_New_Space Heating_Natural Gas_Gas Furnace - Maintenance_A_Achievable Technical Potential | F4 | Commercial | WA - Health | New | Space Heating | Natural Gas | Gas Furnace - Maintenance | A | Incremental Energy Savings (MWh or mTherms) | Achievable Technical Potential | 0 | 0 | 0 | 0 | 0 | 0 | 0 | 0 | 0 | 0 | 0 | 0 | 0 | 0 | 0 | 0 | 0 | 0 | 0 | 0 | 0 | 0 | 0 | 0 | 0 | 0 | 0
F5_Commercial_WA - Health_New_Space Heating_Natural Gas_Gas Furnace - Maintenance_A_Achievable Technical Potential | F5 | Commercial | WA - Health | New | Space Heating | Natural Gas | Gas Furnace - Maintenance | A | Incremental Summer Peak Savings (MW) | Achievable Technical Potential | 0 | 0 | 0 | 0 | 0 | 0 | 0 | 0 | 0 | 0 | 0 | 0 | 0 | 0 | 0 | 0 | 0 | 0 | 0 | 0 | 0 | 0 | 0 | 0 | 0 | 0 | 0
F6_Commercial_WA - Health_New_Space Heating_Natural Gas_Gas Furnace - Maintenance_A_Achievable Technical Potential | F6 | Commercial | WA - Health | New | Space Heating | Natural Gas | Gas Furnace - Maintenance | A | Incremental Winter Peak Savings (MW) | Achievable Technical Potential | 0 | 0 | 0 | 0 | 0 | 0 | 0 | 0 | 0 | 0 | 0 | 0 | 0 | 0 | 0 | 0 | 0 | 0 | 0 | 0 | 0 | 0 | 0 | 0 | 0 | 0 | 0
F7_Commercial_WA - Health_New_Space Heating_Natural Gas_Gas Furnace - Maintenance_A_Achievable Technical Potential | F7 | Commercial | WA - Health | New | Space Heating | Natural Gas | Gas Furnace - Maintenance | A | Cumulative Energy Savings (MWh or mTherms) | Achievable Technical Potential | 0 | 0 | 0 | 0 | 0 | 0 | 0 | 0 | 0 | 0 | 0 | 0 | 0 | 0 | 0 | 0 | 0 | 0 | 0 | 0 | 0 | 0 | 0 | 0 | 0 | 0 | 0
F8_Commercial_WA - Health_New_Space Heating_Natural Gas_Gas Furnace - Maintenance_A_Achievable Technical Potential | F8 | Commercial | WA - Health | New | Space Heating | Natural Gas | Gas Furnace - Maintenance | A | Cumulative Summer Peak Savings (MW) | Achievable Technical Potential | 0 | 0 | 0 | 0 | 0 | 0 | 0 | 0 | 0 | 0 | 0 | 0 | 0 | 0 | 0 | 0 | 0 | 0 | 0 | 0 | 0 | 0 | 0 | 0 | 0 | 0 | 0
F9_Commercial_WA - Health_New_Space Heating_Natural Gas_Gas Furnace - Maintenance_A_Achievable Technical Potential | F9 | Commercial | WA - Health | New | Space Heating | Natural Gas | Gas Furnace - Maintenance | A | Cumulative Winter Peak Savings (MW) | Achievable Technical Potential | 0 | 0 | 0 | 0 | 0 | 0 | 0 | 0 | 0 | 0 | 0 | 0 | 0 | 0 | 0 | 0 | 0 | 0 | 0 | 0 | 0 | 0 | 0 | 0 | 0 | 0 | 0
F10_Commercial_WA - Health_New_Space Heating_Natural Gas_Gas Furnace - Maintenance_A_Achievable Technical Potential | F10 | Commercial | WA - Health | New | Space Heating | Natural Gas | Gas Furnace - Maintenance | A | Purchases (Incremental) | Achievable Technical Potential | 0 | 0 | 0 | 0 | 0 | 0 | 0 | 0 | 0 | 0 | 0 | 0 | 0 | 0 | 0 | 0 | 0 | 0 | 0 | 0 | 0 | 0 | 0 | 0 | 0 | 0 | 0
F11_Commercial_WA - Health_New_Space Heating_Natural Gas_Gas Furnace - Maintenance_A_Achievable Technical Potential | F11 | Commercial | WA - Health | New | Space Heating | Natural Gas | Gas Furnace - Maintenance | A | Purchases (Cumulative) | Achievable Technical Potential | 0 | 0 | 0 | 0 | 0 | 0 | 0 | 0 | 0 | 0 | 0 | 0 | 0 | 0 | 0 | 0 | 0 | 0 | 0 | 0 | 0 | 0 | 0 | 0 | 0 | 0 | 0
F1_Commercial_WA - Health_New_Space Heating_Natural Gas_Gas Boiler - Hot Water Reset_A_Achievable Technical Potential | F1 | Commercial | WA - Health | New | Space Heating | Natural Gas | Gas Boiler - Hot Water Reset | A | Integrated Unit Energy Savings (kWh or therms) | Achievable Technical Potential | 0 | 0 | 0 | 0 | 0 | 0 | 0 | 0 | 0 | 0 | 0 | 0 | 0 | 0 | 0 | 0 | 0 | 0 | 0 | 0 | 0 | 0 | 0 | 0 | 0 | 0 | 0
F2_Commercial_WA - Health_New_Space Heating_Natural Gas_Gas Boiler - Hot Water Reset_A_Achievable Technical Potential | F2 | Commercial | WA - Health | New | Space Heating | Natural Gas | Gas Boiler - Hot Water Reset | A | Integrated Unit Summer Peak Savings (kW) | Achievable Technical Potential | 0 | 0 | 0 | 0 | 0 | 0 | 0 | 0 | 0 | 0 | 0 | 0 | 0 | 0 | 0 | 0 | 0 | 0 | 0 | 0 | 0 | 0 | 0 | 0 | 0 | 0 | 0
F3_Commercial_WA - Health_New_Space Heating_Natural Gas_Gas Boiler - Hot Water Reset_A_Achievable Technical Potential | F3 | Commercial | WA - Health | New | Space Heating | Natural Gas | Gas Boiler - Hot Water Reset | A | Integrated Unit Winter Peak Savings (kW) | Achievable Technical Potential | 0 | 0 | 0 | 0 | 0 | 0 | 0 | 0 | 0 | 0 | 0 | 0 | 0 | 0 | 0 | 0 | 0 | 0 | 0 | 0 | 0 | 0 | 0 | 0 | 0 | 0 | 0
F4_Commercial_WA - Health_New_Space Heating_Natural Gas_Gas Boiler - Hot Water Reset_A_Achievable Technical Potential | F4 | Commercial | WA - Health | New | Space Heating | Natural Gas | Gas Boiler - Hot Water Reset | A | Incremental Energy Savings (MWh or mTherms) | Achievable Technical Potential | 0 | 0 | 0 | 0 | 0 | 0 | 0 | 0 | 0 | 0 | 0 | 0 | 0 | 0 | 0 | 0 | 0 | 0 | 0 | 0 | 0 | 0 | 0 | 0 | 0 | 0 | 0
F5_Commercial_WA - Health_New_Space Heating_Natural Gas_Gas Boiler - Hot Water Reset_A_Achievable Technical Potential | F5 | Commercial | WA - Health | New | Space Heating | Natural Gas | Gas Boiler - Hot Water Reset | A | Incremental Summer Peak Savings (MW) | Achievable Technical Potential | 0 | 0 | 0 | 0 | 0 | 0 | 0 | 0 | 0 | 0 | 0 | 0 | 0 | 0 | 0 | 0 | 0 | 0 | 0 | 0 | 0 | 0 | 0 | 0 | 0 | 0 | 0
F6_Commercial_WA - Health_New_Space Heating_Natural Gas_Gas Boiler - Hot Water Reset_A_Achievable Technical Potential | F6 | Commercial | WA - Health | New | Space Heating | Natural Gas | Gas Boiler - Hot Water Reset | A | Incremental Winter Peak Savings (MW) | Achievable Technical Potential | 0 | 0 | 0 | 0 | 0 | 0 | 0 | 0 | 0 | 0 | 0 | 0 | 0 | 0 | 0 | 0 | 0 | 0 | 0 | 0 | 0 | 0 | 0 | 0 | 0 | 0 | 0
F7_Commercial_WA - Health_New_Space Heating_Natural Gas_Gas Boiler - Hot Water Reset_A_Achievable Technical Potential | F7 | Commercial | WA - Health | New | Space Heating | Natural Gas | Gas Boiler - Hot Water Reset | A | Cumulative Energy Savings (MWh or mTherms) | Achievable Technical Potential | 0 | 0 | 0 | 0 | 0 | 0 | 0 | 0 | 0 | 0 | 0 | 0 | 0 | 0 | 0 | 0 | 0 | 0 | 0 | 0 | 0 | 0 | 0 | 0 | 0 | 0 | 0
F8_Commercial_WA - Health_New_Space Heating_Natural Gas_Gas Boiler - Hot Water Reset_A_Achievable Technical Potential | F8 | Commercial | WA - Health | New | Space Heating | Natural Gas | Gas Boiler - Hot Water Reset | A | Cumulative Summer Peak Savings (MW) | Achievable Technical Potential | 0 | 0 | 0 | 0 | 0 | 0 | 0 | 0 | 0 | 0 | 0 | 0 | 0 | 0 | 0 | 0 | 0 | 0 | 0 | 0 | 0 | 0 | 0 | 0 | 0 | 0 | 0
F9_Commercial_WA - Health_New_Space Heating_Natural Gas_Gas Boiler - Hot Water Reset_A_Achievable Technical Potential | F9 | Commercial | WA - Health | New | Space Heating | Natural Gas | Gas Boiler - Hot Water Reset | A | Cumulative Winter Peak Savings (MW) | Achievable Technical Potential | 0 | 0 | 0 | 0 | 0 | 0 | 0 | 0 | 0 | 0 | 0 | 0 | 0 | 0 | 0 | 0 | 0 | 0 | 0 | 0 | 0 | 0 | 0 | 0 | 0 | 0 | 0
F10_Commercial_WA - Health_New_Space Heating_Natural Gas_Gas Boiler - Hot Water Reset_A_Achievable Technical Potential | F10 | Commercial | WA - Health | New | Space Heating | Natural Gas | Gas Boiler - Hot Water Reset | A | Purchases (Incremental) | Achievable Technical Potential | 0 | 0 | 0 | 0 | 0 | 0 | 0 | 0 | 0 | 0 | 0 | 0 | 0 | 0 | 0 | 0 | 0 | 0 | 0 | 0 | 0 | 0 | 0 | 0 | 0 | 0 | 0
F11_Commercial_WA - Health_New_Space Heating_Natural Gas_Gas Boiler - Hot Water Reset_A_Achievable Technical Potential | F11 | Commercial | WA - Health | New | Space Heating | Natural Gas | Gas Boiler - Hot Water Reset | A | Purchases (Cumulative) | Achievable Technical Potential | 0 | 0 | 0 | 0 | 0 | 0 | 0 | 0 | 0 | 0 | 0 | 0 | 0 | 0 | 0 | 0 | 0 | 0 | 0 | 0 | 0 | 0 | 0 | 0 | 0 | 0 | 0
F1_Commercial_WA - Health_New_Space Heating_Natural Gas_Gas Boiler - Steam Trap Replacement_A_Achievable Technical Potential | F1 | Commercial | WA - Health | New | Space Heating | Natural Gas | Gas Boiler - Steam Trap Replacement | A | Integrated Unit Energy Savings (kWh or therms) | Achievable Technical Potential | 0 | 0 | 0 | 0 | 0 | 0 | 0 | 0 | 0 | 0 | 0 | 0 | 0 | 0 | 0 | 0 | 0 | 0 | 0 | 0 | 0 | 0 | 0 | 0 | 0 | 0 | 0
F2_Commercial_WA - Health_New_Space Heating_Natural Gas_Gas Boiler - Steam Trap Replacement_A_Achievable Technical Potential | F2 | Commercial | WA - Health | New | Space Heating | Natural Gas | Gas Boiler - Steam Trap Replacement | A | Integrated Unit Summer Peak Savings (kW) | Achievable Technical Potential | 0 | 0 | 0 | 0 | 0 | 0 | 0 | 0 | 0 | 0 | 0 | 0 | 0 | 0 | 0 | 0 | 0 | 0 | 0 | 0 | 0 | 0 | 0 | 0 | 0 | 0 | 0
F3_Commercial_WA - Health_New_Space Heating_Natural Gas_Gas Boiler - Steam Trap Replacement_A_Achievable Technical Potential | F3 | Commercial | WA - Health | New | Space Heating | Natural Gas | Gas Boiler - Steam Trap Replacement | A | Integrated Unit Winter Peak Savings (kW) | Achievable Technical Potential | 0 | 0 | 0 | 0 | 0 | 0 | 0 | 0 | 0 | 0 | 0 | 0 | 0 | 0 | 0 | 0 | 0 | 0 | 0 | 0 | 0 | 0 | 0 | 0 | 0 | 0 | 0
F4_Commercial_WA - Health_New_Space Heating_Natural Gas_Gas Boiler - Steam Trap Replacement_A_Achievable Technical Potential | F4 | Commercial | WA - Health | New | Space Heating | Natural Gas | Gas Boiler - Steam Trap Replacement | A | Incremental Energy Savings (MWh or mTherms) | Achievable Technical Potential | 0 | 0 | 0 | 0 | 0 | 0 | 0 | 0 | 0 | 0 | 0 | 0 | 0 | 0 | 0 | 0 | 0 | 0 | 0 | 0 | 0 | 0 | 0 | 0 | 0 | 0 | 0
F5_Commercial_WA - Health_New_Space Heating_Natural Gas_Gas Boiler - Steam Trap Replacement_A_Achievable Technical Potential | F5 | Commercial | WA - Health | New | Space Heating | Natural Gas | Gas Boiler - Steam Trap Replacement | A | Incremental Summer Peak Savings (MW) | Achievable Technical Potential | 0 | 0 | 0 | 0 | 0 | 0 | 0 | 0 | 0 | 0 | 0 | 0 | 0 | 0 | 0 | 0 | 0 | 0 | 0 | 0 | 0 | 0 | 0 | 0 | 0 | 0 | 0
F6_Commercial_WA - Health_New_Space Heating_Natural Gas_Gas Boiler - Steam Trap Replacement_A_Achievable Technical Potential | F6 | Commercial | WA - Health | New | Space Heating | Natural Gas | Gas Boiler - Steam Trap Replacement | A | Incremental Winter Peak Savings (MW) | Achievable Technical Potential | 0 | 0 | 0 | 0 | 0 | 0 | 0 | 0 | 0 | 0 | 0 | 0 | 0 | 0 | 0 | 0 | 0 | 0 | 0 | 0 | 0 | 0 | 0 | 0 | 0 | 0 | 0
F7_Commercial_WA - Health_New_Space Heating_Natural Gas_Gas Boiler - Steam Trap Replacement_A_Achievable Technical Potential | F7 | Commercial | WA - Health | New | Space Heating | Natural Gas | Gas Boiler - Steam Trap Replacement | A | Cumulative Energy Savings (MWh or mTherms) | Achievable Technical Potential | 0 | 0 | 0 | 0 | 0 | 0 | 0 | 0 | 0 | 0 | 0 | 0 | 0 | 0 | 0 | 0 | 0 | 0 | 0 | 0 | 0 | 0 | 0 | 0 | 0 | 0 | 0
F8_Commercial_WA - Health_New_Space Heating_Natural Gas_Gas Boiler - Steam Trap Replacement_A_Achievable Technical Potential | F8 | Commercial | WA - Health | New | Space Heating | Natural Gas | Gas Boiler - Steam Trap Replacement | A | Cumulative Summer Peak Savings (MW) | Achievable Technical Potential | 0 | 0 | 0 | 0 | 0 | 0 | 0 | 0 | 0 | 0 | 0 | 0 | 0 | 0 | 0 | 0 | 0 | 0 | 0 | 0 | 0 | 0 | 0 | 0 | 0 | 0 | 0
F9_Commercial_WA - Health_New_Space Heating_Natural Gas_Gas Boiler - Steam Trap Replacement_A_Achievable Technical Potential | F9 | Commercial | WA - Health | New | Space Heating | Natural Gas | Gas Boiler - Steam Trap Replacement | A | Cumulative Winter Peak Savings (MW) | Achievable Technical Potential | 0 | 0 | 0 | 0 | 0 | 0 | 0 | 0 | 0 | 0 | 0 | 0 | 0 | 0 | 0 | 0 | 0 | 0 | 0 | 0 | 0 | 0 | 0 | 0 | 0 | 0 | 0
F10_Commercial_WA - Health_New_Space Heating_Natural Gas_Gas Boiler - Steam Trap Replacement_A_Achievable Technical Potential | F10 | Commercial | WA - Health | New | Space Heating | Natural Gas | Gas Boiler - Steam Trap Replacement | A | Purchases (Incremental) | Achievable Technical Potential | 0 | 0 | 0 | 0 | 0 | 0 | 0 | 0 | 0 | 0 | 0 | 0 | 0 | 0 | 0 | 0 | 0 | 0 | 0 | 0 | 0 | 0 | 0 | 0 | 0 | 0 | 0
F11_Commercial_WA - Health_New_Space Heating_Natural Gas_Gas Boiler - Steam Trap Replacement_A_Achievable Technical Potential | F11 | Commercial | WA - Health | New | Space Heating | Natural Gas | Gas Boiler - Steam Trap Replacement | A | Purchases (Cumulative) | Achievable Technical Potential | 0 | 0 | 0 | 0 | 0 | 0 | 0 | 0 | 0 | 0 | 0 | 0 | 0 | 0 | 0 | 0 | 0 | 0 | 0 | 0 | 0 | 0 | 0 | 0 | 0 | 0 | 0
F1_Commercial_WA - Health_New_Space Heating_Natural Gas_Gas Boiler - High Turndown Burner_A_Achievable Technical Potential | F1 | Commercial | WA - Health | New | Space Heating | Natural Gas | Gas Boiler - High Turndown Burner | A | Integrated Unit Energy Savings (kWh or therms) | Achievable Technical Potential | 0 | 0 | 0 | 0 | 0 | 0 | 0 | 0 | 0 | 0 | 0 | 0 | 0 | 0 | 0 | 0 | 0 | 0 | 0 | 0 | 0 | 0 | 0 | 0 | 0 | 0 | 0
F2_Commercial_WA - Health_New_Space Heating_Natural Gas_Gas Boiler - High Turndown Burner_A_Achievable Technical Potential | F2 | Commercial | WA - Health | New | Space Heating | Natural Gas | Gas Boiler - High Turndown Burner | A | Integrated Unit Summer Peak Savings (kW) | Achievable Technical Potential | 0 | 0 | 0 | 0 | 0 | 0 | 0 | 0 | 0 | 0 | 0 | 0 | 0 | 0 | 0 | 0 | 0 | 0 | 0 | 0 | 0 | 0 | 0 | 0 | 0 | 0 | 0
F3_Commercial_WA - Health_New_Space Heating_Natural Gas_Gas Boiler - High Turndown Burner_A_Achievable Technical Potential | F3 | Commercial | WA - Health | New | Space Heating | Natural Gas | Gas Boiler - High Turndown Burner | A | Integrated Unit Winter Peak Savings (kW) | Achievable Technical Potential | 0 | 0 | 0 | 0 | 0 | 0 | 0 | 0 | 0 | 0 | 0 | 0 | 0 | 0 | 0 | 0 | 0 | 0 | 0 | 0 | 0 | 0 | 0 | 0 | 0 | 0 | 0
F4_Commercial_WA - Health_New_Space Heating_Natural Gas_Gas Boiler - High Turndown Burner_A_Achievable Technical Potential | F4 | Commercial | WA - Health | New | Space Heating | Natural Gas | Gas Boiler - High Turndown Burner | A | Incremental Energy Savings (MWh or mTherms) | Achievable Technical Potential | 0 | 0 | 0 | 0 | 0 | 0 | 0 | 0 | 0 | 0 | 0 | 0 | 0 | 0 | 0 | 0 | 0 | 0 | 0 | 0 | 0 | 0 | 0 | 0 | 0 | 0 | 0
F5_Commercial_WA - Health_New_Space Heating_Natural Gas_Gas Boiler - High Turndown Burner_A_Achievable Technical Potential | F5 | Commercial | WA - Health | New | Space Heating | Natural Gas | Gas Boiler - High Turndown Burner | A | Incremental Summer Peak Savings (MW) | Achievable Technical Potential | 0 | 0 | 0 | 0 | 0 | 0 | 0 | 0 | 0 | 0 | 0 | 0 | 0 | 0 | 0 | 0 | 0 | 0 | 0 | 0 | 0 | 0 | 0 | 0 | 0 | 0 | 0
F6_Commercial_WA - Health_New_Space Heating_Natural Gas_Gas Boiler - High Turndown Burner_A_Achievable Technical Potential | F6 | Commercial | WA - Health | New | Space Heating | Natural Gas | Gas Boiler - High Turndown Burner | A | Incremental Winter Peak Savings (MW) | Achievable Technical Potential | 0 | 0 | 0 | 0 | 0 | 0 | 0 | 0 | 0 | 0 | 0 | 0 | 0 | 0 | 0 | 0 | 0 | 0 | 0 | 0 | 0 | 0 | 0 | 0 | 0 | 0 | 0
F7_Commercial_WA - Health_New_Space Heating_Natural Gas_Gas Boiler - High Turndown Burner_A_Achievable Technical Potential | F7 | Commercial | WA - Health | New | Space Heating | Natural Gas | Gas Boiler - High Turndown Burner | A | Cumulative Energy Savings (MWh or mTherms) | Achievable Technical Potential | 0 | 0 | 0 | 0 | 0 | 0 | 0 | 0 | 0 | 0 | 0 | 0 | 0 | 0 | 0 | 0 | 0 | 0 | 0 | 0 | 0 | 0 | 0 | 0 | 0 | 0 | 0
F8_Commercial_WA - Health_New_Space Heating_Natural Gas_Gas Boiler - High Turndown Burner_A_Achievable Technical Potential | F8 | Commercial | WA - Health | New | Space Heating | Natural Gas | Gas Boiler - High Turndown Burner | A | Cumulative Summer Peak Savings (MW) | Achievable Technical Potential | 0 | 0 | 0 | 0 | 0 | 0 | 0 | 0 | 0 | 0 | 0 | 0 | 0 | 0 | 0 | 0 | 0 | 0 | 0 | 0 | 0 | 0 | 0 | 0 | 0 | 0 | 0
F9_Commercial_WA - Health_New_Space Heating_Natural Gas_Gas Boiler - High Turndown Burner_A_Achievable Technical Potential | F9 | Commercial | WA - Health | New | Space Heating | Natural Gas | Gas Boiler - High Turndown Burner | A | Cumulative Winter Peak Savings (MW) | Achievable Technical Potential | 0 | 0 | 0 | 0 | 0 | 0 | 0 | 0 | 0 | 0 | 0 | 0 | 0 | 0 | 0 | 0 | 0 | 0 | 0 | 0 | 0 | 0 | 0 | 0 | 0 | 0 | 0
F10_Commercial_WA - Health_New_Space Heating_Natural Gas_Gas Boiler - High Turndown Burner_A_Achievable Technical Potential | F10 | Commercial | WA - Health | New | Space Heating | Natural Gas | Gas Boiler - High Turndown Burner | A | Purchases (Incremental) | Achievable Technical Potential | 0 | 0 | 0 | 0 | 0 | 0 | 0 | 0 | 0 | 0 | 0 | 0 | 0 | 0 | 0 | 0 | 0 | 0 | 0 | 0 | 0 | 0 | 0 | 0 | 0 | 0 | 0
F11_Commercial_WA - Health_New_Space Heating_Natural Gas_Gas Boiler - High Turndown Burner_A_Achievable Technical Potential | F11 | Commercial | WA - Health | New | Space Heating | Natural Gas | Gas Boiler - High Turndown Burner | A | Purchases (Cumulative) | Achievable Technical Potential | 0 | 0 | 0 | 0 | 0 | 0 | 0 | 0 | 0 | 0 | 0 | 0 | 0 | 0 | 0 | 0 | 0 | 0 | 0 | 0 | 0 | 0 | 0 | 0 | 0 | 0 | 0
F1_Commercial_WA - Health_New_Space Heating_Natural Gas_Gas Boiler - Burner Control Optimization_A_Achievable Technical Potential | F1 | Commercial | WA - Health | New | Space Heating | Natural Gas | Gas Boiler - Burner Control Optimization | A | Integrated Unit Energy Savings (kWh or therms) | Achievable Technical Potential | 0 | 0 | 0 | 0 | 0 | 0 | 0 | 0 | 0 | 0 | 0 | 0 | 0 | 0 | 0 | 0 | 0 | 0 | 0 | 0 | 0 | 0 | 0 | 0 | 0 | 0 | 0
F2_Commercial_WA - Health_New_Space Heating_Natural Gas_Gas Boiler - Burner Control Optimization_A_Achievable Technical Potential | F2 | Commercial | WA - Health | New | Space Heating | Natural Gas | Gas Boiler - Burner Control Optimization | A | Integrated Unit Summer Peak Savings (kW) | Achievable Technical Potential | 0 | 0 | 0 | 0 | 0 | 0 | 0 | 0 | 0 | 0 | 0 | 0 | 0 | 0 | 0 | 0 | 0 | 0 | 0 | 0 | 0 | 0 | 0 | 0 | 0 | 0 | 0
F3_Commercial_WA - Health_New_Space Heating_Natural Gas_Gas Boiler - Burner Control Optimization_A_Achievable Technical Potential | F3 | Commercial | WA - Health | New | Space Heating | Natural Gas | Gas Boiler - Burner Control Optimization | A | Integrated Unit Winter Peak Savings (kW) | Achievable Technical Potential | 0 | 0 | 0 | 0 | 0 | 0 | 0 | 0 | 0 | 0 | 0 | 0 | 0 | 0 | 0 | 0 | 0 | 0 | 0 | 0 | 0 | 0 | 0 | 0 | 0 | 0 | 0
F4_Commercial_WA - Health_New_Space Heating_Natural Gas_Gas Boiler - Burner Control Optimization_A_Achievable Technical Potential | F4 | Commercial | WA - Health | New | Space Heating | Natural Gas | Gas Boiler - Burner Control Optimization | A | Incremental Energy Savings (MWh or mTherms) | Achievable Technical Potential | 0 | 0 | 0 | 0 | 0 | 0 | 0 | 0 | 0 | 0 | 0 | 0 | 0 | 0 | 0 | 0 | 0 | 0 | 0 | 0 | 0 | 0 | 0 | 0 | 0 | 0 | 0
F5_Commercial_WA - Health_New_Space Heating_Natural Gas_Gas Boiler - Burner Control Optimization_A_Achievable Technical Potential | F5 | Commercial | WA - Health | New | Space Heating | Natural Gas | Gas Boiler - Burner Control Optimization | A | Incremental Summer Peak Savings (MW) | Achievable Technical Potential | 0 | 0 | 0 | 0 | 0 | 0 | 0 | 0 | 0 | 0 | 0 | 0 | 0 | 0 | 0 | 0 | 0 | 0 | 0 | 0 | 0 | 0 | 0 | 0 | 0 | 0 | 0
F6_Commercial_WA - Health_New_Space Heating_Natural Gas_Gas Boiler - Burner Control Optimization_A_Achievable Technical Potential | F6 | Commercial | WA - Health | New | Space Heating | Natural Gas | Gas Boiler - Burner Control Optimization | A | Incremental Winter Peak Savings (MW) | Achievable Technical Potential | 0 | 0 | 0 | 0 | 0 | 0 | 0 | 0 | 0 | 0 | 0 | 0 | 0 | 0 | 0 | 0 | 0 | 0 | 0 | 0 | 0 | 0 | 0 | 0 | 0 | 0 | 0
F7_Commercial_WA - Health_New_Space Heating_Natural Gas_Gas Boiler - Burner Control Optimization_A_Achievable Technical Potential | F7 | Commercial | WA - Health | New | Space Heating | Natural Gas | Gas Boiler - Burner Control Optimization | A | Cumulative Energy Savings (MWh or mTherms) | Achievable Technical Potential | 0 | 0 | 0 | 0 | 0 | 0 | 0 | 0 | 0 | 0 | 0 | 0 | 0 | 0 | 0 | 0 | 0 | 0 | 0 | 0 | 0 | 0 | 0 | 0 | 0 | 0 | 0
F8_Commercial_WA - Health_New_Space Heating_Natural Gas_Gas Boiler - Burner Control Optimization_A_Achievable Technical Potential | F8 | Commercial | WA - Health | New | Space Heating | Natural Gas | Gas Boiler - Burner Control Optimization | A | Cumulative Summer Peak Savings (MW) | Achievable Technical Potential | 0 | 0 | 0 | 0 | 0 | 0 | 0 | 0 | 0 | 0 | 0 | 0 | 0 | 0 | 0 | 0 | 0 | 0 | 0 | 0 | 0 | 0 | 0 | 0 | 0 | 0 | 0
F9_Commercial_WA - Health_New_Space Heating_Natural Gas_Gas Boiler - Burner Control Optimization_A_Achievable Technical Potential | F9 | Commercial | WA - Health | New | Space Heating | Natural Gas | Gas Boiler - Burner Control Optimization | A | Cumulative Winter Peak Savings (MW) | Achievable Technical Potential | 0 | 0 | 0 | 0 | 0 | 0 | 0 | 0 | 0 | 0 | 0 | 0 | 0 | 0 | 0 | 0 | 0 | 0 | 0 | 0 | 0 | 0 | 0 | 0 | 0 | 0 | 0
F10_Commercial_WA - Health_New_Space Heating_Natural Gas_Gas Boiler - Burner Control Optimization_A_Achievable Technical Potential | F10 | Commercial | WA - Health | New | Space Heating | Natural Gas | Gas Boiler - Burner Control Optimization | A | Purchases (Incremental) | Achievable Technical Potential | 0 | 0 | 0 | 0 | 0 | 0 | 0 | 0 | 0 | 0 | 0 | 0 | 0 | 0 | 0 | 0 | 0 | 0 | 0 | 0 | 0 | 0 | 0 | 0 | 0 | 0 | 0
F11_Commercial_WA - Health_New_Space Heating_Natural Gas_Gas Boiler - Burner Control Optimization_A_Achievable Technical Potential | F11 | Commercial | WA - Health | New | Space Heating | Natural Gas | Gas Boiler - Burner Control Optimization | A | Purchases (Cumulative) | Achievable Technical Potential | 0 | 0 | 0 | 0 | 0 | 0 | 0 | 0 | 0 | 0 | 0 | 0 | 0 | 0 | 0 | 0 | 0 | 0 | 0 | 0 | 0 | 0 | 0 | 0 | 0 | 0 | 0
F1_Commercial_WA - Health_New_Space Heating_Natural Gas_Gas Boiler - Stack Economizer_A_Achievable Technical Potential | F1 | Commercial | WA - Health | New | Space Heating | Natural Gas | Gas Boiler - Stack Economizer | A | Integrated Unit Energy Savings (kWh or therms) | Achievable Technical Potential | 0 | 0 | 0 | 0 | 0 | 0 | 0 | 0 | 0 | 0 | 0 | 0 | 0 | 0 | 0 | 0 | 0 | 0 | 0 | 0 | 0 | 0 | 0 | 0 | 0 | 0 | 0
F2_Commercial_WA - Health_New_Space Heating_Natural Gas_Gas Boiler - Stack Economizer_A_Achievable Technical Potential | F2 | Commercial | WA - Health | New | Space Heating | Natural Gas | Gas Boiler - Stack Economizer | A | Integrated Unit Summer Peak Savings (kW) | Achievable Technical Potential | 0 | 0 | 0 | 0 | 0 | 0 | 0 | 0 | 0 | 0 | 0 | 0 | 0 | 0 | 0 | 0 | 0 | 0 | 0 | 0 | 0 | 0 | 0 | 0 | 0 | 0 | 0
F3_Commercial_WA - Health_New_Space Heating_Natural Gas_Gas Boiler - Stack Economizer_A_Achievable Technical Potential | F3 | Commercial | WA - Health | New | Space Heating | Natural Gas | Gas Boiler - Stack Economizer | A | Integrated Unit Winter Peak Savings (kW) | Achievable Technical Potential | 0 | 0 | 0 | 0 | 0 | 0 | 0 | 0 | 0 | 0 | 0 | 0 | 0 | 0 | 0 | 0 | 0 | 0 | 0 | 0 | 0 | 0 | 0 | 0 | 0 | 0 | 0
F4_Commercial_WA - Health_New_Space Heating_Natural Gas_Gas Boiler - Stack Economizer_A_Achievable Technical Potential | F4 | Commercial | WA - Health | New | Space Heating | Natural Gas | Gas Boiler - Stack Economizer | A | Incremental Energy Savings (MWh or mTherms) | Achievable Technical Potential | 0 | 0 | 0 | 0 | 0 | 0 | 0 | 0 | 0 | 0 | 0 | 0 | 0 | 0 | 0 | 0 | 0 | 0 | 0 | 0 | 0 | 0 | 0 | 0 | 0 | 0 | 0
F5_Commercial_WA - Health_New_Space Heating_Natural Gas_Gas Boiler - Stack Economizer_A_Achievable Technical Potential | F5 | Commercial | WA - Health | New | Space Heating | Natural Gas | Gas Boiler - Stack Economizer | A | Incremental Summer Peak Savings (MW) | Achievable Technical Potential | 0 | 0 | 0 | 0 | 0 | 0 | 0 | 0 | 0 | 0 | 0 | 0 | 0 | 0 | 0 | 0 | 0 | 0 | 0 | 0 | 0 | 0 | 0 | 0 | 0 | 0 | 0
F6_Commercial_WA - Health_New_Space Heating_Natural Gas_Gas Boiler - Stack Economizer_A_Achievable Technical Potential | F6 | Commercial | WA - Health | New | Space Heating | Natural Gas | Gas Boiler - Stack Economizer | A | Incremental Winter Peak Savings (MW) | Achievable Technical Potential | 0 | 0 | 0 | 0 | 0 | 0 | 0 | 0 | 0 | 0 | 0 | 0 | 0 | 0 | 0 | 0 | 0 | 0 | 0 | 0 | 0 | 0 | 0 | 0 | 0 | 0 | 0
F7_Commercial_WA - Health_New_Space Heating_Natural Gas_Gas Boiler - Stack Economizer_A_Achievable Technical Potential | F7 | Commercial | WA - Health | New | Space Heating | Natural Gas | Gas Boiler - Stack Economizer | A | Cumulative Energy Savings (MWh or mTherms) | Achievable Technical Potential | 0 | 0 | 0 | 0 | 0 | 0 | 0 | 0 | 0 | 0 | 0 | 0 | 0 | 0 | 0 | 0 | 0 | 0 | 0 | 0 | 0 | 0 | 0 | 0 | 0 | 0 | 0
F8_Commercial_WA - Health_New_Space Heating_Natural Gas_Gas Boiler - Stack Economizer_A_Achievable Technical Potential | F8 | Commercial | WA - Health | New | Space Heating | Natural Gas | Gas Boiler - Stack Economizer | A | Cumulative Summer Peak Savings (MW) | Achievable Technical Potential | 0 | 0 | 0 | 0 | 0 | 0 | 0 | 0 | 0 | 0 | 0 | 0 | 0 | 0 | 0 | 0 | 0 | 0 | 0 | 0 | 0 | 0 | 0 | 0 | 0 | 0 | 0
F9_Commercial_WA - Health_New_Space Heating_Natural Gas_Gas Boiler - Stack Economizer_A_Achievable Technical Potential | F9 | Commercial | WA - Health | New | Space Heating | Natural Gas | Gas Boiler - Stack Economizer | A | Cumulative Winter Peak Savings (MW) | Achievable Technical Potential | 0 | 0 | 0 | 0 | 0 | 0 | 0 | 0 | 0 | 0 | 0 | 0 | 0 | 0 | 0 | 0 | 0 | 0 | 0 | 0 | 0 | 0 | 0 | 0 | 0 | 0 | 0
F10_Commercial_WA - Health_New_Space Heating_Natural Gas_Gas Boiler - Stack Economizer_A_Achievable Technical Potential | F10 | Commercial | WA - Health | New | Space Heating | Natural Gas | Gas Boiler - Stack Economizer | A | Purchases (Incremental) | Achievable Technical Potential | 0 | 0 | 0 | 0 | 0 | 0 | 0 | 0 | 0 | 0 | 0 | 0 | 0 | 0 | 0 | 0 | 0 | 0 | 0 | 0 | 0 | 0 | 0 | 0 | 0 | 0 | 0
F11_Commercial_WA - Health_New_Space Heating_Natural Gas_Gas Boiler - Stack Economizer_A_Achievable Technical Potential | F11 | Commercial | WA - Health | New | Space Heating | Natural Gas | Gas Boiler - Stack Economizer | A | Purchases (Cumulative) | Achievable Technical Potential | 0 | 0 | 0 | 0 | 0 | 0 | 0 | 0 | 0 | 0 | 0 | 0 | 0 | 0 | 0 | 0 | 0 | 0 | 0 | 0 | 0 | 0 | 0 | 0 | 0 | 0 | 0
F1_Commercial_WA - Health_New_Space Heating_Natural Gas_Gas Boiler - Thermostatic Radiator Valves_A_Achievable Technical Potential | F1 | Commercial | WA - Health | New | Space Heating | Natural Gas | Gas Boiler - Thermostatic Radiator Valves | A | Integrated Unit Energy Savings (kWh or therms) | Achievable Technical Potential | 0 | 0 | 0 | 0 | 0 | 0 | 0 | 0 | 0 | 0 | 0 | 0 | 0 | 0 | 0 | 0 | 0 | 0 | 0 | 0 | 0 | 0 | 0 | 0 | 0 | 0 | 0
F2_Commercial_WA - Health_New_Space Heating_Natural Gas_Gas Boiler - Thermostatic Radiator Valves_A_Achievable Technical Potential | F2 | Commercial | WA - Health | New | Space Heating | Natural Gas | Gas Boiler - Thermostatic Radiator Valves | A | Integrated Unit Summer Peak Savings (kW) | Achievable Technical Potential | 0 | 0 | 0 | 0 | 0 | 0 | 0 | 0 | 0 | 0 | 0 | 0 | 0 | 0 | 0 | 0 | 0 | 0 | 0 | 0 | 0 | 0 | 0 | 0 | 0 | 0 | 0
F3_Commercial_WA - Health_New_Space Heating_Natural Gas_Gas Boiler - Thermostatic Radiator Valves_A_Achievable Technical Potential | F3 | Commercial | WA - Health | New | Space Heating | Natural Gas | Gas Boiler - Thermostatic Radiator Valves | A | Integrated Unit Winter Peak Savings (kW) | Achievable Technical Potential | 0 | 0 | 0 | 0 | 0 | 0 | 0 | 0 | 0 | 0 | 0 | 0 | 0 | 0 | 0 | 0 | 0 | 0 | 0 | 0 | 0 | 0 | 0 | 0 | 0 | 0 | 0
F4_Commercial_WA - Health_New_Space Heating_Natural Gas_Gas Boiler - Thermostatic Radiator Valves_A_Achievable Technical Potential | F4 | Commercial | WA - Health | New | Space Heating | Natural Gas | Gas Boiler - Thermostatic Radiator Valves | A | Incremental Energy Savings (MWh or mTherms) | Achievable Technical Potential | 0 | 0 | 0 | 0 | 0 | 0 | 0 | 0 | 0 | 0 | 0 | 0 | 0 | 0 | 0 | 0 | 0 | 0 | 0 | 0 | 0 | 0 | 0 | 0 | 0 | 0 | 0
F5_Commercial_WA - Health_New_Space Heating_Natural Gas_Gas Boiler - Thermostatic Radiator Valves_A_Achievable Technical Potential | F5 | Commercial | WA - Health | New | Space Heating | Natural Gas | Gas Boiler - Thermostatic Radiator Valves | A | Incremental Summer Peak Savings (MW) | Achievable Technical Potential | 0 | 0 | 0 | 0 | 0 | 0 | 0 | 0 | 0 | 0 | 0 | 0 | 0 | 0 | 0 | 0 | 0 | 0 | 0 | 0 | 0 | 0 | 0 | 0 | 0 | 0 | 0
F6_Commercial_WA - Health_New_Space Heating_Natural Gas_Gas Boiler - Thermostatic Radiator Valves_A_Achievable Technical Potential | F6 | Commercial | WA - Health | New | Space Heating | Natural Gas | Gas Boiler - Thermostatic Radiator Valves | A | Incremental Winter Peak Savings (MW) | Achievable Technical Potential | 0 | 0 | 0 | 0 | 0 | 0 | 0 | 0 | 0 | 0 | 0 | 0 | 0 | 0 | 0 | 0 | 0 | 0 | 0 | 0 | 0 | 0 | 0 | 0 | 0 | 0 | 0
F7_Commercial_WA - Health_New_Space Heating_Natural Gas_Gas Boiler - Thermostatic Radiator Valves_A_Achievable Technical Potential | F7 | Commercial | WA - Health | New | Space Heating | Natural Gas | Gas Boiler - Thermostatic Radiator Valves | A | Cumulative Energy Savings (MWh or mTherms) | Achievable Technical Potential | 0 | 0 | 0 | 0 | 0 | 0 | 0 | 0 | 0 | 0 | 0 | 0 | 0 | 0 | 0 | 0 | 0 | 0 | 0 | 0 | 0 | 0 | 0 | 0 | 0 | 0 | 0
F8_Commercial_WA - Health_New_Space Heating_Natural Gas_Gas Boiler - Thermostatic Radiator Valves_A_Achievable Technical Potential | F8 | Commercial | WA - Health | New | Space Heating | Natural Gas | Gas Boiler - Thermostatic Radiator Valves | A | Cumulative Summer Peak Savings (MW) | Achievable Technical Potential | 0 | 0 | 0 | 0 | 0 | 0 | 0 | 0 | 0 | 0 | 0 | 0 | 0 | 0 | 0 | 0 | 0 | 0 | 0 | 0 | 0 | 0 | 0 | 0 | 0 | 0 | 0
F9_Commercial_WA - Health_New_Space Heating_Natural Gas_Gas Boiler - Thermostatic Radiator Valves_A_Achievable Technical Potential | F9 | Commercial | WA - Health | New | Space Heating | Natural Gas | Gas Boiler - Thermostatic Radiator Valves | A | Cumulative Winter Peak Savings (MW) | Achievable Technical Potential | 0 | 0 | 0 | 0 | 0 | 0 | 0 | 0 | 0 | 0 | 0 | 0 | 0 | 0 | 0 | 0 | 0 | 0 | 0 | 0 | 0 | 0 | 0 | 0 | 0 | 0 | 0
F10_Commercial_WA - Health_New_Space Heating_Natural Gas_Gas Boiler - Thermostatic Radiator Valves_A_Achievable Technical Potential | F10 | Commercial | WA - Health | New | Space Heating | Natural Gas | Gas Boiler - Thermostatic Radiator Valves | A | Purchases (Incremental) | Achievable Technical Potential | 0 | 0 | 0 | 0 | 0 | 0 | 0 | 0 | 0 | 0 | 0 | 0 | 0 | 0 | 0 | 0 | 0 | 0 | 0 | 0 | 0 | 0 | 0 | 0 | 0 | 0 | 0
F11_Commercial_WA - Health_New_Space Heating_Natural Gas_Gas Boiler - Thermostatic Radiator Valves_A_Achievable Technical Potential | F11 | Commercial | WA - Health | New | Space Heating | Natural Gas | Gas Boiler - Thermostatic Radiator Valves | A | Purchases (Cumulative) | Achievable Technical Potential | 0 | 0 | 0 | 0 | 0 | 0 | 0 | 0 | 0 | 0 | 0 | 0 | 0 | 0 | 0 | 0 | 0 | 0 | 0 | 0 | 0 | 0 | 0 | 0 | 0 | 0 | 0
F1_Commercial_WA - Health_New_Space Heating_Natural Gas_HVAC - Shut Off Damper_A_Achievable Technical Potential | F1 | Commercial | WA - Health | New | Space Heating | Natural Gas | HVAC - Shut Off Damper | A | Integrated Unit Energy Savings (kWh or therms) | Achievable Technical Potential | 0 | 0 | 0 | 0 | 0 | 0 | 0 | 0 | 0 | 0 | 0 | 0 | 0 | 0 | 0 | 0 | 0 | 0 | 0 | 0 | 0 | 0 | 0 | 0 | 0 | 0 | 0
F2_Commercial_WA - Health_New_Space Heating_Natural Gas_HVAC - Shut Off Damper_A_Achievable Technical Potential | F2 | Commercial | WA - Health | New | Space Heating | Natural Gas | HVAC - Shut Off Damper | A | Integrated Unit Summer Peak Savings (kW) | Achievable Technical Potential | 0 | 0 | 0 | 0 | 0 | 0 | 0 | 0 | 0 | 0 | 0 | 0 | 0 | 0 | 0 | 0 | 0 | 0 | 0 | 0 | 0 | 0 | 0 | 0 | 0 | 0 | 0
F3_Commercial_WA - Health_New_Space Heating_Natural Gas_HVAC - Shut Off Damper_A_Achievable Technical Potential | F3 | Commercial | WA - Health | New | Space Heating | Natural Gas | HVAC - Shut Off Damper | A | Integrated Unit Winter Peak Savings (kW) | Achievable Technical Potential | 0 | 0 | 0 | 0 | 0 | 0 | 0 | 0 | 0 | 0 | 0 | 0 | 0 | 0 | 0 | 0 | 0 | 0 | 0 | 0 | 0 | 0 | 0 | 0 | 0 | 0 | 0
F4_Commercial_WA - Health_New_Space Heating_Natural Gas_HVAC - Shut Off Damper_A_Achievable Technical Potential | F4 | Commercial | WA - Health | New | Space Heating | Natural Gas | HVAC - Shut Off Damper | A | Incremental Energy Savings (MWh or mTherms) | Achievable Technical Potential | 0 | 0 | 0 | 0 | 0 | 0 | 0 | 0 | 0 | 0 | 0 | 0 | 0 | 0 | 0 | 0 | 0 | 0 | 0 | 0 | 0 | 0 | 0 | 0 | 0 | 0 | 0
F5_Commercial_WA - Health_New_Space Heating_Natural Gas_HVAC - Shut Off Damper_A_Achievable Technical Potential | F5 | Commercial | WA - Health | New | Space Heating | Natural Gas | HVAC - Shut Off Damper | A | Incremental Summer Peak Savings (MW) | Achievable Technical Potential | 0 | 0 | 0 | 0 | 0 | 0 | 0 | 0 | 0 | 0 | 0 | 0 | 0 | 0 | 0 | 0 | 0 | 0 | 0 | 0 | 0 | 0 | 0 | 0 | 0 | 0 | 0
F6_Commercial_WA - Health_New_Space Heating_Natural Gas_HVAC - Shut Off Damper_A_Achievable Technical Potential | F6 | Commercial | WA - Health | New | Space Heating | Natural Gas | HVAC - Shut Off Damper | A | Incremental Winter Peak Savings (MW) | Achievable Technical Potential | 0 | 0 | 0 | 0 | 0 | 0 | 0 | 0 | 0 | 0 | 0 | 0 | 0 | 0 | 0 | 0 | 0 | 0 | 0 | 0 | 0 | 0 | 0 | 0 | 0 | 0 | 0
F7_Commercial_WA - Health_New_Space Heating_Natural Gas_HVAC - Shut Off Damper_A_Achievable Technical Potential | F7 | Commercial | WA - Health | New | Space Heating | Natural Gas | HVAC - Shut Off Damper | A | Cumulative Energy Savings (MWh or mTherms) | Achievable Technical Potential | 0 | 0 | 0 | 0 | 0 | 0 | 0 | 0 | 0 | 0 | 0 | 0 | 0 | 0 | 0 | 0 | 0 | 0 | 0 | 0 | 0 | 0 | 0 | 0 | 0 | 0 | 0
F8_Commercial_WA - Health_New_Space Heating_Natural Gas_HVAC - Shut Off Damper_A_Achievable Technical Potential | F8 | Commercial | WA - Health | New | Space Heating | Natural Gas | HVAC - Shut Off Damper | A | Cumulative Summer Peak Savings (MW) | Achievable Technical Potential | 0 | 0 | 0 | 0 | 0 | 0 | 0 | 0 | 0 | 0 | 0 | 0 | 0 | 0 | 0 | 0 | 0 | 0 | 0 | 0 | 0 | 0 | 0 | 0 | 0 | 0 | 0
F9_Commercial_WA - Health_New_Space Heating_Natural Gas_HVAC - Shut Off Damper_A_Achievable Technical Potential | F9 | Commercial | WA - Health | New | Space Heating | Natural Gas | HVAC - Shut Off Damper | A | Cumulative Winter Peak Savings (MW) | Achievable Technical Potential | 0 | 0 | 0 | 0 | 0 | 0 | 0 | 0 | 0 | 0 | 0 | 0 | 0 | 0 | 0 | 0 | 0 | 0 | 0 | 0 | 0 | 0 | 0 | 0 | 0 | 0 | 0
F10_Commercial_WA - Health_New_Space Heating_Natural Gas_HVAC - Shut Off Damper_A_Achievable Technical Potential | F10 | Commercial | WA - Health | New | Space Heating | Natural Gas | HVAC - Shut Off Damper | A | Purchases (Incremental) | Achievable Technical Potential | 0 | 0 | 0 | 0 | 0 | 0 | 0 | 0 | 0 | 0 | 0 | 0 | 0 | 0 | 0 | 0 | 0 | 0 | 0 | 0 | 0 | 0 | 0 | 0 | 0 | 0 | 0
F11_Commercial_WA - Health_New_Space Heating_Natural Gas_HVAC - Shut Off Damper_A_Achievable Technical Potential | F11 | Commercial | WA - Health | New | Space Heating | Natural Gas | HVAC - Shut Off Damper | A | Purchases (Cumulative) | Achievable Technical Potential | 0 | 0 | 0 | 0 | 0 | 0 | 0 | 0 | 0 | 0 | 0 | 0 | 0 | 0 | 0 | 0 | 0 | 0 | 0 | 0 | 0 | 0 | 0 | 0 | 0 | 0 | 0
F1_Commercial_WA - Health_New_Space Heating_Natural Gas_Gas Furnace - Tube Inserts_A_Achievable Technical Potential | F1 | Commercial | WA - Health | New | Space Heating | Natural Gas | Gas Furnace - Tube Inserts | A | Integrated Unit Energy Savings (kWh or therms) | Achievable Technical Potential | 0 | 0 | 0 | 0 | 0 | 0 | 0 | 0 | 0 | 0 | 0 | 0 | 0 | 0 | 0 | 0 | 0 | 0 | 0 | 0 | 0 | 0 | 0 | 0 | 0 | 0 | 0
F2_Commercial_WA - Health_New_Space Heating_Natural Gas_Gas Furnace - Tube Inserts_A_Achievable Technical Potential | F2 | Commercial | WA - Health | New | Space Heating | Natural Gas | Gas Furnace - Tube Inserts | A | Integrated Unit Summer Peak Savings (kW) | Achievable Technical Potential | 0 | 0 | 0 | 0 | 0 | 0 | 0 | 0 | 0 | 0 | 0 | 0 | 0 | 0 | 0 | 0 | 0 | 0 | 0 | 0 | 0 | 0 | 0 | 0 | 0 | 0 | 0
F3_Commercial_WA - Health_New_Space Heating_Natural Gas_Gas Furnace - Tube Inserts_A_Achievable Technical Potential | F3 | Commercial | WA - Health | New | Space Heating | Natural Gas | Gas Furnace - Tube Inserts | A | Integrated Unit Winter Peak Savings (kW) | Achievable Technical Potential | 0 | 0 | 0 | 0 | 0 | 0 | 0 | 0 | 0 | 0 | 0 | 0 | 0 | 0 | 0 | 0 | 0 | 0 | 0 | 0 | 0 | 0 | 0 | 0 | 0 | 0 | 0
F4_Commercial_WA - Health_New_Space Heating_Natural Gas_Gas Furnace - Tube Inserts_A_Achievable Technical Potential | F4 | Commercial | WA - Health | New | Space Heating | Natural Gas | Gas Furnace - Tube Inserts | A | Incremental Energy Savings (MWh or mTherms) | Achievable Technical Potential | 0 | 0 | 0 | 0 | 0 | 0 | 0 | 0 | 0 | 0 | 0 | 0 | 0 | 0 | 0 | 0 | 0 | 0 | 0 | 0 | 0 | 0 | 0 | 0 | 0 | 0 | 0
F5_Commercial_WA - Health_New_Space Heating_Natural Gas_Gas Furnace - Tube Inserts_A_Achievable Technical Potential | F5 | Commercial | WA - Health | New | Space Heating | Natural Gas | Gas Furnace - Tube Inserts | A | Incremental Summer Peak Savings (MW) | Achievable Technical Potential | 0 | 0 | 0 | 0 | 0 | 0 | 0 | 0 | 0 | 0 | 0 | 0 | 0 | 0 | 0 | 0 | 0 | 0 | 0 | 0 | 0 | 0 | 0 | 0 | 0 | 0 | 0
F6_Commercial_WA - Health_New_Space Heating_Natural Gas_Gas Furnace - Tube Inserts_A_Achievable Technical Potential | F6 | Commercial | WA - Health | New | Space Heating | Natural Gas | Gas Furnace - Tube Inserts | A | Incremental Winter Peak Savings (MW) | Achievable Technical Potential | 0 | 0 | 0 | 0 | 0 | 0 | 0 | 0 | 0 | 0 | 0 | 0 | 0 | 0 | 0 | 0 | 0 | 0 | 0 | 0 | 0 | 0 | 0 | 0 | 0 | 0 | 0
F7_Commercial_WA - Health_New_Space Heating_Natural Gas_Gas Furnace - Tube Inserts_A_Achievable Technical Potential | F7 | Commercial | WA - Health | New | Space Heating | Natural Gas | Gas Furnace - Tube Inserts | A | Cumulative Energy Savings (MWh or mTherms) | Achievable Technical Potential | 0 | 0 | 0 | 0 | 0 | 0 | 0 | 0 | 0 | 0 | 0 | 0 | 0 | 0 | 0 | 0 | 0 | 0 | 0 | 0 | 0 | 0 | 0 | 0 | 0 | 0 | 0
F8_Commercial_WA - Health_New_Space Heating_Natural Gas_Gas Furnace - Tube Inserts_A_Achievable Technical Potential | F8 | Commercial | WA - Health | New | Space Heating | Natural Gas | Gas Furnace - Tube Inserts | A | Cumulative Summer Peak Savings (MW) | Achievable Technical Potential | 0 | 0 | 0 | 0 | 0 | 0 | 0 | 0 | 0 | 0 | 0 | 0 | 0 | 0 | 0 | 0 | 0 | 0 | 0 | 0 | 0 | 0 | 0 | 0 | 0 | 0 | 0
F9_Commercial_WA - Health_New_Space Heating_Natural Gas_Gas Furnace - Tube Inserts_A_Achievable Technical Potential | F9 | Commercial | WA - Health | New | Space Heating | Natural Gas | Gas Furnace - Tube Inserts | A | Cumulative Winter Peak Savings (MW) | Achievable Technical Potential | 0 | 0 | 0 | 0 | 0 | 0 | 0 | 0 | 0 | 0 | 0 | 0 | 0 | 0 | 0 | 0 | 0 | 0 | 0 | 0 | 0 | 0 | 0 | 0 | 0 | 0 | 0
F10_Commercial_WA - Health_New_Space Heating_Natural Gas_Gas Furnace - Tube Inserts_A_Achievable Technical Potential | F10 | Commercial | WA - Health | New | Space Heating | Natural Gas | Gas Furnace - Tube Inserts | A | Purchases (Incremental) | Achievable Technical Potential | 0 | 0 | 0 | 0 | 0 | 0 | 0 | 0 | 0 | 0 | 0 | 0 | 0 | 0 | 0 | 0 | 0 | 0 | 0 | 0 | 0 | 0 | 0 | 0 | 0 | 0 | 0
F11_Commercial_WA - Health_New_Space Heating_Natural Gas_Gas Furnace - Tube Inserts_A_Achievable Technical Potential | F11 | Commercial | WA - Health | New | Space Heating | Natural Gas | Gas Furnace - Tube Inserts | A | Purchases (Cumulative) | Achievable Technical Potential | 0 | 0 | 0 | 0 | 0 | 0 | 0 | 0 | 0 | 0 | 0 | 0 | 0 | 0 | 0 | 0 | 0 | 0 | 0 | 0 | 0 | 0 | 0 | 0 | 0 | 0 | 0
F1_Commercial_WA - Health_New_Space Heating_Natural Gas_Gas Boiler - Insulate Steam Lines/Condensate Tank_A_Achievable Technical Potential | F1 | Commercial | WA - Health | New | Space Heating | Natural Gas | Gas Boiler - Insulate Steam Lines/Condensate Tank | A | Integrated Unit Energy Savings (kWh or therms) | Achievable Technical Potential | 0 | 0 | 0 | 0 | 0 | 0 | 0 | 0 | 0 | 0 | 0 | 0 | 0 | 0 | 0 | 0 | 0 | 0 | 0 | 0 | 0 | 0 | 0 | 0 | 0 | 0 | 0
F2_Commercial_WA - Health_New_Space Heating_Natural Gas_Gas Boiler - Insulate Steam Lines/Condensate Tank_A_Achievable Technical Potential | F2 | Commercial | WA - Health | New | Space Heating | Natural Gas | Gas Boiler - Insulate Steam Lines/Condensate Tank | A | Integrated Unit Summer Peak Savings (kW) | Achievable Technical Potential | 0 | 0 | 0 | 0 | 0 | 0 | 0 | 0 | 0 | 0 | 0 | 0 | 0 | 0 | 0 | 0 | 0 | 0 | 0 | 0 | 0 | 0 | 0 | 0 | 0 | 0 | 0
F3_Commercial_WA - Health_New_Space Heating_Natural Gas_Gas Boiler - Insulate Steam Lines/Condensate Tank_A_Achievable Technical Potential | F3 | Commercial | WA - Health | New | Space Heating | Natural Gas | Gas Boiler - Insulate Steam Lines/Condensate Tank | A | Integrated Unit Winter Peak Savings (kW) | Achievable Technical Potential | 0 | 0 | 0 | 0 | 0 | 0 | 0 | 0 | 0 | 0 | 0 | 0 | 0 | 0 | 0 | 0 | 0 | 0 | 0 | 0 | 0 | 0 | 0 | 0 | 0 | 0 | 0
F4_Commercial_WA - Health_New_Space Heating_Natural Gas_Gas Boiler - Insulate Steam Lines/Condensate Tank_A_Achievable Technical Potential | F4 | Commercial | WA - Health | New | Space Heating | Natural Gas | Gas Boiler - Insulate Steam Lines/Condensate Tank | A | Incremental Energy Savings (MWh or mTherms) | Achievable Technical Potential | 0 | 0 | 0 | 0 | 0 | 0 | 0 | 0 | 0 | 0 | 0 | 0 | 0 | 0 | 0 | 0 | 0 | 0 | 0 | 0 | 0 | 0 | 0 | 0 | 0 | 0 | 0
F5_Commercial_WA - Health_New_Space Heating_Natural Gas_Gas Boiler - Insulate Steam Lines/Condensate Tank_A_Achievable Technical Potential | F5 | Commercial | WA - Health | New | Space Heating | Natural Gas | Gas Boiler - Insulate Steam Lines/Condensate Tank | A | Incremental Summer Peak Savings (MW) | Achievable Technical Potential | 0 | 0 | 0 | 0 | 0 | 0 | 0 | 0 | 0 | 0 | 0 | 0 | 0 | 0 | 0 | 0 | 0 | 0 | 0 | 0 | 0 | 0 | 0 | 0 | 0 | 0 | 0
F6_Commercial_WA - Health_New_Space Heating_Natural Gas_Gas Boiler - Insulate Steam Lines/Condensate Tank_A_Achievable Technical Potential | F6 | Commercial | WA - Health | New | Space Heating | Natural Gas | Gas Boiler - Insulate Steam Lines/Condensate Tank | A | Incremental Winter Peak Savings (MW) | Achievable Technical Potential | 0 | 0 | 0 | 0 | 0 | 0 | 0 | 0 | 0 | 0 | 0 | 0 | 0 | 0 | 0 | 0 | 0 | 0 | 0 | 0 | 0 | 0 | 0 | 0 | 0 | 0 | 0
F7_Commercial_WA - Health_New_Space Heating_Natural Gas_Gas Boiler - Insulate Steam Lines/Condensate Tank_A_Achievable Technical Potential | F7 | Commercial | WA - Health | New | Space Heating | Natural Gas | Gas Boiler - Insulate Steam Lines/Condensate Tank | A | Cumulative Energy Savings (MWh or mTherms) | Achievable Technical Potential | 0 | 0 | 0 | 0 | 0 | 0 | 0 | 0 | 0 | 0 | 0 | 0 | 0 | 0 | 0 | 0 | 0 | 0 | 0 | 0 | 0 | 0 | 0 | 0 | 0 | 0 | 0
F8_Commercial_WA - Health_New_Space Heating_Natural Gas_Gas Boiler - Insulate Steam Lines/Condensate Tank_A_Achievable Technical Potential | F8 | Commercial | WA - Health | New | Space Heating | Natural Gas | Gas Boiler - Insulate Steam Lines/Condensate Tank | A | Cumulative Summer Peak Savings (MW) | Achievable Technical Potential | 0 | 0 | 0 | 0 | 0 | 0 | 0 | 0 | 0 | 0 | 0 | 0 | 0 | 0 | 0 | 0 | 0 | 0 | 0 | 0 | 0 | 0 | 0 | 0 | 0 | 0 | 0
F9_Commercial_WA - Health_New_Space Heating_Natural Gas_Gas Boiler - Insulate Steam Lines/Condensate Tank_A_Achievable Technical Potential | F9 | Commercial | WA - Health | New | Space Heating | Natural Gas | Gas Boiler - Insulate Steam Lines/Condensate Tank | A | Cumulative Winter Peak Savings (MW) | Achievable Technical Potential | 0 | 0 | 0 | 0 | 0 | 0 | 0 | 0 | 0 | 0 | 0 | 0 | 0 | 0 | 0 | 0 | 0 | 0 | 0 | 0 | 0 | 0 | 0 | 0 | 0 | 0 | 0
F10_Commercial_WA - Health_New_Space Heating_Natural Gas_Gas Boiler - Insulate Steam Lines/Condensate Tank_A_Achievable Technical Potential | F10 | Commercial | WA - Health | New | Space Heating | Natural Gas | Gas Boiler - Insulate Steam Lines/Condensate Tank | A | Purchases (Incremental) | Achievable Technical Potential | 0 | 0 | 0 | 0 | 0 | 0 | 0 | 0 | 0 | 0 | 0 | 0 | 0 | 0 | 0 | 0 | 0 | 0 | 0 | 0 | 0 | 0 | 0 | 0 | 0 | 0 | 0
F11_Commercial_WA - Health_New_Space Heating_Natural Gas_Gas Boiler - Insulate Steam Lines/Condensate Tank_A_Achievable Technical Potential | F11 | Commercial | WA - Health | New | Space Heating | Natural Gas | Gas Boiler - Insulate Steam Lines/Condensate Tank | A | Purchases (Cumulative) | Achievable Technical Potential | 0 | 0 | 0 | 0 | 0 | 0 | 0 | 0 | 0 | 0 | 0 | 0 | 0 | 0 | 0 | 0 | 0 | 0 | 0 | 0 | 0 | 0 | 0 | 0 | 0 | 0 | 0
F1_Commercial_WA - Health_New_Space Heating_Natural Gas_Gas Boiler - Insulate Hot Water Lines_A_Achievable Technical Potential | F1 | Commercial | WA - Health | New | Space Heating | Natural Gas | Gas Boiler - Insulate Hot Water Lines | A | Integrated Unit Energy Savings (kWh or therms) | Achievable Technical Potential | 0 | 0 | 0 | 0 | 0 | 0 | 0 | 0 | 0 | 0 | 0 | 0 | 0 | 0 | 0 | 0 | 0 | 0 | 0 | 0 | 0 | 0 | 0 | 0 | 0 | 0 | 0
F2_Commercial_WA - Health_New_Space Heating_Natural Gas_Gas Boiler - Insulate Hot Water Lines_A_Achievable Technical Potential | F2 | Commercial | WA - Health | New | Space Heating | Natural Gas | Gas Boiler - Insulate Hot Water Lines | A | Integrated Unit Summer Peak Savings (kW) | Achievable Technical Potential | 0 | 0 | 0 | 0 | 0 | 0 | 0 | 0 | 0 | 0 | 0 | 0 | 0 | 0 | 0 | 0 | 0 | 0 | 0 | 0 | 0 | 0 | 0 | 0 | 0 | 0 | 0
F3_Commercial_WA - Health_New_Space Heating_Natural Gas_Gas Boiler - Insulate Hot Water Lines_A_Achievable Technical Potential | F3 | Commercial | WA - Health | New | Space Heating | Natural Gas | Gas Boiler - Insulate Hot Water Lines | A | Integrated Unit Winter Peak Savings (kW) | Achievable Technical Potential | 0 | 0 | 0 | 0 | 0 | 0 | 0 | 0 | 0 | 0 | 0 | 0 | 0 | 0 | 0 | 0 | 0 | 0 | 0 | 0 | 0 | 0 | 0 | 0 | 0 | 0 | 0
F4_Commercial_WA - Health_New_Space Heating_Natural Gas_Gas Boiler - Insulate Hot Water Lines_A_Achievable Technical Potential | F4 | Commercial | WA - Health | New | Space Heating | Natural Gas | Gas Boiler - Insulate Hot Water Lines | A | Incremental Energy Savings (MWh or mTherms) | Achievable Technical Potential | 0 | 0 | 0 | 0 | 0 | 0 | 0 | 0 | 0 | 0 | 0 | 0 | 0 | 0 | 0 | 0 | 0 | 0 | 0 | 0 | 0 | 0 | 0 | 0 | 0 | 0 | 0
F5_Commercial_WA - Health_New_Space Heating_Natural Gas_Gas Boiler - Insulate Hot Water Lines_A_Achievable Technical Potential | F5 | Commercial | WA - Health | New | Space Heating | Natural Gas | Gas Boiler - Insulate Hot Water Lines | A | Incremental Summer Peak Savings (MW) | Achievable Technical Potential | 0 | 0 | 0 | 0 | 0 | 0 | 0 | 0 | 0 | 0 | 0 | 0 | 0 | 0 | 0 | 0 | 0 | 0 | 0 | 0 | 0 | 0 | 0 | 0 | 0 | 0 | 0
F6_Commercial_WA - Health_New_Space Heating_Natural Gas_Gas Boiler - Insulate Hot Water Lines_A_Achievable Technical Potential | F6 | Commercial | WA - Health | New | Space Heating | Natural Gas | Gas Boiler - Insulate Hot Water Lines | A | Incremental Winter Peak Savings (MW) | Achievable Technical Potential | 0 | 0 | 0 | 0 | 0 | 0 | 0 | 0 | 0 | 0 | 0 | 0 | 0 | 0 | 0 | 0 | 0 | 0 | 0 | 0 | 0 | 0 | 0 | 0 | 0 | 0 | 0
F7_Commercial_WA - Health_New_Space Heating_Natural Gas_Gas Boiler - Insulate Hot Water Lines_A_Achievable Technical Potential | F7 | Commercial | WA - Health | New | Space Heating | Natural Gas | Gas Boiler - Insulate Hot Water Lines | A | Cumulative Energy Savings (MWh or mTherms) | Achievable Technical Potential | 0 | 0 | 0 | 0 | 0 | 0 | 0 | 0 | 0 | 0 | 0 | 0 | 0 | 0 | 0 | 0 | 0 | 0 | 0 | 0 | 0 | 0 | 0 | 0 | 0 | 0 | 0
F8_Commercial_WA - Health_New_Space Heating_Natural Gas_Gas Boiler - Insulate Hot Water Lines_A_Achievable Technical Potential | F8 | Commercial | WA - Health | New | Space Heating | Natural Gas | Gas Boiler - Insulate Hot Water Lines | A | Cumulative Summer Peak Savings (MW) | Achievable Technical Potential | 0 | 0 | 0 | 0 | 0 | 0 | 0 | 0 | 0 | 0 | 0 | 0 | 0 | 0 | 0 | 0 | 0 | 0 | 0 | 0 | 0 | 0 | 0 | 0 | 0 | 0 | 0
F9_Commercial_WA - Health_New_Space Heating_Natural Gas_Gas Boiler - Insulate Hot Water Lines_A_Achievable Technical Potential | F9 | Commercial | WA - Health | New | Space Heating | Natural Gas | Gas Boiler - Insulate Hot Water Lines | A | Cumulative Winter Peak Savings (MW) | Achievable Technical Potential | 0 | 0 | 0 | 0 | 0 | 0 | 0 | 0 | 0 | 0 | 0 | 0 | 0 | 0 | 0 | 0 | 0 | 0 | 0 | 0 | 0 | 0 | 0 | 0 | 0 | 0 | 0
F10_Commercial_WA - Health_New_Space Heating_Natural Gas_Gas Boiler - Insulate Hot Water Lines_A_Achievable Technical Potential | F10 | Commercial | WA - Health | New | Space Heating | Natural Gas | Gas Boiler - Insulate Hot Water Lines | A | Purchases (Incremental) | Achievable Technical Potential | 0 | 0 | 0 | 0 | 0 | 0 | 0 | 0 | 0 | 0 | 0 | 0 | 0 | 0 | 0 | 0 | 0 | 0 | 0 | 0 | 0 | 0 | 0 | 0 | 0 | 0 | 0
F11_Commercial_WA - Health_New_Space Heating_Natural Gas_Gas Boiler - Insulate Hot Water Lines_A_Achievable Technical Potential | F11 | Commercial | WA - Health | New | Space Heating | Natural Gas | Gas Boiler - Insulate Hot Water Lines | A | Purchases (Cumulative) | Achievable Technical Potential | 0 | 0 | 0 | 0 | 0 | 0 | 0 | 0 | 0 | 0 | 0 | 0 | 0 | 0 | 0 | 0 | 0 | 0 | 0 | 0 | 0 | 0 | 0 | 0 | 0 | 0 | 0
F1_Commercial_WA - Health_New_Space Heating_Natural Gas_Condensing RTU_A_Achievable Technical Potential | F1 | Commercial | WA - Health | New | Space Heating | Natural Gas | Condensing RTU | A | Integrated Unit Energy Savings (kWh or therms) | Achievable Technical Potential | 0 | 0 | 0 | 0 | 0 | 0 | 0 | 0 | 0 | 0 | 0 | 0 | 0 | 0 | 0 | 0 | 0 | 0 | 0 | 0 | 0 | 0 | 0 | 0 | 0 | 0 | 0
F2_Commercial_WA - Health_New_Space Heating_Natural Gas_Condensing RTU_A_Achievable Technical Potential | F2 | Commercial | WA - Health | New | Space Heating | Natural Gas | Condensing RTU | A | Integrated Unit Summer Peak Savings (kW) | Achievable Technical Potential | 0 | 0 | 0 | 0 | 0 | 0 | 0 | 0 | 0 | 0 | 0 | 0 | 0 | 0 | 0 | 0 | 0 | 0 | 0 | 0 | 0 | 0 | 0 | 0 | 0 | 0 | 0
F3_Commercial_WA - Health_New_Space Heating_Natural Gas_Condensing RTU_A_Achievable Technical Potential | F3 | Commercial | WA - Health | New | Space Heating | Natural Gas | Condensing RTU | A | Integrated Unit Winter Peak Savings (kW) | Achievable Technical Potential | 0 | 0 | 0 | 0 | 0 | 0 | 0 | 0 | 0 | 0 | 0 | 0 | 0 | 0 | 0 | 0 | 0 | 0 | 0 | 0 | 0 | 0 | 0 | 0 | 0 | 0 | 0
F4_Commercial_WA - Health_New_Space Heating_Natural Gas_Condensing RTU_A_Achievable Technical Potential | F4 | Commercial | WA - Health | New | Space Heating | Natural Gas | Condensing RTU | A | Incremental Energy Savings (MWh or mTherms) | Achievable Technical Potential | 0 | 0 | 0 | 0 | 0 | 0 | 0 | 0 | 0 | 0 | 0 | 0 | 0 | 0 | 0 | 0 | 0 | 0 | 0 | 0 | 0 | 0 | 0 | 0 | 0 | 0 | 0
F5_Commercial_WA - Health_New_Space Heating_Natural Gas_Condensing RTU_A_Achievable Technical Potential | F5 | Commercial | WA - Health | New | Space Heating | Natural Gas | Condensing RTU | A | Incremental Summer Peak Savings (MW) | Achievable Technical Potential | 0 | 0 | 0 | 0 | 0 | 0 | 0 | 0 | 0 | 0 | 0 | 0 | 0 | 0 | 0 | 0 | 0 | 0 | 0 | 0 | 0 | 0 | 0 | 0 | 0 | 0 | 0
F6_Commercial_WA - Health_New_Space Heating_Natural Gas_Condensing RTU_A_Achievable Technical Potential | F6 | Commercial | WA - Health | New | Space Heating | Natural Gas | Condensing RTU | A | Incremental Winter Peak Savings (MW) | Achievable Technical Potential | 0 | 0 | 0 | 0 | 0 | 0 | 0 | 0 | 0 | 0 | 0 | 0 | 0 | 0 | 0 | 0 | 0 | 0 | 0 | 0 | 0 | 0 | 0 | 0 | 0 | 0 | 0
F7_Commercial_WA - Health_New_Space Heating_Natural Gas_Condensing RTU_A_Achievable Technical Potential | F7 | Commercial | WA - Health | New | Space Heating | Natural Gas | Condensing RTU | A | Cumulative Energy Savings (MWh or mTherms) | Achievable Technical Potential | 0 | 0 | 0 | 0 | 0 | 0 | 0 | 0 | 0 | 0 | 0 | 0 | 0 | 0 | 0 | 0 | 0 | 0 | 0 | 0 | 0 | 0 | 0 | 0 | 0 | 0 | 0
F8_Commercial_WA - Health_New_Space Heating_Natural Gas_Condensing RTU_A_Achievable Technical Potential | F8 | Commercial | WA - Health | New | Space Heating | Natural Gas | Condensing RTU | A | Cumulative Summer Peak Savings (MW) | Achievable Technical Potential | 0 | 0 | 0 | 0 | 0 | 0 | 0 | 0 | 0 | 0 | 0 | 0 | 0 | 0 | 0 | 0 | 0 | 0 | 0 | 0 | 0 | 0 | 0 | 0 | 0 | 0 | 0
F9_Commercial_WA - Health_New_Space Heating_Natural Gas_Condensing RTU_A_Achievable Technical Potential | F9 | Commercial | WA - Health | New | Space Heating | Natural Gas | Condensing RTU | A | Cumulative Winter Peak Savings (MW) | Achievable Technical Potential | 0 | 0 | 0 | 0 | 0 | 0 | 0 | 0 | 0 | 0 | 0 | 0 | 0 | 0 | 0 | 0 | 0 | 0 | 0 | 0 | 0 | 0 | 0 | 0 | 0 | 0 | 0
F10_Commercial_WA - Health_New_Space Heating_Natural Gas_Condensing RTU_A_Achievable Technical Potential | F10 | Commercial | WA - Health | New | Space Heating | Natural Gas | Condensing RTU | A | Purchases (Incremental) | Achievable Technical Potential | 0 | 0 | 0 | 0 | 0 | 0 | 0 | 0 | 0 | 0 | 0 | 0 | 0 | 0 | 0 | 0 | 0 | 0 | 0 | 0 | 0 | 0 | 0 | 0 | 0 | 0 | 0
F11_Commercial_WA - Health_New_Space Heating_Natural Gas_Condensing RTU_A_Achievable Technical Potential | F11 | Commercial | WA - Health | New | Space Heating | Natural Gas | Condensing RTU | A | Purchases (Cumulative) | Achievable Technical Potential | 0 | 0 | 0 | 0 | 0 | 0 | 0 | 0 | 0 | 0 | 0 | 0 | 0 | 0 | 0 | 0 | 0 | 0 | 0 | 0 | 0 | 0 | 0 | 0 | 0 | 0 | 0
F1_Commercial_WA - Health_New_Space Heating_Natural Gas_Hydronic Heating Radiator Replacement_A_Achievable Technical Potential | F1 | Commercial | WA - Health | New | Space Heating | Natural Gas | Hydronic Heating Radiator Replacement | A | Integrated Unit Energy Savings (kWh or therms) | Achievable Technical Potential | 0 | 0 | 0 | 0 | 0 | 0 | 0 | 0 | 0 | 0 | 0 | 0 | 0 | 0 | 0 | 0 | 0 | 0 | 0 | 0 | 0 | 0 | 0 | 0 | 0 | 0 | 0
F2_Commercial_WA - Health_New_Space Heating_Natural Gas_Hydronic Heating Radiator Replacement_A_Achievable Technical Potential | F2 | Commercial | WA - Health | New | Space Heating | Natural Gas | Hydronic Heating Radiator Replacement | A | Integrated Unit Summer Peak Savings (kW) | Achievable Technical Potential | 0 | 0 | 0 | 0 | 0 | 0 | 0 | 0 | 0 | 0 | 0 | 0 | 0 | 0 | 0 | 0 | 0 | 0 | 0 | 0 | 0 | 0 | 0 | 0 | 0 | 0 | 0
F3_Commercial_WA - Health_New_Space Heating_Natural Gas_Hydronic Heating Radiator Replacement_A_Achievable Technical Potential | F3 | Commercial | WA - Health | New | Space Heating | Natural Gas | Hydronic Heating Radiator Replacement | A | Integrated Unit Winter Peak Savings (kW) | Achievable Technical Potential | 0 | 0 | 0 | 0 | 0 | 0 | 0 | 0 | 0 | 0 | 0 | 0 | 0 | 0 | 0 | 0 | 0 | 0 | 0 | 0 | 0 | 0 | 0 | 0 | 0 | 0 | 0
F4_Commercial_WA - Health_New_Space Heating_Natural Gas_Hydronic Heating Radiator Replacement_A_Achievable Technical Potential | F4 | Commercial | WA - Health | New | Space Heating | Natural Gas | Hydronic Heating Radiator Replacement | A | Incremental Energy Savings (MWh or mTherms) | Achievable Technical Potential | 0 | 0 | 0 | 0 | 0 | 0 | 0 | 0 | 0 | 0 | 0 | 0 | 0 | 0 | 0 | 0 | 0 | 0 | 0 | 0 | 0 | 0 | 0 | 0 | 0 | 0 | 0
F5_Commercial_WA - Health_New_Space Heating_Natural Gas_Hydronic Heating Radiator Replacement_A_Achievable Technical Potential | F5 | Commercial | WA - Health | New | Space Heating | Natural Gas | Hydronic Heating Radiator Replacement | A | Incremental Summer Peak Savings (MW) | Achievable Technical Potential | 0 | 0 | 0 | 0 | 0 | 0 | 0 | 0 | 0 | 0 | 0 | 0 | 0 | 0 | 0 | 0 | 0 | 0 | 0 | 0 | 0 | 0 | 0 | 0 | 0 | 0 | 0
F6_Commercial_WA - Health_New_Space Heating_Natural Gas_Hydronic Heating Radiator Replacement_A_Achievable Technical Potential | F6 | Commercial | WA - Health | New | Space Heating | Natural Gas | Hydronic Heating Radiator Replacement | A | Incremental Winter Peak Savings (MW) | Achievable Technical Potential | 0 | 0 | 0 | 0 | 0 | 0 | 0 | 0 | 0 | 0 | 0 | 0 | 0 | 0 | 0 | 0 | 0 | 0 | 0 | 0 | 0 | 0 | 0 | 0 | 0 | 0 | 0
F7_Commercial_WA - Health_New_Space Heating_Natural Gas_Hydronic Heating Radiator Replacement_A_Achievable Technical Potential | F7 | Commercial | WA - Health | New | Space Heating | Natural Gas | Hydronic Heating Radiator Replacement | A | Cumulative Energy Savings (MWh or mTherms) | Achievable Technical Potential | 0 | 0 | 0 | 0 | 0 | 0 | 0 | 0 | 0 | 0 | 0 | 0 | 0 | 0 | 0 | 0 | 0 | 0 | 0 | 0 | 0 | 0 | 0 | 0 | 0 | 0 | 0
F8_Commercial_WA - Health_New_Space Heating_Natural Gas_Hydronic Heating Radiator Replacement_A_Achievable Technical Potential | F8 | Commercial | WA - Health | New | Space Heating | Natural Gas | Hydronic Heating Radiator Replacement | A | Cumulative Summer Peak Savings (MW) | Achievable Technical Potential | 0 | 0 | 0 | 0 | 0 | 0 | 0 | 0 | 0 | 0 | 0 | 0 | 0 | 0 | 0 | 0 | 0 | 0 | 0 | 0 | 0 | 0 | 0 | 0 | 0 | 0 | 0
F9_Commercial_WA - Health_New_Space Heating_Natural Gas_Hydronic Heating Radiator Replacement_A_Achievable Technical Potential | F9 | Commercial | WA - Health | New | Space Heating | Natural Gas | Hydronic Heating Radiator Replacement | A | Cumulative Winter Peak Savings (MW) | Achievable Technical Potential | 0 | 0 | 0 | 0 | 0 | 0 | 0 | 0 | 0 | 0 | 0 | 0 | 0 | 0 | 0 | 0 | 0 | 0 | 0 | 0 | 0 | 0 | 0 | 0 | 0 | 0 | 0
F10_Commercial_WA - Health_New_Space Heating_Natural Gas_Hydronic Heating Radiator Replacement_A_Achievable Technical Potential | F10 | Commercial | WA - Health | New | Space Heating | Natural Gas | Hydronic Heating Radiator Replacement | A | Purchases (Incremental) | Achievable Technical Potential | 0 | 0 | 0 | 0 | 0 | 0 | 0 | 0 | 0 | 0 | 0 | 0 | 0 | 0 | 0 | 0 | 0 | 0 | 0 | 0 | 0 | 0 | 0 | 0 | 0 | 0 | 0
F11_Commercial_WA - Health_New_Space Heating_Natural Gas_Hydronic Heating Radiator Replacement_A_Achievable Technical Potential | F11 | Commercial | WA - Health | New | Space Heating | Natural Gas | Hydronic Heating Radiator Replacement | A | Purchases (Cumulative) | Achievable Technical Potential | 0 | 0 | 0 | 0 | 0 | 0 | 0 | 0 | 0 | 0 | 0 | 0 | 0 | 0 | 0 | 0 | 0 | 0 | 0 | 0 | 0 | 0 | 0 | 0 | 0 | 0 | 0
F1_Commercial_WA - Health_New_Space Heating_Natural Gas_Thermostat - Connected_A_Achievable Technical Potential | F1 | Commercial | WA - Health | New | Space Heating | Natural Gas | Thermostat - Connected | A | Integrated Unit Energy Savings (kWh or therms) | Achievable Technical Potential | 0 | 0 | 0 | 0 | 0 | 0 | 0 | 0 | 0 | 0 | 0 | 0 | 0 | 0 | 0 | 0 | 0 | 0 | 0 | 0 | 0 | 0 | 0 | 0 | 0 | 0 | 0
F2_Commercial_WA - Health_New_Space Heating_Natural Gas_Thermostat - Connected_A_Achievable Technical Potential | F2 | Commercial | WA - Health | New | Space Heating | Natural Gas | Thermostat - Connected | A | Integrated Unit Summer Peak Savings (kW) | Achievable Technical Potential | 0 | 0 | 0 | 0 | 0 | 0 | 0 | 0 | 0 | 0 | 0 | 0 | 0 | 0 | 0 | 0 | 0 | 0 | 0 | 0 | 0 | 0 | 0 | 0 | 0 | 0 | 0
F3_Commercial_WA - Health_New_Space Heating_Natural Gas_Thermostat - Connected_A_Achievable Technical Potential | F3 | Commercial | WA - Health | New | Space Heating | Natural Gas | Thermostat - Connected | A | Integrated Unit Winter Peak Savings (kW) | Achievable Technical Potential | 0 | 0 | 0 | 0 | 0 | 0 | 0 | 0 | 0 | 0 | 0 | 0 | 0 | 0 | 0 | 0 | 0 | 0 | 0 | 0 | 0 | 0 | 0 | 0 | 0 | 0 | 0
F4_Commercial_WA - Health_New_Space Heating_Natural Gas_Thermostat - Connected_A_Achievable Technical Potential | F4 | Commercial | WA - Health | New | Space Heating | Natural Gas | Thermostat - Connected | A | Incremental Energy Savings (MWh or mTherms) | Achievable Technical Potential | 0 | 0 | 0 | 0 | 0 | 0 | 0 | 0 | 0 | 0 | 0 | 0 | 0 | 0 | 0 | 0 | 0 | 0 | 0 | 0 | 0 | 0 | 0 | 0 | 0 | 0 | 0
F5_Commercial_WA - Health_New_Space Heating_Natural Gas_Thermostat - Connected_A_Achievable Technical Potential | F5 | Commercial | WA - Health | New | Space Heating | Natural Gas | Thermostat - Connected | A | Incremental Summer Peak Savings (MW) | Achievable Technical Potential | 0 | 0 | 0 | 0 | 0 | 0 | 0 | 0 | 0 | 0 | 0 | 0 | 0 | 0 | 0 | 0 | 0 | 0 | 0 | 0 | 0 | 0 | 0 | 0 | 0 | 0 | 0
F6_Commercial_WA - Health_New_Space Heating_Natural Gas_Thermostat - Connected_A_Achievable Technical Potential | F6 | Commercial | WA - Health | New | Space Heating | Natural Gas | Thermostat - Connected | A | Incremental Winter Peak Savings (MW) | Achievable Technical Potential | 0 | 0 | 0 | 0 | 0 | 0 | 0 | 0 | 0 | 0 | 0 | 0 | 0 | 0 | 0 | 0 | 0 | 0 | 0 | 0 | 0 | 0 | 0 | 0 | 0 | 0 | 0
F7_Commercial_WA - Health_New_Space Heating_Natural Gas_Thermostat - Connected_A_Achievable Technical Potential | F7 | Commercial | WA - Health | New | Space Heating | Natural Gas | Thermostat - Connected | A | Cumulative Energy Savings (MWh or mTherms) | Achievable Technical Potential | 0 | 0 | 0 | 0 | 0 | 0 | 0 | 0 | 0 | 0 | 0 | 0 | 0 | 0 | 0 | 0 | 0 | 0 | 0 | 0 | 0 | 0 | 0 | 0 | 0 | 0 | 0
F8_Commercial_WA - Health_New_Space Heating_Natural Gas_Thermostat - Connected_A_Achievable Technical Potential | F8 | Commercial | WA - Health | New | Space Heating | Natural Gas | Thermostat - Connected | A | Cumulative Summer Peak Savings (MW) | Achievable Technical Potential | 0 | 0 | 0 | 0 | 0 | 0 | 0 | 0 | 0 | 0 | 0 | 0 | 0 | 0 | 0 | 0 | 0 | 0 | 0 | 0 | 0 | 0 | 0 | 0 | 0 | 0 | 0
F9_Commercial_WA - Health_New_Space Heating_Natural Gas_Thermostat - Connected_A_Achievable Technical Potential | F9 | Commercial | WA - Health | New | Space Heating | Natural Gas | Thermostat - Connected | A | Cumulative Winter Peak Savings (MW) | Achievable Technical Potential | 0 | 0 | 0 | 0 | 0 | 0 | 0 | 0 | 0 | 0 | 0 | 0 | 0 | 0 | 0 | 0 | 0 | 0 | 0 | 0 | 0 | 0 | 0 | 0 | 0 | 0 | 0
F10_Commercial_WA - Health_New_Space Heating_Natural Gas_Thermostat - Connected_A_Achievable Technical Potential | F10 | Commercial | WA - Health | New | Space Heating | Natural Gas | Thermostat - Connected | A | Purchases (Incremental) | Achievable Technical Potential | 0 | 0 | 0 | 0 | 0 | 0 | 0 | 0 | 0 | 0 | 0 | 0 | 0 | 0 | 0 | 0 | 0 | 0 | 0 | 0 | 0 | 0 | 0 | 0 | 0 | 0 | 0
F11_Commercial_WA - Health_New_Space Heating_Natural Gas_Thermostat - Connected_A_Achievable Technical Potential | F11 | Commercial | WA - Health | New | Space Heating | Natural Gas | Thermostat - Connected | A | Purchases (Cumulative) | Achievable Technical Potential | 0 | 0 | 0 | 0 | 0 | 0 | 0 | 0 | 0 | 0 | 0 | 0 | 0 | 0 | 0 | 0 | 0 | 0 | 0 | 0 | 0 | 0 | 0 | 0 | 0 | 0 | 0
F1_Commercial_WA - Health_New_Water Heating_Natural Gas_Water Heater - Thermostatic Shower Restriction Valve_A_Achievable Technical Potential | F1 | Commercial | WA - Health | New | Water Heating | Natural Gas | Water Heater - Thermostatic Shower Restriction Valve | A | Integrated Unit Energy Savings (kWh or therms) | Achievable Technical Potential | 0 | 0 | 0 | 0 | 0 | 0 | 0 | 0 | 0 | 0 | 0 | 0 | 0 | 0 | 0 | 0 | 0 | 0 | 0 | 0 | 0 | 0 | 0 | 0 | 0 | 0 | 0
F2_Commercial_WA - Health_New_Water Heating_Natural Gas_Water Heater - Thermostatic Shower Restriction Valve_A_Achievable Technical Potential | F2 | Commercial | WA - Health | New | Water Heating | Natural Gas | Water Heater - Thermostatic Shower Restriction Valve | A | Integrated Unit Summer Peak Savings (kW) | Achievable Technical Potential | 0 | 0 | 0 | 0 | 0 | 0 | 0 | 0 | 0 | 0 | 0 | 0 | 0 | 0 | 0 | 0 | 0 | 0 | 0 | 0 | 0 | 0 | 0 | 0 | 0 | 0 | 0
F3_Commercial_WA - Health_New_Water Heating_Natural Gas_Water Heater - Thermostatic Shower Restriction Valve_A_Achievable Technical Potential | F3 | Commercial | WA - Health | New | Water Heating | Natural Gas | Water Heater - Thermostatic Shower Restriction Valve | A | Integrated Unit Winter Peak Savings (kW) | Achievable Technical Potential | 0 | 0 | 0 | 0 | 0 | 0 | 0 | 0 | 0 | 0 | 0 | 0 | 0 | 0 | 0 | 0 | 0 | 0 | 0 | 0 | 0 | 0 | 0 | 0 | 0 | 0 | 0
F4_Commercial_WA - Health_New_Water Heating_Natural Gas_Water Heater - Thermostatic Shower Restriction Valve_A_Achievable Technical Potential | F4 | Commercial | WA - Health | New | Water Heating | Natural Gas | Water Heater - Thermostatic Shower Restriction Valve | A | Incremental Energy Savings (MWh or mTherms) | Achievable Technical Potential | 0 | 0 | 0 | 0 | 0 | 0 | 0 | 0 | 0 | 0 | 0 | 0 | 0 | 0 | 0 | 0 | 0 | 0 | 0 | 0 | 0 | 0 | 0 | 0 | 0 | 0 | 0
F5_Commercial_WA - Health_New_Water Heating_Natural Gas_Water Heater - Thermostatic Shower Restriction Valve_A_Achievable Technical Potential | F5 | Commercial | WA - Health | New | Water Heating | Natural Gas | Water Heater - Thermostatic Shower Restriction Valve | A | Incremental Summer Peak Savings (MW) | Achievable Technical Potential | 0 | 0 | 0 | 0 | 0 | 0 | 0 | 0 | 0 | 0 | 0 | 0 | 0 | 0 | 0 | 0 | 0 | 0 | 0 | 0 | 0 | 0 | 0 | 0 | 0 | 0 | 0
F6_Commercial_WA - Health_New_Water Heating_Natural Gas_Water Heater - Thermostatic Shower Restriction Valve_A_Achievable Technical Potential | F6 | Commercial | WA - Health | New | Water Heating | Natural Gas | Water Heater - Thermostatic Shower Restriction Valve | A | Incremental Winter Peak Savings (MW) | Achievable Technical Potential | 0 | 0 | 0 | 0 | 0 | 0 | 0 | 0 | 0 | 0 | 0 | 0 | 0 | 0 | 0 | 0 | 0 | 0 | 0 | 0 | 0 | 0 | 0 | 0 | 0 | 0 | 0
F7_Commercial_WA - Health_New_Water Heating_Natural Gas_Water Heater - Thermostatic Shower Restriction Valve_A_Achievable Technical Potential | F7 | Commercial | WA - Health | New | Water Heating | Natural Gas | Water Heater - Thermostatic Shower Restriction Valve | A | Cumulative Energy Savings (MWh or mTherms) | Achievable Technical Potential | 0 | 0 | 0 | 0 | 0 | 0 | 0 | 0 | 0 | 0 | 0 | 0 | 0 | 0 | 0 | 0 | 0 | 0 | 0 | 0 | 0 | 0 | 0 | 0 | 0 | 0 | 0
F8_Commercial_WA - Health_New_Water Heating_Natural Gas_Water Heater - Thermostatic Shower Restriction Valve_A_Achievable Technical Potential | F8 | Commercial | WA - Health | New | Water Heating | Natural Gas | Water Heater - Thermostatic Shower Restriction Valve | A | Cumulative Summer Peak Savings (MW) | Achievable Technical Potential | 0 | 0 | 0 | 0 | 0 | 0 | 0 | 0 | 0 | 0 | 0 | 0 | 0 | 0 | 0 | 0 | 0 | 0 | 0 | 0 | 0 | 0 | 0 | 0 | 0 | 0 | 0
F9_Commercial_WA - Health_New_Water Heating_Natural Gas_Water Heater - Thermostatic Shower Restriction Valve_A_Achievable Technical Potential | F9 | Commercial | WA - Health | New | Water Heating | Natural Gas | Water Heater - Thermostatic Shower Restriction Valve | A | Cumulative Winter Peak Savings (MW) | Achievable Technical Potential | 0 | 0 | 0 | 0 | 0 | 0 | 0 | 0 | 0 | 0 | 0 | 0 | 0 | 0 | 0 | 0 | 0 | 0 | 0 | 0 | 0 | 0 | 0 | 0 | 0 | 0 | 0
F10_Commercial_WA - Health_New_Water Heating_Natural Gas_Water Heater - Thermostatic Shower Restriction Valve_A_Achievable Technical Potential | F10 | Commercial | WA - Health | New | Water Heating | Natural Gas | Water Heater - Thermostatic Shower Restriction Valve | A | Purchases (Incremental) | Achievable Technical Potential | 0 | 0 | 0 | 0 | 0 | 0 | 0 | 0 | 0 | 0 | 0 | 0 | 0 | 0 | 0 | 0 | 0 | 0 | 0 | 0 | 0 | 0 | 0 | 0 | 0 | 0 | 0
F11_Commercial_WA - Health_New_Water Heating_Natural Gas_Water Heater - Thermostatic Shower Restriction Valve_A_Achievable Technical Potential | F11 | Commercial | WA - Health | New | Water Heating | Natural Gas | Water Heater - Thermostatic Shower Restriction Valve | A | Purchases (Cumulative) | Achievable Technical Potential | 0 | 0 | 0 | 0 | 0 | 0 | 0 | 0 | 0 | 0 | 0 | 0 | 0 | 0 | 0 | 0 | 0 | 0 | 0 | 0 | 0 | 0 | 0 | 0 | 0 | 0 | 0
F1_Commercial_WA - Health_New_Water Heating_Natural Gas_Water Heater - Pre-Rinse Spray Valve_A_Achievable Technical Potential | F1 | Commercial | WA - Health | New | Water Heating | Natural Gas | Water Heater - Pre-Rinse Spray Valve | A | Integrated Unit Energy Savings (kWh or therms) | Achievable Technical Potential | 0 | 0 | 0 | 0 | 0 | 0 | 0 | 0 | 0 | 0 | 0 | 0 | 0 | 0 | 0 | 0 | 0 | 0 | 0 | 0 | 0 | 0 | 0 | 0 | 0 | 0 | 0
F2_Commercial_WA - Health_New_Water Heating_Natural Gas_Water Heater - Pre-Rinse Spray Valve_A_Achievable Technical Potential | F2 | Commercial | WA - Health | New | Water Heating | Natural Gas | Water Heater - Pre-Rinse Spray Valve | A | Integrated Unit Summer Peak Savings (kW) | Achievable Technical Potential | 0 | 0 | 0 | 0 | 0 | 0 | 0 | 0 | 0 | 0 | 0 | 0 | 0 | 0 | 0 | 0 | 0 | 0 | 0 | 0 | 0 | 0 | 0 | 0 | 0 | 0 | 0
F3_Commercial_WA - Health_New_Water Heating_Natural Gas_Water Heater - Pre-Rinse Spray Valve_A_Achievable Technical Potential | F3 | Commercial | WA - Health | New | Water Heating | Natural Gas | Water Heater - Pre-Rinse Spray Valve | A | Integrated Unit Winter Peak Savings (kW) | Achievable Technical Potential | 0 | 0 | 0 | 0 | 0 | 0 | 0 | 0 | 0 | 0 | 0 | 0 | 0 | 0 | 0 | 0 | 0 | 0 | 0 | 0 | 0 | 0 | 0 | 0 | 0 | 0 | 0
F4_Commercial_WA - Health_New_Water Heating_Natural Gas_Water Heater - Pre-Rinse Spray Valve_A_Achievable Technical Potential | F4 | Commercial | WA - Health | New | Water Heating | Natural Gas | Water Heater - Pre-Rinse Spray Valve | A | Incremental Energy Savings (MWh or mTherms) | Achievable Technical Potential | 0 | 0 | 0 | 0 | 0 | 0 | 0 | 0 | 0 | 0 | 0 | 0 | 0 | 0 | 0 | 0 | 0 | 0 | 0 | 0 | 0 | 0 | 0 | 0 | 0 | 0 | 0
F5_Commercial_WA - Health_New_Water Heating_Natural Gas_Water Heater - Pre-Rinse Spray Valve_A_Achievable Technical Potential | F5 | Commercial | WA - Health | New | Water Heating | Natural Gas | Water Heater - Pre-Rinse Spray Valve | A | Incremental Summer Peak Savings (MW) | Achievable Technical Potential | 0 | 0 | 0 | 0 | 0 | 0 | 0 | 0 | 0 | 0 | 0 | 0 | 0 | 0 | 0 | 0 | 0 | 0 | 0 | 0 | 0 | 0 | 0 | 0 | 0 | 0 | 0
F6_Commercial_WA - Health_New_Water Heating_Natural Gas_Water Heater - Pre-Rinse Spray Valve_A_Achievable Technical Potential | F6 | Commercial | WA - Health | New | Water Heating | Natural Gas | Water Heater - Pre-Rinse Spray Valve | A | Incremental Winter Peak Savings (MW) | Achievable Technical Potential | 0 | 0 | 0 | 0 | 0 | 0 | 0 | 0 | 0 | 0 | 0 | 0 | 0 | 0 | 0 | 0 | 0 | 0 | 0 | 0 | 0 | 0 | 0 | 0 | 0 | 0 | 0
F7_Commercial_WA - Health_New_Water Heating_Natural Gas_Water Heater - Pre-Rinse Spray Valve_A_Achievable Technical Potential | F7 | Commercial | WA - Health | New | Water Heating | Natural Gas | Water Heater - Pre-Rinse Spray Valve | A | Cumulative Energy Savings (MWh or mTherms) | Achievable Technical Potential | 0 | 0 | 0 | 0 | 0 | 0 | 0 | 0 | 0 | 0 | 0 | 0 | 0 | 0 | 0 | 0 | 0 | 0 | 0 | 0 | 0 | 0 | 0 | 0 | 0 | 0 | 0
F8_Commercial_WA - Health_New_Water Heating_Natural Gas_Water Heater - Pre-Rinse Spray Valve_A_Achievable Technical Potential | F8 | Commercial | WA - Health | New | Water Heating | Natural Gas | Water Heater - Pre-Rinse Spray Valve | A | Cumulative Summer Peak Savings (MW) | Achievable Technical Potential | 0 | 0 | 0 | 0 | 0 | 0 | 0 | 0 | 0 | 0 | 0 | 0 | 0 | 0 | 0 | 0 | 0 | 0 | 0 | 0 | 0 | 0 | 0 | 0 | 0 | 0 | 0
F9_Commercial_WA - Health_New_Water Heating_Natural Gas_Water Heater - Pre-Rinse Spray Valve_A_Achievable Technical Potential | F9 | Commercial | WA - Health | New | Water Heating | Natural Gas | Water Heater - Pre-Rinse Spray Valve | A | Cumulative Winter Peak Savings (MW) | Achievable Technical Potential | 0 | 0 | 0 | 0 | 0 | 0 | 0 | 0 | 0 | 0 | 0 | 0 | 0 | 0 | 0 | 0 | 0 | 0 | 0 | 0 | 0 | 0 | 0 | 0 | 0 | 0 | 0
F10_Commercial_WA - Health_New_Water Heating_Natural Gas_Water Heater - Pre-Rinse Spray Valve_A_Achievable Technical Potential | F10 | Commercial | WA - Health | New | Water Heating | Natural Gas | Water Heater - Pre-Rinse Spray Valve | A | Purchases (Incremental) | Achievable Technical Potential | 0 | 0 | 0 | 0 | 0 | 0 | 0 | 0 | 0 | 0 | 0 | 0 | 0 | 0 | 0 | 0 | 0 | 0 | 0 | 0 | 0 | 0 | 0 | 0 | 0 | 0 | 0
F11_Commercial_WA - Health_New_Water Heating_Natural Gas_Water Heater - Pre-Rinse Spray Valve_A_Achievable Technical Potential | F11 | Commercial | WA - Health | New | Water Heating | Natural Gas | Water Heater - Pre-Rinse Spray Valve | A | Purchases (Cumulative) | Achievable Technical Potential | 0 | 0 | 0 | 0 | 0 | 0 | 0 | 0 | 0 | 0 | 0 | 0 | 0 | 0 | 0 | 0 | 0 | 0 | 0 | 0 | 0 | 0 | 0 | 0 | 0 | 0 | 0
F1_Commercial_WA - Health_New_Water Heating_Natural Gas_Water Heater - Temperature Setback_A_Achievable Technical Potential | F1 | Commercial | WA - Health | New | Water Heating | Natural Gas | Water Heater - Temperature Setback | A | Integrated Unit Energy Savings (kWh or therms) | Achievable Technical Potential | 0 | 0 | 0 | 0 | 0 | 0 | 0 | 0 | 0 | 0 | 0 | 0 | 0 | 0 | 0 | 0 | 0 | 0 | 0 | 0 | 0 | 0 | 0 | 0 | 0 | 0 | 0
F2_Commercial_WA - Health_New_Water Heating_Natural Gas_Water Heater - Temperature Setback_A_Achievable Technical Potential | F2 | Commercial | WA - Health | New | Water Heating | Natural Gas | Water Heater - Temperature Setback | A | Integrated Unit Summer Peak Savings (kW) | Achievable Technical Potential | 0 | 0 | 0 | 0 | 0 | 0 | 0 | 0 | 0 | 0 | 0 | 0 | 0 | 0 | 0 | 0 | 0 | 0 | 0 | 0 | 0 | 0 | 0 | 0 | 0 | 0 | 0
F3_Commercial_WA - Health_New_Water Heating_Natural Gas_Water Heater - Temperature Setback_A_Achievable Technical Potential | F3 | Commercial | WA - Health | New | Water Heating | Natural Gas | Water Heater - Temperature Setback | A | Integrated Unit Winter Peak Savings (kW) | Achievable Technical Potential | 0 | 0 | 0 | 0 | 0 | 0 | 0 | 0 | 0 | 0 | 0 | 0 | 0 | 0 | 0 | 0 | 0 | 0 | 0 | 0 | 0 | 0 | 0 | 0 | 0 | 0 | 0
F4_Commercial_WA - Health_New_Water Heating_Natural Gas_Water Heater - Temperature Setback_A_Achievable Technical Potential | F4 | Commercial | WA - Health | New | Water Heating | Natural Gas | Water Heater - Temperature Setback | A | Incremental Energy Savings (MWh or mTherms) | Achievable Technical Potential | 0 | 0 | 0 | 0 | 0 | 0 | 0 | 0 | 0 | 0 | 0 | 0 | 0 | 0 | 0 | 0 | 0 | 0 | 0 | 0 | 0 | 0 | 0 | 0 | 0 | 0 | 0
F5_Commercial_WA - Health_New_Water Heating_Natural Gas_Water Heater - Temperature Setback_A_Achievable Technical Potential | F5 | Commercial | WA - Health | New | Water Heating | Natural Gas | Water Heater - Temperature Setback | A | Incremental Summer Peak Savings (MW) | Achievable Technical Potential | 0 | 0 | 0 | 0 | 0 | 0 | 0 | 0 | 0 | 0 | 0 | 0 | 0 | 0 | 0 | 0 | 0 | 0 | 0 | 0 | 0 | 0 | 0 | 0 | 0 | 0 | 0
F6_Commercial_WA - Health_New_Water Heating_Natural Gas_Water Heater - Temperature Setback_A_Achievable Technical Potential | F6 | Commercial | WA - Health | New | Water Heating | Natural Gas | Water Heater - Temperature Setback | A | Incremental Winter Peak Savings (MW) | Achievable Technical Potential | 0 | 0 | 0 | 0 | 0 | 0 | 0 | 0 | 0 | 0 | 0 | 0 | 0 | 0 | 0 | 0 | 0 | 0 | 0 | 0 | 0 | 0 | 0 | 0 | 0 | 0 | 0
F7_Commercial_WA - Health_New_Water Heating_Natural Gas_Water Heater - Temperature Setback_A_Achievable Technical Potential | F7 | Commercial | WA - Health | New | Water Heating | Natural Gas | Water Heater - Temperature Setback | A | Cumulative Energy Savings (MWh or mTherms) | Achievable Technical Potential | 0 | 0 | 0 | 0 | 0 | 0 | 0 | 0 | 0 | 0 | 0 | 0 | 0 | 0 | 0 | 0 | 0 | 0 | 0 | 0 | 0 | 0 | 0 | 0 | 0 | 0 | 0
F8_Commercial_WA - Health_New_Water Heating_Natural Gas_Water Heater - Temperature Setback_A_Achievable Technical Potential | F8 | Commercial | WA - Health | New | Water Heating | Natural Gas | Water Heater - Temperature Setback | A | Cumulative Summer Peak Savings (MW) | Achievable Technical Potential | 0 | 0 | 0 | 0 | 0 | 0 | 0 | 0 | 0 | 0 | 0 | 0 | 0 | 0 | 0 | 0 | 0 | 0 | 0 | 0 | 0 | 0 | 0 | 0 | 0 | 0 | 0
F9_Commercial_WA - Health_New_Water Heating_Natural Gas_Water Heater - Temperature Setback_A_Achievable Technical Potential | F9 | Commercial | WA - Health | New | Water Heating | Natural Gas | Water Heater - Temperature Setback | A | Cumulative Winter Peak Savings (MW) | Achievable Technical Potential | 0 | 0 | 0 | 0 | 0 | 0 | 0 | 0 | 0 | 0 | 0 | 0 | 0 | 0 | 0 | 0 | 0 | 0 | 0 | 0 | 0 | 0 | 0 | 0 | 0 | 0 | 0
F10_Commercial_WA - Health_New_Water Heating_Natural Gas_Water Heater - Temperature Setback_A_Achievable Technical Potential | F10 | Commercial | WA - Health | New | Water Heating | Natural Gas | Water Heater - Temperature Setback | A | Purchases (Incremental) | Achievable Technical Potential | 0 | 0 | 0 | 0 | 0 | 0 | 0 | 0 | 0 | 0 | 0 | 0 | 0 | 0 | 0 | 0 | 0 | 0 | 0 | 0 | 0 | 0 | 0 | 0 | 0 | 0 | 0
F11_Commercial_WA - Health_New_Water Heating_Natural Gas_Water Heater - Temperature Setback_A_Achievable Technical Potential | F11 | Commercial | WA - Health | New | Water Heating | Natural Gas | Water Heater - Temperature Setback | A | Purchases (Cumulative) | Achievable Technical Potential | 0 | 0 | 0 | 0 | 0 | 0 | 0 | 0 | 0 | 0 | 0 | 0 | 0 | 0 | 0 | 0 | 0 | 0 | 0 | 0 | 0 | 0 | 0 | 0 | 0 | 0 | 0
F1_Commercial_WA - Health_New_Water Heating_Natural Gas_Water Heater - Faucet Aerators_A_Achievable Technical Potential | F1 | Commercial | WA - Health | New | Water Heating | Natural Gas | Water Heater - Faucet Aerators | A | Integrated Unit Energy Savings (kWh or therms) | Achievable Technical Potential | 0 | 0 | 0 | 0 | 0 | 0 | 0 | 0 | 0 | 0 | 0 | 0 | 0 | 0 | 0 | 0 | 0 | 0 | 0 | 0 | 0 | 0 | 0 | 0 | 0 | 0 | 0
F2_Commercial_WA - Health_New_Water Heating_Natural Gas_Water Heater - Faucet Aerators_A_Achievable Technical Potential | F2 | Commercial | WA - Health | New | Water Heating | Natural Gas | Water Heater - Faucet Aerators | A | Integrated Unit Summer Peak Savings (kW) | Achievable Technical Potential | 0 | 0 | 0 | 0 | 0 | 0 | 0 | 0 | 0 | 0 | 0 | 0 | 0 | 0 | 0 | 0 | 0 | 0 | 0 | 0 | 0 | 0 | 0 | 0 | 0 | 0 | 0
F3_Commercial_WA - Health_New_Water Heating_Natural Gas_Water Heater - Faucet Aerators_A_Achievable Technical Potential | F3 | Commercial | WA - Health | New | Water Heating | Natural Gas | Water Heater - Faucet Aerators | A | Integrated Unit Winter Peak Savings (kW) | Achievable Technical Potential | 0 | 0 | 0 | 0 | 0 | 0 | 0 | 0 | 0 | 0 | 0 | 0 | 0 | 0 | 0 | 0 | 0 | 0 | 0 | 0 | 0 | 0 | 0 | 0 | 0 | 0 | 0
F4_Commercial_WA - Health_New_Water Heating_Natural Gas_Water Heater - Faucet Aerators_A_Achievable Technical Potential | F4 | Commercial | WA - Health | New | Water Heating | Natural Gas | Water Heater - Faucet Aerators | A | Incremental Energy Savings (MWh or mTherms) | Achievable Technical Potential | 0 | 0 | 0 | 0 | 0 | 0 | 0 | 0 | 0 | 0 | 0 | 0 | 0 | 0 | 0 | 0 | 0 | 0 | 0 | 0 | 0 | 0 | 0 | 0 | 0 | 0 | 0
F5_Commercial_WA - Health_New_Water Heating_Natural Gas_Water Heater - Faucet Aerators_A_Achievable Technical Potential | F5 | Commercial | WA - Health | New | Water Heating | Natural Gas | Water Heater - Faucet Aerators | A | Incremental Summer Peak Savings (MW) | Achievable Technical Potential | 0 | 0 | 0 | 0 | 0 | 0 | 0 | 0 | 0 | 0 | 0 | 0 | 0 | 0 | 0 | 0 | 0 | 0 | 0 | 0 | 0 | 0 | 0 | 0 | 0 | 0 | 0
F6_Commercial_WA - Health_New_Water Heating_Natural Gas_Water Heater - Faucet Aerators_A_Achievable Technical Potential | F6 | Commercial | WA - Health | New | Water Heating | Natural Gas | Water Heater - Faucet Aerators | A | Incremental Winter Peak Savings (MW) | Achievable Technical Potential | 0 | 0 | 0 | 0 | 0 | 0 | 0 | 0 | 0 | 0 | 0 | 0 | 0 | 0 | 0 | 0 | 0 | 0 | 0 | 0 | 0 | 0 | 0 | 0 | 0 | 0 | 0
F7_Commercial_WA - Health_New_Water Heating_Natural Gas_Water Heater - Faucet Aerators_A_Achievable Technical Potential | F7 | Commercial | WA - Health | New | Water Heating | Natural Gas | Water Heater - Faucet Aerators | A | Cumulative Energy Savings (MWh or mTherms) | Achievable Technical Potential | 0 | 0 | 0 | 0 | 0 | 0 | 0 | 0 | 0 | 0 | 0 | 0 | 0 | 0 | 0 | 0 | 0 | 0 | 0 | 0 | 0 | 0 | 0 | 0 | 0 | 0 | 0
F8_Commercial_WA - Health_New_Water Heating_Natural Gas_Water Heater - Faucet Aerators_A_Achievable Technical Potential | F8 | Commercial | WA - Health | New | Water Heating | Natural Gas | Water Heater - Faucet Aerators | A | Cumulative Summer Peak Savings (MW) | Achievable Technical Potential | 0 | 0 | 0 | 0 | 0 | 0 | 0 | 0 | 0 | 0 | 0 | 0 | 0 | 0 | 0 | 0 | 0 | 0 | 0 | 0 | 0 | 0 | 0 | 0 | 0 | 0 | 0
F9_Commercial_WA - Health_New_Water Heating_Natural Gas_Water Heater - Faucet Aerators_A_Achievable Technical Potential | F9 | Commercial | WA - Health | New | Water Heating | Natural Gas | Water Heater - Faucet Aerators | A | Cumulative Winter Peak Savings (MW) | Achievable Technical Potential | 0 | 0 | 0 | 0 | 0 | 0 | 0 | 0 | 0 | 0 | 0 | 0 | 0 | 0 | 0 | 0 | 0 | 0 | 0 | 0 | 0 | 0 | 0 | 0 | 0 | 0 | 0
F10_Commercial_WA - Health_New_Water Heating_Natural Gas_Water Heater - Faucet Aerators_A_Achievable Technical Potential | F10 | Commercial | WA - Health | New | Water Heating | Natural Gas | Water Heater - Faucet Aerators | A | Purchases (Incremental) | Achievable Technical Potential | 0 | 0 | 0 | 0 | 0 | 0 | 0 | 0 | 0 | 0 | 0 | 0 | 0 | 0 | 0 | 0 | 0 | 0 | 0 | 0 | 0 | 0 | 0 | 0 | 0 | 0 | 0
F11_Commercial_WA - Health_New_Water Heating_Natural Gas_Water Heater - Faucet Aerators_A_Achievable Technical Potential | F11 | Commercial | WA - Health | New | Water Heating | Natural Gas | Water Heater - Faucet Aerators | A | Purchases (Cumulative) | Achievable Technical Potential | 0 | 0 | 0 | 0 | 0 | 0 | 0 | 0 | 0 | 0 | 0 | 0 | 0 | 0 | 0 | 0 | 0 | 0 | 0 | 0 | 0 | 0 | 0 | 0 | 0 | 0 | 0
F1_Commercial_WA - Health_New_Water Heating_Natural Gas_Water Heater - Low-Flow Showerheads_A_Achievable Technical Potential | F1 | Commercial | WA - Health | New | Water Heating | Natural Gas | Water Heater - Low-Flow Showerheads | A | Integrated Unit Energy Savings (kWh or therms) | Achievable Technical Potential | 0 | 0 | 0 | 0 | 0 | 0 | 0 | 0 | 0 | 0 | 0 | 0 | 0 | 0 | 0 | 0 | 0 | 0 | 0 | 0 | 0 | 0 | 0 | 0 | 0 | 0 | 0
F2_Commercial_WA - Health_New_Water Heating_Natural Gas_Water Heater - Low-Flow Showerheads_A_Achievable Technical Potential | F2 | Commercial | WA - Health | New | Water Heating | Natural Gas | Water Heater - Low-Flow Showerheads | A | Integrated Unit Summer Peak Savings (kW) | Achievable Technical Potential | 0 | 0 | 0 | 0 | 0 | 0 | 0 | 0 | 0 | 0 | 0 | 0 | 0 | 0 | 0 | 0 | 0 | 0 | 0 | 0 | 0 | 0 | 0 | 0 | 0 | 0 | 0
F3_Commercial_WA - Health_New_Water Heating_Natural Gas_Water Heater - Low-Flow Showerheads_A_Achievable Technical Potential | F3 | Commercial | WA - Health | New | Water Heating | Natural Gas | Water Heater - Low-Flow Showerheads | A | Integrated Unit Winter Peak Savings (kW) | Achievable Technical Potential | 0 | 0 | 0 | 0 | 0 | 0 | 0 | 0 | 0 | 0 | 0 | 0 | 0 | 0 | 0 | 0 | 0 | 0 | 0 | 0 | 0 | 0 | 0 | 0 | 0 | 0 | 0
F4_Commercial_WA - Health_New_Water Heating_Natural Gas_Water Heater - Low-Flow Showerheads_A_Achievable Technical Potential | F4 | Commercial | WA - Health | New | Water Heating | Natural Gas | Water Heater - Low-Flow Showerheads | A | Incremental Energy Savings (MWh or mTherms) | Achievable Technical Potential | 0 | 0 | 0 | 0 | 0 | 0 | 0 | 0 | 0 | 0 | 0 | 0 | 0 | 0 | 0 | 0 | 0 | 0 | 0 | 0 | 0 | 0 | 0 | 0 | 0 | 0 | 0
F5_Commercial_WA - Health_New_Water Heating_Natural Gas_Water Heater - Low-Flow Showerheads_A_Achievable Technical Potential | F5 | Commercial | WA - Health | New | Water Heating | Natural Gas | Water Heater - Low-Flow Showerheads | A | Incremental Summer Peak Savings (MW) | Achievable Technical Potential | 0 | 0 | 0 | 0 | 0 | 0 | 0 | 0 | 0 | 0 | 0 | 0 | 0 | 0 | 0 | 0 | 0 | 0 | 0 | 0 | 0 | 0 | 0 | 0 | 0 | 0 | 0
F6_Commercial_WA - Health_New_Water Heating_Natural Gas_Water Heater - Low-Flow Showerheads_A_Achievable Technical Potential | F6 | Commercial | WA - Health | New | Water Heating | Natural Gas | Water Heater - Low-Flow Showerheads | A | Incremental Winter Peak Savings (MW) | Achievable Technical Potential | 0 | 0 | 0 | 0 | 0 | 0 | 0 | 0 | 0 | 0 | 0 | 0 | 0 | 0 | 0 | 0 | 0 | 0 | 0 | 0 | 0 | 0 | 0 | 0 | 0 | 0 | 0
F7_Commercial_WA - Health_New_Water Heating_Natural Gas_Water Heater - Low-Flow Showerheads_A_Achievable Technical Potential | F7 | Commercial | WA - Health | New | Water Heating | Natural Gas | Water Heater - Low-Flow Showerheads | A | Cumulative Energy Savings (MWh or mTherms) | Achievable Technical Potential | 0 | 0 | 0 | 0 | 0 | 0 | 0 | 0 | 0 | 0 | 0 | 0 | 0 | 0 | 0 | 0 | 0 | 0 | 0 | 0 | 0 | 0 | 0 | 0 | 0 | 0 | 0
F8_Commercial_WA - Health_New_Water Heating_Natural Gas_Water Heater - Low-Flow Showerheads_A_Achievable Technical Potential | F8 | Commercial | WA - Health | New | Water Heating | Natural Gas | Water Heater - Low-Flow Showerheads | A | Cumulative Summer Peak Savings (MW) | Achievable Technical Potential | 0 | 0 | 0 | 0 | 0 | 0 | 0 | 0 | 0 | 0 | 0 | 0 | 0 | 0 | 0 | 0 | 0 | 0 | 0 | 0 | 0 | 0 | 0 | 0 | 0 | 0 | 0
F9_Commercial_WA - Health_New_Water Heating_Natural Gas_Water Heater - Low-Flow Showerheads_A_Achievable Technical Potential | F9 | Commercial | WA - Health | New | Water Heating | Natural Gas | Water Heater - Low-Flow Showerheads | A | Cumulative Winter Peak Savings (MW) | Achievable Technical Potential | 0 | 0 | 0 | 0 | 0 | 0 | 0 | 0 | 0 | 0 | 0 | 0 | 0 | 0 | 0 | 0 | 0 | 0 | 0 | 0 | 0 | 0 | 0 | 0 | 0 | 0 | 0
F10_Commercial_WA - Health_New_Water Heating_Natural Gas_Water Heater - Low-Flow Showerheads_A_Achievable Technical Potential | F10 | Commercial | WA - Health | New | Water Heating | Natural Gas | Water Heater - Low-Flow Showerheads | A | Purchases (Incremental) | Achievable Technical Potential | 0 | 0 | 0 | 0 | 0 | 0 | 0 | 0 | 0 | 0 | 0 | 0 | 0 | 0 | 0 | 0 | 0 | 0 | 0 | 0 | 0 | 0 | 0 | 0 | 0 | 0 | 0
F11_Commercial_WA - Health_New_Water Heating_Natural Gas_Water Heater - Low-Flow Showerheads_A_Achievable Technical Potential | F11 | Commercial | WA - Health | New | Water Heating | Natural Gas | Water Heater - Low-Flow Showerheads | A | Purchases (Cumulative) | Achievable Technical Potential | 0 | 0 | 0 | 0 | 0 | 0 | 0 | 0 | 0 | 0 | 0 | 0 | 0 | 0 | 0 | 0 | 0 | 0 | 0 | 0 | 0 | 0 | 0 | 0 | 0 | 0 | 0
F1_Commercial_WA - Health_New_Water Heating_Natural Gas_Water Heater - Tank Blanket/Insulation_A_Achievable Technical Potential | F1 | Commercial | WA - Health | New | Water Heating | Natural Gas | Water Heater - Tank Blanket/Insulation | A | Integrated Unit Energy Savings (kWh or therms) | Achievable Technical Potential | 0 | 0 | 0 | 0 | 0 | 0 | 0 | 0 | 0 | 0 | 0 | 0 | 0 | 0 | 0 | 0 | 0 | 0 | 0 | 0 | 0 | 0 | 0 | 0 | 0 | 0 | 0
F2_Commercial_WA - Health_New_Water Heating_Natural Gas_Water Heater - Tank Blanket/Insulation_A_Achievable Technical Potential | F2 | Commercial | WA - Health | New | Water Heating | Natural Gas | Water Heater - Tank Blanket/Insulation | A | Integrated Unit Summer Peak Savings (kW) | Achievable Technical Potential | 0 | 0 | 0 | 0 | 0 | 0 | 0 | 0 | 0 | 0 | 0 | 0 | 0 | 0 | 0 | 0 | 0 | 0 | 0 | 0 | 0 | 0 | 0 | 0 | 0 | 0 | 0
F3_Commercial_WA - Health_New_Water Heating_Natural Gas_Water Heater - Tank Blanket/Insulation_A_Achievable Technical Potential | F3 | Commercial | WA - Health | New | Water Heating | Natural Gas | Water Heater - Tank Blanket/Insulation | A | Integrated Unit Winter Peak Savings (kW) | Achievable Technical Potential | 0 | 0 | 0 | 0 | 0 | 0 | 0 | 0 | 0 | 0 | 0 | 0 | 0 | 0 | 0 | 0 | 0 | 0 | 0 | 0 | 0 | 0 | 0 | 0 | 0 | 0 | 0
F4_Commercial_WA - Health_New_Water Heating_Natural Gas_Water Heater - Tank Blanket/Insulation_A_Achievable Technical Potential | F4 | Commercial | WA - Health | New | Water Heating | Natural Gas | Water Heater - Tank Blanket/Insulation | A | Incremental Energy Savings (MWh or mTherms) | Achievable Technical Potential | 0 | 0 | 0 | 0 | 0 | 0 | 0 | 0 | 0 | 0 | 0 | 0 | 0 | 0 | 0 | 0 | 0 | 0 | 0 | 0 | 0 | 0 | 0 | 0 | 0 | 0 | 0
F5_Commercial_WA - Health_New_Water Heating_Natural Gas_Water Heater - Tank Blanket/Insulation_A_Achievable Technical Potential | F5 | Commercial | WA - Health | New | Water Heating | Natural Gas | Water Heater - Tank Blanket/Insulation | A | Incremental Summer Peak Savings (MW) | Achievable Technical Potential | 0 | 0 | 0 | 0 | 0 | 0 | 0 | 0 | 0 | 0 | 0 | 0 | 0 | 0 | 0 | 0 | 0 | 0 | 0 | 0 | 0 | 0 | 0 | 0 | 0 | 0 | 0
F6_Commercial_WA - Health_New_Water Heating_Natural Gas_Water Heater - Tank Blanket/Insulation_A_Achievable Technical Potential | F6 | Commercial | WA - Health | New | Water Heating | Natural Gas | Water Heater - Tank Blanket/Insulation | A | Incremental Winter Peak Savings (MW) | Achievable Technical Potential | 0 | 0 | 0 | 0 | 0 | 0 | 0 | 0 | 0 | 0 | 0 | 0 | 0 | 0 | 0 | 0 | 0 | 0 | 0 | 0 | 0 | 0 | 0 | 0 | 0 | 0 | 0
F7_Commercial_WA - Health_New_Water Heating_Natural Gas_Water Heater - Tank Blanket/Insulation_A_Achievable Technical Potential | F7 | Commercial | WA - Health | New | Water Heating | Natural Gas | Water Heater - Tank Blanket/Insulation | A | Cumulative Energy Savings (MWh or mTherms) | Achievable Technical Potential | 0 | 0 | 0 | 0 | 0 | 0 | 0 | 0 | 0 | 0 | 0 | 0 | 0 | 0 | 0 | 0 | 0 | 0 | 0 | 0 | 0 | 0 | 0 | 0 | 0 | 0 | 0
F8_Commercial_WA - Health_New_Water Heating_Natural Gas_Water Heater - Tank Blanket/Insulation_A_Achievable Technical Potential | F8 | Commercial | WA - Health | New | Water Heating | Natural Gas | Water Heater - Tank Blanket/Insulation | A | Cumulative Summer Peak Savings (MW) | Achievable Technical Potential | 0 | 0 | 0 | 0 | 0 | 0 | 0 | 0 | 0 | 0 | 0 | 0 | 0 | 0 | 0 | 0 | 0 | 0 | 0 | 0 | 0 | 0 | 0 | 0 | 0 | 0 | 0
F9_Commercial_WA - Health_New_Water Heating_Natural Gas_Water Heater - Tank Blanket/Insulation_A_Achievable Technical Potential | F9 | Commercial | WA - Health | New | Water Heating | Natural Gas | Water Heater - Tank Blanket/Insulation | A | Cumulative Winter Peak Savings (MW) | Achievable Technical Potential | 0 | 0 | 0 | 0 | 0 | 0 | 0 | 0 | 0 | 0 | 0 | 0 | 0 | 0 | 0 | 0 | 0 | 0 | 0 | 0 | 0 | 0 | 0 | 0 | 0 | 0 | 0
F10_Commercial_WA - Health_New_Water Heating_Natural Gas_Water Heater - Tank Blanket/Insulation_A_Achievable Technical Potential | F10 | Commercial | WA - Health | New | Water Heating | Natural Gas | Water Heater - Tank Blanket/Insulation | A | Purchases (Incremental) | Achievable Technical Potential | 0 | 0 | 0 | 0 | 0 | 0 | 0 | 0 | 0 | 0 | 0 | 0 | 0 | 0 | 0 | 0 | 0 | 0 | 0 | 0 | 0 | 0 | 0 | 0 | 0 | 0 | 0
F11_Commercial_WA - Health_New_Water Heating_Natural Gas_Water Heater - Tank Blanket/Insulation_A_Achievable Technical Potential | F11 | Commercial | WA - Health | New | Water Heating | Natural Gas | Water Heater - Tank Blanket/Insulation | A | Purchases (Cumulative) | Achievable Technical Potential | 0 | 0 | 0 | 0 | 0 | 0 | 0 | 0 | 0 | 0 | 0 | 0 | 0 | 0 | 0 | 0 | 0 | 0 | 0 | 0 | 0 | 0 | 0 | 0 | 0 | 0 | 0
F1_Commercial_WA - Health_New_Water Heating_Natural Gas_Water Heater - Drainwater Heat Recovery_A_Achievable Technical Potential | F1 | Commercial | WA - Health | New | Water Heating | Natural Gas | Water Heater - Drainwater Heat Recovery | A | Integrated Unit Energy Savings (kWh or therms) | Achievable Technical Potential | 0 | 0 | 0 | 0 | 0 | 0 | 0 | 0 | 0 | 0 | 0 | 0 | 0 | 0 | 0 | 0 | 0 | 0 | 0 | 0 | 0 | 0 | 0 | 0 | 0 | 0 | 0
F2_Commercial_WA - Health_New_Water Heating_Natural Gas_Water Heater - Drainwater Heat Recovery_A_Achievable Technical Potential | F2 | Commercial | WA - Health | New | Water Heating | Natural Gas | Water Heater - Drainwater Heat Recovery | A | Integrated Unit Summer Peak Savings (kW) | Achievable Technical Potential | 0 | 0 | 0 | 0 | 0 | 0 | 0 | 0 | 0 | 0 | 0 | 0 | 0 | 0 | 0 | 0 | 0 | 0 | 0 | 0 | 0 | 0 | 0 | 0 | 0 | 0 | 0
F3_Commercial_WA - Health_New_Water Heating_Natural Gas_Water Heater - Drainwater Heat Recovery_A_Achievable Technical Potential | F3 | Commercial | WA - Health | New | Water Heating | Natural Gas | Water Heater - Drainwater Heat Recovery | A | Integrated Unit Winter Peak Savings (kW) | Achievable Technical Potential | 0 | 0 | 0 | 0 | 0 | 0 | 0 | 0 | 0 | 0 | 0 | 0 | 0 | 0 | 0 | 0 | 0 | 0 | 0 | 0 | 0 | 0 | 0 | 0 | 0 | 0 | 0
F4_Commercial_WA - Health_New_Water Heating_Natural Gas_Water Heater - Drainwater Heat Recovery_A_Achievable Technical Potential | F4 | Commercial | WA - Health | New | Water Heating | Natural Gas | Water Heater - Drainwater Heat Recovery | A | Incremental Energy Savings (MWh or mTherms) | Achievable Technical Potential | 0 | 0 | 0 | 0 | 0 | 0 | 0 | 0 | 0 | 0 | 0 | 0 | 0 | 0 | 0 | 0 | 0 | 0 | 0 | 0 | 0 | 0 | 0 | 0 | 0 | 0 | 0
F5_Commercial_WA - Health_New_Water Heating_Natural Gas_Water Heater - Drainwater Heat Recovery_A_Achievable Technical Potential | F5 | Commercial | WA - Health | New | Water Heating | Natural Gas | Water Heater - Drainwater Heat Recovery | A | Incremental Summer Peak Savings (MW) | Achievable Technical Potential | 0 | 0 | 0 | 0 | 0 | 0 | 0 | 0 | 0 | 0 | 0 | 0 | 0 | 0 | 0 | 0 | 0 | 0 | 0 | 0 | 0 | 0 | 0 | 0 | 0 | 0 | 0
F6_Commercial_WA - Health_New_Water Heating_Natural Gas_Water Heater - Drainwater Heat Recovery_A_Achievable Technical Potential | F6 | Commercial | WA - Health | New | Water Heating | Natural Gas | Water Heater - Drainwater Heat Recovery | A | Incremental Winter Peak Savings (MW) | Achievable Technical Potential | 0 | 0 | 0 | 0 | 0 | 0 | 0 | 0 | 0 | 0 | 0 | 0 | 0 | 0 | 0 | 0 | 0 | 0 | 0 | 0 | 0 | 0 | 0 | 0 | 0 | 0 | 0
F7_Commercial_WA - Health_New_Water Heating_Natural Gas_Water Heater - Drainwater Heat Recovery_A_Achievable Technical Potential | F7 | Commercial | WA - Health | New | Water Heating | Natural Gas | Water Heater - Drainwater Heat Recovery | A | Cumulative Energy Savings (MWh or mTherms) | Achievable Technical Potential | 0 | 0 | 0 | 0 | 0 | 0 | 0 | 0 | 0 | 0 | 0 | 0 | 0 | 0 | 0 | 0 | 0 | 0 | 0 | 0 | 0 | 0 | 0 | 0 | 0 | 0 | 0
F8_Commercial_WA - Health_New_Water Heating_Natural Gas_Water Heater - Drainwater Heat Recovery_A_Achievable Technical Potential | F8 | Commercial | WA - Health | New | Water Heating | Natural Gas | Water Heater - Drainwater Heat Recovery | A | Cumulative Summer Peak Savings (MW) | Achievable Technical Potential | 0 | 0 | 0 | 0 | 0 | 0 | 0 | 0 | 0 | 0 | 0 | 0 | 0 | 0 | 0 | 0 | 0 | 0 | 0 | 0 | 0 | 0 | 0 | 0 | 0 | 0 | 0
F9_Commercial_WA - Health_New_Water Heating_Natural Gas_Water Heater - Drainwater Heat Recovery_A_Achievable Technical Potential | F9 | Commercial | WA - Health | New | Water Heating | Natural Gas | Water Heater - Drainwater Heat Recovery | A | Cumulative Winter Peak Savings (MW) | Achievable Technical Potential | 0 | 0 | 0 | 0 | 0 | 0 | 0 | 0 | 0 | 0 | 0 | 0 | 0 | 0 | 0 | 0 | 0 | 0 | 0 | 0 | 0 | 0 | 0 | 0 | 0 | 0 | 0
F10_Commercial_WA - Health_New_Water Heating_Natural Gas_Water Heater - Drainwater Heat Recovery_A_Achievable Technical Potential | F10 | Commercial | WA - Health | New | Water Heating | Natural Gas | Water Heater - Drainwater Heat Recovery | A | Purchases (Incremental) | Achievable Technical Potential | 0 | 0 | 0 | 0 | 0 | 0 | 0 | 0 | 0 | 0 | 0 | 0 | 0 | 0 | 0 | 0 | 0 | 0 | 0 | 0 | 0 | 0 | 0 | 0 | 0 | 0 | 0
F11_Commercial_WA - Health_New_Water Heating_Natural Gas_Water Heater - Drainwater Heat Recovery_A_Achievable Technical Potential | F11 | Commercial | WA - Health | New | Water Heating | Natural Gas | Water Heater - Drainwater Heat Recovery | A | Purchases (Cumulative) | Achievable Technical Potential | 0 | 0 | 0 | 0 | 0 | 0 | 0 | 0 | 0 | 0 | 0 | 0 | 0 | 0 | 0 | 0 | 0 | 0 | 0 | 0 | 0 | 0 | 0 | 0 | 0 | 0 | 0
F1_Commercial_WA - Health_New_Water Heating_Natural Gas_Water Heater - Circulation Pump Controls_A_Achievable Technical Potential | F1 | Commercial | WA - Health | New | Water Heating | Natural Gas | Water Heater - Circulation Pump Controls | A | Integrated Unit Energy Savings (kWh or therms) | Achievable Technical Potential | 0 | 0 | 0 | 0 | 0 | 0 | 0 | 0 | 0 | 0 | 0 | 0 | 0 | 0 | 0 | 0 | 0 | 0 | 0 | 0 | 0 | 0 | 0 | 0 | 0 | 0 | 0
F2_Commercial_WA - Health_New_Water Heating_Natural Gas_Water Heater - Circulation Pump Controls_A_Achievable Technical Potential | F2 | Commercial | WA - Health | New | Water Heating | Natural Gas | Water Heater - Circulation Pump Controls | A | Integrated Unit Summer Peak Savings (kW) | Achievable Technical Potential | 0 | 0 | 0 | 0 | 0 | 0 | 0 | 0 | 0 | 0 | 0 | 0 | 0 | 0 | 0 | 0 | 0 | 0 | 0 | 0 | 0 | 0 | 0 | 0 | 0 | 0 | 0
F3_Commercial_WA - Health_New_Water Heating_Natural Gas_Water Heater - Circulation Pump Controls_A_Achievable Technical Potential | F3 | Commercial | WA - Health | New | Water Heating | Natural Gas | Water Heater - Circulation Pump Controls | A | Integrated Unit Winter Peak Savings (kW) | Achievable Technical Potential | 0 | 0 | 0 | 0 | 0 | 0 | 0 | 0 | 0 | 0 | 0 | 0 | 0 | 0 | 0 | 0 | 0 | 0 | 0 | 0 | 0 | 0 | 0 | 0 | 0 | 0 | 0
F4_Commercial_WA - Health_New_Water Heating_Natural Gas_Water Heater - Circulation Pump Controls_A_Achievable Technical Potential | F4 | Commercial | WA - Health | New | Water Heating | Natural Gas | Water Heater - Circulation Pump Controls | A | Incremental Energy Savings (MWh or mTherms) | Achievable Technical Potential | 0 | 0 | 0 | 0 | 0 | 0 | 0 | 0 | 0 | 0 | 0 | 0 | 0 | 0 | 0 | 0 | 0 | 0 | 0 | 0 | 0 | 0 | 0 | 0 | 0 | 0 | 0
F5_Commercial_WA - Health_New_Water Heating_Natural Gas_Water Heater - Circulation Pump Controls_A_Achievable Technical Potential | F5 | Commercial | WA - Health | New | Water Heating | Natural Gas | Water Heater - Circulation Pump Controls | A | Incremental Summer Peak Savings (MW) | Achievable Technical Potential | 0 | 0 | 0 | 0 | 0 | 0 | 0 | 0 | 0 | 0 | 0 | 0 | 0 | 0 | 0 | 0 | 0 | 0 | 0 | 0 | 0 | 0 | 0 | 0 | 0 | 0 | 0
F6_Commercial_WA - Health_New_Water Heating_Natural Gas_Water Heater - Circulation Pump Controls_A_Achievable Technical Potential | F6 | Commercial | WA - Health | New | Water Heating | Natural Gas | Water Heater - Circulation Pump Controls | A | Incremental Winter Peak Savings (MW) | Achievable Technical Potential | 0 | 0 | 0 | 0 | 0 | 0 | 0 | 0 | 0 | 0 | 0 | 0 | 0 | 0 | 0 | 0 | 0 | 0 | 0 | 0 | 0 | 0 | 0 | 0 | 0 | 0 | 0
F7_Commercial_WA - Health_New_Water Heating_Natural Gas_Water Heater - Circulation Pump Controls_A_Achievable Technical Potential | F7 | Commercial | WA - Health | New | Water Heating | Natural Gas | Water Heater - Circulation Pump Controls | A | Cumulative Energy Savings (MWh or mTherms) | Achievable Technical Potential | 0 | 0 | 0 | 0 | 0 | 0 | 0 | 0 | 0 | 0 | 0 | 0 | 0 | 0 | 0 | 0 | 0 | 0 | 0 | 0 | 0 | 0 | 0 | 0 | 0 | 0 | 0
F8_Commercial_WA - Health_New_Water Heating_Natural Gas_Water Heater - Circulation Pump Controls_A_Achievable Technical Potential | F8 | Commercial | WA - Health | New | Water Heating | Natural Gas | Water Heater - Circulation Pump Controls | A | Cumulative Summer Peak Savings (MW) | Achievable Technical Potential | 0 | 0 | 0 | 0 | 0 | 0 | 0 | 0 | 0 | 0 | 0 | 0 | 0 | 0 | 0 | 0 | 0 | 0 | 0 | 0 | 0 | 0 | 0 | 0 | 0 | 0 | 0
F9_Commercial_WA - Health_New_Water Heating_Natural Gas_Water Heater - Circulation Pump Controls_A_Achievable Technical Potential | F9 | Commercial | WA - Health | New | Water Heating | Natural Gas | Water Heater - Circulation Pump Controls | A | Cumulative Winter Peak Savings (MW) | Achievable Technical Potential | 0 | 0 | 0 | 0 | 0 | 0 | 0 | 0 | 0 | 0 | 0 | 0 | 0 | 0 | 0 | 0 | 0 | 0 | 0 | 0 | 0 | 0 | 0 | 0 | 0 | 0 | 0
F10_Commercial_WA - Health_New_Water Heating_Natural Gas_Water Heater - Circulation Pump Controls_A_Achievable Technical Potential | F10 | Commercial | WA - Health | New | Water Heating | Natural Gas | Water Heater - Circulation Pump Controls | A | Purchases (Incremental) | Achievable Technical Potential | 0 | 0 | 0 | 0 | 0 | 0 | 0 | 0 | 0 | 0 | 0 | 0 | 0 | 0 | 0 | 0 | 0 | 0 | 0 | 0 | 0 | 0 | 0 | 0 | 0 | 0 | 0
F11_Commercial_WA - Health_New_Water Heating_Natural Gas_Water Heater - Circulation Pump Controls_A_Achievable Technical Potential | F11 | Commercial | WA - Health | New | Water Heating | Natural Gas | Water Heater - Circulation Pump Controls | A | Purchases (Cumulative) | Achievable Technical Potential | 0 | 0 | 0 | 0 | 0 | 0 | 0 | 0 | 0 | 0 | 0 | 0 | 0 | 0 | 0 | 0 | 0 | 0 | 0 | 0 | 0 | 0 | 0 | 0 | 0 | 0 | 0
F1_Commercial_WA - Health_New_Water Heating_Natural Gas_Water Heater - Pipe Insulation_A_Achievable Technical Potential | F1 | Commercial | WA - Health | New | Water Heating | Natural Gas | Water Heater - Pipe Insulation | A | Integrated Unit Energy Savings (kWh or therms) | Achievable Technical Potential | 0 | 0 | 0 | 0 | 0 | 0 | 0 | 0 | 0 | 0 | 0 | 0 | 0 | 0 | 0 | 0 | 0 | 0 | 0 | 0 | 0 | 0 | 0 | 0 | 0 | 0 | 0
F2_Commercial_WA - Health_New_Water Heating_Natural Gas_Water Heater - Pipe Insulation_A_Achievable Technical Potential | F2 | Commercial | WA - Health | New | Water Heating | Natural Gas | Water Heater - Pipe Insulation | A | Integrated Unit Summer Peak Savings (kW) | Achievable Technical Potential | 0 | 0 | 0 | 0 | 0 | 0 | 0 | 0 | 0 | 0 | 0 | 0 | 0 | 0 | 0 | 0 | 0 | 0 | 0 | 0 | 0 | 0 | 0 | 0 | 0 | 0 | 0
F3_Commercial_WA - Health_New_Water Heating_Natural Gas_Water Heater - Pipe Insulation_A_Achievable Technical Potential | F3 | Commercial | WA - Health | New | Water Heating | Natural Gas | Water Heater - Pipe Insulation | A | Integrated Unit Winter Peak Savings (kW) | Achievable Technical Potential | 0 | 0 | 0 | 0 | 0 | 0 | 0 | 0 | 0 | 0 | 0 | 0 | 0 | 0 | 0 | 0 | 0 | 0 | 0 | 0 | 0 | 0 | 0 | 0 | 0 | 0 | 0
F4_Commercial_WA - Health_New_Water Heating_Natural Gas_Water Heater - Pipe Insulation_A_Achievable Technical Potential | F4 | Commercial | WA - Health | New | Water Heating | Natural Gas | Water Heater - Pipe Insulation | A | Incremental Energy Savings (MWh or mTherms) | Achievable Technical Potential | 0 | 0 | 0 | 0 | 0 | 0 | 0 | 0 | 0 | 0 | 0 | 0 | 0 | 0 | 0 | 0 | 0 | 0 | 0 | 0 | 0 | 0 | 0 | 0 | 0 | 0 | 0
F5_Commercial_WA - Health_New_Water Heating_Natural Gas_Water Heater - Pipe Insulation_A_Achievable Technical Potential | F5 | Commercial | WA - Health | New | Water Heating | Natural Gas | Water Heater - Pipe Insulation | A | Incremental Summer Peak Savings (MW) | Achievable Technical Potential | 0 | 0 | 0 | 0 | 0 | 0 | 0 | 0 | 0 | 0 | 0 | 0 | 0 | 0 | 0 | 0 | 0 | 0 | 0 | 0 | 0 | 0 | 0 | 0 | 0 | 0 | 0
F6_Commercial_WA - Health_New_Water Heating_Natural Gas_Water Heater - Pipe Insulation_A_Achievable Technical Potential | F6 | Commercial | WA - Health | New | Water Heating | Natural Gas | Water Heater - Pipe Insulation | A | Incremental Winter Peak Savings (MW) | Achievable Technical Potential | 0 | 0 | 0 | 0 | 0 | 0 | 0 | 0 | 0 | 0 | 0 | 0 | 0 | 0 | 0 | 0 | 0 | 0 | 0 | 0 | 0 | 0 | 0 | 0 | 0 | 0 | 0
F7_Commercial_WA - Health_New_Water Heating_Natural Gas_Water Heater - Pipe Insulation_A_Achievable Technical Potential | F7 | Commercial | WA - Health | New | Water Heating | Natural Gas | Water Heater - Pipe Insulation | A | Cumulative Energy Savings (MWh or mTherms) | Achievable Technical Potential | 0 | 0 | 0 | 0 | 0 | 0 | 0 | 0 | 0 | 0 | 0 | 0 | 0 | 0 | 0 | 0 | 0 | 0 | 0 | 0 | 0 | 0 | 0 | 0 | 0 | 0 | 0
F8_Commercial_WA - Health_New_Water Heating_Natural Gas_Water Heater - Pipe Insulation_A_Achievable Technical Potential | F8 | Commercial | WA - Health | New | Water Heating | Natural Gas | Water Heater - Pipe Insulation | A | Cumulative Summer Peak Savings (MW) | Achievable Technical Potential | 0 | 0 | 0 | 0 | 0 | 0 | 0 | 0 | 0 | 0 | 0 | 0 | 0 | 0 | 0 | 0 | 0 | 0 | 0 | 0 | 0 | 0 | 0 | 0 | 0 | 0 | 0
F9_Commercial_WA - Health_New_Water Heating_Natural Gas_Water Heater - Pipe Insulation_A_Achievable Technical Potential | F9 | Commercial | WA - Health | New | Water Heating | Natural Gas | Water Heater - Pipe Insulation | A | Cumulative Winter Peak Savings (MW) | Achievable Technical Potential | 0 | 0 | 0 | 0 | 0 | 0 | 0 | 0 | 0 | 0 | 0 | 0 | 0 | 0 | 0 | 0 | 0 | 0 | 0 | 0 | 0 | 0 | 0 | 0 | 0 | 0 | 0
F10_Commercial_WA - Health_New_Water Heating_Natural Gas_Water Heater - Pipe Insulation_A_Achievable Technical Potential | F10 | Commercial | WA - Health | New | Water Heating | Natural Gas | Water Heater - Pipe Insulation | A | Purchases (Incremental) | Achievable Technical Potential | 0 | 0 | 0 | 0 | 0 | 0 | 0 | 0 | 0 | 0 | 0 | 0 | 0 | 0 | 0 | 0 | 0 | 0 | 0 | 0 | 0 | 0 | 0 | 0 | 0 | 0 | 0
F11_Commercial_WA - Health_New_Water Heating_Natural Gas_Water Heater - Pipe Insulation_A_Achievable Technical Potential | F11 | Commercial | WA - Health | New | Water Heating | Natural Gas | Water Heater - Pipe Insulation | A | Purchases (Cumulative) | Achievable Technical Potential | 0 | 0 | 0 | 0 | 0 | 0 | 0 | 0 | 0 | 0 | 0 | 0 | 0 | 0 | 0 | 0 | 0 | 0 | 0 | 0 | 0 | 0 | 0 | 0 | 0 | 0 | 0
F1_Commercial_WA - Health_New_Water Heating_Natural Gas_Water Heater - Motion Control Faucet_A_Achievable Technical Potential | F1 | Commercial | WA - Health | New | Water Heating | Natural Gas | Water Heater - Motion Control Faucet | A | Integrated Unit Energy Savings (kWh or therms) | Achievable Technical Potential | 0 | 0 | 0 | 0 | 0 | 0 | 0 | 0 | 0 | 0 | 0 | 0 | 0 | 0 | 0 | 0 | 0 | 0 | 0 | 0 | 0 | 0 | 0 | 0 | 0 | 0 | 0
F2_Commercial_WA - Health_New_Water Heating_Natural Gas_Water Heater - Motion Control Faucet_A_Achievable Technical Potential | F2 | Commercial | WA - Health | New | Water Heating | Natural Gas | Water Heater - Motion Control Faucet | A | Integrated Unit Summer Peak Savings (kW) | Achievable Technical Potential | 0 | 0 | 0 | 0 | 0 | 0 | 0 | 0 | 0 | 0 | 0 | 0 | 0 | 0 | 0 | 0 | 0 | 0 | 0 | 0 | 0 | 0 | 0 | 0 | 0 | 0 | 0
F3_Commercial_WA - Health_New_Water Heating_Natural Gas_Water Heater - Motion Control Faucet_A_Achievable Technical Potential | F3 | Commercial | WA - Health | New | Water Heating | Natural Gas | Water Heater - Motion Control Faucet | A | Integrated Unit Winter Peak Savings (kW) | Achievable Technical Potential | 0 | 0 | 0 | 0 | 0 | 0 | 0 | 0 | 0 | 0 | 0 | 0 | 0 | 0 | 0 | 0 | 0 | 0 | 0 | 0 | 0 | 0 | 0 | 0 | 0 | 0 | 0
F4_Commercial_WA - Health_New_Water Heating_Natural Gas_Water Heater - Motion Control Faucet_A_Achievable Technical Potential | F4 | Commercial | WA - Health | New | Water Heating | Natural Gas | Water Heater - Motion Control Faucet | A | Incremental Energy Savings (MWh or mTherms) | Achievable Technical Potential | 0 | 0 | 0 | 0 | 0 | 0 | 0 | 0 | 0 | 0 | 0 | 0 | 0 | 0 | 0 | 0 | 0 | 0 | 0 | 0 | 0 | 0 | 0 | 0 | 0 | 0 | 0
F5_Commercial_WA - Health_New_Water Heating_Natural Gas_Water Heater - Motion Control Faucet_A_Achievable Technical Potential | F5 | Commercial | WA - Health | New | Water Heating | Natural Gas | Water Heater - Motion Control Faucet | A | Incremental Summer Peak Savings (MW) | Achievable Technical Potential | 0 | 0 | 0 | 0 | 0 | 0 | 0 | 0 | 0 | 0 | 0 | 0 | 0 | 0 | 0 | 0 | 0 | 0 | 0 | 0 | 0 | 0 | 0 | 0 | 0 | 0 | 0
F6_Commercial_WA - Health_New_Water Heating_Natural Gas_Water Heater - Motion Control Faucet_A_Achievable Technical Potential | F6 | Commercial | WA - Health | New | Water Heating | Natural Gas | Water Heater - Motion Control Faucet | A | Incremental Winter Peak Savings (MW) | Achievable Technical Potential | 0 | 0 | 0 | 0 | 0 | 0 | 0 | 0 | 0 | 0 | 0 | 0 | 0 | 0 | 0 | 0 | 0 | 0 | 0 | 0 | 0 | 0 | 0 | 0 | 0 | 0 | 0
F7_Commercial_WA - Health_New_Water Heating_Natural Gas_Water Heater - Motion Control Faucet_A_Achievable Technical Potential | F7 | Commercial | WA - Health | New | Water Heating | Natural Gas | Water Heater - Motion Control Faucet | A | Cumulative Energy Savings (MWh or mTherms) | Achievable Technical Potential | 0 | 0 | 0 | 0 | 0 | 0 | 0 | 0 | 0 | 0 | 0 | 0 | 0 | 0 | 0 | 0 | 0 | 0 | 0 | 0 | 0 | 0 | 0 | 0 | 0 | 0 | 0
F8_Commercial_WA - Health_New_Water Heating_Natural Gas_Water Heater - Motion Control Faucet_A_Achievable Technical Potential | F8 | Commercial | WA - Health | New | Water Heating | Natural Gas | Water Heater - Motion Control Faucet | A | Cumulative Summer Peak Savings (MW) | Achievable Technical Potential | 0 | 0 | 0 | 0 | 0 | 0 | 0 | 0 | 0 | 0 | 0 | 0 | 0 | 0 | 0 | 0 | 0 | 0 | 0 | 0 | 0 | 0 | 0 | 0 | 0 | 0 | 0
F9_Commercial_WA - Health_New_Water Heating_Natural Gas_Water Heater - Motion Control Faucet_A_Achievable Technical Potential | F9 | Commercial | WA - Health | New | Water Heating | Natural Gas | Water Heater - Motion Control Faucet | A | Cumulative Winter Peak Savings (MW) | Achievable Technical Potential | 0 | 0 | 0 | 0 | 0 | 0 | 0 | 0 | 0 | 0 | 0 | 0 | 0 | 0 | 0 | 0 | 0 | 0 | 0 | 0 | 0 | 0 | 0 | 0 | 0 | 0 | 0
F10_Commercial_WA - Health_New_Water Heating_Natural Gas_Water Heater - Motion Control Faucet_A_Achievable Technical Potential | F10 | Commercial | WA - Health | New | Water Heating | Natural Gas | Water Heater - Motion Control Faucet | A | Purchases (Incremental) | Achievable Technical Potential | 0 | 0 | 0 | 0 | 0 | 0 | 0 | 0 | 0 | 0 | 0 | 0 | 0 | 0 | 0 | 0 | 0 | 0 | 0 | 0 | 0 | 0 | 0 | 0 | 0 | 0 | 0
F11_Commercial_WA - Health_New_Water Heating_Natural Gas_Water Heater - Motion Control Faucet_A_Achievable Technical Potential | F11 | Commercial | WA - Health | New | Water Heating | Natural Gas | Water Heater - Motion Control Faucet | A | Purchases (Cumulative) | Achievable Technical Potential | 0 | 0 | 0 | 0 | 0 | 0 | 0 | 0 | 0 | 0 | 0 | 0 | 0 | 0 | 0 | 0 | 0 | 0 | 0 | 0 | 0 | 0 | 0 | 0 | 0 | 0 | 0
F1_Commercial_WA - Health_New_Water Heating_Natural Gas_Water Heater - Solar System_A_Achievable Technical Potential | F1 | Commercial | WA - Health | New | Water Heating | Natural Gas | Water Heater - Solar System | A | Integrated Unit Energy Savings (kWh or therms) | Achievable Technical Potential | 0 | 0 | 0 | 0 | 0 | 0 | 0 | 0 | 0 | 0 | 0 | 0 | 0 | 0 | 0 | 0 | 0 | 0 | 0 | 0 | 0 | 0 | 0 | 0 | 0 | 0 | 0
F2_Commercial_WA - Health_New_Water Heating_Natural Gas_Water Heater - Solar System_A_Achievable Technical Potential | F2 | Commercial | WA - Health | New | Water Heating | Natural Gas | Water Heater - Solar System | A | Integrated Unit Summer Peak Savings (kW) | Achievable Technical Potential | 0 | 0 | 0 | 0 | 0 | 0 | 0 | 0 | 0 | 0 | 0 | 0 | 0 | 0 | 0 | 0 | 0 | 0 | 0 | 0 | 0 | 0 | 0 | 0 | 0 | 0 | 0
F3_Commercial_WA - Health_New_Water Heating_Natural Gas_Water Heater - Solar System_A_Achievable Technical Potential | F3 | Commercial | WA - Health | New | Water Heating | Natural Gas | Water Heater - Solar System | A | Integrated Unit Winter Peak Savings (kW) | Achievable Technical Potential | 0 | 0 | 0 | 0 | 0 | 0 | 0 | 0 | 0 | 0 | 0 | 0 | 0 | 0 | 0 | 0 | 0 | 0 | 0 | 0 | 0 | 0 | 0 | 0 | 0 | 0 | 0
F4_Commercial_WA - Health_New_Water Heating_Natural Gas_Water Heater - Solar System_A_Achievable Technical Potential | F4 | Commercial | WA - Health | New | Water Heating | Natural Gas | Water Heater - Solar System | A | Incremental Energy Savings (MWh or mTherms) | Achievable Technical Potential | 0 | 0 | 0 | 0 | 0 | 0 | 0 | 0 | 0 | 0 | 0 | 0 | 0 | 0 | 0 | 0 | 0 | 0 | 0 | 0 | 0 | 0 | 0 | 0 | 0 | 0 | 0
F5_Commercial_WA - Health_New_Water Heating_Natural Gas_Water Heater - Solar System_A_Achievable Technical Potential | F5 | Commercial | WA - Health | New | Water Heating | Natural Gas | Water Heater - Solar System | A | Incremental Summer Peak Savings (MW) | Achievable Technical Potential | 0 | 0 | 0 | 0 | 0 | 0 | 0 | 0 | 0 | 0 | 0 | 0 | 0 | 0 | 0 | 0 | 0 | 0 | 0 | 0 | 0 | 0 | 0 | 0 | 0 | 0 | 0
F6_Commercial_WA - Health_New_Water Heating_Natural Gas_Water Heater - Solar System_A_Achievable Technical Potential | F6 | Commercial | WA - Health | New | Water Heating | Natural Gas | Water Heater - Solar System | A | Incremental Winter Peak Savings (MW) | Achievable Technical Potential | 0 | 0 | 0 | 0 | 0 | 0 | 0 | 0 | 0 | 0 | 0 | 0 | 0 | 0 | 0 | 0 | 0 | 0 | 0 | 0 | 0 | 0 | 0 | 0 | 0 | 0 | 0
F7_Commercial_WA - Health_New_Water Heating_Natural Gas_Water Heater - Solar System_A_Achievable Technical Potential | F7 | Commercial | WA - Health | New | Water Heating | Natural Gas | Water Heater - Solar System | A | Cumulative Energy Savings (MWh or mTherms) | Achievable Technical Potential | 0 | 0 | 0 | 0 | 0 | 0 | 0 | 0 | 0 | 0 | 0 | 0 | 0 | 0 | 0 | 0 | 0 | 0 | 0 | 0 | 0 | 0 | 0 | 0 | 0 | 0 | 0
F8_Commercial_WA - Health_New_Water Heating_Natural Gas_Water Heater - Solar System_A_Achievable Technical Potential | F8 | Commercial | WA - Health | New | Water Heating | Natural Gas | Water Heater - Solar System | A | Cumulative Summer Peak Savings (MW) | Achievable Technical Potential | 0 | 0 | 0 | 0 | 0 | 0 | 0 | 0 | 0 | 0 | 0 | 0 | 0 | 0 | 0 | 0 | 0 | 0 | 0 | 0 | 0 | 0 | 0 | 0 | 0 | 0 | 0
F9_Commercial_WA - Health_New_Water Heating_Natural Gas_Water Heater - Solar System_A_Achievable Technical Potential | F9 | Commercial | WA - Health | New | Water Heating | Natural Gas | Water Heater - Solar System | A | Cumulative Winter Peak Savings (MW) | Achievable Technical Potential | 0 | 0 | 0 | 0 | 0 | 0 | 0 | 0 | 0 | 0 | 0 | 0 | 0 | 0 | 0 | 0 | 0 | 0 | 0 | 0 | 0 | 0 | 0 | 0 | 0 | 0 | 0
F10_Commercial_WA - Health_New_Water Heating_Natural Gas_Water Heater - Solar System_A_Achievable Technical Potential | F10 | Commercial | WA - Health | New | Water Heating | Natural Gas | Water Heater - Solar System | A | Purchases (Incremental) | Achievable Technical Potential | 0 | 0 | 0 | 0 | 0 | 0 | 0 | 0 | 0 | 0 | 0 | 0 | 0 | 0 | 0 | 0 | 0 | 0 | 0 | 0 | 0 | 0 | 0 | 0 | 0 | 0 | 0
F11_Commercial_WA - Health_New_Water Heating_Natural Gas_Water Heater - Solar System_A_Achievable Technical Potential | F11 | Commercial | WA - Health | New | Water Heating | Natural Gas | Water Heater - Solar System | A | Purchases (Cumulative) | Achievable Technical Potential | 0 | 0 | 0 | 0 | 0 | 0 | 0 | 0 | 0 | 0 | 0 | 0 | 0 | 0 | 0 | 0 | 0 | 0 | 0 | 0 | 0 | 0 | 0 | 0 | 0 | 0 | 0
F1_Commercial_WA - Health_New_Water Heating_Natural Gas_Commercial Laundry - Ozone Treatment_A_Achievable Technical Potential | F1 | Commercial | WA - Health | New | Water Heating | Natural Gas | Commercial Laundry - Ozone Treatment | A | Integrated Unit Energy Savings (kWh or therms) | Achievable Technical Potential | 0 | 0 | 0 | 0 | 0 | 0 | 0 | 0 | 0 | 0 | 0 | 0 | 0 | 0 | 0 | 0 | 0 | 0 | 0 | 0 | 0 | 0 | 0 | 0 | 0 | 0 | 0
F2_Commercial_WA - Health_New_Water Heating_Natural Gas_Commercial Laundry - Ozone Treatment_A_Achievable Technical Potential | F2 | Commercial | WA - Health | New | Water Heating | Natural Gas | Commercial Laundry - Ozone Treatment | A | Integrated Unit Summer Peak Savings (kW) | Achievable Technical Potential | 0 | 0 | 0 | 0 | 0 | 0 | 0 | 0 | 0 | 0 | 0 | 0 | 0 | 0 | 0 | 0 | 0 | 0 | 0 | 0 | 0 | 0 | 0 | 0 | 0 | 0 | 0
F3_Commercial_WA - Health_New_Water Heating_Natural Gas_Commercial Laundry - Ozone Treatment_A_Achievable Technical Potential | F3 | Commercial | WA - Health | New | Water Heating | Natural Gas | Commercial Laundry - Ozone Treatment | A | Integrated Unit Winter Peak Savings (kW) | Achievable Technical Potential | 0 | 0 | 0 | 0 | 0 | 0 | 0 | 0 | 0 | 0 | 0 | 0 | 0 | 0 | 0 | 0 | 0 | 0 | 0 | 0 | 0 | 0 | 0 | 0 | 0 | 0 | 0
F4_Commercial_WA - Health_New_Water Heating_Natural Gas_Commercial Laundry - Ozone Treatment_A_Achievable Technical Potential | F4 | Commercial | WA - Health | New | Water Heating | Natural Gas | Commercial Laundry - Ozone Treatment | A | Incremental Energy Savings (MWh or mTherms) | Achievable Technical Potential | 0 | 0 | 0 | 0 | 0 | 0 | 0 | 0 | 0 | 0 | 0 | 0 | 0 | 0 | 0 | 0 | 0 | 0 | 0 | 0 | 0 | 0 | 0 | 0 | 0 | 0 | 0
F5_Commercial_WA - Health_New_Water Heating_Natural Gas_Commercial Laundry - Ozone Treatment_A_Achievable Technical Potential | F5 | Commercial | WA - Health | New | Water Heating | Natural Gas | Commercial Laundry - Ozone Treatment | A | Incremental Summer Peak Savings (MW) | Achievable Technical Potential | 0 | 0 | 0 | 0 | 0 | 0 | 0 | 0 | 0 | 0 | 0 | 0 | 0 | 0 | 0 | 0 | 0 | 0 | 0 | 0 | 0 | 0 | 0 | 0 | 0 | 0 | 0
F6_Commercial_WA - Health_New_Water Heating_Natural Gas_Commercial Laundry - Ozone Treatment_A_Achievable Technical Potential | F6 | Commercial | WA - Health | New | Water Heating | Natural Gas | Commercial Laundry - Ozone Treatment | A | Incremental Winter Peak Savings (MW) | Achievable Technical Potential | 0 | 0 | 0 | 0 | 0 | 0 | 0 | 0 | 0 | 0 | 0 | 0 | 0 | 0 | 0 | 0 | 0 | 0 | 0 | 0 | 0 | 0 | 0 | 0 | 0 | 0 | 0
F7_Commercial_WA - Health_New_Water Heating_Natural Gas_Commercial Laundry - Ozone Treatment_A_Achievable Technical Potential | F7 | Commercial | WA - Health | New | Water Heating | Natural Gas | Commercial Laundry - Ozone Treatment | A | Cumulative Energy Savings (MWh or mTherms) | Achievable Technical Potential | 0 | 0 | 0 | 0 | 0 | 0 | 0 | 0 | 0 | 0 | 0 | 0 | 0 | 0 | 0 | 0 | 0 | 0 | 0 | 0 | 0 | 0 | 0 | 0 | 0 | 0 | 0
F8_Commercial_WA - Health_New_Water Heating_Natural Gas_Commercial Laundry - Ozone Treatment_A_Achievable Technical Potential | F8 | Commercial | WA - Health | New | Water Heating | Natural Gas | Commercial Laundry - Ozone Treatment | A | Cumulative Summer Peak Savings (MW) | Achievable Technical Potential | 0 | 0 | 0 | 0 | 0 | 0 | 0 | 0 | 0 | 0 | 0 | 0 | 0 | 0 | 0 | 0 | 0 | 0 | 0 | 0 | 0 | 0 | 0 | 0 | 0 | 0 | 0
F9_Commercial_WA - Health_New_Water Heating_Natural Gas_Commercial Laundry - Ozone Treatment_A_Achievable Technical Potential | F9 | Commercial | WA - Health | New | Water Heating | Natural Gas | Commercial Laundry - Ozone Treatment | A | Cumulative Winter Peak Savings (MW) | Achievable Technical Potential | 0 | 0 | 0 | 0 | 0 | 0 | 0 | 0 | 0 | 0 | 0 | 0 | 0 | 0 | 0 | 0 | 0 | 0 | 0 | 0 | 0 | 0 | 0 | 0 | 0 | 0 | 0
F10_Commercial_WA - Health_New_Water Heating_Natural Gas_Commercial Laundry - Ozone Treatment_A_Achievable Technical Potential | F10 | Commercial | WA - Health | New | Water Heating | Natural Gas | Commercial Laundry - Ozone Treatment | A | Purchases (Incremental) | Achievable Technical Potential | 0 | 0 | 0 | 0 | 0 | 0 | 0 | 0 | 0 | 0 | 0 | 0 | 0 | 0 | 0 | 0 | 0 | 0 | 0 | 0 | 0 | 0 | 0 | 0 | 0 | 0 | 0
F11_Commercial_WA - Health_New_Water Heating_Natural Gas_Commercial Laundry - Ozone Treatment_A_Achievable Technical Potential | F11 | Commercial | WA - Health | New | Water Heating | Natural Gas | Commercial Laundry - Ozone Treatment | A | Purchases (Cumulative) | Achievable Technical Potential | 0 | 0 | 0 | 0 | 0 | 0 | 0 | 0 | 0 | 0 | 0 | 0 | 0 | 0 | 0 | 0 | 0 | 0 | 0 | 0 | 0 | 0 | 0 | 0 | 0 | 0 | 0
F1_Commercial_WA - Health_New_Water Heating_Natural Gas_Commercial Laundry - ENERGY STAR Washer_A_Achievable Technical Potential | F1 | Commercial | WA - Health | New | Water Heating | Natural Gas | Commercial Laundry - ENERGY STAR Washer | A | Integrated Unit Energy Savings (kWh or therms) | Achievable Technical Potential | 0 | 0 | 0 | 0 | 0 | 0 | 0 | 0 | 0 | 0 | 0 | 0 | 0 | 0 | 0 | 0 | 0 | 0 | 0 | 0 | 0 | 0 | 0 | 0 | 0 | 0 | 0
F2_Commercial_WA - Health_New_Water Heating_Natural Gas_Commercial Laundry - ENERGY STAR Washer_A_Achievable Technical Potential | F2 | Commercial | WA - Health | New | Water Heating | Natural Gas | Commercial Laundry - ENERGY STAR Washer | A | Integrated Unit Summer Peak Savings (kW) | Achievable Technical Potential | 0 | 0 | 0 | 0 | 0 | 0 | 0 | 0 | 0 | 0 | 0 | 0 | 0 | 0 | 0 | 0 | 0 | 0 | 0 | 0 | 0 | 0 | 0 | 0 | 0 | 0 | 0
F3_Commercial_WA - Health_New_Water Heating_Natural Gas_Commercial Laundry - ENERGY STAR Washer_A_Achievable Technical Potential | F3 | Commercial | WA - Health | New | Water Heating | Natural Gas | Commercial Laundry - ENERGY STAR Washer | A | Integrated Unit Winter Peak Savings (kW) | Achievable Technical Potential | 0 | 0 | 0 | 0 | 0 | 0 | 0 | 0 | 0 | 0 | 0 | 0 | 0 | 0 | 0 | 0 | 0 | 0 | 0 | 0 | 0 | 0 | 0 | 0 | 0 | 0 | 0
F4_Commercial_WA - Health_New_Water Heating_Natural Gas_Commercial Laundry - ENERGY STAR Washer_A_Achievable Technical Potential | F4 | Commercial | WA - Health | New | Water Heating | Natural Gas | Commercial Laundry - ENERGY STAR Washer | A | Incremental Energy Savings (MWh or mTherms) | Achievable Technical Potential | 0 | 0 | 0 | 0 | 0 | 0 | 0 | 0 | 0 | 0 | 0 | 0 | 0 | 0 | 0 | 0 | 0 | 0 | 0 | 0 | 0 | 0 | 0 | 0 | 0 | 0 | 0
F5_Commercial_WA - Health_New_Water Heating_Natural Gas_Commercial Laundry - ENERGY STAR Washer_A_Achievable Technical Potential | F5 | Commercial | WA - Health | New | Water Heating | Natural Gas | Commercial Laundry - ENERGY STAR Washer | A | Incremental Summer Peak Savings (MW) | Achievable Technical Potential | 0 | 0 | 0 | 0 | 0 | 0 | 0 | 0 | 0 | 0 | 0 | 0 | 0 | 0 | 0 | 0 | 0 | 0 | 0 | 0 | 0 | 0 | 0 | 0 | 0 | 0 | 0
F6_Commercial_WA - Health_New_Water Heating_Natural Gas_Commercial Laundry - ENERGY STAR Washer_A_Achievable Technical Potential | F6 | Commercial | WA - Health | New | Water Heating | Natural Gas | Commercial Laundry - ENERGY STAR Washer | A | Incremental Winter Peak Savings (MW) | Achievable Technical Potential | 0 | 0 | 0 | 0 | 0 | 0 | 0 | 0 | 0 | 0 | 0 | 0 | 0 | 0 | 0 | 0 | 0 | 0 | 0 | 0 | 0 | 0 | 0 | 0 | 0 | 0 | 0
F7_Commercial_WA - Health_New_Water Heating_Natural Gas_Commercial Laundry - ENERGY STAR Washer_A_Achievable Technical Potential | F7 | Commercial | WA - Health | New | Water Heating | Natural Gas | Commercial Laundry - ENERGY STAR Washer | A | Cumulative Energy Savings (MWh or mTherms) | Achievable Technical Potential | 0 | 0 | 0 | 0 | 0 | 0 | 0 | 0 | 0 | 0 | 0 | 0 | 0 | 0 | 0 | 0 | 0 | 0 | 0 | 0 | 0 | 0 | 0 | 0 | 0 | 0 | 0
F8_Commercial_WA - Health_New_Water Heating_Natural Gas_Commercial Laundry - ENERGY STAR Washer_A_Achievable Technical Potential | F8 | Commercial | WA - Health | New | Water Heating | Natural Gas | Commercial Laundry - ENERGY STAR Washer | A | Cumulative Summer Peak Savings (MW) | Achievable Technical Potential | 0 | 0 | 0 | 0 | 0 | 0 | 0 | 0 | 0 | 0 | 0 | 0 | 0 | 0 | 0 | 0 | 0 | 0 | 0 | 0 | 0 | 0 | 0 | 0 | 0 | 0 | 0
F9_Commercial_WA - Health_New_Water Heating_Natural Gas_Commercial Laundry - ENERGY STAR Washer_A_Achievable Technical Potential | F9 | Commercial | WA - Health | New | Water Heating | Natural Gas | Commercial Laundry - ENERGY STAR Washer | A | Cumulative Winter Peak Savings (MW) | Achievable Technical Potential | 0 | 0 | 0 | 0 | 0 | 0 | 0 | 0 | 0 | 0 | 0 | 0 | 0 | 0 | 0 | 0 | 0 | 0 | 0 | 0 | 0 | 0 | 0 | 0 | 0 | 0 | 0
F10_Commercial_WA - Health_New_Water Heating_Natural Gas_Commercial Laundry - ENERGY STAR Washer_A_Achievable Technical Potential | F10 | Commercial | WA - Health | New | Water Heating | Natural Gas | Commercial Laundry - ENERGY STAR Washer | A | Purchases (Incremental) | Achievable Technical Potential | 0 | 0 | 0 | 0 | 0 | 0 | 0 | 0 | 0 | 0 | 0 | 0 | 0 | 0 | 0 | 0 | 0 | 0 | 0 | 0 | 0 | 0 | 0 | 0 | 0 | 0 | 0
F11_Commercial_WA - Health_New_Water Heating_Natural Gas_Commercial Laundry - ENERGY STAR Washer_A_Achievable Technical Potential | F11 | Commercial | WA - Health | New | Water Heating | Natural Gas | Commercial Laundry - ENERGY STAR Washer | A | Purchases (Cumulative) | Achievable Technical Potential | 0 | 0 | 0 | 0 | 0 | 0 | 0 | 0 | 0 | 0 | 0 | 0 | 0 | 0 | 0 | 0 | 0 | 0 | 0 | 0 | 0 | 0 | 0 | 0 | 0 | 0 | 0
F1_Commercial_WA - Health_New_Water Heating_Natural Gas_Water Heater - Efficient Dishwasher_A_Achievable Technical Potential | F1 | Commercial | WA - Health | New | Water Heating | Natural Gas | Water Heater - Efficient Dishwasher | A | Integrated Unit Energy Savings (kWh or therms) | Achievable Technical Potential | 0 | 0 | 0 | 0 | 0 | 0 | 0 | 0 | 0 | 0 | 0 | 0 | 0 | 0 | 0 | 0 | 0 | 0 | 0 | 0 | 0 | 0 | 0 | 0 | 0 | 0 | 0
F2_Commercial_WA - Health_New_Water Heating_Natural Gas_Water Heater - Efficient Dishwasher_A_Achievable Technical Potential | F2 | Commercial | WA - Health | New | Water Heating | Natural Gas | Water Heater - Efficient Dishwasher | A | Integrated Unit Summer Peak Savings (kW) | Achievable Technical Potential | 0 | 0 | 0 | 0 | 0 | 0 | 0 | 0 | 0 | 0 | 0 | 0 | 0 | 0 | 0 | 0 | 0 | 0 | 0 | 0 | 0 | 0 | 0 | 0 | 0 | 0 | 0
F3_Commercial_WA - Health_New_Water Heating_Natural Gas_Water Heater - Efficient Dishwasher_A_Achievable Technical Potential | F3 | Commercial | WA - Health | New | Water Heating | Natural Gas | Water Heater - Efficient Dishwasher | A | Integrated Unit Winter Peak Savings (kW) | Achievable Technical Potential | 0 | 0 | 0 | 0 | 0 | 0 | 0 | 0 | 0 | 0 | 0 | 0 | 0 | 0 | 0 | 0 | 0 | 0 | 0 | 0 | 0 | 0 | 0 | 0 | 0 | 0 | 0
F4_Commercial_WA - Health_New_Water Heating_Natural Gas_Water Heater - Efficient Dishwasher_A_Achievable Technical Potential | F4 | Commercial | WA - Health | New | Water Heating | Natural Gas | Water Heater - Efficient Dishwasher | A | Incremental Energy Savings (MWh or mTherms) | Achievable Technical Potential | 0 | 0 | 0 | 0 | 0 | 0 | 0 | 0 | 0 | 0 | 0 | 0 | 0 | 0 | 0 | 0 | 0 | 0 | 0 | 0 | 0 | 0 | 0 | 0 | 0 | 0 | 0
F5_Commercial_WA - Health_New_Water Heating_Natural Gas_Water Heater - Efficient Dishwasher_A_Achievable Technical Potential | F5 | Commercial | WA - Health | New | Water Heating | Natural Gas | Water Heater - Efficient Dishwasher | A | Incremental Summer Peak Savings (MW) | Achievable Technical Potential | 0 | 0 | 0 | 0 | 0 | 0 | 0 | 0 | 0 | 0 | 0 | 0 | 0 | 0 | 0 | 0 | 0 | 0 | 0 | 0 | 0 | 0 | 0 | 0 | 0 | 0 | 0
F6_Commercial_WA - Health_New_Water Heating_Natural Gas_Water Heater - Efficient Dishwasher_A_Achievable Technical Potential | F6 | Commercial | WA - Health | New | Water Heating | Natural Gas | Water Heater - Efficient Dishwasher | A | Incremental Winter Peak Savings (MW) | Achievable Technical Potential | 0 | 0 | 0 | 0 | 0 | 0 | 0 | 0 | 0 | 0 | 0 | 0 | 0 | 0 | 0 | 0 | 0 | 0 | 0 | 0 | 0 | 0 | 0 | 0 | 0 | 0 | 0
F7_Commercial_WA - Health_New_Water Heating_Natural Gas_Water Heater - Efficient Dishwasher_A_Achievable Technical Potential | F7 | Commercial | WA - Health | New | Water Heating | Natural Gas | Water Heater - Efficient Dishwasher | A | Cumulative Energy Savings (MWh or mTherms) | Achievable Technical Potential | 0 | 0 | 0 | 0 | 0 | 0 | 0 | 0 | 0 | 0 | 0 | 0 | 0 | 0 | 0 | 0 | 0 | 0 | 0 | 0 | 0 | 0 | 0 | 0 | 0 | 0 | 0
F8_Commercial_WA - Health_New_Water Heating_Natural Gas_Water Heater - Efficient Dishwasher_A_Achievable Technical Potential | F8 | Commercial | WA - Health | New | Water Heating | Natural Gas | Water Heater - Efficient Dishwasher | A | Cumulative Summer Peak Savings (MW) | Achievable Technical Potential | 0 | 0 | 0 | 0 | 0 | 0 | 0 | 0 | 0 | 0 | 0 | 0 | 0 | 0 | 0 | 0 | 0 | 0 | 0 | 0 | 0 | 0 | 0 | 0 | 0 | 0 | 0
F9_Commercial_WA - Health_New_Water Heating_Natural Gas_Water Heater - Efficient Dishwasher_A_Achievable Technical Potential | F9 | Commercial | WA - Health | New | Water Heating | Natural Gas | Water Heater - Efficient Dishwasher | A | Cumulative Winter Peak Savings (MW) | Achievable Technical Potential | 0 | 0 | 0 | 0 | 0 | 0 | 0 | 0 | 0 | 0 | 0 | 0 | 0 | 0 | 0 | 0 | 0 | 0 | 0 | 0 | 0 | 0 | 0 | 0 | 0 | 0 | 0
F10_Commercial_WA - Health_New_Water Heating_Natural Gas_Water Heater - Efficient Dishwasher_A_Achievable Technical Potential | F10 | Commercial | WA - Health | New | Water Heating | Natural Gas | Water Heater - Efficient Dishwasher | A | Purchases (Incremental) | Achievable Technical Potential | 0 | 0 | 0 | 0 | 0 | 0 | 0 | 0 | 0 | 0 | 0 | 0 | 0 | 0 | 0 | 0 | 0 | 0 | 0 | 0 | 0 | 0 | 0 | 0 | 0 | 0 | 0
F11_Commercial_WA - Health_New_Water Heating_Natural Gas_Water Heater - Efficient Dishwasher_A_Achievable Technical Potential | F11 | Commercial | WA - Health | New | Water Heating | Natural Gas | Water Heater - Efficient Dishwasher | A | Purchases (Cumulative) | Achievable Technical Potential | 0 | 0 | 0 | 0 | 0 | 0 | 0 | 0 | 0 | 0 | 0 | 0 | 0 | 0 | 0 | 0 | 0 | 0 | 0 | 0 | 0 | 0 | 0 | 0 | 0 | 0 | 0
F1_Commercial_WA - Health_New_Water Heating_Natural Gas_Commercial Laundry - Alternative Dry-Cleaning Methods_A_Achievable Technical Potential | F1 | Commercial | WA - Health | New | Water Heating | Natural Gas | Commercial Laundry - Alternative Dry-Cleaning Methods | A | Integrated Unit Energy Savings (kWh or therms) | Achievable Technical Potential | 0 | 0 | 0 | 0 | 0 | 0 | 0 | 0 | 0 | 0 | 0 | 0 | 0 | 0 | 0 | 0 | 0 | 0 | 0 | 0 | 0 | 0 | 0 | 0 | 0 | 0 | 0
F2_Commercial_WA - Health_New_Water Heating_Natural Gas_Commercial Laundry - Alternative Dry-Cleaning Methods_A_Achievable Technical Potential | F2 | Commercial | WA - Health | New | Water Heating | Natural Gas | Commercial Laundry - Alternative Dry-Cleaning Methods | A | Integrated Unit Summer Peak Savings (kW) | Achievable Technical Potential | 0 | 0 | 0 | 0 | 0 | 0 | 0 | 0 | 0 | 0 | 0 | 0 | 0 | 0 | 0 | 0 | 0 | 0 | 0 | 0 | 0 | 0 | 0 | 0 | 0 | 0 | 0
F3_Commercial_WA - Health_New_Water Heating_Natural Gas_Commercial Laundry - Alternative Dry-Cleaning Methods_A_Achievable Technical Potential | F3 | Commercial | WA - Health | New | Water Heating | Natural Gas | Commercial Laundry - Alternative Dry-Cleaning Methods | A | Integrated Unit Winter Peak Savings (kW) | Achievable Technical Potential | 0 | 0 | 0 | 0 | 0 | 0 | 0 | 0 | 0 | 0 | 0 | 0 | 0 | 0 | 0 | 0 | 0 | 0 | 0 | 0 | 0 | 0 | 0 | 0 | 0 | 0 | 0
F4_Commercial_WA - Health_New_Water Heating_Natural Gas_Commercial Laundry - Alternative Dry-Cleaning Methods_A_Achievable Technical Potential | F4 | Commercial | WA - Health | New | Water Heating | Natural Gas | Commercial Laundry - Alternative Dry-Cleaning Methods | A | Incremental Energy Savings (MWh or mTherms) | Achievable Technical Potential | 0 | 0 | 0 | 0 | 0 | 0 | 0 | 0 | 0 | 0 | 0 | 0 | 0 | 0 | 0 | 0 | 0 | 0 | 0 | 0 | 0 | 0 | 0 | 0 | 0 | 0 | 0
F5_Commercial_WA - Health_New_Water Heating_Natural Gas_Commercial Laundry - Alternative Dry-Cleaning Methods_A_Achievable Technical Potential | F5 | Commercial | WA - Health | New | Water Heating | Natural Gas | Commercial Laundry - Alternative Dry-Cleaning Methods | A | Incremental Summer Peak Savings (MW) | Achievable Technical Potential | 0 | 0 | 0 | 0 | 0 | 0 | 0 | 0 | 0 | 0 | 0 | 0 | 0 | 0 | 0 | 0 | 0 | 0 | 0 | 0 | 0 | 0 | 0 | 0 | 0 | 0 | 0
F6_Commercial_WA - Health_New_Water Heating_Natural Gas_Commercial Laundry - Alternative Dry-Cleaning Methods_A_Achievable Technical Potential | F6 | Commercial | WA - Health | New | Water Heating | Natural Gas | Commercial Laundry - Alternative Dry-Cleaning Methods | A | Incremental Winter Peak Savings (MW) | Achievable Technical Potential | 0 | 0 | 0 | 0 | 0 | 0 | 0 | 0 | 0 | 0 | 0 | 0 | 0 | 0 | 0 | 0 | 0 | 0 | 0 | 0 | 0 | 0 | 0 | 0 | 0 | 0 | 0
F7_Commercial_WA - Health_New_Water Heating_Natural Gas_Commercial Laundry - Alternative Dry-Cleaning Methods_A_Achievable Technical Potential | F7 | Commercial | WA - Health | New | Water Heating | Natural Gas | Commercial Laundry - Alternative Dry-Cleaning Methods | A | Cumulative Energy Savings (MWh or mTherms) | Achievable Technical Potential | 0 | 0 | 0 | 0 | 0 | 0 | 0 | 0 | 0 | 0 | 0 | 0 | 0 | 0 | 0 | 0 | 0 | 0 | 0 | 0 | 0 | 0 | 0 | 0 | 0 | 0 | 0
F8_Commercial_WA - Health_New_Water Heating_Natural Gas_Commercial Laundry - Alternative Dry-Cleaning Methods_A_Achievable Technical Potential | F8 | Commercial | WA - Health | New | Water Heating | Natural Gas | Commercial Laundry - Alternative Dry-Cleaning Methods | A | Cumulative Summer Peak Savings (MW) | Achievable Technical Potential | 0 | 0 | 0 | 0 | 0 | 0 | 0 | 0 | 0 | 0 | 0 | 0 | 0 | 0 | 0 | 0 | 0 | 0 | 0 | 0 | 0 | 0 | 0 | 0 | 0 | 0 | 0
F9_Commercial_WA - Health_New_Water Heating_Natural Gas_Commercial Laundry - Alternative Dry-Cleaning Methods_A_Achievable Technical Potential | F9 | Commercial | WA - Health | New | Water Heating | Natural Gas | Commercial Laundry - Alternative Dry-Cleaning Methods | A | Cumulative Winter Peak Savings (MW) | Achievable Technical Potential | 0 | 0 | 0 | 0 | 0 | 0 | 0 | 0 | 0 | 0 | 0 | 0 | 0 | 0 | 0 | 0 | 0 | 0 | 0 | 0 | 0 | 0 | 0 | 0 | 0 | 0 | 0
F10_Commercial_WA - Health_New_Water Heating_Natural Gas_Commercial Laundry - Alternative Dry-Cleaning Methods_A_Achievable Technical Potential | F10 | Commercial | WA - Health | New | Water Heating | Natural Gas | Commercial Laundry - Alternative Dry-Cleaning Methods | A | Purchases (Incremental) | Achievable Technical Potential | 0 | 0 | 0 | 0 | 0 | 0 | 0 | 0 | 0 | 0 | 0 | 0 | 0 | 0 | 0 | 0 | 0 | 0 | 0 | 0 | 0 | 0 | 0 | 0 | 0 | 0 | 0
F11_Commercial_WA - Health_New_Water Heating_Natural Gas_Commercial Laundry - Alternative Dry-Cleaning Methods_A_Achievable Technical Potential | F11 | Commercial | WA - Health | New | Water Heating | Natural Gas | Commercial Laundry - Alternative Dry-Cleaning Methods | A | Purchases (Cumulative) | Achievable Technical Potential | 0 | 0 | 0 | 0 | 0 | 0 | 0 | 0 | 0 | 0 | 0 | 0 | 0 | 0 | 0 | 0 | 0 | 0 | 0 | 0 | 0 | 0 | 0 | 0 | 0 | 0 | 0
F1_Commercial_WA - Health_New_Space Heating_Natural Gas_Advanced Kitchen Ventilation Controls_A_Achievable Technical Potential | F1 | Commercial | WA - Health | New | Space Heating | Natural Gas | Advanced Kitchen Ventilation Controls | A | Integrated Unit Energy Savings (kWh or therms) | Achievable Technical Potential | 0 | 0 | 0 | 0 | 0 | 0 | 0 | 0 | 0 | 0 | 0 | 0 | 0 | 0 | 0 | 0 | 0 | 0 | 0 | 0 | 0 | 0 | 0 | 0 | 0 | 0 | 0
F2_Commercial_WA - Health_New_Space Heating_Natural Gas_Advanced Kitchen Ventilation Controls_A_Achievable Technical Potential | F2 | Commercial | WA - Health | New | Space Heating | Natural Gas | Advanced Kitchen Ventilation Controls | A | Integrated Unit Summer Peak Savings (kW) | Achievable Technical Potential | 0 | 0 | 0 | 0 | 0 | 0 | 0 | 0 | 0 | 0 | 0 | 0 | 0 | 0 | 0 | 0 | 0 | 0 | 0 | 0 | 0 | 0 | 0 | 0 | 0 | 0 | 0
F3_Commercial_WA - Health_New_Space Heating_Natural Gas_Advanced Kitchen Ventilation Controls_A_Achievable Technical Potential | F3 | Commercial | WA - Health | New | Space Heating | Natural Gas | Advanced Kitchen Ventilation Controls | A | Integrated Unit Winter Peak Savings (kW) | Achievable Technical Potential | 0 | 0 | 0 | 0 | 0 | 0 | 0 | 0 | 0 | 0 | 0 | 0 | 0 | 0 | 0 | 0 | 0 | 0 | 0 | 0 | 0 | 0 | 0 | 0 | 0 | 0 | 0
F4_Commercial_WA - Health_New_Space Heating_Natural Gas_Advanced Kitchen Ventilation Controls_A_Achievable Technical Potential | F4 | Commercial | WA - Health | New | Space Heating | Natural Gas | Advanced Kitchen Ventilation Controls | A | Incremental Energy Savings (MWh or mTherms) | Achievable Technical Potential | 0 | 0 | 0 | 0 | 0 | 0 | 0 | 0 | 0 | 0 | 0 | 0 | 0 | 0 | 0 | 0 | 0 | 0 | 0 | 0 | 0 | 0 | 0 | 0 | 0 | 0 | 0
F5_Commercial_WA - Health_New_Space Heating_Natural Gas_Advanced Kitchen Ventilation Controls_A_Achievable Technical Potential | F5 | Commercial | WA - Health | New | Space Heating | Natural Gas | Advanced Kitchen Ventilation Controls | A | Incremental Summer Peak Savings (MW) | Achievable Technical Potential | 0 | 0 | 0 | 0 | 0 | 0 | 0 | 0 | 0 | 0 | 0 | 0 | 0 | 0 | 0 | 0 | 0 | 0 | 0 | 0 | 0 | 0 | 0 | 0 | 0 | 0 | 0
F6_Commercial_WA - Health_New_Space Heating_Natural Gas_Advanced Kitchen Ventilation Controls_A_Achievable Technical Potential | F6 | Commercial | WA - Health | New | Space Heating | Natural Gas | Advanced Kitchen Ventilation Controls | A | Incremental Winter Peak Savings (MW) | Achievable Technical Potential | 0 | 0 | 0 | 0 | 0 | 0 | 0 | 0 | 0 | 0 | 0 | 0 | 0 | 0 | 0 | 0 | 0 | 0 | 0 | 0 | 0 | 0 | 0 | 0 | 0 | 0 | 0
F7_Commercial_WA - Health_New_Space Heating_Natural Gas_Advanced Kitchen Ventilation Controls_A_Achievable Technical Potential | F7 | Commercial | WA - Health | New | Space Heating | Natural Gas | Advanced Kitchen Ventilation Controls | A | Cumulative Energy Savings (MWh or mTherms) | Achievable Technical Potential | 0 | 0 | 0 | 0 | 0 | 0 | 0 | 0 | 0 | 0 | 0 | 0 | 0 | 0 | 0 | 0 | 0 | 0 | 0 | 0 | 0 | 0 | 0 | 0 | 0 | 0 | 0
F8_Commercial_WA - Health_New_Space Heating_Natural Gas_Advanced Kitchen Ventilation Controls_A_Achievable Technical Potential | F8 | Commercial | WA - Health | New | Space Heating | Natural Gas | Advanced Kitchen Ventilation Controls | A | Cumulative Summer Peak Savings (MW) | Achievable Technical Potential | 0 | 0 | 0 | 0 | 0 | 0 | 0 | 0 | 0 | 0 | 0 | 0 | 0 | 0 | 0 | 0 | 0 | 0 | 0 | 0 | 0 | 0 | 0 | 0 | 0 | 0 | 0
F9_Commercial_WA - Health_New_Space Heating_Natural Gas_Advanced Kitchen Ventilation Controls_A_Achievable Technical Potential | F9 | Commercial | WA - Health | New | Space Heating | Natural Gas | Advanced Kitchen Ventilation Controls | A | Cumulative Winter Peak Savings (MW) | Achievable Technical Potential | 0 | 0 | 0 | 0 | 0 | 0 | 0 | 0 | 0 | 0 | 0 | 0 | 0 | 0 | 0 | 0 | 0 | 0 | 0 | 0 | 0 | 0 | 0 | 0 | 0 | 0 | 0
F10_Commercial_WA - Health_New_Space Heating_Natural Gas_Advanced Kitchen Ventilation Controls_A_Achievable Technical Potential | F10 | Commercial | WA - Health | New | Space Heating | Natural Gas | Advanced Kitchen Ventilation Controls | A | Purchases (Incremental) | Achievable Technical Potential | 0 | 0 | 0 | 0 | 0 | 0 | 0 | 0 | 0 | 0 | 0 | 0 | 0 | 0 | 0 | 0 | 0 | 0 | 0 | 0 | 0 | 0 | 0 | 0 | 0 | 0 | 0
F11_Commercial_WA - Health_New_Space Heating_Natural Gas_Advanced Kitchen Ventilation Controls_A_Achievable Technical Potential | F11 | Commercial | WA - Health | New | Space Heating | Natural Gas | Advanced Kitchen Ventilation Controls | A | Purchases (Cumulative) | Achievable Technical Potential | 0 | 0 | 0 | 0 | 0 | 0 | 0 | 0 | 0 | 0 | 0 | 0 | 0 | 0 | 0 | 0 | 0 | 0 | 0 | 0 | 0 | 0 | 0 | 0 | 0 | 0 | 0
F1_Commercial_WA - Health_New_Space Heating_Natural Gas_Infiltration Control - Loading Dock Sealing_A_Achievable Technical Potential | F1 | Commercial | WA - Health | New | Space Heating | Natural Gas | Infiltration Control - Loading Dock Sealing | A | Integrated Unit Energy Savings (kWh or therms) | Achievable Technical Potential | 0 | 0 | 0 | 0 | 0 | 0 | 0 | 0 | 0 | 0 | 0 | 0 | 0 | 0 | 0 | 0 | 0 | 0 | 0 | 0 | 0 | 0 | 0 | 0 | 0 | 0 | 0
F2_Commercial_WA - Health_New_Space Heating_Natural Gas_Infiltration Control - Loading Dock Sealing_A_Achievable Technical Potential | F2 | Commercial | WA - Health | New | Space Heating | Natural Gas | Infiltration Control - Loading Dock Sealing | A | Integrated Unit Summer Peak Savings (kW) | Achievable Technical Potential | 0 | 0 | 0 | 0 | 0 | 0 | 0 | 0 | 0 | 0 | 0 | 0 | 0 | 0 | 0 | 0 | 0 | 0 | 0 | 0 | 0 | 0 | 0 | 0 | 0 | 0 | 0
F3_Commercial_WA - Health_New_Space Heating_Natural Gas_Infiltration Control - Loading Dock Sealing_A_Achievable Technical Potential | F3 | Commercial | WA - Health | New | Space Heating | Natural Gas | Infiltration Control - Loading Dock Sealing | A | Integrated Unit Winter Peak Savings (kW) | Achievable Technical Potential | 0 | 0 | 0 | 0 | 0 | 0 | 0 | 0 | 0 | 0 | 0 | 0 | 0 | 0 | 0 | 0 | 0 | 0 | 0 | 0 | 0 | 0 | 0 | 0 | 0 | 0 | 0
F4_Commercial_WA - Health_New_Space Heating_Natural Gas_Infiltration Control - Loading Dock Sealing_A_Achievable Technical Potential | F4 | Commercial | WA - Health | New | Space Heating | Natural Gas | Infiltration Control - Loading Dock Sealing | A | Incremental Energy Savings (MWh or mTherms) | Achievable Technical Potential | 0 | 0 | 0 | 0 | 0 | 0 | 0 | 0 | 0 | 0 | 0 | 0 | 0 | 0 | 0 | 0 | 0 | 0 | 0 | 0 | 0 | 0 | 0 | 0 | 0 | 0 | 0
F5_Commercial_WA - Health_New_Space Heating_Natural Gas_Infiltration Control - Loading Dock Sealing_A_Achievable Technical Potential | F5 | Commercial | WA - Health | New | Space Heating | Natural Gas | Infiltration Control - Loading Dock Sealing | A | Incremental Summer Peak Savings (MW) | Achievable Technical Potential | 0 | 0 | 0 | 0 | 0 | 0 | 0 | 0 | 0 | 0 | 0 | 0 | 0 | 0 | 0 | 0 | 0 | 0 | 0 | 0 | 0 | 0 | 0 | 0 | 0 | 0 | 0
F6_Commercial_WA - Health_New_Space Heating_Natural Gas_Infiltration Control - Loading Dock Sealing_A_Achievable Technical Potential | F6 | Commercial | WA - Health | New | Space Heating | Natural Gas | Infiltration Control - Loading Dock Sealing | A | Incremental Winter Peak Savings (MW) | Achievable Technical Potential | 0 | 0 | 0 | 0 | 0 | 0 | 0 | 0 | 0 | 0 | 0 | 0 | 0 | 0 | 0 | 0 | 0 | 0 | 0 | 0 | 0 | 0 | 0 | 0 | 0 | 0 | 0
F7_Commercial_WA - Health_New_Space Heating_Natural Gas_Infiltration Control - Loading Dock Sealing_A_Achievable Technical Potential | F7 | Commercial | WA - Health | New | Space Heating | Natural Gas | Infiltration Control - Loading Dock Sealing | A | Cumulative Energy Savings (MWh or mTherms) | Achievable Technical Potential | 0 | 0 | 0 | 0 | 0 | 0 | 0 | 0 | 0 | 0 | 0 | 0 | 0 | 0 | 0 | 0 | 0 | 0 | 0 | 0 | 0 | 0 | 0 | 0 | 0 | 0 | 0
F8_Commercial_WA - Health_New_Space Heating_Natural Gas_Infiltration Control - Loading Dock Sealing_A_Achievable Technical Potential | F8 | Commercial | WA - Health | New | Space Heating | Natural Gas | Infiltration Control - Loading Dock Sealing | A | Cumulative Summer Peak Savings (MW) | Achievable Technical Potential | 0 | 0 | 0 | 0 | 0 | 0 | 0 | 0 | 0 | 0 | 0 | 0 | 0 | 0 | 0 | 0 | 0 | 0 | 0 | 0 | 0 | 0 | 0 | 0 | 0 | 0 | 0
F9_Commercial_WA - Health_New_Space Heating_Natural Gas_Infiltration Control - Loading Dock Sealing_A_Achievable Technical Potential | F9 | Commercial | WA - Health | New | Space Heating | Natural Gas | Infiltration Control - Loading Dock Sealing | A | Cumulative Winter Peak Savings (MW) | Achievable Technical Potential | 0 | 0 | 0 | 0 | 0 | 0 | 0 | 0 | 0 | 0 | 0 | 0 | 0 | 0 | 0 | 0 | 0 | 0 | 0 | 0 | 0 | 0 | 0 | 0 | 0 | 0 | 0
F10_Commercial_WA - Health_New_Space Heating_Natural Gas_Infiltration Control - Loading Dock Sealing_A_Achievable Technical Potential | F10 | Commercial | WA - Health | New | Space Heating | Natural Gas | Infiltration Control - Loading Dock Sealing | A | Purchases (Incremental) | Achievable Technical Potential | 0 | 0 | 0 | 0 | 0 | 0 | 0 | 0 | 0 | 0 | 0 | 0 | 0 | 0 | 0 | 0 | 0 | 0 | 0 | 0 | 0 | 0 | 0 | 0 | 0 | 0 | 0
F11_Commercial_WA - Health_New_Space Heating_Natural Gas_Infiltration Control - Loading Dock Sealing_A_Achievable Technical Potential | F11 | Commercial | WA - Health | New | Space Heating | Natural Gas | Infiltration Control - Loading Dock Sealing | A | Purchases (Cumulative) | Achievable Technical Potential | 0 | 0 | 0 | 0 | 0 | 0 | 0 | 0 | 0 | 0 | 0 | 0 | 0 | 0 | 0 | 0 | 0 | 0 | 0 | 0 | 0 | 0 | 0 | 0 | 0 | 0 | 0
F1_Commercial_WA - Health_New_Space Heating_Natural Gas_Greenhouse Heat Curtain_A_Achievable Technical Potential | F1 | Commercial | WA - Health | New | Space Heating | Natural Gas | Greenhouse Heat Curtain | A | Integrated Unit Energy Savings (kWh or therms) | Achievable Technical Potential | 0 | 0 | 0 | 0 | 0 | 0 | 0 | 0 | 0 | 0 | 0 | 0 | 0 | 0 | 0 | 0 | 0 | 0 | 0 | 0 | 0 | 0 | 0 | 0 | 0 | 0 | 0
F2_Commercial_WA - Health_New_Space Heating_Natural Gas_Greenhouse Heat Curtain_A_Achievable Technical Potential | F2 | Commercial | WA - Health | New | Space Heating | Natural Gas | Greenhouse Heat Curtain | A | Integrated Unit Summer Peak Savings (kW) | Achievable Technical Potential | 0 | 0 | 0 | 0 | 0 | 0 | 0 | 0 | 0 | 0 | 0 | 0 | 0 | 0 | 0 | 0 | 0 | 0 | 0 | 0 | 0 | 0 | 0 | 0 | 0 | 0 | 0
F3_Commercial_WA - Health_New_Space Heating_Natural Gas_Greenhouse Heat Curtain_A_Achievable Technical Potential | F3 | Commercial | WA - Health | New | Space Heating | Natural Gas | Greenhouse Heat Curtain | A | Integrated Unit Winter Peak Savings (kW) | Achievable Technical Potential | 0 | 0 | 0 | 0 | 0 | 0 | 0 | 0 | 0 | 0 | 0 | 0 | 0 | 0 | 0 | 0 | 0 | 0 | 0 | 0 | 0 | 0 | 0 | 0 | 0 | 0 | 0
F4_Commercial_WA - Health_New_Space Heating_Natural Gas_Greenhouse Heat Curtain_A_Achievable Technical Potential | F4 | Commercial | WA - Health | New | Space Heating | Natural Gas | Greenhouse Heat Curtain | A | Incremental Energy Savings (MWh or mTherms) | Achievable Technical Potential | 0 | 0 | 0 | 0 | 0 | 0 | 0 | 0 | 0 | 0 | 0 | 0 | 0 | 0 | 0 | 0 | 0 | 0 | 0 | 0 | 0 | 0 | 0 | 0 | 0 | 0 | 0
F5_Commercial_WA - Health_New_Space Heating_Natural Gas_Greenhouse Heat Curtain_A_Achievable Technical Potential | F5 | Commercial | WA - Health | New | Space Heating | Natural Gas | Greenhouse Heat Curtain | A | Incremental Summer Peak Savings (MW) | Achievable Technical Potential | 0 | 0 | 0 | 0 | 0 | 0 | 0 | 0 | 0 | 0 | 0 | 0 | 0 | 0 | 0 | 0 | 0 | 0 | 0 | 0 | 0 | 0 | 0 | 0 | 0 | 0 | 0
F6_Commercial_WA - Health_New_Space Heating_Natural Gas_Greenhouse Heat Curtain_A_Achievable Technical Potential | F6 | Commercial | WA - Health | New | Space Heating | Natural Gas | Greenhouse Heat Curtain | A | Incremental Winter Peak Savings (MW) | Achievable Technical Potential | 0 | 0 | 0 | 0 | 0 | 0 | 0 | 0 | 0 | 0 | 0 | 0 | 0 | 0 | 0 | 0 | 0 | 0 | 0 | 0 | 0 | 0 | 0 | 0 | 0 | 0 | 0
F7_Commercial_WA - Health_New_Space Heating_Natural Gas_Greenhouse Heat Curtain_A_Achievable Technical Potential | F7 | Commercial | WA - Health | New | Space Heating | Natural Gas | Greenhouse Heat Curtain | A | Cumulative Energy Savings (MWh or mTherms) | Achievable Technical Potential | 0 | 0 | 0 | 0 | 0 | 0 | 0 | 0 | 0 | 0 | 0 | 0 | 0 | 0 | 0 | 0 | 0 | 0 | 0 | 0 | 0 | 0 | 0 | 0 | 0 | 0 | 0
F8_Commercial_WA - Health_New_Space Heating_Natural Gas_Greenhouse Heat Curtain_A_Achievable Technical Potential | F8 | Commercial | WA - Health | New | Space Heating | Natural Gas | Greenhouse Heat Curtain | A | Cumulative Summer Peak Savings (MW) | Achievable Technical Potential | 0 | 0 | 0 | 0 | 0 | 0 | 0 | 0 | 0 | 0 | 0 | 0 | 0 | 0 | 0 | 0 | 0 | 0 | 0 | 0 | 0 | 0 | 0 | 0 | 0 | 0 | 0
F9_Commercial_WA - Health_New_Space Heating_Natural Gas_Greenhouse Heat Curtain_A_Achievable Technical Potential | F9 | Commercial | WA - Health | New | Space Heating | Natural Gas | Greenhouse Heat Curtain | A | Cumulative Winter Peak Savings (MW) | Achievable Technical Potential | 0 | 0 | 0 | 0 | 0 | 0 | 0 | 0 | 0 | 0 | 0 | 0 | 0 | 0 | 0 | 0 | 0 | 0 | 0 | 0 | 0 | 0 | 0 | 0 | 0 | 0 | 0
F10_Commercial_WA - Health_New_Space Heating_Natural Gas_Greenhouse Heat Curtain_A_Achievable Technical Potential | F10 | Commercial | WA - Health | New | Space Heating | Natural Gas | Greenhouse Heat Curtain | A | Purchases (Incremental) | Achievable Technical Potential | 0 | 0 | 0 | 0 | 0 | 0 | 0 | 0 | 0 | 0 | 0 | 0 | 0 | 0 | 0 | 0 | 0 | 0 | 0 | 0 | 0 | 0 | 0 | 0 | 0 | 0 | 0
F11_Commercial_WA - Health_New_Space Heating_Natural Gas_Greenhouse Heat Curtain_A_Achievable Technical Potential | F11 | Commercial | WA - Health | New | Space Heating | Natural Gas | Greenhouse Heat Curtain | A | Purchases (Cumulative) | Achievable Technical Potential | 0 | 0 | 0 | 0 | 0 | 0 | 0 | 0 | 0 | 0 | 0 | 0 | 0 | 0 | 0 | 0 | 0 | 0 | 0 | 0 | 0 | 0 | 0 | 0 | 0 | 0 | 0
F1_Commercial_WA - Health_New_Space Heating_Natural Gas_Ventilation - Parking Garages, Demand Controlled_A_Achievable Technical Potential | F1 | Commercial | WA - Health | New | Space Heating | Natural Gas | Ventilation - Parking Garages, Demand Controlled | A | Integrated Unit Energy Savings (kWh or therms) | Achievable Technical Potential | 0 | 0 | 0 | 0 | 0 | 0 | 0 | 0 | 0 | 0 | 0 | 0 | 0 | 0 | 0 | 0 | 0 | 0 | 0 | 0 | 0 | 0 | 0 | 0 | 0 | 0 | 0
F2_Commercial_WA - Health_New_Space Heating_Natural Gas_Ventilation - Parking Garages, Demand Controlled_A_Achievable Technical Potential | F2 | Commercial | WA - Health | New | Space Heating | Natural Gas | Ventilation - Parking Garages, Demand Controlled | A | Integrated Unit Summer Peak Savings (kW) | Achievable Technical Potential | 0 | 0 | 0 | 0 | 0 | 0 | 0 | 0 | 0 | 0 | 0 | 0 | 0 | 0 | 0 | 0 | 0 | 0 | 0 | 0 | 0 | 0 | 0 | 0 | 0 | 0 | 0
F3_Commercial_WA - Health_New_Space Heating_Natural Gas_Ventilation - Parking Garages, Demand Controlled_A_Achievable Technical Potential | F3 | Commercial | WA - Health | New | Space Heating | Natural Gas | Ventilation - Parking Garages, Demand Controlled | A | Integrated Unit Winter Peak Savings (kW) | Achievable Technical Potential | 0 | 0 | 0 | 0 | 0 | 0 | 0 | 0 | 0 | 0 | 0 | 0 | 0 | 0 | 0 | 0 | 0 | 0 | 0 | 0 | 0 | 0 | 0 | 0 | 0 | 0 | 0
F4_Commercial_WA - Health_New_Space Heating_Natural Gas_Ventilation - Parking Garages, Demand Controlled_A_Achievable Technical Potential | F4 | Commercial | WA - Health | New | Space Heating | Natural Gas | Ventilation - Parking Garages, Demand Controlled | A | Incremental Energy Savings (MWh or mTherms) | Achievable Technical Potential | 0 | 0 | 0 | 0 | 0 | 0 | 0 | 0 | 0 | 0 | 0 | 0 | 0 | 0 | 0 | 0 | 0 | 0 | 0 | 0 | 0 | 0 | 0 | 0 | 0 | 0 | 0
F5_Commercial_WA - Health_New_Space Heating_Natural Gas_Ventilation - Parking Garages, Demand Controlled_A_Achievable Technical Potential | F5 | Commercial | WA - Health | New | Space Heating | Natural Gas | Ventilation - Parking Garages, Demand Controlled | A | Incremental Summer Peak Savings (MW) | Achievable Technical Potential | 0 | 0 | 0 | 0 | 0 | 0 | 0 | 0 | 0 | 0 | 0 | 0 | 0 | 0 | 0 | 0 | 0 | 0 | 0 | 0 | 0 | 0 | 0 | 0 | 0 | 0 | 0
F6_Commercial_WA - Health_New_Space Heating_Natural Gas_Ventilation - Parking Garages, Demand Controlled_A_Achievable Technical Potential | F6 | Commercial | WA - Health | New | Space Heating | Natural Gas | Ventilation - Parking Garages, Demand Controlled | A | Incremental Winter Peak Savings (MW) | Achievable Technical Potential | 0 | 0 | 0 | 0 | 0 | 0 | 0 | 0 | 0 | 0 | 0 | 0 | 0 | 0 | 0 | 0 | 0 | 0 | 0 | 0 | 0 | 0 | 0 | 0 | 0 | 0 | 0
F7_Commercial_WA - Health_New_Space Heating_Natural Gas_Ventilation - Parking Garages, Demand Controlled_A_Achievable Technical Potential | F7 | Commercial | WA - Health | New | Space Heating | Natural Gas | Ventilation - Parking Garages, Demand Controlled | A | Cumulative Energy Savings (MWh or mTherms) | Achievable Technical Potential | 0 | 0 | 0 | 0 | 0 | 0 | 0 | 0 | 0 | 0 | 0 | 0 | 0 | 0 | 0 | 0 | 0 | 0 | 0 | 0 | 0 | 0 | 0 | 0 | 0 | 0 | 0
F8_Commercial_WA - Health_New_Space Heating_Natural Gas_Ventilation - Parking Garages, Demand Controlled_A_Achievable Technical Potential | F8 | Commercial | WA - Health | New | Space Heating | Natural Gas | Ventilation - Parking Garages, Demand Controlled | A | Cumulative Summer Peak Savings (MW) | Achievable Technical Potential | 0 | 0 | 0 | 0 | 0 | 0 | 0 | 0 | 0 | 0 | 0 | 0 | 0 | 0 | 0 | 0 | 0 | 0 | 0 | 0 | 0 | 0 | 0 | 0 | 0 | 0 | 0
F9_Commercial_WA - Health_New_Space Heating_Natural Gas_Ventilation - Parking Garages, Demand Controlled_A_Achievable Technical Potential | F9 | Commercial | WA - Health | New | Space Heating | Natural Gas | Ventilation - Parking Garages, Demand Controlled | A | Cumulative Winter Peak Savings (MW) | Achievable Technical Potential | 0 | 0 | 0 | 0 | 0 | 0 | 0 | 0 | 0 | 0 | 0 | 0 | 0 | 0 | 0 | 0 | 0 | 0 | 0 | 0 | 0 | 0 | 0 | 0 | 0 | 0 | 0
F10_Commercial_WA - Health_New_Space Heating_Natural Gas_Ventilation - Parking Garages, Demand Controlled_A_Achievable Technical Potential | F10 | Commercial | WA - Health | New | Space Heating | Natural Gas | Ventilation - Parking Garages, Demand Controlled | A | Purchases (Incremental) | Achievable Technical Potential | 0 | 0 | 0 | 0 | 0 | 0 | 0 | 0 | 0 | 0 | 0 | 0 | 0 | 0 | 0 | 0 | 0 | 0 | 0 | 0 | 0 | 0 | 0 | 0 | 0 | 0 | 0
F11_Commercial_WA - Health_New_Space Heating_Natural Gas_Ventilation - Parking Garages, Demand Controlled_A_Achievable Technical Potential | F11 | Commercial | WA - Health | New | Space Heating | Natural Gas | Ventilation - Parking Garages, Demand Controlled | A | Purchases (Cumulative) | Achievable Technical Potential | 0 | 0 | 0 | 0 | 0 | 0 | 0 | 0 | 0 | 0 | 0 | 0 | 0 | 0 | 0 | 0 | 0 | 0 | 0 | 0 | 0 | 0 | 0 | 0 | 0 | 0 | 0
F1_Commercial_WA - Health_New_Miscellaneous_Natural Gas_Pool Heater - Night Covers_A_Achievable Technical Potential | F1 | Commercial | WA - Health | New | Miscellaneous | Natural Gas | Pool Heater - Night Covers | A | Integrated Unit Energy Savings (kWh or therms) | Achievable Technical Potential | 0 | 0 | 0 | 0 | 0 | 0 | 0 | 0 | 0 | 0 | 0 | 0 | 0 | 0 | 0 | 0 | 0 | 0 | 0 | 0 | 0 | 0 | 0 | 0 | 0 | 0 | 0
F2_Commercial_WA - Health_New_Miscellaneous_Natural Gas_Pool Heater - Night Covers_A_Achievable Technical Potential | F2 | Commercial | WA - Health | New | Miscellaneous | Natural Gas | Pool Heater - Night Covers | A | Integrated Unit Summer Peak Savings (kW) | Achievable Technical Potential | 0 | 0 | 0 | 0 | 0 | 0 | 0 | 0 | 0 | 0 | 0 | 0 | 0 | 0 | 0 | 0 | 0 | 0 | 0 | 0 | 0 | 0 | 0 | 0 | 0 | 0 | 0
F3_Commercial_WA - Health_New_Miscellaneous_Natural Gas_Pool Heater - Night Covers_A_Achievable Technical Potential | F3 | Commercial | WA - Health | New | Miscellaneous | Natural Gas | Pool Heater - Night Covers | A | Integrated Unit Winter Peak Savings (kW) | Achievable Technical Potential | 0 | 0 | 0 | 0 | 0 | 0 | 0 | 0 | 0 | 0 | 0 | 0 | 0 | 0 | 0 | 0 | 0 | 0 | 0 | 0 | 0 | 0 | 0 | 0 | 0 | 0 | 0
F4_Commercial_WA - Health_New_Miscellaneous_Natural Gas_Pool Heater - Night Covers_A_Achievable Technical Potential | F4 | Commercial | WA - Health | New | Miscellaneous | Natural Gas | Pool Heater - Night Covers | A | Incremental Energy Savings (MWh or mTherms) | Achievable Technical Potential | 0 | 0 | 0 | 0 | 0 | 0 | 0 | 0 | 0 | 0 | 0 | 0 | 0 | 0 | 0 | 0 | 0 | 0 | 0 | 0 | 0 | 0 | 0 | 0 | 0 | 0 | 0
F5_Commercial_WA - Health_New_Miscellaneous_Natural Gas_Pool Heater - Night Covers_A_Achievable Technical Potential | F5 | Commercial | WA - Health | New | Miscellaneous | Natural Gas | Pool Heater - Night Covers | A | Incremental Summer Peak Savings (MW) | Achievable Technical Potential | 0 | 0 | 0 | 0 | 0 | 0 | 0 | 0 | 0 | 0 | 0 | 0 | 0 | 0 | 0 | 0 | 0 | 0 | 0 | 0 | 0 | 0 | 0 | 0 | 0 | 0 | 0
F6_Commercial_WA - Health_New_Miscellaneous_Natural Gas_Pool Heater - Night Covers_A_Achievable Technical Potential | F6 | Commercial | WA - Health | New | Miscellaneous | Natural Gas | Pool Heater - Night Covers | A | Incremental Winter Peak Savings (MW) | Achievable Technical Potential | 0 | 0 | 0 | 0 | 0 | 0 | 0 | 0 | 0 | 0 | 0 | 0 | 0 | 0 | 0 | 0 | 0 | 0 | 0 | 0 | 0 | 0 | 0 | 0 | 0 | 0 | 0
F7_Commercial_WA - Health_New_Miscellaneous_Natural Gas_Pool Heater - Night Covers_A_Achievable Technical Potential | F7 | Commercial | WA - Health | New | Miscellaneous | Natural Gas | Pool Heater - Night Covers | A | Cumulative Energy Savings (MWh or mTherms) | Achievable Technical Potential | 0 | 0 | 0 | 0 | 0 | 0 | 0 | 0 | 0 | 0 | 0 | 0 | 0 | 0 | 0 | 0 | 0 | 0 | 0 | 0 | 0 | 0 | 0 | 0 | 0 | 0 | 0
F8_Commercial_WA - Health_New_Miscellaneous_Natural Gas_Pool Heater - Night Covers_A_Achievable Technical Potential | F8 | Commercial | WA - Health | New | Miscellaneous | Natural Gas | Pool Heater - Night Covers | A | Cumulative Summer Peak Savings (MW) | Achievable Technical Potential | 0 | 0 | 0 | 0 | 0 | 0 | 0 | 0 | 0 | 0 | 0 | 0 | 0 | 0 | 0 | 0 | 0 | 0 | 0 | 0 | 0 | 0 | 0 | 0 | 0 | 0 | 0
F9_Commercial_WA - Health_New_Miscellaneous_Natural Gas_Pool Heater - Night Covers_A_Achievable Technical Potential | F9 | Commercial | WA - Health | New | Miscellaneous | Natural Gas | Pool Heater - Night Covers | A | Cumulative Winter Peak Savings (MW) | Achievable Technical Potential | 0 | 0 | 0 | 0 | 0 | 0 | 0 | 0 | 0 | 0 | 0 | 0 | 0 | 0 | 0 | 0 | 0 | 0 | 0 | 0 | 0 | 0 | 0 | 0 | 0 | 0 | 0
F10_Commercial_WA - Health_New_Miscellaneous_Natural Gas_Pool Heater - Night Covers_A_Achievable Technical Potential | F10 | Commercial | WA - Health | New | Miscellaneous | Natural Gas | Pool Heater - Night Covers | A | Purchases (Incremental) | Achievable Technical Potential | 0 | 0 | 0 | 0 | 0 | 0 | 0 | 0 | 0 | 0 | 0 | 0 | 0 | 0 | 0 | 0 | 0 | 0 | 0 | 0 | 0 | 0 | 0 | 0 | 0 | 0 | 0
F11_Commercial_WA - Health_New_Miscellaneous_Natural Gas_Pool Heater - Night Covers_A_Achievable Technical Potential | F11 | Commercial | WA - Health | New | Miscellaneous | Natural Gas | Pool Heater - Night Covers | A | Purchases (Cumulative) | Achievable Technical Potential | 0 | 0 | 0 | 0 | 0 | 0 | 0 | 0 | 0 | 0 | 0 | 0 | 0 | 0 | 0 | 0 | 0 | 0 | 0 | 0 | 0 | 0 | 0 | 0 | 0 | 0 | 0
F1_Commercial_WA - Health_New_Space Heating_Natural Gas_Advanced New Construction Designs_A_Achievable Technical Potential | F1 | Commercial | WA - Health | New | Space Heating | Natural Gas | Advanced New Construction Designs | A | Integrated Unit Energy Savings (kWh or therms) | Achievable Technical Potential | 0 | 0 | 0 | 0 | 0 | 0 | 0 | 0 | 0 | 0 | 0 | 0 | 0 | 0 | 0 | 0 | 0 | 0 | 0 | 0 | 0 | 0 | 0 | 0 | 0 | 0 | 0
F2_Commercial_WA - Health_New_Space Heating_Natural Gas_Advanced New Construction Designs_A_Achievable Technical Potential | F2 | Commercial | WA - Health | New | Space Heating | Natural Gas | Advanced New Construction Designs | A | Integrated Unit Summer Peak Savings (kW) | Achievable Technical Potential | 0 | 0 | 0 | 0 | 0 | 0 | 0 | 0 | 0 | 0 | 0 | 0 | 0 | 0 | 0 | 0 | 0 | 0 | 0 | 0 | 0 | 0 | 0 | 0 | 0 | 0 | 0
F3_Commercial_WA - Health_New_Space Heating_Natural Gas_Advanced New Construction Designs_A_Achievable Technical Potential | F3 | Commercial | WA - Health | New | Space Heating | Natural Gas | Advanced New Construction Designs | A | Integrated Unit Winter Peak Savings (kW) | Achievable Technical Potential | 0 | 0 | 0 | 0 | 0 | 0 | 0 | 0 | 0 | 0 | 0 | 0 | 0 | 0 | 0 | 0 | 0 | 0 | 0 | 0 | 0 | 0 | 0 | 0 | 0 | 0 | 0
F4_Commercial_WA - Health_New_Space Heating_Natural Gas_Advanced New Construction Designs_A_Achievable Technical Potential | F4 | Commercial | WA - Health | New | Space Heating | Natural Gas | Advanced New Construction Designs | A | Incremental Energy Savings (MWh or mTherms) | Achievable Technical Potential | 0 | 0 | 0 | 0 | 0 | 0 | 0 | 0 | 0 | 0 | 0 | 0 | 0 | 0 | 0 | 0 | 0 | 0 | 0 | 0 | 0 | 0 | 0 | 0 | 0 | 0 | 0
F5_Commercial_WA - Health_New_Space Heating_Natural Gas_Advanced New Construction Designs_A_Achievable Technical Potential | F5 | Commercial | WA - Health | New | Space Heating | Natural Gas | Advanced New Construction Designs | A | Incremental Summer Peak Savings (MW) | Achievable Technical Potential | 0 | 0 | 0 | 0 | 0 | 0 | 0 | 0 | 0 | 0 | 0 | 0 | 0 | 0 | 0 | 0 | 0 | 0 | 0 | 0 | 0 | 0 | 0 | 0 | 0 | 0 | 0
F6_Commercial_WA - Health_New_Space Heating_Natural Gas_Advanced New Construction Designs_A_Achievable Technical Potential | F6 | Commercial | WA - Health | New | Space Heating | Natural Gas | Advanced New Construction Designs | A | Incremental Winter Peak Savings (MW) | Achievable Technical Potential | 0 | 0 | 0 | 0 | 0 | 0 | 0 | 0 | 0 | 0 | 0 | 0 | 0 | 0 | 0 | 0 | 0 | 0 | 0 | 0 | 0 | 0 | 0 | 0 | 0 | 0 | 0
F7_Commercial_WA - Health_New_Space Heating_Natural Gas_Advanced New Construction Designs_A_Achievable Technical Potential | F7 | Commercial | WA - Health | New | Space Heating | Natural Gas | Advanced New Construction Designs | A | Cumulative Energy Savings (MWh or mTherms) | Achievable Technical Potential | 0 | 0 | 0 | 0 | 0 | 0 | 0 | 0 | 0 | 0 | 0 | 0 | 0 | 0 | 0 | 0 | 0 | 0 | 0 | 0 | 0 | 0 | 0 | 0 | 0 | 0 | 0
F8_Commercial_WA - Health_New_Space Heating_Natural Gas_Advanced New Construction Designs_A_Achievable Technical Potential | F8 | Commercial | WA - Health | New | Space Heating | Natural Gas | Advanced New Construction Designs | A | Cumulative Summer Peak Savings (MW) | Achievable Technical Potential | 0 | 0 | 0 | 0 | 0 | 0 | 0 | 0 | 0 | 0 | 0 | 0 | 0 | 0 | 0 | 0 | 0 | 0 | 0 | 0 | 0 | 0 | 0 | 0 | 0 | 0 | 0
F9_Commercial_WA - Health_New_Space Heating_Natural Gas_Advanced New Construction Designs_A_Achievable Technical Potential | F9 | Commercial | WA - Health | New | Space Heating | Natural Gas | Advanced New Construction Designs | A | Cumulative Winter Peak Savings (MW) | Achievable Technical Potential | 0 | 0 | 0 | 0 | 0 | 0 | 0 | 0 | 0 | 0 | 0 | 0 | 0 | 0 | 0 | 0 | 0 | 0 | 0 | 0 | 0 | 0 | 0 | 0 | 0 | 0 | 0
F10_Commercial_WA - Health_New_Space Heating_Natural Gas_Advanced New Construction Designs_A_Achievable Technical Potential | F10 | Commercial | WA - Health | New | Space Heating | Natural Gas | Advanced New Construction Designs | A | Purchases (Incremental) | Achievable Technical Potential | 0 | 0 | 0 | 0 | 0 | 0 | 0 | 0 | 0 | 0 | 0 | 0 | 0 | 0 | 0 | 0 | 0 | 0 | 0 | 0 | 0 | 0 | 0 | 0 | 0 | 0 | 0
F11_Commercial_WA - Health_New_Space Heating_Natural Gas_Advanced New Construction Designs_A_Achievable Technical Potential | F11 | Commercial | WA - Health | New | Space Heating | Natural Gas | Advanced New Construction Designs | A | Purchases (Cumulative) | Achievable Technical Potential | 0 | 0 | 0 | 0 | 0 | 0 | 0 | 0 | 0 | 0 | 0 | 0 | 0 | 0 | 0 | 0 | 0 | 0 | 0 | 0 | 0 | 0 | 0 | 0 | 0 | 0 | 0
F1_Commercial_WA - Health_New_Water Heating_Natural Gas_Advanced New Construction Designs_A_Achievable Technical Potential | F1 | Commercial | WA - Health | New | Water Heating | Natural Gas | Advanced New Construction Designs | A | Integrated Unit Energy Savings (kWh or therms) | Achievable Technical Potential | 0 | 0 | 0 | 0 | 0 | 0 | 0 | 0 | 0 | 0 | 0 | 0 | 0 | 0 | 0 | 0 | 0 | 0 | 0 | 0 | 0 | 0 | 0 | 0 | 0 | 0 | 0
F2_Commercial_WA - Health_New_Water Heating_Natural Gas_Advanced New Construction Designs_A_Achievable Technical Potential | F2 | Commercial | WA - Health | New | Water Heating | Natural Gas | Advanced New Construction Designs | A | Integrated Unit Summer Peak Savings (kW) | Achievable Technical Potential | 0 | 0 | 0 | 0 | 0 | 0 | 0 | 0 | 0 | 0 | 0 | 0 | 0 | 0 | 0 | 0 | 0 | 0 | 0 | 0 | 0 | 0 | 0 | 0 | 0 | 0 | 0
F3_Commercial_WA - Health_New_Water Heating_Natural Gas_Advanced New Construction Designs_A_Achievable Technical Potential | F3 | Commercial | WA - Health | New | Water Heating | Natural Gas | Advanced New Construction Designs | A | Integrated Unit Winter Peak Savings (kW) | Achievable Technical Potential | 0 | 0 | 0 | 0 | 0 | 0 | 0 | 0 | 0 | 0 | 0 | 0 | 0 | 0 | 0 | 0 | 0 | 0 | 0 | 0 | 0 | 0 | 0 | 0 | 0 | 0 | 0
F4_Commercial_WA - Health_New_Water Heating_Natural Gas_Advanced New Construction Designs_A_Achievable Technical Potential | F4 | Commercial | WA - Health | New | Water Heating | Natural Gas | Advanced New Construction Designs | A | Incremental Energy Savings (MWh or mTherms) | Achievable Technical Potential | 0 | 0 | 0 | 0 | 0 | 0 | 0 | 0 | 0 | 0 | 0 | 0 | 0 | 0 | 0 | 0 | 0 | 0 | 0 | 0 | 0 | 0 | 0 | 0 | 0 | 0 | 0
F5_Commercial_WA - Health_New_Water Heating_Natural Gas_Advanced New Construction Designs_A_Achievable Technical Potential | F5 | Commercial | WA - Health | New | Water Heating | Natural Gas | Advanced New Construction Designs | A | Incremental Summer Peak Savings (MW) | Achievable Technical Potential | 0 | 0 | 0 | 0 | 0 | 0 | 0 | 0 | 0 | 0 | 0 | 0 | 0 | 0 | 0 | 0 | 0 | 0 | 0 | 0 | 0 | 0 | 0 | 0 | 0 | 0 | 0
F6_Commercial_WA - Health_New_Water Heating_Natural Gas_Advanced New Construction Designs_A_Achievable Technical Potential | F6 | Commercial | WA - Health | New | Water Heating | Natural Gas | Advanced New Construction Designs | A | Incremental Winter Peak Savings (MW) | Achievable Technical Potential | 0 | 0 | 0 | 0 | 0 | 0 | 0 | 0 | 0 | 0 | 0 | 0 | 0 | 0 | 0 | 0 | 0 | 0 | 0 | 0 | 0 | 0 | 0 | 0 | 0 | 0 | 0
F7_Commercial_WA - Health_New_Water Heating_Natural Gas_Advanced New Construction Designs_A_Achievable Technical Potential | F7 | Commercial | WA - Health | New | Water Heating | Natural Gas | Advanced New Construction Designs | A | Cumulative Energy Savings (MWh or mTherms) | Achievable Technical Potential | 0 | 0 | 0 | 0 | 0 | 0 | 0 | 0 | 0 | 0 | 0 | 0 | 0 | 0 | 0 | 0 | 0 | 0 | 0 | 0 | 0 | 0 | 0 | 0 | 0 | 0 | 0
F8_Commercial_WA - Health_New_Water Heating_Natural Gas_Advanced New Construction Designs_A_Achievable Technical Potential | F8 | Commercial | WA - Health | New | Water Heating | Natural Gas | Advanced New Construction Designs | A | Cumulative Summer Peak Savings (MW) | Achievable Technical Potential | 0 | 0 | 0 | 0 | 0 | 0 | 0 | 0 | 0 | 0 | 0 | 0 | 0 | 0 | 0 | 0 | 0 | 0 | 0 | 0 | 0 | 0 | 0 | 0 | 0 | 0 | 0
F9_Commercial_WA - Health_New_Water Heating_Natural Gas_Advanced New Construction Designs_A_Achievable Technical Potential | F9 | Commercial | WA - Health | New | Water Heating | Natural Gas | Advanced New Construction Designs | A | Cumulative Winter Peak Savings (MW) | Achievable Technical Potential | 0 | 0 | 0 | 0 | 0 | 0 | 0 | 0 | 0 | 0 | 0 | 0 | 0 | 0 | 0 | 0 | 0 | 0 | 0 | 0 | 0 | 0 | 0 | 0 | 0 | 0 | 0
F10_Commercial_WA - Health_New_Water Heating_Natural Gas_Advanced New Construction Designs_A_Achievable Technical Potential | F10 | Commercial | WA - Health | New | Water Heating | Natural Gas | Advanced New Construction Designs | A | Purchases (Incremental) | Achievable Technical Potential | 0 | 0 | 0 | 0 | 0 | 0 | 0 | 0 | 0 | 0 | 0 | 0 | 0 | 0 | 0 | 0 | 0 | 0 | 0 | 0 | 0 | 0 | 0 | 0 | 0 | 0 | 0
F11_Commercial_WA - Health_New_Water Heating_Natural Gas_Advanced New Construction Designs_A_Achievable Technical Potential | F11 | Commercial | WA - Health | New | Water Heating | Natural Gas | Advanced New Construction Designs | A | Purchases (Cumulative) | Achievable Technical Potential | 0 | 0 | 0 | 0 | 0 | 0 | 0 | 0 | 0 | 0 | 0 | 0 | 0 | 0 | 0 | 0 | 0 | 0 | 0 | 0 | 0 | 0 | 0 | 0 | 0 | 0 | 0
F1_Commercial_WA - Health_New_Space Heating_Natural Gas_Strategic Energy Management_A_Achievable Technical Potential | F1 | Commercial | WA - Health | New | Space Heating | Natural Gas | Strategic Energy Management | A | Integrated Unit Energy Savings (kWh or therms) | Achievable Technical Potential | 0 | 0 | 0 | 0 | 0 | 0 | 0 | 0 | 0 | 0 | 0 | 0 | 0 | 0 | 0 | 0 | 0 | 0 | 0 | 0 | 0 | 0 | 0 | 0 | 0 | 0 | 0
F2_Commercial_WA - Health_New_Space Heating_Natural Gas_Strategic Energy Management_A_Achievable Technical Potential | F2 | Commercial | WA - Health | New | Space Heating | Natural Gas | Strategic Energy Management | A | Integrated Unit Summer Peak Savings (kW) | Achievable Technical Potential | 0 | 0 | 0 | 0 | 0 | 0 | 0 | 0 | 0 | 0 | 0 | 0 | 0 | 0 | 0 | 0 | 0 | 0 | 0 | 0 | 0 | 0 | 0 | 0 | 0 | 0 | 0
F3_Commercial_WA - Health_New_Space Heating_Natural Gas_Strategic Energy Management_A_Achievable Technical Potential | F3 | Commercial | WA - Health | New | Space Heating | Natural Gas | Strategic Energy Management | A | Integrated Unit Winter Peak Savings (kW) | Achievable Technical Potential | 0 | 0 | 0 | 0 | 0 | 0 | 0 | 0 | 0 | 0 | 0 | 0 | 0 | 0 | 0 | 0 | 0 | 0 | 0 | 0 | 0 | 0 | 0 | 0 | 0 | 0 | 0
F4_Commercial_WA - Health_New_Space Heating_Natural Gas_Strategic Energy Management_A_Achievable Technical Potential | F4 | Commercial | WA - Health | New | Space Heating | Natural Gas | Strategic Energy Management | A | Incremental Energy Savings (MWh or mTherms) | Achievable Technical Potential | 0 | 0 | 0 | 0 | 0 | 0 | 0 | 0 | 0 | 0 | 0 | 0 | 0 | 0 | 0 | 0 | 0 | 0 | 0 | 0 | 0 | 0 | 0 | 0 | 0 | 0 | 0
F5_Commercial_WA - Health_New_Space Heating_Natural Gas_Strategic Energy Management_A_Achievable Technical Potential | F5 | Commercial | WA - Health | New | Space Heating | Natural Gas | Strategic Energy Management | A | Incremental Summer Peak Savings (MW) | Achievable Technical Potential | 0 | 0 | 0 | 0 | 0 | 0 | 0 | 0 | 0 | 0 | 0 | 0 | 0 | 0 | 0 | 0 | 0 | 0 | 0 | 0 | 0 | 0 | 0 | 0 | 0 | 0 | 0
F6_Commercial_WA - Health_New_Space Heating_Natural Gas_Strategic Energy Management_A_Achievable Technical Potential | F6 | Commercial | WA - Health | New | Space Heating | Natural Gas | Strategic Energy Management | A | Incremental Winter Peak Savings (MW) | Achievable Technical Potential | 0 | 0 | 0 | 0 | 0 | 0 | 0 | 0 | 0 | 0 | 0 | 0 | 0 | 0 | 0 | 0 | 0 | 0 | 0 | 0 | 0 | 0 | 0 | 0 | 0 | 0 | 0
F7_Commercial_WA - Health_New_Space Heating_Natural Gas_Strategic Energy Management_A_Achievable Technical Potential | F7 | Commercial | WA - Health | New | Space Heating | Natural Gas | Strategic Energy Management | A | Cumulative Energy Savings (MWh or mTherms) | Achievable Technical Potential | 0 | 0 | 0 | 0 | 0 | 0 | 0 | 0 | 0 | 0 | 0 | 0 | 0 | 0 | 0 | 0 | 0 | 0 | 0 | 0 | 0 | 0 | 0 | 0 | 0 | 0 | 0
F8_Commercial_WA - Health_New_Space Heating_Natural Gas_Strategic Energy Management_A_Achievable Technical Potential | F8 | Commercial | WA - Health | New | Space Heating | Natural Gas | Strategic Energy Management | A | Cumulative Summer Peak Savings (MW) | Achievable Technical Potential | 0 | 0 | 0 | 0 | 0 | 0 | 0 | 0 | 0 | 0 | 0 | 0 | 0 | 0 | 0 | 0 | 0 | 0 | 0 | 0 | 0 | 0 | 0 | 0 | 0 | 0 | 0
F9_Commercial_WA - Health_New_Space Heating_Natural Gas_Strategic Energy Management_A_Achievable Technical Potential | F9 | Commercial | WA - Health | New | Space Heating | Natural Gas | Strategic Energy Management | A | Cumulative Winter Peak Savings (MW) | Achievable Technical Potential | 0 | 0 | 0 | 0 | 0 | 0 | 0 | 0 | 0 | 0 | 0 | 0 | 0 | 0 | 0 | 0 | 0 | 0 | 0 | 0 | 0 | 0 | 0 | 0 | 0 | 0 | 0
F10_Commercial_WA - Health_New_Space Heating_Natural Gas_Strategic Energy Management_A_Achievable Technical Potential | F10 | Commercial | WA - Health | New | Space Heating | Natural Gas | Strategic Energy Management | A | Purchases (Incremental) | Achievable Technical Potential | 0 | 0 | 0 | 0 | 0 | 0 | 0 | 0 | 0 | 0 | 0 | 0 | 0 | 0 | 0 | 0 | 0 | 0 | 0 | 0 | 0 | 0 | 0 | 0 | 0 | 0 | 0
F11_Commercial_WA - Health_New_Space Heating_Natural Gas_Strategic Energy Management_A_Achievable Technical Potential | F11 | Commercial | WA - Health | New | Space Heating | Natural Gas | Strategic Energy Management | A | Purchases (Cumulative) | Achievable Technical Potential | 0 | 0 | 0 | 0 | 0 | 0 | 0 | 0 | 0 | 0 | 0 | 0 | 0 | 0 | 0 | 0 | 0 | 0 | 0 | 0 | 0 | 0 | 0 | 0 | 0 | 0 | 0
F1_Commercial_WA - Health_New_Water Heating_Natural Gas_Strategic Energy Management_A_Achievable Technical Potential | F1 | Commercial | WA - Health | New | Water Heating | Natural Gas | Strategic Energy Management | A | Integrated Unit Energy Savings (kWh or therms) | Achievable Technical Potential | 0 | 0 | 0 | 0 | 0 | 0 | 0 | 0 | 0 | 0 | 0 | 0 | 0 | 0 | 0 | 0 | 0 | 0 | 0 | 0 | 0 | 0 | 0 | 0 | 0 | 0 | 0
F2_Commercial_WA - Health_New_Water Heating_Natural Gas_Strategic Energy Management_A_Achievable Technical Potential | F2 | Commercial | WA - Health | New | Water Heating | Natural Gas | Strategic Energy Management | A | Integrated Unit Summer Peak Savings (kW) | Achievable Technical Potential | 0 | 0 | 0 | 0 | 0 | 0 | 0 | 0 | 0 | 0 | 0 | 0 | 0 | 0 | 0 | 0 | 0 | 0 | 0 | 0 | 0 | 0 | 0 | 0 | 0 | 0 | 0
F3_Commercial_WA - Health_New_Water Heating_Natural Gas_Strategic Energy Management_A_Achievable Technical Potential | F3 | Commercial | WA - Health | New | Water Heating | Natural Gas | Strategic Energy Management | A | Integrated Unit Winter Peak Savings (kW) | Achievable Technical Potential | 0 | 0 | 0 | 0 | 0 | 0 | 0 | 0 | 0 | 0 | 0 | 0 | 0 | 0 | 0 | 0 | 0 | 0 | 0 | 0 | 0 | 0 | 0 | 0 | 0 | 0 | 0
F4_Commercial_WA - Health_New_Water Heating_Natural Gas_Strategic Energy Management_A_Achievable Technical Potential | F4 | Commercial | WA - Health | New | Water Heating | Natural Gas | Strategic Energy Management | A | Incremental Energy Savings (MWh or mTherms) | Achievable Technical Potential | 0 | 0 | 0 | 0 | 0 | 0 | 0 | 0 | 0 | 0 | 0 | 0 | 0 | 0 | 0 | 0 | 0 | 0 | 0 | 0 | 0 | 0 | 0 | 0 | 0 | 0 | 0
F5_Commercial_WA - Health_New_Water Heating_Natural Gas_Strategic Energy Management_A_Achievable Technical Potential | F5 | Commercial | WA - Health | New | Water Heating | Natural Gas | Strategic Energy Management | A | Incremental Summer Peak Savings (MW) | Achievable Technical Potential | 0 | 0 | 0 | 0 | 0 | 0 | 0 | 0 | 0 | 0 | 0 | 0 | 0 | 0 | 0 | 0 | 0 | 0 | 0 | 0 | 0 | 0 | 0 | 0 | 0 | 0 | 0
F6_Commercial_WA - Health_New_Water Heating_Natural Gas_Strategic Energy Management_A_Achievable Technical Potential | F6 | Commercial | WA - Health | New | Water Heating | Natural Gas | Strategic Energy Management | A | Incremental Winter Peak Savings (MW) | Achievable Technical Potential | 0 | 0 | 0 | 0 | 0 | 0 | 0 | 0 | 0 | 0 | 0 | 0 | 0 | 0 | 0 | 0 | 0 | 0 | 0 | 0 | 0 | 0 | 0 | 0 | 0 | 0 | 0
F7_Commercial_WA - Health_New_Water Heating_Natural Gas_Strategic Energy Management_A_Achievable Technical Potential | F7 | Commercial | WA - Health | New | Water Heating | Natural Gas | Strategic Energy Management | A | Cumulative Energy Savings (MWh or mTherms) | Achievable Technical Potential | 0 | 0 | 0 | 0 | 0 | 0 | 0 | 0 | 0 | 0 | 0 | 0 | 0 | 0 | 0 | 0 | 0 | 0 | 0 | 0 | 0 | 0 | 0 | 0 | 0 | 0 | 0
F8_Commercial_WA - Health_New_Water Heating_Natural Gas_Strategic Energy Management_A_Achievable Technical Potential | F8 | Commercial | WA - Health | New | Water Heating | Natural Gas | Strategic Energy Management | A | Cumulative Summer Peak Savings (MW) | Achievable Technical Potential | 0 | 0 | 0 | 0 | 0 | 0 | 0 | 0 | 0 | 0 | 0 | 0 | 0 | 0 | 0 | 0 | 0 | 0 | 0 | 0 | 0 | 0 | 0 | 0 | 0 | 0 | 0
F9_Commercial_WA - Health_New_Water Heating_Natural Gas_Strategic Energy Management_A_Achievable Technical Potential | F9 | Commercial | WA - Health | New | Water Heating | Natural Gas | Strategic Energy Management | A | Cumulative Winter Peak Savings (MW) | Achievable Technical Potential | 0 | 0 | 0 | 0 | 0 | 0 | 0 | 0 | 0 | 0 | 0 | 0 | 0 | 0 | 0 | 0 | 0 | 0 | 0 | 0 | 0 | 0 | 0 | 0 | 0 | 0 | 0
F10_Commercial_WA - Health_New_Water Heating_Natural Gas_Strategic Energy Management_A_Achievable Technical Potential | F10 | Commercial | WA - Health | New | Water Heating | Natural Gas | Strategic Energy Management | A | Purchases (Incremental) | Achievable Technical Potential | 0 | 0 | 0 | 0 | 0 | 0 | 0 | 0 | 0 | 0 | 0 | 0 | 0 | 0 | 0 | 0 | 0 | 0 | 0 | 0 | 0 | 0 | 0 | 0 | 0 | 0 | 0
F11_Commercial_WA - Health_New_Water Heating_Natural Gas_Strategic Energy Management_A_Achievable Technical Potential | F11 | Commercial | WA - Health | New | Water Heating | Natural Gas | Strategic Energy Management | A | Purchases (Cumulative) | Achievable Technical Potential | 0 | 0 | 0 | 0 | 0 | 0 | 0 | 0 | 0 | 0 | 0 | 0 | 0 | 0 | 0 | 0 | 0 | 0 | 0 | 0 | 0 | 0 | 0 | 0 | 0 | 0 | 0
F1_Commercial_WA - Health_New_Space Heating_Natural Gas_Retrocommissioning_A_Achievable Technical Potential | F1 | Commercial | WA - Health | New | Space Heating | Natural Gas | Retrocommissioning | A | Integrated Unit Energy Savings (kWh or therms) | Achievable Technical Potential | 0 | 0 | 0 | 0 | 0 | 0 | 0 | 0 | 0 | 0 | 0 | 0 | 0 | 0 | 0 | 0 | 0 | 0 | 0 | 0 | 0 | 0 | 0 | 0 | 0 | 0 | 0
F2_Commercial_WA - Health_New_Space Heating_Natural Gas_Retrocommissioning_A_Achievable Technical Potential | F2 | Commercial | WA - Health | New | Space Heating | Natural Gas | Retrocommissioning | A | Integrated Unit Summer Peak Savings (kW) | Achievable Technical Potential | 0 | 0 | 0 | 0 | 0 | 0 | 0 | 0 | 0 | 0 | 0 | 0 | 0 | 0 | 0 | 0 | 0 | 0 | 0 | 0 | 0 | 0 | 0 | 0 | 0 | 0 | 0
F3_Commercial_WA - Health_New_Space Heating_Natural Gas_Retrocommissioning_A_Achievable Technical Potential | F3 | Commercial | WA - Health | New | Space Heating | Natural Gas | Retrocommissioning | A | Integrated Unit Winter Peak Savings (kW) | Achievable Technical Potential | 0 | 0 | 0 | 0 | 0 | 0 | 0 | 0 | 0 | 0 | 0 | 0 | 0 | 0 | 0 | 0 | 0 | 0 | 0 | 0 | 0 | 0 | 0 | 0 | 0 | 0 | 0
F4_Commercial_WA - Health_New_Space Heating_Natural Gas_Retrocommissioning_A_Achievable Technical Potential | F4 | Commercial | WA - Health | New | Space Heating | Natural Gas | Retrocommissioning | A | Incremental Energy Savings (MWh or mTherms) | Achievable Technical Potential | 0 | 0 | 0 | 0 | 0 | 0 | 0 | 0 | 0 | 0 | 0 | 0 | 0 | 0 | 0 | 0 | 0 | 0 | 0 | 0 | 0 | 0 | 0 | 0 | 0 | 0 | 0
F5_Commercial_WA - Health_New_Space Heating_Natural Gas_Retrocommissioning_A_Achievable Technical Potential | F5 | Commercial | WA - Health | New | Space Heating | Natural Gas | Retrocommissioning | A | Incremental Summer Peak Savings (MW) | Achievable Technical Potential | 0 | 0 | 0 | 0 | 0 | 0 | 0 | 0 | 0 | 0 | 0 | 0 | 0 | 0 | 0 | 0 | 0 | 0 | 0 | 0 | 0 | 0 | 0 | 0 | 0 | 0 | 0
F6_Commercial_WA - Health_New_Space Heating_Natural Gas_Retrocommissioning_A_Achievable Technical Potential | F6 | Commercial | WA - Health | New | Space Heating | Natural Gas | Retrocommissioning | A | Incremental Winter Peak Savings (MW) | Achievable Technical Potential | 0 | 0 | 0 | 0 | 0 | 0 | 0 | 0 | 0 | 0 | 0 | 0 | 0 | 0 | 0 | 0 | 0 | 0 | 0 | 0 | 0 | 0 | 0 | 0 | 0 | 0 | 0
F7_Commercial_WA - Health_New_Space Heating_Natural Gas_Retrocommissioning_A_Achievable Technical Potential | F7 | Commercial | WA - Health | New | Space Heating | Natural Gas | Retrocommissioning | A | Cumulative Energy Savings (MWh or mTherms) | Achievable Technical Potential | 0 | 0 | 0 | 0 | 0 | 0 | 0 | 0 | 0 | 0 | 0 | 0 | 0 | 0 | 0 | 0 | 0 | 0 | 0 | 0 | 0 | 0 | 0 | 0 | 0 | 0 | 0
F8_Commercial_WA - Health_New_Space Heating_Natural Gas_Retrocommissioning_A_Achievable Technical Potential | F8 | Commercial | WA - Health | New | Space Heating | Natural Gas | Retrocommissioning | A | Cumulative Summer Peak Savings (MW) | Achievable Technical Potential | 0 | 0 | 0 | 0 | 0 | 0 | 0 | 0 | 0 | 0 | 0 | 0 | 0 | 0 | 0 | 0 | 0 | 0 | 0 | 0 | 0 | 0 | 0 | 0 | 0 | 0 | 0
F9_Commercial_WA - Health_New_Space Heating_Natural Gas_Retrocommissioning_A_Achievable Technical Potential | F9 | Commercial | WA - Health | New | Space Heating | Natural Gas | Retrocommissioning | A | Cumulative Winter Peak Savings (MW) | Achievable Technical Potential | 0 | 0 | 0 | 0 | 0 | 0 | 0 | 0 | 0 | 0 | 0 | 0 | 0 | 0 | 0 | 0 | 0 | 0 | 0 | 0 | 0 | 0 | 0 | 0 | 0 | 0 | 0
F10_Commercial_WA - Health_New_Space Heating_Natural Gas_Retrocommissioning_A_Achievable Technical Potential | F10 | Commercial | WA - Health | New | Space Heating | Natural Gas | Retrocommissioning | A | Purchases (Incremental) | Achievable Technical Potential | 0 | 0 | 0 | 0 | 0 | 0 | 0 | 0 | 0 | 0 | 0 | 0 | 0 | 0 | 0 | 0 | 0 | 0 | 0 | 0 | 0 | 0 | 0 | 0 | 0 | 0 | 0
F11_Commercial_WA - Health_New_Space Heating_Natural Gas_Retrocommissioning_A_Achievable Technical Potential | F11 | Commercial | WA - Health | New | Space Heating | Natural Gas | Retrocommissioning | A | Purchases (Cumulative) | Achievable Technical Potential | 0 | 0 | 0 | 0 | 0 | 0 | 0 | 0 | 0 | 0 | 0 | 0 | 0 | 0 | 0 | 0 | 0 | 0 | 0 | 0 | 0 | 0 | 0 | 0 | 0 | 0 | 0
F1_Commercial_WA - Health_New_Water Heating_Natural Gas_Retrocommissioning_A_Achievable Technical Potential | F1 | Commercial | WA - Health | New | Water Heating | Natural Gas | Retrocommissioning | A | Integrated Unit Energy Savings (kWh or therms) | Achievable Technical Potential | 0 | 0 | 0 | 0 | 0 | 0 | 0 | 0 | 0 | 0 | 0 | 0 | 0 | 0 | 0 | 0 | 0 | 0 | 0 | 0 | 0 | 0 | 0 | 0 | 0 | 0 | 0
F2_Commercial_WA - Health_New_Water Heating_Natural Gas_Retrocommissioning_A_Achievable Technical Potential | F2 | Commercial | WA - Health | New | Water Heating | Natural Gas | Retrocommissioning | A | Integrated Unit Summer Peak Savings (kW) | Achievable Technical Potential | 0 | 0 | 0 | 0 | 0 | 0 | 0 | 0 | 0 | 0 | 0 | 0 | 0 | 0 | 0 | 0 | 0 | 0 | 0 | 0 | 0 | 0 | 0 | 0 | 0 | 0 | 0
F3_Commercial_WA - Health_New_Water Heating_Natural Gas_Retrocommissioning_A_Achievable Technical Potential | F3 | Commercial | WA - Health | New | Water Heating | Natural Gas | Retrocommissioning | A | Integrated Unit Winter Peak Savings (kW) | Achievable Technical Potential | 0 | 0 | 0 | 0 | 0 | 0 | 0 | 0 | 0 | 0 | 0 | 0 | 0 | 0 | 0 | 0 | 0 | 0 | 0 | 0 | 0 | 0 | 0 | 0 | 0 | 0 | 0
F4_Commercial_WA - Health_New_Water Heating_Natural Gas_Retrocommissioning_A_Achievable Technical Potential | F4 | Commercial | WA - Health | New | Water Heating | Natural Gas | Retrocommissioning | A | Incremental Energy Savings (MWh or mTherms) | Achievable Technical Potential | 0 | 0 | 0 | 0 | 0 | 0 | 0 | 0 | 0 | 0 | 0 | 0 | 0 | 0 | 0 | 0 | 0 | 0 | 0 | 0 | 0 | 0 | 0 | 0 | 0 | 0 | 0
F5_Commercial_WA - Health_New_Water Heating_Natural Gas_Retrocommissioning_A_Achievable Technical Potential | F5 | Commercial | WA - Health | New | Water Heating | Natural Gas | Retrocommissioning | A | Incremental Summer Peak Savings (MW) | Achievable Technical Potential | 0 | 0 | 0 | 0 | 0 | 0 | 0 | 0 | 0 | 0 | 0 | 0 | 0 | 0 | 0 | 0 | 0 | 0 | 0 | 0 | 0 | 0 | 0 | 0 | 0 | 0 | 0
F6_Commercial_WA - Health_New_Water Heating_Natural Gas_Retrocommissioning_A_Achievable Technical Potential | F6 | Commercial | WA - Health | New | Water Heating | Natural Gas | Retrocommissioning | A | Incremental Winter Peak Savings (MW) | Achievable Technical Potential | 0 | 0 | 0 | 0 | 0 | 0 | 0 | 0 | 0 | 0 | 0 | 0 | 0 | 0 | 0 | 0 | 0 | 0 | 0 | 0 | 0 | 0 | 0 | 0 | 0 | 0 | 0
F7_Commercial_WA - Health_New_Water Heating_Natural Gas_Retrocommissioning_A_Achievable Technical Potential | F7 | Commercial | WA - Health | New | Water Heating | Natural Gas | Retrocommissioning | A | Cumulative Energy Savings (MWh or mTherms) | Achievable Technical Potential | 0 | 0 | 0 | 0 | 0 | 0 | 0 | 0 | 0 | 0 | 0 | 0 | 0 | 0 | 0 | 0 | 0 | 0 | 0 | 0 | 0 | 0 | 0 | 0 | 0 | 0 | 0
F8_Commercial_WA - Health_New_Water Heating_Natural Gas_Retrocommissioning_A_Achievable Technical Potential | F8 | Commercial | WA - Health | New | Water Heating | Natural Gas | Retrocommissioning | A | Cumulative Summer Peak Savings (MW) | Achievable Technical Potential | 0 | 0 | 0 | 0 | 0 | 0 | 0 | 0 | 0 | 0 | 0 | 0 | 0 | 0 | 0 | 0 | 0 | 0 | 0 | 0 | 0 | 0 | 0 | 0 | 0 | 0 | 0
F9_Commercial_WA - Health_New_Water Heating_Natural Gas_Retrocommissioning_A_Achievable Technical Potential | F9 | Commercial | WA - Health | New | Water Heating | Natural Gas | Retrocommissioning | A | Cumulative Winter Peak Savings (MW) | Achievable Technical Potential | 0 | 0 | 0 | 0 | 0 | 0 | 0 | 0 | 0 | 0 | 0 | 0 | 0 | 0 | 0 | 0 | 0 | 0 | 0 | 0 | 0 | 0 | 0 | 0 | 0 | 0 | 0
F10_Commercial_WA - Health_New_Water Heating_Natural Gas_Retrocommissioning_A_Achievable Technical Potential | F10 | Commercial | WA - Health | New | Water Heating | Natural Gas | Retrocommissioning | A | Purchases (Incremental) | Achievable Technical Potential | 0 | 0 | 0 | 0 | 0 | 0 | 0 | 0 | 0 | 0 | 0 | 0 | 0 | 0 | 0 | 0 | 0 | 0 | 0 | 0 | 0 | 0 | 0 | 0 | 0 | 0 | 0
F11_Commercial_WA - Health_New_Water Heating_Natural Gas_Retrocommissioning_A_Achievable Technical Potential | F11 | Commercial | WA - Health | New | Water Heating | Natural Gas | Retrocommissioning | A | Purchases (Cumulative) | Achievable Technical Potential | 0 | 0 | 0 | 0 | 0 | 0 | 0 | 0 | 0 | 0 | 0 | 0 | 0 | 0 | 0 | 0 | 0 | 0 | 0 | 0 | 0 | 0 | 0 | 0 | 0 | 0 | 0
F1_Commercial_OR - College_Existing_Space Heating_Natural Gas_Insulation - Ceiling_A_Achievable Technical Potential | F1 | Commercial | OR - College | Existing | Space Heating | Natural Gas | Insulation - Ceiling | A | Integrated Unit Energy Savings (kWh or therms) | Achievable Technical Potential | 0 | 0 | 0.062192 | 0.061594 | 0.060953 | 0.060276 | 0.059556 | 0.058781 | 0.057951 | 0.057067 | 0.056134 | 0.055165 | 0.054209 | 0.05326 | 0.052327 | 0.051438 | 0.050619 | 0.049955 | 0.049454 | 0.04902 | 0.048678 | 0.048356 | 0.048224 | 0.048099 | 0.047979 | 0.047864 | 0.047754
F2_Commercial_OR - College_Existing_Space Heating_Natural Gas_Insulation - Ceiling_A_Achievable Technical Potential | F2 | Commercial | OR - College | Existing | Space Heating | Natural Gas | Insulation - Ceiling | A | Integrated Unit Summer Peak Savings (kW) | Achievable Technical Potential | 0 | 0 | 0 | 0 | 0 | 0 | 0 | 0 | 0 | 0 | 0 | 0 | 0 | 0 | 0 | 0 | 0 | 0 | 0 | 0 | 0 | 0 | 0 | 0 | 0 | 0 | 0
F3_Commercial_OR - College_Existing_Space Heating_Natural Gas_Insulation - Ceiling_A_Achievable Technical Potential | F3 | Commercial | OR - College | Existing | Space Heating | Natural Gas | Insulation - Ceiling | A | Integrated Unit Winter Peak Savings (kW) | Achievable Technical Potential | 0 | 0 | 0 | 0 | 0 | 0 | 0 | 0 | 0 | 0 | 0 | 0 | 0 | 0 | 0 | 0 | 0 | 0 | 0 | 0 | 0 | 0 | 0 | 0 | 0 | 0 | 0
F4_Commercial_OR - College_Existing_Space Heating_Natural Gas_Insulation - Ceiling_A_Achievable Technical Potential | F4 | Commercial | OR - College | Existing | Space Heating | Natural Gas | Insulation - Ceiling | A | Incremental Energy Savings (MWh or mTherms) | Achievable Technical Potential | 0 | 0 | 0.10756 | 0.057322 | 0.1919 | 0.30868 | 0.46293 | 0.65439 | 0.87758 | 1.1203 | 1.363 | 1.5795 | 1.7414 | 1.8201 | 1.7957 | 1.664 | 1.4397 | 1.1566 | 0.85582 | 0.62153 | 0.33676 | 0.26763 | 0 | 0 | 0 | 0 | 0
F5_Commercial_OR - College_Existing_Space Heating_Natural Gas_Insulation - Ceiling_A_Achievable Technical Potential | F5 | Commercial | OR - College | Existing | Space Heating | Natural Gas | Insulation - Ceiling | A | Incremental Summer Peak Savings (MW) | Achievable Technical Potential | 0 | 0 | 0 | 0 | 0 | 0 | 0 | 0 | 0 | 0 | 0 | 0 | 0 | 0 | 0 | 0 | 0 | 0 | 0 | 0 | 0 | 0 | 0 | 0 | 0 | 0 | 0
F6_Commercial_OR - College_Existing_Space Heating_Natural Gas_Insulation - Ceiling_A_Achievable Technical Potential | F6 | Commercial | OR - College | Existing | Space Heating | Natural Gas | Insulation - Ceiling | A | Incremental Winter Peak Savings (MW) | Achievable Technical Potential | 0 | 0 | 0 | 0 | 0 | 0 | 0 | 0 | 0 | 0 | 0 | 0 | 0 | 0 | 0 | 0 | 0 | 0 | 0 | 0 | 0 | 0 | 0 | 0 | 0 | 0 | 0
F7_Commercial_OR - College_Existing_Space Heating_Natural Gas_Insulation - Ceiling_A_Achievable Technical Potential | F7 | Commercial | OR - College | Existing | Space Heating | Natural Gas | Insulation - Ceiling | A | Cumulative Energy Savings (MWh or mTherms) | Achievable Technical Potential | 0 | 0 | 0.10756 | 0.16385 | 0.35404 | 0.65879 | 1.1138 | 1.7537 | 2.6066 | 3.6871 | 4.9898 | 6.4833 | 8.1124 | 9.7904 | 11.4146 | 12.8848 | 14.1192 | 15.0907 | 15.795 | 16.2782 | 16.5013 | 16.6597 | 16.6143 | 16.571 | 16.5297 | 16.4902 | 16.4522
F8_Commercial_OR - College_Existing_Space Heating_Natural Gas_Insulation - Ceiling_A_Achievable Technical Potential | F8 | Commercial | OR - College | Existing | Space Heating | Natural Gas | Insulation - Ceiling | A | Cumulative Summer Peak Savings (MW) | Achievable Technical Potential | 0 | 0 | 0 | 0 | 0 | 0 | 0 | 0 | 0 | 0 | 0 | 0 | 0 | 0 | 0 | 0 | 0 | 0 | 0 | 0 | 0 | 0 | 0 | 0 | 0 | 0 | 0
F9_Commercial_OR - College_Existing_Space Heating_Natural Gas_Insulation - Ceiling_A_Achievable Technical Potential | F9 | Commercial | OR - College | Existing | Space Heating | Natural Gas | Insulation - Ceiling | A | Cumulative Winter Peak Savings (MW) | Achievable Technical Potential | 0 | 0 | 0 | 0 | 0 | 0 | 0 | 0 | 0 | 0 | 0 | 0 | 0 | 0 | 0 | 0 | 0 | 0 | 0 | 0 | 0 | 0 | 0 | 0 | 0 | 0 | 0
F10_Commercial_OR - College_Existing_Space Heating_Natural Gas_Insulation - Ceiling_A_Achievable Technical Potential | F10 | Commercial | OR - College | Existing | Space Heating | Natural Gas | Insulation - Ceiling | A | Purchases (Incremental) | Achievable Technical Potential | 0 | 0 | 1729.5259 | 930.6436 | 3148.2748 | 5121.1004 | 7773.1151 | 11132.7618 | 15143.6133 | 19631.5924 | 24280.8963 | 28632.9447 | 32124.3032 | 34174.2103 | 34316.8831 | 32349.4497 | 28442.4015 | 23152.6667 | 17305.4854 | 12679.0979 | 6918.1035 | 5534.4828 | 0 | 0 | 0 | 0 | 0
F11_Commercial_OR - College_Existing_Space Heating_Natural Gas_Insulation - Ceiling_A_Achievable Technical Potential | F11 | Commercial | OR - College | Existing | Space Heating | Natural Gas | Insulation - Ceiling | A | Purchases (Cumulative) | Achievable Technical Potential | 0 | 0 | 1729.5259 | 2660.1694 | 5808.4442 | 10929.5446 | 18702.6597 | 29835.4215 | 44979.0348 | 64610.6272 | 88891.5235 | 117524.4682 | 149648.7713 | 183822.9816 | 218139.8647 | 250489.3144 | 278931.7159 | 302084.3826 | 319389.868 | 332068.9659 | 338987.0693 | 344521.5521 | 344521.5521 | 344521.5521 | 344521.5521 | 344521.5521 | 344521.5521
F1_Commercial_OR - College_Existing_Space Heating_Natural Gas_Insulation - Ducting_A_Achievable Technical Potential | F1 | Commercial | OR - College | Existing | Space Heating | Natural Gas | Insulation - Ducting | A | Integrated Unit Energy Savings (kWh or therms) | Achievable Technical Potential | 0 | 0 | 0 | 0 | 0 | 0 | 0 | 0 | 0 | 0 | 0 | 0 | 0 | 0 | 0 | 0 | 0 | 0 | 0 | 0 | 0 | 0 | 0 | 0 | 0 | 0 | 0
F2_Commercial_OR - College_Existing_Space Heating_Natural Gas_Insulation - Ducting_A_Achievable Technical Potential | F2 | Commercial | OR - College | Existing | Space Heating | Natural Gas | Insulation - Ducting | A | Integrated Unit Summer Peak Savings (kW) | Achievable Technical Potential | 0 | 0 | 0 | 0 | 0 | 0 | 0 | 0 | 0 | 0 | 0 | 0 | 0 | 0 | 0 | 0 | 0 | 0 | 0 | 0 | 0 | 0 | 0 | 0 | 0 | 0 | 0
F3_Commercial_OR - College_Existing_Space Heating_Natural Gas_Insulation - Ducting_A_Achievable Technical Potential | F3 | Commercial | OR - College | Existing | Space Heating | Natural Gas | Insulation - Ducting | A | Integrated Unit Winter Peak Savings (kW) | Achievable Technical Potential | 0 | 0 | 0 | 0 | 0 | 0 | 0 | 0 | 0 | 0 | 0 | 0 | 0 | 0 | 0 | 0 | 0 | 0 | 0 | 0 | 0 | 0 | 0 | 0 | 0 | 0 | 0
F4_Commercial_OR - College_Existing_Space Heating_Natural Gas_Insulation - Ducting_A_Achievable Technical Potential | F4 | Commercial | OR - College | Existing | Space Heating | Natural Gas | Insulation - Ducting | A | Incremental Energy Savings (MWh or mTherms) | Achievable Technical Potential | 0 | 0 | 0 | 0 | 0 | 0 | 0 | 0 | 0 | 0 | 0 | 0 | 0 | 0 | 0 | 0 | 0 | 0 | 0 | 0 | 0 | 0 | 0 | 0 | 0 | 0 | 0
F5_Commercial_OR - College_Existing_Space Heating_Natural Gas_Insulation - Ducting_A_Achievable Technical Potential | F5 | Commercial | OR - College | Existing | Space Heating | Natural Gas | Insulation - Ducting | A | Incremental Summer Peak Savings (MW) | Achievable Technical Potential | 0 | 0 | 0 | 0 | 0 | 0 | 0 | 0 | 0 | 0 | 0 | 0 | 0 | 0 | 0 | 0 | 0 | 0 | 0 | 0 | 0 | 0 | 0 | 0 | 0 | 0 | 0
F6_Commercial_OR - College_Existing_Space Heating_Natural Gas_Insulation - Ducting_A_Achievable Technical Potential | F6 | Commercial | OR - College | Existing | Space Heating | Natural Gas | Insulation - Ducting | A | Incremental Winter Peak Savings (MW) | Achievable Technical Potential | 0 | 0 | 0 | 0 | 0 | 0 | 0 | 0 | 0 | 0 | 0 | 0 | 0 | 0 | 0 | 0 | 0 | 0 | 0 | 0 | 0 | 0 | 0 | 0 | 0 | 0 | 0
F7_Commercial_OR - College_Existing_Space Heating_Natural Gas_Insulation - Ducting_A_Achievable Technical Potential | F7 | Commercial | OR - College | Existing | Space Heating | Natural Gas | Insulation - Ducting | A | Cumulative Energy Savings (MWh or mTherms) | Achievable Technical Potential | 0 | 0 | 0 | 0 | 0 | 0 | 0 | 0 | 0 | 0 | 0 | 0 | 0 | 0 | 0 | 0 | 0 | 0 | 0 | 0 | 0 | 0 | 0 | 0 | 0 | 0 | 0
F8_Commercial_OR - College_Existing_Space Heating_Natural Gas_Insulation - Ducting_A_Achievable Technical Potential | F8 | Commercial | OR - College | Existing | Space Heating | Natural Gas | Insulation - Ducting | A | Cumulative Summer Peak Savings (MW) | Achievable Technical Potential | 0 | 0 | 0 | 0 | 0 | 0 | 0 | 0 | 0 | 0 | 0 | 0 | 0 | 0 | 0 | 0 | 0 | 0 | 0 | 0 | 0 | 0 | 0 | 0 | 0 | 0 | 0
F9_Commercial_OR - College_Existing_Space Heating_Natural Gas_Insulation - Ducting_A_Achievable Technical Potential | F9 | Commercial | OR - College | Existing | Space Heating | Natural Gas | Insulation - Ducting | A | Cumulative Winter Peak Savings (MW) | Achievable Technical Potential | 0 | 0 | 0 | 0 | 0 | 0 | 0 | 0 | 0 | 0 | 0 | 0 | 0 | 0 | 0 | 0 | 0 | 0 | 0 | 0 | 0 | 0 | 0 | 0 | 0 | 0 | 0
F10_Commercial_OR - College_Existing_Space Heating_Natural Gas_Insulation - Ducting_A_Achievable Technical Potential | F10 | Commercial | OR - College | Existing | Space Heating | Natural Gas | Insulation - Ducting | A | Purchases (Incremental) | Achievable Technical Potential | 0 | 0 | 432.3815 | 232.6609 | 787.0687 | 1280.2751 | 1943.2788 | 2783.1904 | 3785.9033 | 4907.8981 | 6070.2241 | 7158.2362 | 8031.0758 | 8543.5526 | 8579.2208 | 8087.3624 | 7110.6004 | 5788.1667 | 4326.3713 | 3169.7745 | 1729.5259 | 1383.6207 | 0 | 0 | 0 | 0 | 0
F11_Commercial_OR - College_Existing_Space Heating_Natural Gas_Insulation - Ducting_A_Achievable Technical Potential | F11 | Commercial | OR - College | Existing | Space Heating | Natural Gas | Insulation - Ducting | A | Purchases (Cumulative) | Achievable Technical Potential | 0 | 0 | 432.3815 | 665.0424 | 1452.111 | 2732.3861 | 4675.6649 | 7458.8554 | 11244.7587 | 16152.6568 | 22222.8809 | 29381.117 | 37412.1928 | 45955.7454 | 54534.9662 | 62622.3286 | 69732.929 | 75521.0956 | 79847.467 | 83017.2415 | 84746.7673 | 86130.388 | 86130.388 | 86130.388 | 86130.388 | 86130.388 | 86130.388
F1_Commercial_OR - College_Existing_Space Heating_Natural Gas_Insulation - Wall Cavity_A_Achievable Technical Potential | F1 | Commercial | OR - College | Existing | Space Heating | Natural Gas | Insulation - Wall Cavity | A | Integrated Unit Energy Savings (kWh or therms) | Achievable Technical Potential | 0 | 0 | 0.19653 | 0.19575 | 0.19495 | 0.19414 | 0.19332 | 0.19249 | 0.19166 | 0.19083 | 0.19 | 0.18917 | 0.18834 | 0.18752 | 0.18672 | 0.18594 | 0.18519 | 0.18447 | 0.18379 | 0.18313 | 0.1825 | 0.18189 | 0.1814 | 0.18093 | 0.18048 | 0.18005 | 0.17963
F2_Commercial_OR - College_Existing_Space Heating_Natural Gas_Insulation - Wall Cavity_A_Achievable Technical Potential | F2 | Commercial | OR - College | Existing | Space Heating | Natural Gas | Insulation - Wall Cavity | A | Integrated Unit Summer Peak Savings (kW) | Achievable Technical Potential | 0 | 0 | 0 | 0 | 0 | 0 | 0 | 0 | 0 | 0 | 0 | 0 | 0 | 0 | 0 | 0 | 0 | 0 | 0 | 0 | 0 | 0 | 0 | 0 | 0 | 0 | 0
F3_Commercial_OR - College_Existing_Space Heating_Natural Gas_Insulation - Wall Cavity_A_Achievable Technical Potential | F3 | Commercial | OR - College | Existing | Space Heating | Natural Gas | Insulation - Wall Cavity | A | Integrated Unit Winter Peak Savings (kW) | Achievable Technical Potential | 0 | 0 | 0 | 0 | 0 | 0 | 0 | 0 | 0 | 0 | 0 | 0 | 0 | 0 | 0 | 0 | 0 | 0 | 0 | 0 | 0 | 0 | 0 | 0 | 0 | 0 | 0
F4_Commercial_OR - College_Existing_Space Heating_Natural Gas_Insulation - Wall Cavity_A_Achievable Technical Potential | F4 | Commercial | OR - College | Existing | Space Heating | Natural Gas | Insulation - Wall Cavity | A | Incremental Energy Savings (MWh or mTherms) | Achievable Technical Potential | 0 | 0 | 0.1295 | 0.069408 | 0.23384 | 0.37879 | 0.57252 | 0.81645 | 1.1058 | 1.4273 | 1.7577 | 2.0637 | 2.3052 | 2.4416 | 2.4413 | 2.2917 | 2.0068 | 1.6272 | 1.2118 | 0.88465 | 0.48103 | 0.38355 | 0 | 0 | 0 | 0 | 0
F5_Commercial_OR - College_Existing_Space Heating_Natural Gas_Insulation - Wall Cavity_A_Achievable Technical Potential | F5 | Commercial | OR - College | Existing | Space Heating | Natural Gas | Insulation - Wall Cavity | A | Incremental Summer Peak Savings (MW) | Achievable Technical Potential | 0 | 0 | 0 | 0 | 0 | 0 | 0 | 0 | 0 | 0 | 0 | 0 | 0 | 0 | 0 | 0 | 0 | 0 | 0 | 0 | 0 | 0 | 0 | 0 | 0 | 0 | 0
F6_Commercial_OR - College_Existing_Space Heating_Natural Gas_Insulation - Wall Cavity_A_Achievable Technical Potential | F6 | Commercial | OR - College | Existing | Space Heating | Natural Gas | Insulation - Wall Cavity | A | Incremental Winter Peak Savings (MW) | Achievable Technical Potential | 0 | 0 | 0 | 0 | 0 | 0 | 0 | 0 | 0 | 0 | 0 | 0 | 0 | 0 | 0 | 0 | 0 | 0 | 0 | 0 | 0 | 0 | 0 | 0 | 0 | 0 | 0
F7_Commercial_OR - College_Existing_Space Heating_Natural Gas_Insulation - Wall Cavity_A_Achievable Technical Potential | F7 | Commercial | OR - College | Existing | Space Heating | Natural Gas | Insulation - Wall Cavity | A | Cumulative Energy Savings (MWh or mTherms) | Achievable Technical Potential | 0 | 0 | 0.1295 | 0.1984 | 0.43143 | 0.80843 | 1.3775 | 2.1881 | 3.2844 | 4.6976 | 6.4348 | 8.4703 | 10.7385 | 13.1334 | 15.5186 | 17.7455 | 19.6805 | 21.2312 | 22.3644 | 23.1693 | 23.5705 | 23.8758 | 23.8109 | 23.749 | 23.6899 | 23.6334 | 23.5791
F8_Commercial_OR - College_Existing_Space Heating_Natural Gas_Insulation - Wall Cavity_A_Achievable Technical Potential | F8 | Commercial | OR - College | Existing | Space Heating | Natural Gas | Insulation - Wall Cavity | A | Cumulative Summer Peak Savings (MW) | Achievable Technical Potential | 0 | 0 | 0 | 0 | 0 | 0 | 0 | 0 | 0 | 0 | 0 | 0 | 0 | 0 | 0 | 0 | 0 | 0 | 0 | 0 | 0 | 0 | 0 | 0 | 0 | 0 | 0
F9_Commercial_OR - College_Existing_Space Heating_Natural Gas_Insulation - Wall Cavity_A_Achievable Technical Potential | F9 | Commercial | OR - College | Existing | Space Heating | Natural Gas | Insulation - Wall Cavity | A | Cumulative Winter Peak Savings (MW) | Achievable Technical Potential | 0 | 0 | 0 | 0 | 0 | 0 | 0 | 0 | 0 | 0 | 0 | 0 | 0 | 0 | 0 | 0 | 0 | 0 | 0 | 0 | 0 | 0 | 0 | 0 | 0 | 0 | 0
F10_Commercial_OR - College_Existing_Space Heating_Natural Gas_Insulation - Wall Cavity_A_Achievable Technical Potential | F10 | Commercial | OR - College | Existing | Space Heating | Natural Gas | Insulation - Wall Cavity | A | Purchases (Incremental) | Achievable Technical Potential | 0 | 0 | 658.9494 | 354.5752 | 1199.4927 | 1951.1392 | 2961.5569 | 4241.5822 | 5769.7167 | 7479.6367 | 9251.0215 | 10909.1519 | 12239.3595 | 13020.3741 | 13074.7325 | 12325.1403 | 10836.555 | 8821.166 | 6593.3899 | 4830.7363 | 2635.7974 | 2108.6379 | 0 | 0 | 0 | 0 | 0
F11_Commercial_OR - College_Existing_Space Heating_Natural Gas_Insulation - Wall Cavity_A_Achievable Technical Potential | F11 | Commercial | OR - College | Existing | Space Heating | Natural Gas | Insulation - Wall Cavity | A | Purchases (Cumulative) | Achievable Technical Potential | 0 | 0 | 658.9494 | 1013.5245 | 2213.0172 | 4164.1565 | 7125.7133 | 11367.2956 | 17137.0123 | 24616.649 | 33867.6704 | 44776.8224 | 57016.1819 | 70036.556 | 83111.2884 | 95436.4288 | 106272.9837 | 115094.1498 | 121687.5397 | 126518.276 | 129154.0734 | 131262.7113 | 131262.7113 | 131262.7113 | 131262.7113 | 131262.7113 | 131262.7113
F1_Commercial_OR - College_Existing_Space Heating_Natural Gas_Green Roof - Vegetated Rooftop_A_Achievable Technical Potential | F1 | Commercial | OR - College | Existing | Space Heating | Natural Gas | Green Roof - Vegetated Rooftop | A | Integrated Unit Energy Savings (kWh or therms) | Achievable Technical Potential | 0 | 0 | 0.0035325 | 0.0034756 | 0.0034139 | 0.0033523 | 0.0032899 | 0.0032232 | 0.0031506 | 0.0030726 | 0.0029902 | 0.0029051 | 0.0028198 | 0.0027361 | 0.0026558 | 0.0025808 | 0.0025135 | 0.0024598 | 0.0024199 | 0.0023868 | 0.0023624 | 0.0023398 | 0.0023334 | 0.0023274 | 0.0023215 | 0.002316 | 0.0023106
F2_Commercial_OR - College_Existing_Space Heating_Natural Gas_Green Roof - Vegetated Rooftop_A_Achievable Technical Potential | F2 | Commercial | OR - College | Existing | Space Heating | Natural Gas | Green Roof - Vegetated Rooftop | A | Integrated Unit Summer Peak Savings (kW) | Achievable Technical Potential | 0 | 0 | 0 | 0 | 0 | 0 | 0 | 0 | 0 | 0 | 0 | 0 | 0 | 0 | 0 | 0 | 0 | 0 | 0 | 0 | 0 | 0 | 0 | 0 | 0 | 0 | 0
F3_Commercial_OR - College_Existing_Space Heating_Natural Gas_Green Roof - Vegetated Rooftop_A_Achievable Technical Potential | F3 | Commercial | OR - College | Existing | Space Heating | Natural Gas | Green Roof - Vegetated Rooftop | A | Integrated Unit Winter Peak Savings (kW) | Achievable Technical Potential | 0 | 0 | 0 | 0 | 0 | 0 | 0 | 0 | 0 | 0 | 0 | 0 | 0 | 0 | 0 | 0 | 0 | 0 | 0 | 0 | 0 | 0 | 0 | 0 | 0 | 0 | 0
F4_Commercial_OR - College_Existing_Space Heating_Natural Gas_Green Roof - Vegetated Rooftop_A_Achievable Technical Potential | F4 | Commercial | OR - College | Existing | Space Heating | Natural Gas | Green Roof - Vegetated Rooftop | A | Incremental Energy Savings (MWh or mTherms) | Achievable Technical Potential | 0 | 0 | 0 | 0 | 0 | 0 | 0 | 0 | 0 | 0 | 0 | 0 | 0 | 0 | 0 | 0 | 0 | 0 | 0 | 0 | 0 | 0 | 0 | 0 | 0 | 0 | 0
F5_Commercial_OR - College_Existing_Space Heating_Natural Gas_Green Roof - Vegetated Rooftop_A_Achievable Technical Potential | F5 | Commercial | OR - College | Existing | Space Heating | Natural Gas | Green Roof - Vegetated Rooftop | A | Incremental Summer Peak Savings (MW) | Achievable Technical Potential | 0 | 0 | 0 | 0 | 0 | 0 | 0 | 0 | 0 | 0 | 0 | 0 | 0 | 0 | 0 | 0 | 0 | 0 | 0 | 0 | 0 | 0 | 0 | 0 | 0 | 0 | 0
F6_Commercial_OR - College_Existing_Space Heating_Natural Gas_Green Roof - Vegetated Rooftop_A_Achievable Technical Potential | F6 | Commercial | OR - College | Existing | Space Heating | Natural Gas | Green Roof - Vegetated Rooftop | A | Incremental Winter Peak Savings (MW) | Achievable Technical Potential | 0 | 0 | 0 | 0 | 0 | 0 | 0 | 0 | 0 | 0 | 0 | 0 | 0 | 0 | 0 | 0 | 0 | 0 | 0 | 0 | 0 | 0 | 0 | 0 | 0 | 0 | 0
F7_Commercial_OR - College_Existing_Space Heating_Natural Gas_Green Roof - Vegetated Rooftop_A_Achievable Technical Potential | F7 | Commercial | OR - College | Existing | Space Heating | Natural Gas | Green Roof - Vegetated Rooftop | A | Cumulative Energy Savings (MWh or mTherms) | Achievable Technical Potential | 0 | 0 | 0 | 0 | 0 | 0 | 0 | 0 | 0 | 0 | 0 | 0 | 0 | 0 | 0 | 0 | 0 | 0 | 0 | 0 | 0 | 0 | 0 | 0 | 0 | 0 | 0
F8_Commercial_OR - College_Existing_Space Heating_Natural Gas_Green Roof - Vegetated Rooftop_A_Achievable Technical Potential | F8 | Commercial | OR - College | Existing | Space Heating | Natural Gas | Green Roof - Vegetated Rooftop | A | Cumulative Summer Peak Savings (MW) | Achievable Technical Potential | 0 | 0 | 0 | 0 | 0 | 0 | 0 | 0 | 0 | 0 | 0 | 0 | 0 | 0 | 0 | 0 | 0 | 0 | 0 | 0 | 0 | 0 | 0 | 0 | 0 | 0 | 0
F9_Commercial_OR - College_Existing_Space Heating_Natural Gas_Green Roof - Vegetated Rooftop_A_Achievable Technical Potential | F9 | Commercial | OR - College | Existing | Space Heating | Natural Gas | Green Roof - Vegetated Rooftop | A | Cumulative Winter Peak Savings (MW) | Achievable Technical Potential | 0 | 0 | 0 | 0 | 0 | 0 | 0 | 0 | 0 | 0 | 0 | 0 | 0 | 0 | 0 | 0 | 0 | 0 | 0 | 0 | 0 | 0 | 0 | 0 | 0 | 0 | 0
F10_Commercial_OR - College_Existing_Space Heating_Natural Gas_Green Roof - Vegetated Rooftop_A_Achievable Technical Potential | F10 | Commercial | OR - College | Existing | Space Heating | Natural Gas | Green Roof - Vegetated Rooftop | A | Purchases (Incremental) | Achievable Technical Potential | 0 | 0 | 0 | 0 | 0 | 0 | 0 | 0 | 0 | 0 | 0 | 0 | 0 | 0 | 0 | 0 | 0 | 0 | 0 | 0 | 0 | 0 | 0 | 0 | 0 | 0 | 0
F11_Commercial_OR - College_Existing_Space Heating_Natural Gas_Green Roof - Vegetated Rooftop_A_Achievable Technical Potential | F11 | Commercial | OR - College | Existing | Space Heating | Natural Gas | Green Roof - Vegetated Rooftop | A | Purchases (Cumulative) | Achievable Technical Potential | 0 | 0 | 0 | 0 | 0 | 0 | 0 | 0 | 0 | 0 | 0 | 0 | 0 | 0 | 0 | 0 | 0 | 0 | 0 | 0 | 0 | 0 | 0 | 0 | 0 | 0 | 0
F1_Commercial_OR - College_Existing_Space Heating_Natural Gas_Ducting - Repair and Sealing_A_Achievable Technical Potential | F1 | Commercial | OR - College | Existing | Space Heating | Natural Gas | Ducting - Repair and Sealing | A | Integrated Unit Energy Savings (kWh or therms) | Achievable Technical Potential | 0 | 0 | 0.20324 | 0.20234 | 0.20137 | 0.20035 | 0.19925 | 0.19807 | 0.19681 | 0.19544 | 0.19398 | 0.19242 | 0.1908 | 0.18915 | 0.18752 | 0.18596 | 0.18452 | 0.18326 | 0.18221 | 0.18129 | 0.18051 | 0.1798 | 0.17931 | 0.17884 | 0.1784 | 0.17797 | 0.17756
F2_Commercial_OR - College_Existing_Space Heating_Natural Gas_Ducting - Repair and Sealing_A_Achievable Technical Potential | F2 | Commercial | OR - College | Existing | Space Heating | Natural Gas | Ducting - Repair and Sealing | A | Integrated Unit Summer Peak Savings (kW) | Achievable Technical Potential | 0 | 0 | 0 | 0 | 0 | 0 | 0 | 0 | 0 | 0 | 0 | 0 | 0 | 0 | 0 | 0 | 0 | 0 | 0 | 0 | 0 | 0 | 0 | 0 | 0 | 0 | 0
F3_Commercial_OR - College_Existing_Space Heating_Natural Gas_Ducting - Repair and Sealing_A_Achievable Technical Potential | F3 | Commercial | OR - College | Existing | Space Heating | Natural Gas | Ducting - Repair and Sealing | A | Integrated Unit Winter Peak Savings (kW) | Achievable Technical Potential | 0 | 0 | 0 | 0 | 0 | 0 | 0 | 0 | 0 | 0 | 0 | 0 | 0 | 0 | 0 | 0 | 0 | 0 | 0 | 0 | 0 | 0 | 0 | 0 | 0 | 0 | 0
F4_Commercial_OR - College_Existing_Space Heating_Natural Gas_Ducting - Repair and Sealing_A_Achievable Technical Potential | F4 | Commercial | OR - College | Existing | Space Heating | Natural Gas | Ducting - Repair and Sealing | A | Incremental Energy Savings (MWh or mTherms) | Achievable Technical Potential | 0 | 0 | 0.14338 | 0.076809 | 0.25859 | 0.4185 | 0.63175 | 0.89944 | 1.2157 | 1.565 | 1.9212 | 2.2473 | 2.5001 | 2.6366 | 2.6248 | 2.4537 | 2.1407 | 1.7307 | 1.2862 | 0.93757 | 0.38204 | 0.33763 | 0 | 0 | 0 | 0 | 0
F5_Commercial_OR - College_Existing_Space Heating_Natural Gas_Ducting - Repair and Sealing_A_Achievable Technical Potential | F5 | Commercial | OR - College | Existing | Space Heating | Natural Gas | Ducting - Repair and Sealing | A | Incremental Summer Peak Savings (MW) | Achievable Technical Potential | 0 | 0 | 0 | 0 | 0 | 0 | 0 | 0 | 0 | 0 | 0 | 0 | 0 | 0 | 0 | 0 | 0 | 0 | 0 | 0 | 0 | 0 | 0 | 0 | 0 | 0 | 0
F6_Commercial_OR - College_Existing_Space Heating_Natural Gas_Ducting - Repair and Sealing_A_Achievable Technical Potential | F6 | Commercial | OR - College | Existing | Space Heating | Natural Gas | Ducting - Repair and Sealing | A | Incremental Winter Peak Savings (MW) | Achievable Technical Potential | 0 | 0 | 0 | 0 | 0 | 0 | 0 | 0 | 0 | 0 | 0 | 0 | 0 | 0 | 0 | 0 | 0 | 0 | 0 | 0 | 0 | 0 | 0 | 0 | 0 | 0 | 0
F7_Commercial_OR - College_Existing_Space Heating_Natural Gas_Ducting - Repair and Sealing_A_Achievable Technical Potential | F7 | Commercial | OR - College | Existing | Space Heating | Natural Gas | Ducting - Repair and Sealing | A | Cumulative Energy Savings (MWh or mTherms) | Achievable Technical Potential | 0 | 0 | 0.14338 | 0.21955 | 0.4771 | 0.89316 | 1.52 | 2.4105 | 3.6107 | 5.1508 | 7.0334 | 9.2243 | 11.6466 | 14.1823 | 16.6848 | 18.9998 | 20.9935 | 22.5816 | 23.7379 | 24.5551 | 24.8324 | 25.0713 | 25.0031 | 24.9381 | 24.8761 | 24.8167 | 24.7597
F8_Commercial_OR - College_Existing_Space Heating_Natural Gas_Ducting - Repair and Sealing_A_Achievable Technical Potential | F8 | Commercial | OR - College | Existing | Space Heating | Natural Gas | Ducting - Repair and Sealing | A | Cumulative Summer Peak Savings (MW) | Achievable Technical Potential | 0 | 0 | 0 | 0 | 0 | 0 | 0 | 0 | 0 | 0 | 0 | 0 | 0 | 0 | 0 | 0 | 0 | 0 | 0 | 0 | 0 | 0 | 0 | 0 | 0 | 0 | 0
F9_Commercial_OR - College_Existing_Space Heating_Natural Gas_Ducting - Repair and Sealing_A_Achievable Technical Potential | F9 | Commercial | OR - College | Existing | Space Heating | Natural Gas | Ducting - Repair and Sealing | A | Cumulative Winter Peak Savings (MW) | Achievable Technical Potential | 0 | 0 | 0 | 0 | 0 | 0 | 0 | 0 | 0 | 0 | 0 | 0 | 0 | 0 | 0 | 0 | 0 | 0 | 0 | 0 | 0 | 0 | 0 | 0 | 0 | 0 | 0
F10_Commercial_OR - College_Existing_Space Heating_Natural Gas_Ducting - Repair and Sealing_A_Achievable Technical Potential | F10 | Commercial | OR - College | Existing | Space Heating | Natural Gas | Ducting - Repair and Sealing | A | Purchases (Incremental) | Achievable Technical Potential | 0 | 0 | 705.4645 | 379.6046 | 1284.1647 | 2088.8699 | 3170.6127 | 4540.9949 | 6177.0002 | 8007.6232 | 9904.0498 | 11679.2274 | 13103.3342 | 13939.4805 | 13997.676 | 13195.1703 | 11601.5059 | 9443.8509 | 7058.8164 | 5171.7373 | 2116.3935 | 1877.8818 | 0 | 0 | 0 | 0 | 0
F11_Commercial_OR - College_Existing_Space Heating_Natural Gas_Ducting - Repair and Sealing_A_Achievable Technical Potential | F11 | Commercial | OR - College | Existing | Space Heating | Natural Gas | Ducting - Repair and Sealing | A | Purchases (Cumulative) | Achievable Technical Potential | 0 | 0 | 705.4645 | 1085.0691 | 2369.2338 | 4458.1037 | 7628.7165 | 12169.7114 | 18346.7116 | 26354.3348 | 36258.3846 | 47937.612 | 61040.9462 | 74980.4267 | 88978.1027 | 102173.273 | 113774.7788 | 123218.6297 | 130277.4461 | 135449.1834 | 137565.5769 | 139443.4587 | 139443.4587 | 139443.4587 | 139443.4587 | 139443.4587 | 139443.4587
F1_Commercial_OR - College_Existing_Space Heating_Natural Gas_Windows - High Efficiency Glazing_A_Achievable Technical Potential | F1 | Commercial | OR - College | Existing | Space Heating | Natural Gas | Windows - High Efficiency Glazing | A | Integrated Unit Energy Savings (kWh or therms) | Achievable Technical Potential | 0 | 0 | 0 | 0 | 0 | 0 | 0 | 0 | 0 | 0 | 0 | 0 | 0 | 0 | 0 | 0 | 0 | 0 | 0 | 0 | 0 | 0 | 0 | 0 | 0 | 0 | 0
F2_Commercial_OR - College_Existing_Space Heating_Natural Gas_Windows - High Efficiency Glazing_A_Achievable Technical Potential | F2 | Commercial | OR - College | Existing | Space Heating | Natural Gas | Windows - High Efficiency Glazing | A | Integrated Unit Summer Peak Savings (kW) | Achievable Technical Potential | 0 | 0 | 0 | 0 | 0 | 0 | 0 | 0 | 0 | 0 | 0 | 0 | 0 | 0 | 0 | 0 | 0 | 0 | 0 | 0 | 0 | 0 | 0 | 0 | 0 | 0 | 0
F3_Commercial_OR - College_Existing_Space Heating_Natural Gas_Windows - High Efficiency Glazing_A_Achievable Technical Potential | F3 | Commercial | OR - College | Existing | Space Heating | Natural Gas | Windows - High Efficiency Glazing | A | Integrated Unit Winter Peak Savings (kW) | Achievable Technical Potential | 0 | 0 | 0 | 0 | 0 | 0 | 0 | 0 | 0 | 0 | 0 | 0 | 0 | 0 | 0 | 0 | 0 | 0 | 0 | 0 | 0 | 0 | 0 | 0 | 0 | 0 | 0
F4_Commercial_OR - College_Existing_Space Heating_Natural Gas_Windows - High Efficiency Glazing_A_Achievable Technical Potential | F4 | Commercial | OR - College | Existing | Space Heating | Natural Gas | Windows - High Efficiency Glazing | A | Incremental Energy Savings (MWh or mTherms) | Achievable Technical Potential | 0 | 0 | 0 | 0 | 0 | 0 | 0 | 0 | 0 | 0 | 0 | 0 | 0 | 0 | 0 | 0 | 0 | 0 | 0 | 0 | 0 | 0 | 0 | 0 | 0 | 0 | 0
F5_Commercial_OR - College_Existing_Space Heating_Natural Gas_Windows - High Efficiency Glazing_A_Achievable Technical Potential | F5 | Commercial | OR - College | Existing | Space Heating | Natural Gas | Windows - High Efficiency Glazing | A | Incremental Summer Peak Savings (MW) | Achievable Technical Potential | 0 | 0 | 0 | 0 | 0 | 0 | 0 | 0 | 0 | 0 | 0 | 0 | 0 | 0 | 0 | 0 | 0 | 0 | 0 | 0 | 0 | 0 | 0 | 0 | 0 | 0 | 0
F6_Commercial_OR - College_Existing_Space Heating_Natural Gas_Windows - High Efficiency Glazing_A_Achievable Technical Potential | F6 | Commercial | OR - College | Existing | Space Heating | Natural Gas | Windows - High Efficiency Glazing | A | Incremental Winter Peak Savings (MW) | Achievable Technical Potential | 0 | 0 | 0 | 0 | 0 | 0 | 0 | 0 | 0 | 0 | 0 | 0 | 0 | 0 | 0 | 0 | 0 | 0 | 0 | 0 | 0 | 0 | 0 | 0 | 0 | 0 | 0
F7_Commercial_OR - College_Existing_Space Heating_Natural Gas_Windows - High Efficiency Glazing_A_Achievable Technical Potential | F7 | Commercial | OR - College | Existing | Space Heating | Natural Gas | Windows - High Efficiency Glazing | A | Cumulative Energy Savings (MWh or mTherms) | Achievable Technical Potential | 0 | 0 | 0 | 0 | 0 | 0 | 0 | 0 | 0 | 0 | 0 | 0 | 0 | 0 | 0 | 0 | 0 | 0 | 0 | 0 | 0 | 0 | 0 | 0 | 0 | 0 | 0
F8_Commercial_OR - College_Existing_Space Heating_Natural Gas_Windows - High Efficiency Glazing_A_Achievable Technical Potential | F8 | Commercial | OR - College | Existing | Space Heating | Natural Gas | Windows - High Efficiency Glazing | A | Cumulative Summer Peak Savings (MW) | Achievable Technical Potential | 0 | 0 | 0 | 0 | 0 | 0 | 0 | 0 | 0 | 0 | 0 | 0 | 0 | 0 | 0 | 0 | 0 | 0 | 0 | 0 | 0 | 0 | 0 | 0 | 0 | 0 | 0
F9_Commercial_OR - College_Existing_Space Heating_Natural Gas_Windows - High Efficiency Glazing_A_Achievable Technical Potential | F9 | Commercial | OR - College | Existing | Space Heating | Natural Gas | Windows - High Efficiency Glazing | A | Cumulative Winter Peak Savings (MW) | Achievable Technical Potential | 0 | 0 | 0 | 0 | 0 | 0 | 0 | 0 | 0 | 0 | 0 | 0 | 0 | 0 | 0 | 0 | 0 | 0 | 0 | 0 | 0 | 0 | 0 | 0 | 0 | 0 | 0
F10_Commercial_OR - College_Existing_Space Heating_Natural Gas_Windows - High Efficiency Glazing_A_Achievable Technical Potential | F10 | Commercial | OR - College | Existing | Space Heating | Natural Gas | Windows - High Efficiency Glazing | A | Purchases (Incremental) | Achievable Technical Potential | 0 | 0 | 82.9477 | 44.6334 | 150.9905 | 245.6068 | 372.7968 | 533.9247 | 726.2842 | 941.5266 | 1164.5061 | 1373.2293 | 1540.6741 | 1638.9871 | 1645.8297 | 1551.472 | 1364.0909 | 1110.3965 | 829.967 | 608.0866 | 331.7906 | 265.4325 | 0 | 0 | 0 | 0 | 0
F11_Commercial_OR - College_Existing_Space Heating_Natural Gas_Windows - High Efficiency Glazing_A_Achievable Technical Potential | F11 | Commercial | OR - College | Existing | Space Heating | Natural Gas | Windows - High Efficiency Glazing | A | Purchases (Cumulative) | Achievable Technical Potential | 0 | 0 | 82.9477 | 127.5811 | 278.5716 | 524.1784 | 896.9752 | 1430.8998 | 2157.184 | 3098.7106 | 4263.2167 | 5636.446 | 7177.1201 | 8816.1072 | 10461.9369 | 12013.4089 | 13377.4998 | 14487.8963 | 15317.8633 | 15925.9499 | 16257.7405 | 16523.173 | 16523.173 | 16523.173 | 16523.173 | 16523.173 | 16523.173
F1_Commercial_OR - College_Existing_Space Heating_Natural Gas_Windows - Secondary Glazing Systems_A_Achievable Technical Potential | F1 | Commercial | OR - College | Existing | Space Heating | Natural Gas | Windows - Secondary Glazing Systems | A | Integrated Unit Energy Savings (kWh or therms) | Achievable Technical Potential | 0 | 0 | 2.1466 | 2.1215 | 2.0943 | 2.0655 | 2.0346 | 2.0011 | 1.9649 | 1.9261 | 1.8851 | 1.8425 | 1.8002 | 1.7589 | 1.7192 | 1.6819 | 1.648 | 1.6212 | 1.6017 | 1.5854 | 1.5731 | 1.5617 | 1.5574 | 1.5534 | 1.5495 | 1.5458 | 1.5422
F2_Commercial_OR - College_Existing_Space Heating_Natural Gas_Windows - Secondary Glazing Systems_A_Achievable Technical Potential | F2 | Commercial | OR - College | Existing | Space Heating | Natural Gas | Windows - Secondary Glazing Systems | A | Integrated Unit Summer Peak Savings (kW) | Achievable Technical Potential | 0 | 0 | 0 | 0 | 0 | 0 | 0 | 0 | 0 | 0 | 0 | 0 | 0 | 0 | 0 | 0 | 0 | 0 | 0 | 0 | 0 | 0 | 0 | 0 | 0 | 0 | 0
F3_Commercial_OR - College_Existing_Space Heating_Natural Gas_Windows - Secondary Glazing Systems_A_Achievable Technical Potential | F3 | Commercial | OR - College | Existing | Space Heating | Natural Gas | Windows - Secondary Glazing Systems | A | Integrated Unit Winter Peak Savings (kW) | Achievable Technical Potential | 0 | 0 | 0 | 0 | 0 | 0 | 0 | 0 | 0 | 0 | 0 | 0 | 0 | 0 | 0 | 0 | 0 | 0 | 0 | 0 | 0 | 0 | 0 | 0 | 0 | 0 | 0
F4_Commercial_OR - College_Existing_Space Heating_Natural Gas_Windows - Secondary Glazing Systems_A_Achievable Technical Potential | F4 | Commercial | OR - College | Existing | Space Heating | Natural Gas | Windows - Secondary Glazing Systems | A | Incremental Energy Savings (MWh or mTherms) | Achievable Technical Potential | 0 | 0 | 0.17805 | 0.094689 | 0.31623 | 0.50731 | 0.7585 | 1.0684 | 1.4271 | 1.8135 | 2.1952 | 2.5302 | 2.7735 | 2.8828 | 2.8296 | 2.6094 | 2.248 | 1.8002 | 1.3294 | 0.96405 | 0.52194 | 0.41453 | 0 | 0 | 0 | 0 | 0
F5_Commercial_OR - College_Existing_Space Heating_Natural Gas_Windows - Secondary Glazing Systems_A_Achievable Technical Potential | F5 | Commercial | OR - College | Existing | Space Heating | Natural Gas | Windows - Secondary Glazing Systems | A | Incremental Summer Peak Savings (MW) | Achievable Technical Potential | 0 | 0 | 0 | 0 | 0 | 0 | 0 | 0 | 0 | 0 | 0 | 0 | 0 | 0 | 0 | 0 | 0 | 0 | 0 | 0 | 0 | 0 | 0 | 0 | 0 | 0 | 0
F6_Commercial_OR - College_Existing_Space Heating_Natural Gas_Windows - Secondary Glazing Systems_A_Achievable Technical Potential | F6 | Commercial | OR - College | Existing | Space Heating | Natural Gas | Windows - Secondary Glazing Systems | A | Incremental Winter Peak Savings (MW) | Achievable Technical Potential | 0 | 0 | 0 | 0 | 0 | 0 | 0 | 0 | 0 | 0 | 0 | 0 | 0 | 0 | 0 | 0 | 0 | 0 | 0 | 0 | 0 | 0 | 0 | 0 | 0 | 0 | 0
F7_Commercial_OR - College_Existing_Space Heating_Natural Gas_Windows - Secondary Glazing Systems_A_Achievable Technical Potential | F7 | Commercial | OR - College | Existing | Space Heating | Natural Gas | Windows - Secondary Glazing Systems | A | Cumulative Energy Savings (MWh or mTherms) | Achievable Technical Potential | 0 | 0 | 0.17805 | 0.27066 | 0.58343 | 1.0827 | 1.825 | 2.8633 | 4.2386 | 5.9685 | 8.0366 | 10.3851 | 12.9202 | 15.5066 | 17.9866 | 20.2054 | 22.046 | 23.4876 | 24.535 | 25.2486 | 25.575 | 25.8044 | 25.7339 | 25.6669 | 25.6028 | 25.5415 | 25.4827
F8_Commercial_OR - College_Existing_Space Heating_Natural Gas_Windows - Secondary Glazing Systems_A_Achievable Technical Potential | F8 | Commercial | OR - College | Existing | Space Heating | Natural Gas | Windows - Secondary Glazing Systems | A | Cumulative Summer Peak Savings (MW) | Achievable Technical Potential | 0 | 0 | 0 | 0 | 0 | 0 | 0 | 0 | 0 | 0 | 0 | 0 | 0 | 0 | 0 | 0 | 0 | 0 | 0 | 0 | 0 | 0 | 0 | 0 | 0 | 0 | 0
F9_Commercial_OR - College_Existing_Space Heating_Natural Gas_Windows - Secondary Glazing Systems_A_Achievable Technical Potential | F9 | Commercial | OR - College | Existing | Space Heating | Natural Gas | Windows - Secondary Glazing Systems | A | Cumulative Winter Peak Savings (MW) | Achievable Technical Potential | 0 | 0 | 0 | 0 | 0 | 0 | 0 | 0 | 0 | 0 | 0 | 0 | 0 | 0 | 0 | 0 | 0 | 0 | 0 | 0 | 0 | 0 | 0 | 0 | 0 | 0 | 0
F10_Commercial_OR - College_Existing_Space Heating_Natural Gas_Windows - Secondary Glazing Systems_A_Achievable Technical Potential | F10 | Commercial | OR - College | Existing | Space Heating | Natural Gas | Windows - Secondary Glazing Systems | A | Purchases (Incremental) | Achievable Technical Potential | 0 | 0 | 82.9477 | 44.6334 | 150.9905 | 245.6068 | 372.7968 | 533.9247 | 726.2842 | 941.5266 | 1164.5061 | 1373.2293 | 1540.6741 | 1638.9871 | 1645.8297 | 1551.472 | 1364.0909 | 1110.3965 | 829.967 | 608.0866 | 331.7906 | 265.4325 | 0 | 0 | 0 | 0 | 0
F11_Commercial_OR - College_Existing_Space Heating_Natural Gas_Windows - Secondary Glazing Systems_A_Achievable Technical Potential | F11 | Commercial | OR - College | Existing | Space Heating | Natural Gas | Windows - Secondary Glazing Systems | A | Purchases (Cumulative) | Achievable Technical Potential | 0 | 0 | 82.9477 | 127.5811 | 278.5716 | 524.1784 | 896.9752 | 1430.8998 | 2157.184 | 3098.7106 | 4263.2167 | 5636.446 | 7177.1201 | 8816.1072 | 10461.9369 | 12013.4089 | 13377.4998 | 14487.8963 | 15317.8633 | 15925.9499 | 16257.7405 | 16523.173 | 16523.173 | 16523.173 | 16523.173 | 16523.173 | 16523.173
F1_Commercial_OR - College_Existing_Space Heating_Natural Gas_HVAC - Energy Recovery Ventilator_A_Achievable Technical Potential | F1 | Commercial | OR - College | Existing | Space Heating | Natural Gas | HVAC - Energy Recovery Ventilator | A | Integrated Unit Energy Savings (kWh or therms) | Achievable Technical Potential | 0 | 0 | 0.15221 | 0.15114 | 0.14999 | 0.14875 | 0.14743 | 0.14598 | 0.14441 | 0.14269 | 0.14082 | 0.13883 | 0.13675 | 0.13462 | 0.13253 | 0.13054 | 0.12872 | 0.12729 | 0.12627 | 0.12542 | 0.12479 | 0.12422 | 0.12388 | 0.12356 | 0.12325 | 0.12296 | 0.12267
F2_Commercial_OR - College_Existing_Space Heating_Natural Gas_HVAC - Energy Recovery Ventilator_A_Achievable Technical Potential | F2 | Commercial | OR - College | Existing | Space Heating | Natural Gas | HVAC - Energy Recovery Ventilator | A | Integrated Unit Summer Peak Savings (kW) | Achievable Technical Potential | 0 | 0 | 0 | 0 | 0 | 0 | 0 | 0 | 0 | 0 | 0 | 0 | 0 | 0 | 0 | 0 | 0 | 0 | 0 | 0 | 0 | 0 | 0 | 0 | 0 | 0 | 0
F3_Commercial_OR - College_Existing_Space Heating_Natural Gas_HVAC - Energy Recovery Ventilator_A_Achievable Technical Potential | F3 | Commercial | OR - College | Existing | Space Heating | Natural Gas | HVAC - Energy Recovery Ventilator | A | Integrated Unit Winter Peak Savings (kW) | Achievable Technical Potential | 0 | 0 | 0 | 0 | 0 | 0 | 0 | 0 | 0 | 0 | 0 | 0 | 0 | 0 | 0 | 0 | 0 | 0 | 0 | 0 | 0 | 0 | 0 | 0 | 0 | 0 | 0
F4_Commercial_OR - College_Existing_Space Heating_Natural Gas_HVAC - Energy Recovery Ventilator_A_Achievable Technical Potential | F4 | Commercial | OR - College | Existing | Space Heating | Natural Gas | HVAC - Energy Recovery Ventilator | A | Incremental Energy Savings (MWh or mTherms) | Achievable Technical Potential | 0 | 0 | 0.62349 | 1.2708 | 1.2611 | 1.2507 | 1.2396 | 1.2274 | 1.2142 | 1.1997 | 1.1841 | 1.1673 | 1.1498 | 1.1319 | 1.1143 | 1.0976 | 1.0823 | 1.0703 | 1.0617 | 1.0545 | 1.0493 | 1.0445 | 0 | 0 | 0 | 0 | 0
F5_Commercial_OR - College_Existing_Space Heating_Natural Gas_HVAC - Energy Recovery Ventilator_A_Achievable Technical Potential | F5 | Commercial | OR - College | Existing | Space Heating | Natural Gas | HVAC - Energy Recovery Ventilator | A | Incremental Summer Peak Savings (MW) | Achievable Technical Potential | 0 | 0 | 0 | 0 | 0 | 0 | 0 | 0 | 0 | 0 | 0 | 0 | 0 | 0 | 0 | 0 | 0 | 0 | 0 | 0 | 0 | 0 | 0 | 0 | 0 | 0 | 0
F6_Commercial_OR - College_Existing_Space Heating_Natural Gas_HVAC - Energy Recovery Ventilator_A_Achievable Technical Potential | F6 | Commercial | OR - College | Existing | Space Heating | Natural Gas | HVAC - Energy Recovery Ventilator | A | Incremental Winter Peak Savings (MW) | Achievable Technical Potential | 0 | 0 | 0 | 0 | 0 | 0 | 0 | 0 | 0 | 0 | 0 | 0 | 0 | 0 | 0 | 0 | 0 | 0 | 0 | 0 | 0 | 0 | 0 | 0 | 0 | 0 | 0
F7_Commercial_OR - College_Existing_Space Heating_Natural Gas_HVAC - Energy Recovery Ventilator_A_Achievable Technical Potential | F7 | Commercial | OR - College | Existing | Space Heating | Natural Gas | HVAC - Energy Recovery Ventilator | A | Cumulative Energy Savings (MWh or mTherms) | Achievable Technical Potential | 0 | 0 | 0.62349 | 1.89 | 3.1366 | 4.3616 | 5.5622 | 6.7351 | 7.8766 | 8.9827 | 10.0494 | 11.0744 | 12.0579 | 13.0024 | 13.9146 | 14.8035 | 15.6794 | 16.5754 | 17.5039 | 18.4404 | 19.3982 | 20.3536 | 20.2981 | 20.2453 | 20.1948 | 20.1465 | 20.1001
F8_Commercial_OR - College_Existing_Space Heating_Natural Gas_HVAC - Energy Recovery Ventilator_A_Achievable Technical Potential | F8 | Commercial | OR - College | Existing | Space Heating | Natural Gas | HVAC - Energy Recovery Ventilator | A | Cumulative Summer Peak Savings (MW) | Achievable Technical Potential | 0 | 0 | 0 | 0 | 0 | 0 | 0 | 0 | 0 | 0 | 0 | 0 | 0 | 0 | 0 | 0 | 0 | 0 | 0 | 0 | 0 | 0 | 0 | 0 | 0 | 0 | 0
F9_Commercial_OR - College_Existing_Space Heating_Natural Gas_HVAC - Energy Recovery Ventilator_A_Achievable Technical Potential | F9 | Commercial | OR - College | Existing | Space Heating | Natural Gas | HVAC - Energy Recovery Ventilator | A | Cumulative Winter Peak Savings (MW) | Achievable Technical Potential | 0 | 0 | 0 | 0 | 0 | 0 | 0 | 0 | 0 | 0 | 0 | 0 | 0 | 0 | 0 | 0 | 0 | 0 | 0 | 0 | 0 | 0 | 0 | 0 | 0 | 0 | 0
F10_Commercial_OR - College_Existing_Space Heating_Natural Gas_HVAC - Energy Recovery Ventilator_A_Achievable Technical Potential | F10 | Commercial | OR - College | Existing | Space Heating | Natural Gas | HVAC - Energy Recovery Ventilator | A | Purchases (Incremental) | Achievable Technical Potential | 0 | 0 | 4096.2455 | 8408.0828 | 8408.0828 | 8408.0828 | 8408.0828 | 8408.0828 | 8408.0828 | 8408.0828 | 8408.0828 | 8408.0828 | 8408.0828 | 8408.0828 | 8408.0828 | 8408.0828 | 8408.0828 | 8408.0828 | 8408.0828 | 8408.0828 | 8408.0828 | 8408.0828 | 0 | 0 | 0 | 0 | 0
F11_Commercial_OR - College_Existing_Space Heating_Natural Gas_HVAC - Energy Recovery Ventilator_A_Achievable Technical Potential | F11 | Commercial | OR - College | Existing | Space Heating | Natural Gas | HVAC - Energy Recovery Ventilator | A | Purchases (Cumulative) | Achievable Technical Potential | 0 | 0 | 4096.2455 | 12504.3283 | 20912.4111 | 29320.4939 | 37728.5767 | 46136.6595 | 54544.7423 | 62952.8251 | 71360.9079 | 79768.9907 | 88177.0735 | 96585.1563 | 104993.2391 | 113401.3219 | 121809.4047 | 130217.4875 | 138625.5703 | 147033.6531 | 155441.7359 | 163849.8187 | 163849.8187 | 163849.8187 | 163849.8187 | 163849.8187 | 163849.8187
F1_Commercial_OR - College_Existing_Space Heating_Natural Gas_Building Shell - Air Sealing (Infiltration Control)_A_Achievable Technical Potential | F1 | Commercial | OR - College | Existing | Space Heating | Natural Gas | Building Shell - Air Sealing (Infiltration Control) | A | Integrated Unit Energy Savings (kWh or therms) | Achievable Technical Potential | 0 | 0 | 6.5679 | 6.5468 | 6.5252 | 6.5032 | 6.481 | 6.4587 | 6.4363 | 6.414 | 6.3918 | 6.3699 | 6.3482 | 6.3268 | 6.3059 | 6.2854 | 6.2654 | 6.246 | 6.2272 | 6.2092 | 6.1919 | 6.1756 | 6.1588 | 6.1428 | 6.1275 | 6.1129 | 6.0989
F2_Commercial_OR - College_Existing_Space Heating_Natural Gas_Building Shell - Air Sealing (Infiltration Control)_A_Achievable Technical Potential | F2 | Commercial | OR - College | Existing | Space Heating | Natural Gas | Building Shell - Air Sealing (Infiltration Control) | A | Integrated Unit Summer Peak Savings (kW) | Achievable Technical Potential | 0 | 0 | 0 | 0 | 0 | 0 | 0 | 0 | 0 | 0 | 0 | 0 | 0 | 0 | 0 | 0 | 0 | 0 | 0 | 0 | 0 | 0 | 0 | 0 | 0 | 0 | 0
F3_Commercial_OR - College_Existing_Space Heating_Natural Gas_Building Shell - Air Sealing (Infiltration Control)_A_Achievable Technical Potential | F3 | Commercial | OR - College | Existing | Space Heating | Natural Gas | Building Shell - Air Sealing (Infiltration Control) | A | Integrated Unit Winter Peak Savings (kW) | Achievable Technical Potential | 0 | 0 | 0 | 0 | 0 | 0 | 0 | 0 | 0 | 0 | 0 | 0 | 0 | 0 | 0 | 0 | 0 | 0 | 0 | 0 | 0 | 0 | 0 | 0 | 0 | 0 | 0
F4_Commercial_OR - College_Existing_Space Heating_Natural Gas_Building Shell - Air Sealing (Infiltration Control)_A_Achievable Technical Potential | F4 | Commercial | OR - College | Existing | Space Heating | Natural Gas | Building Shell - Air Sealing (Infiltration Control) | A | Incremental Energy Savings (MWh or mTherms) | Achievable Technical Potential | 0 | 0 | 0.010881 | 0.0058362 | 0.019678 | 0.031901 | 0.048256 | 0.068876 | 0.093365 | 0.12062 | 0.14866 | 0.17471 | 0.18483 | 0.20147 | 0.18827 | 0.16393 | 0.12405 | 0.071915 | 0.012896 | 0 | 0 | 0 | 0 | 0 | 0 | 0 | 0
F5_Commercial_OR - College_Existing_Space Heating_Natural Gas_Building Shell - Air Sealing (Infiltration Control)_A_Achievable Technical Potential | F5 | Commercial | OR - College | Existing | Space Heating | Natural Gas | Building Shell - Air Sealing (Infiltration Control) | A | Incremental Summer Peak Savings (MW) | Achievable Technical Potential | 0 | 0 | 0 | 0 | 0 | 0 | 0 | 0 | 0 | 0 | 0 | 0 | 0 | 0 | 0 | 0 | 0 | 0 | 0 | 0 | 0 | 0 | 0 | 0 | 0 | 0 | 0
F6_Commercial_OR - College_Existing_Space Heating_Natural Gas_Building Shell - Air Sealing (Infiltration Control)_A_Achievable Technical Potential | F6 | Commercial | OR - College | Existing | Space Heating | Natural Gas | Building Shell - Air Sealing (Infiltration Control) | A | Incremental Winter Peak Savings (MW) | Achievable Technical Potential | 0 | 0 | 0 | 0 | 0 | 0 | 0 | 0 | 0 | 0 | 0 | 0 | 0 | 0 | 0 | 0 | 0 | 0 | 0 | 0 | 0 | 0 | 0 | 0 | 0 | 0 | 0
F7_Commercial_OR - College_Existing_Space Heating_Natural Gas_Building Shell - Air Sealing (Infiltration Control)_A_Achievable Technical Potential | F7 | Commercial | OR - College | Existing | Space Heating | Natural Gas | Building Shell - Air Sealing (Infiltration Control) | A | Cumulative Energy Savings (MWh or mTherms) | Achievable Technical Potential | 0 | 0 | 0.010881 | 0.016682 | 0.036305 | 0.068084 | 0.11611 | 0.18458 | 0.27731 | 0.39696 | 0.54426 | 0.71709 | 0.89948 | 1.0979 | 1.2826 | 1.4423 | 1.5618 | 1.6289 | 1.6369 | 1.6321 | 1.6276 | 1.6233 | 1.6189 | 1.6147 | 1.6107 | 1.6068 | 1.6031
F8_Commercial_OR - College_Existing_Space Heating_Natural Gas_Building Shell - Air Sealing (Infiltration Control)_A_Achievable Technical Potential | F8 | Commercial | OR - College | Existing | Space Heating | Natural Gas | Building Shell - Air Sealing (Infiltration Control) | A | Cumulative Summer Peak Savings (MW) | Achievable Technical Potential | 0 | 0 | 0 | 0 | 0 | 0 | 0 | 0 | 0 | 0 | 0 | 0 | 0 | 0 | 0 | 0 | 0 | 0 | 0 | 0 | 0 | 0 | 0 | 0 | 0 | 0 | 0
F9_Commercial_OR - College_Existing_Space Heating_Natural Gas_Building Shell - Air Sealing (Infiltration Control)_A_Achievable Technical Potential | F9 | Commercial | OR - College | Existing | Space Heating | Natural Gas | Building Shell - Air Sealing (Infiltration Control) | A | Cumulative Winter Peak Savings (MW) | Achievable Technical Potential | 0 | 0 | 0 | 0 | 0 | 0 | 0 | 0 | 0 | 0 | 0 | 0 | 0 | 0 | 0 | 0 | 0 | 0 | 0 | 0 | 0 | 0 | 0 | 0 | 0 | 0 | 0
F10_Commercial_OR - College_Existing_Space Heating_Natural Gas_Building Shell - Air Sealing (Infiltration Control)_A_Achievable Technical Potential | F10 | Commercial | OR - College | Existing | Space Heating | Natural Gas | Building Shell - Air Sealing (Infiltration Control) | A | Purchases (Incremental) | Achievable Technical Potential | 0 | 0 | 1.6567 | 0.89146 | 3.0157 | 4.9055 | 7.4458 | 10.664 | 14.506 | 18.805 | 23.2585 | 27.4273 | 29.115 | 31.8438 | 29.8562 | 26.0819 | 19.799 | 11.5138 | 2.0708 | 0 | 0 | 0 | 0 | 0 | 0 | 0 | 0
F11_Commercial_OR - College_Existing_Space Heating_Natural Gas_Building Shell - Air Sealing (Infiltration Control)_A_Achievable Technical Potential | F11 | Commercial | OR - College | Existing | Space Heating | Natural Gas | Building Shell - Air Sealing (Infiltration Control) | A | Purchases (Cumulative) | Achievable Technical Potential | 0 | 0 | 1.6567 | 2.5482 | 5.5639 | 10.4694 | 17.9152 | 28.5792 | 43.0852 | 61.8902 | 85.1487 | 112.5761 | 141.6911 | 173.5349 | 203.3912 | 229.473 | 249.272 | 260.7858 | 262.8567 | 262.8567 | 262.8567 | 262.8567 | 262.8567 | 262.8567 | 262.8567 | 262.8567 | 262.8567
F1_Commercial_OR - College_Existing_Space Heating_Natural Gas_Ventilation - Demand Controlled_A_Achievable Technical Potential | F1 | Commercial | OR - College | Existing | Space Heating | Natural Gas | Ventilation - Demand Controlled | A | Integrated Unit Energy Savings (kWh or therms) | Achievable Technical Potential | 0 | 0 | 0.037422 | 0.037086 | 0.03673 | 0.036356 | 0.035961 | 0.035538 | 0.035084 | 0.034598 | 0.034078 | 0.033529 | 0.032959 | 0.032382 | 0.031815 | 0.031274 | 0.030776 | 0.030372 | 0.030068 | 0.029804 | 0.029596 | 0.0294 | 0.02932 | 0.029244 | 0.029171 | 0.029101 | 0.029034
F2_Commercial_OR - College_Existing_Space Heating_Natural Gas_Ventilation - Demand Controlled_A_Achievable Technical Potential | F2 | Commercial | OR - College | Existing | Space Heating | Natural Gas | Ventilation - Demand Controlled | A | Integrated Unit Summer Peak Savings (kW) | Achievable Technical Potential | 0 | 0 | 0 | 0 | 0 | 0 | 0 | 0 | 0 | 0 | 0 | 0 | 0 | 0 | 0 | 0 | 0 | 0 | 0 | 0 | 0 | 0 | 0 | 0 | 0 | 0 | 0
F3_Commercial_OR - College_Existing_Space Heating_Natural Gas_Ventilation - Demand Controlled_A_Achievable Technical Potential | F3 | Commercial | OR - College | Existing | Space Heating | Natural Gas | Ventilation - Demand Controlled | A | Integrated Unit Winter Peak Savings (kW) | Achievable Technical Potential | 0 | 0 | 0 | 0 | 0 | 0 | 0 | 0 | 0 | 0 | 0 | 0 | 0 | 0 | 0 | 0 | 0 | 0 | 0 | 0 | 0 | 0 | 0 | 0 | 0 | 0 | 0
F4_Commercial_OR - College_Existing_Space Heating_Natural Gas_Ventilation - Demand Controlled_A_Achievable Technical Potential | F4 | Commercial | OR - College | Existing | Space Heating | Natural Gas | Ventilation - Demand Controlled | A | Incremental Energy Savings (MWh or mTherms) | Achievable Technical Potential | 0 | 0 | 0.35154 | 0.42777 | 0.51843 | 0.5957 | 0.67207 | 0.77649 | 0.84096 | 0.84719 | 0.78638 | 0.66506 | 0.19629 | 0 | 0 | 0 | 0 | 0 | 0 | 0 | 0 | 0 | 0 | 0 | 0 | 0 | 0
F5_Commercial_OR - College_Existing_Space Heating_Natural Gas_Ventilation - Demand Controlled_A_Achievable Technical Potential | F5 | Commercial | OR - College | Existing | Space Heating | Natural Gas | Ventilation - Demand Controlled | A | Incremental Summer Peak Savings (MW) | Achievable Technical Potential | 0 | 0 | 0 | 0 | 0 | 0 | 0 | 0 | 0 | 0 | 0 | 0 | 0 | 0 | 0 | 0 | 0 | 0 | 0 | 0 | 0 | 0 | 0 | 0 | 0 | 0 | 0
F6_Commercial_OR - College_Existing_Space Heating_Natural Gas_Ventilation - Demand Controlled_A_Achievable Technical Potential | F6 | Commercial | OR - College | Existing | Space Heating | Natural Gas | Ventilation - Demand Controlled | A | Incremental Winter Peak Savings (MW) | Achievable Technical Potential | 0 | 0 | 0 | 0 | 0 | 0 | 0 | 0 | 0 | 0 | 0 | 0 | 0 | 0 | 0 | 0 | 0 | 0 | 0 | 0 | 0 | 0 | 0 | 0 | 0 | 0 | 0
F7_Commercial_OR - College_Existing_Space Heating_Natural Gas_Ventilation - Demand Controlled_A_Achievable Technical Potential | F7 | Commercial | OR - College | Existing | Space Heating | Natural Gas | Ventilation - Demand Controlled | A | Cumulative Energy Savings (MWh or mTherms) | Achievable Technical Potential | 0 | 0 | 0.35154 | 0.77616 | 1.2871 | 1.8697 | 2.5215 | 3.2683 | 4.0676 | 4.8584 | 5.5718 | 6.147 | 6.2388 | 6.1296 | 6.0222 | 5.9199 | 5.8256 | 5.7492 | 5.6915 | 5.6417 | 5.6023 | 5.5652 | 5.55 | 5.5356 | 5.5218 | 5.5086 | 5.4959
F8_Commercial_OR - College_Existing_Space Heating_Natural Gas_Ventilation - Demand Controlled_A_Achievable Technical Potential | F8 | Commercial | OR - College | Existing | Space Heating | Natural Gas | Ventilation - Demand Controlled | A | Cumulative Summer Peak Savings (MW) | Achievable Technical Potential | 0 | 0 | 0 | 0 | 0 | 0 | 0 | 0 | 0 | 0 | 0 | 0 | 0 | 0 | 0 | 0 | 0 | 0 | 0 | 0 | 0 | 0 | 0 | 0 | 0 | 0 | 0
F9_Commercial_OR - College_Existing_Space Heating_Natural Gas_Ventilation - Demand Controlled_A_Achievable Technical Potential | F9 | Commercial | OR - College | Existing | Space Heating | Natural Gas | Ventilation - Demand Controlled | A | Cumulative Winter Peak Savings (MW) | Achievable Technical Potential | 0 | 0 | 0 | 0 | 0 | 0 | 0 | 0 | 0 | 0 | 0 | 0 | 0 | 0 | 0 | 0 | 0 | 0 | 0 | 0 | 0 | 0 | 0 | 0 | 0 | 0 | 0
F10_Commercial_OR - College_Existing_Space Heating_Natural Gas_Ventilation - Demand Controlled_A_Achievable Technical Potential | F10 | Commercial | OR - College | Existing | Space Heating | Natural Gas | Ventilation - Demand Controlled | A | Purchases (Incremental) | Achievable Technical Potential | 0 | 0 | 9394.0563 | 11534.4029 | 14114.7337 | 16384.9819 | 18689.1467 | 21849.859 | 23969.6346 | 24486.6749 | 23075.7524 | 19835.5638 | 5955.5405 | 0 | 0 | 0 | 0 | 0 | 0 | 0 | 0 | 0 | 0 | 0 | 0 | 0 | 0
F11_Commercial_OR - College_Existing_Space Heating_Natural Gas_Ventilation - Demand Controlled_A_Achievable Technical Potential | F11 | Commercial | OR - College | Existing | Space Heating | Natural Gas | Ventilation - Demand Controlled | A | Purchases (Cumulative) | Achievable Technical Potential | 0 | 0 | 9394.0563 | 20928.4592 | 35043.1929 | 51428.1748 | 70117.3215 | 91967.1805 | 115936.8151 | 140423.49 | 163499.2424 | 183334.8062 | 189290.3467 | 189290.3467 | 189290.3467 | 189290.3467 | 189290.3467 | 189290.3467 | 189290.3467 | 189290.3467 | 189290.3467 | 189290.3467 | 189290.3467 | 189290.3467 | 189290.3467 | 189290.3467 | 189290.3467
F1_Commercial_OR - College_Existing_Space Heating_Natural Gas_HVAC - Dedicated Outdoor Air System (DOAS)_A_Achievable Technical Potential | F1 | Commercial | OR - College | Existing | Space Heating | Natural Gas | HVAC - Dedicated Outdoor Air System (DOAS) | A | Integrated Unit Energy Savings (kWh or therms) | Achievable Technical Potential | 0 | 0 | -0.032487 | -0.032376 | -0.032262 | -0.032147 | -0.03203 | -0.031913 | -0.031796 | -0.031679 | -0.031563 | -0.031448 | -0.031334 | -0.031222 | -0.031113 | -0.031005 | -0.0309 | -0.030798 | -0.030699 | -0.030603 | -0.030512 | -0.030425 | -0.030342 | -0.030263 | -0.030188 | -0.030116 | -0.030047
F2_Commercial_OR - College_Existing_Space Heating_Natural Gas_HVAC - Dedicated Outdoor Air System (DOAS)_A_Achievable Technical Potential | F2 | Commercial | OR - College | Existing | Space Heating | Natural Gas | HVAC - Dedicated Outdoor Air System (DOAS) | A | Integrated Unit Summer Peak Savings (kW) | Achievable Technical Potential | 0 | 0 | 0 | 0 | 0 | 0 | 0 | 0 | 0 | 0 | 0 | 0 | 0 | 0 | 0 | 0 | 0 | 0 | 0 | 0 | 0 | 0 | 0 | 0 | 0 | 0 | 0
F3_Commercial_OR - College_Existing_Space Heating_Natural Gas_HVAC - Dedicated Outdoor Air System (DOAS)_A_Achievable Technical Potential | F3 | Commercial | OR - College | Existing | Space Heating | Natural Gas | HVAC - Dedicated Outdoor Air System (DOAS) | A | Integrated Unit Winter Peak Savings (kW) | Achievable Technical Potential | 0 | 0 | 0 | 0 | 0 | 0 | 0 | 0 | 0 | 0 | 0 | 0 | 0 | 0 | 0 | 0 | 0 | 0 | 0 | 0 | 0 | 0 | 0 | 0 | 0 | 0 | 0
F4_Commercial_OR - College_Existing_Space Heating_Natural Gas_HVAC - Dedicated Outdoor Air System (DOAS)_A_Achievable Technical Potential | F4 | Commercial | OR - College | Existing | Space Heating | Natural Gas | HVAC - Dedicated Outdoor Air System (DOAS) | A | Incremental Energy Savings (MWh or mTherms) | Achievable Technical Potential | 0 | 0 | -0.066889 | -0.13683 | -0.13635 | -0.13586 | -0.13537 | -0.13487 | -0.13438 | -0.13388 | -0.13339 | -0.13291 | -0.13243 | -0.13195 | -0.13149 | -0.13103 | -0.13059 | -0.13016 | -0.12974 | -0.12934 | -0.12895 | -0.12858 | 0 | 0 | 0 | 0 | 0
F5_Commercial_OR - College_Existing_Space Heating_Natural Gas_HVAC - Dedicated Outdoor Air System (DOAS)_A_Achievable Technical Potential | F5 | Commercial | OR - College | Existing | Space Heating | Natural Gas | HVAC - Dedicated Outdoor Air System (DOAS) | A | Incremental Summer Peak Savings (MW) | Achievable Technical Potential | 0 | 0 | 0 | 0 | 0 | 0 | 0 | 0 | 0 | 0 | 0 | 0 | 0 | 0 | 0 | 0 | 0 | 0 | 0 | 0 | 0 | 0 | 0 | 0 | 0 | 0 | 0
F6_Commercial_OR - College_Existing_Space Heating_Natural Gas_HVAC - Dedicated Outdoor Air System (DOAS)_A_Achievable Technical Potential | F6 | Commercial | OR - College | Existing | Space Heating | Natural Gas | HVAC - Dedicated Outdoor Air System (DOAS) | A | Incremental Winter Peak Savings (MW) | Achievable Technical Potential | 0 | 0 | 0 | 0 | 0 | 0 | 0 | 0 | 0 | 0 | 0 | 0 | 0 | 0 | 0 | 0 | 0 | 0 | 0 | 0 | 0 | 0 | 0 | 0 | 0 | 0 | 0
F7_Commercial_OR - College_Existing_Space Heating_Natural Gas_HVAC - Dedicated Outdoor Air System (DOAS)_A_Achievable Technical Potential | F7 | Commercial | OR - College | Existing | Space Heating | Natural Gas | HVAC - Dedicated Outdoor Air System (DOAS) | A | Cumulative Energy Savings (MWh or mTherms) | Achievable Technical Potential | 0 | 0 | -0.066889 | -0.20349 | -0.33912 | -0.47377 | -0.60742 | -0.74007 | -0.87173 | -1.0024 | -1.1321 | -1.2609 | -1.3888 | -1.5158 | -1.6419 | -1.7673 | -1.8919 | -2.0158 | -2.139 | -2.2617 | -2.3839 | -2.5057 | -2.4989 | -2.4924 | -2.4862 | -2.4803 | -2.4746
F8_Commercial_OR - College_Existing_Space Heating_Natural Gas_HVAC - Dedicated Outdoor Air System (DOAS)_A_Achievable Technical Potential | F8 | Commercial | OR - College | Existing | Space Heating | Natural Gas | HVAC - Dedicated Outdoor Air System (DOAS) | A | Cumulative Summer Peak Savings (MW) | Achievable Technical Potential | 0 | 0 | 0 | 0 | 0 | 0 | 0 | 0 | 0 | 0 | 0 | 0 | 0 | 0 | 0 | 0 | 0 | 0 | 0 | 0 | 0 | 0 | 0 | 0 | 0 | 0 | 0
F9_Commercial_OR - College_Existing_Space Heating_Natural Gas_HVAC - Dedicated Outdoor Air System (DOAS)_A_Achievable Technical Potential | F9 | Commercial | OR - College | Existing | Space Heating | Natural Gas | HVAC - Dedicated Outdoor Air System (DOAS) | A | Cumulative Winter Peak Savings (MW) | Achievable Technical Potential | 0 | 0 | 0 | 0 | 0 | 0 | 0 | 0 | 0 | 0 | 0 | 0 | 0 | 0 | 0 | 0 | 0 | 0 | 0 | 0 | 0 | 0 | 0 | 0 | 0 | 0 | 0
F10_Commercial_OR - College_Existing_Space Heating_Natural Gas_HVAC - Dedicated Outdoor Air System (DOAS)_A_Achievable Technical Potential | F10 | Commercial | OR - College | Existing | Space Heating | Natural Gas | HVAC - Dedicated Outdoor Air System (DOAS) | A | Purchases (Incremental) | Achievable Technical Potential | 0 | 0 | 2058.9339 | 4226.2328 | 4226.2328 | 4226.2328 | 4226.2328 | 4226.2328 | 4226.2328 | 4226.2328 | 4226.2328 | 4226.2328 | 4226.2328 | 4226.2328 | 4226.2328 | 4226.2328 | 4226.2328 | 4226.2328 | 4226.2328 | 4226.2328 | 4226.2328 | 4226.2328 | 0 | 0 | 0 | 0 | 0
F11_Commercial_OR - College_Existing_Space Heating_Natural Gas_HVAC - Dedicated Outdoor Air System (DOAS)_A_Achievable Technical Potential | F11 | Commercial | OR - College | Existing | Space Heating | Natural Gas | HVAC - Dedicated Outdoor Air System (DOAS) | A | Purchases (Cumulative) | Achievable Technical Potential | 0 | 0 | 2058.9339 | 6285.1668 | 10511.3996 | 14737.6325 | 18963.8653 | 23190.0982 | 27416.331 | 31642.5638 | 35868.7967 | 40095.0295 | 44321.2624 | 48547.4952 | 52773.7281 | 56999.9609 | 61226.1937 | 65452.4266 | 69678.6594 | 73904.8923 | 78131.1251 | 82357.358 | 82357.358 | 82357.358 | 82357.358 | 82357.358 | 82357.358
F1_Commercial_OR - College_Existing_Space Heating_Natural Gas_Destratification Fans (HVLS)_A_Achievable Technical Potential | F1 | Commercial | OR - College | Existing | Space Heating | Natural Gas | Destratification Fans (HVLS) | A | Integrated Unit Energy Savings (kWh or therms) | Achievable Technical Potential | 0 | 0 | 762.3648 | 754.2458 | 745.3715 | 735.878 | 725.6206 | 714.4068 | 702.2158 | 689.083 | 675.1142 | 660.5455 | 646.0633 | 631.905 | 618.3065 | 605.5158 | 593.932 | 584.5892 | 577.5705 | 571.6751 | 567.2472 | 563.1408 | 561.6034 | 560.1397 | 558.7422 | 557.4046 | 556.1208
F2_Commercial_OR - College_Existing_Space Heating_Natural Gas_Destratification Fans (HVLS)_A_Achievable Technical Potential | F2 | Commercial | OR - College | Existing | Space Heating | Natural Gas | Destratification Fans (HVLS) | A | Integrated Unit Summer Peak Savings (kW) | Achievable Technical Potential | 0 | 0 | 0 | 0 | 0 | 0 | 0 | 0 | 0 | 0 | 0 | 0 | 0 | 0 | 0 | 0 | 0 | 0 | 0 | 0 | 0 | 0 | 0 | 0 | 0 | 0 | 0
F3_Commercial_OR - College_Existing_Space Heating_Natural Gas_Destratification Fans (HVLS)_A_Achievable Technical Potential | F3 | Commercial | OR - College | Existing | Space Heating | Natural Gas | Destratification Fans (HVLS) | A | Integrated Unit Winter Peak Savings (kW) | Achievable Technical Potential | 0 | 0 | 0 | 0 | 0 | 0 | 0 | 0 | 0 | 0 | 0 | 0 | 0 | 0 | 0 | 0 | 0 | 0 | 0 | 0 | 0 | 0 | 0 | 0 | 0 | 0 | 0
F4_Commercial_OR - College_Existing_Space Heating_Natural Gas_Destratification Fans (HVLS)_A_Achievable Technical Potential | F4 | Commercial | OR - College | Existing | Space Heating | Natural Gas | Destratification Fans (HVLS) | A | Incremental Energy Savings (MWh or mTherms) | Achievable Technical Potential | 0 | 0 | 0.32903 | 0.66819 | 0.66033 | 0.65192 | 0.64283 | 0.6329 | 0.6221 | 0.61046 | 0.59809 | 0.58518 | 0.57235 | 0.55981 | 0.54776 | 0.53643 | 0.52617 | 0.26559 | 0 | 6.9816e-16 | 0 | 0 | 0 | 0 | 0 | 0 | 0
F5_Commercial_OR - College_Existing_Space Heating_Natural Gas_Destratification Fans (HVLS)_A_Achievable Technical Potential | F5 | Commercial | OR - College | Existing | Space Heating | Natural Gas | Destratification Fans (HVLS) | A | Incremental Summer Peak Savings (MW) | Achievable Technical Potential | 0 | 0 | 0 | 0 | 0 | 0 | 0 | 0 | 0 | 0 | 0 | 0 | 0 | 0 | 0 | 0 | 0 | 0 | 0 | 0 | 0 | 0 | 0 | 0 | 0 | 0 | 0
F6_Commercial_OR - College_Existing_Space Heating_Natural Gas_Destratification Fans (HVLS)_A_Achievable Technical Potential | F6 | Commercial | OR - College | Existing | Space Heating | Natural Gas | Destratification Fans (HVLS) | A | Incremental Winter Peak Savings (MW) | Achievable Technical Potential | 0 | 0 | 0 | 0 | 0 | 0 | 0 | 0 | 0 | 0 | 0 | 0 | 0 | 0 | 0 | 0 | 0 | 0 | 0 | 0 | 0 | 0 | 0 | 0 | 0 | 0 | 0
F7_Commercial_OR - College_Existing_Space Heating_Natural Gas_Destratification Fans (HVLS)_A_Achievable Technical Potential | F7 | Commercial | OR - College | Existing | Space Heating | Natural Gas | Destratification Fans (HVLS) | A | Cumulative Energy Savings (MWh or mTherms) | Achievable Technical Potential | 0 | 0 | 0.32903 | 0.99372 | 1.6424 | 2.2734 | 2.8845 | 3.4728 | 4.0357 | 4.5707 | 5.0761 | 5.5517 | 6.0024 | 6.4306 | 6.84 | 7.235 | 7.6227 | 7.7684 | 7.6751 | 7.5968 | 7.5379 | 7.4834 | 7.4629 | 7.4435 | 7.4249 | 7.4071 | 7.3901
F8_Commercial_OR - College_Existing_Space Heating_Natural Gas_Destratification Fans (HVLS)_A_Achievable Technical Potential | F8 | Commercial | OR - College | Existing | Space Heating | Natural Gas | Destratification Fans (HVLS) | A | Cumulative Summer Peak Savings (MW) | Achievable Technical Potential | 0 | 0 | 0 | 0 | 0 | 0 | 0 | 0 | 0 | 0 | 0 | 0 | 0 | 0 | 0 | 0 | 0 | 0 | 0 | 0 | 0 | 0 | 0 | 0 | 0 | 0 | 0
F9_Commercial_OR - College_Existing_Space Heating_Natural Gas_Destratification Fans (HVLS)_A_Achievable Technical Potential | F9 | Commercial | OR - College | Existing | Space Heating | Natural Gas | Destratification Fans (HVLS) | A | Cumulative Winter Peak Savings (MW) | Achievable Technical Potential | 0 | 0 | 0 | 0 | 0 | 0 | 0 | 0 | 0 | 0 | 0 | 0 | 0 | 0 | 0 | 0 | 0 | 0 | 0 | 0 | 0 | 0 | 0 | 0 | 0 | 0 | 0
F10_Commercial_OR - College_Existing_Space Heating_Natural Gas_Destratification Fans (HVLS)_A_Achievable Technical Potential | F10 | Commercial | OR - College | Existing | Space Heating | Natural Gas | Destratification Fans (HVLS) | A | Purchases (Incremental) | Achievable Technical Potential | 0 | 0 | 0.4316 | 0.88591 | 0.88591 | 0.88591 | 0.88591 | 0.88591 | 0.88591 | 0.88591 | 0.88591 | 0.88591 | 0.88591 | 0.88591 | 0.88591 | 0.88591 | 0.88591 | 0.45431 | 0 | 1.2212e-15 | 0 | 0 | 0 | 0 | 0 | 0 | 0
F11_Commercial_OR - College_Existing_Space Heating_Natural Gas_Destratification Fans (HVLS)_A_Achievable Technical Potential | F11 | Commercial | OR - College | Existing | Space Heating | Natural Gas | Destratification Fans (HVLS) | A | Purchases (Cumulative) | Achievable Technical Potential | 0 | 0 | 0.4316 | 1.3175 | 2.2034 | 3.0893 | 3.9752 | 4.8611 | 5.7471 | 6.633 | 7.5189 | 8.4048 | 9.2907 | 10.1766 | 11.0625 | 11.9484 | 12.8343 | 13.2886 | 13.2886 | 13.2886 | 13.2886 | 13.2886 | 13.2886 | 13.2886 | 13.2886 | 13.2886 | 13.2886
F1_Commercial_OR - College_Existing_Space Heating_Natural Gas_Gas Boiler - Maintenance_A_Achievable Technical Potential | F1 | Commercial | OR - College | Existing | Space Heating | Natural Gas | Gas Boiler - Maintenance | A | Integrated Unit Energy Savings (kWh or therms) | Achievable Technical Potential | 0 | 0 | 0.14865 | 0.14618 | 0.14349 | 0.14081 | 0.13808 | 0.13516 | 0.13198 | 0.12859 | 0.12503 | 0.12138 | 0.11776 | 0.11423 | 0.11086 | 0.10773 | 0.10494 | 0.10272 | 0.10107 | 0.09971 | 0.098704 | 0.09778 | 0.097527 | 0.097286 | 0.097056 | 0.096836 | 0.096623
F2_Commercial_OR - College_Existing_Space Heating_Natural Gas_Gas Boiler - Maintenance_A_Achievable Technical Potential | F2 | Commercial | OR - College | Existing | Space Heating | Natural Gas | Gas Boiler - Maintenance | A | Integrated Unit Summer Peak Savings (kW) | Achievable Technical Potential | 0 | 0 | 0 | 0 | 0 | 0 | 0 | 0 | 0 | 0 | 0 | 0 | 0 | 0 | 0 | 0 | 0 | 0 | 0 | 0 | 0 | 0 | 0 | 0 | 0 | 0 | 0
F3_Commercial_OR - College_Existing_Space Heating_Natural Gas_Gas Boiler - Maintenance_A_Achievable Technical Potential | F3 | Commercial | OR - College | Existing | Space Heating | Natural Gas | Gas Boiler - Maintenance | A | Integrated Unit Winter Peak Savings (kW) | Achievable Technical Potential | 0 | 0 | 0 | 0 | 0 | 0 | 0 | 0 | 0 | 0 | 0 | 0 | 0 | 0 | 0 | 0 | 0 | 0 | 0 | 0 | 0 | 0 | 0 | 0 | 0 | 0 | 0
F4_Commercial_OR - College_Existing_Space Heating_Natural Gas_Gas Boiler - Maintenance_A_Achievable Technical Potential | F4 | Commercial | OR - College | Existing | Space Heating | Natural Gas | Gas Boiler - Maintenance | A | Incremental Energy Savings (MWh or mTherms) | Achievable Technical Potential | 0 | 0 | 0.10301 | 0.10129 | 0.099434 | 0 | 0 | 0 | 0 | 0 | 0 | 0 | 0 | 0 | 0 | 0 | 0 | 0 | 0 | 0 | 0 | 0 | 0 | 0 | 0 | 0 | 0
F5_Commercial_OR - College_Existing_Space Heating_Natural Gas_Gas Boiler - Maintenance_A_Achievable Technical Potential | F5 | Commercial | OR - College | Existing | Space Heating | Natural Gas | Gas Boiler - Maintenance | A | Incremental Summer Peak Savings (MW) | Achievable Technical Potential | 0 | 0 | 0 | 0 | 0 | 0 | 0 | 0 | 0 | 0 | 0 | 0 | 0 | 0 | 0 | 0 | 0 | 0 | 0 | 0 | 0 | 0 | 0 | 0 | 0 | 0 | 0
F6_Commercial_OR - College_Existing_Space Heating_Natural Gas_Gas Boiler - Maintenance_A_Achievable Technical Potential | F6 | Commercial | OR - College | Existing | Space Heating | Natural Gas | Gas Boiler - Maintenance | A | Incremental Winter Peak Savings (MW) | Achievable Technical Potential | 0 | 0 | 0 | 0 | 0 | 0 | 0 | 0 | 0 | 0 | 0 | 0 | 0 | 0 | 0 | 0 | 0 | 0 | 0 | 0 | 0 | 0 | 0 | 0 | 0 | 0 | 0
F7_Commercial_OR - College_Existing_Space Heating_Natural Gas_Gas Boiler - Maintenance_A_Achievable Technical Potential | F7 | Commercial | OR - College | Existing | Space Heating | Natural Gas | Gas Boiler - Maintenance | A | Cumulative Energy Savings (MWh or mTherms) | Achievable Technical Potential | 0 | 0 | 0.10301 | 0.20258 | 0.2983 | 0.29272 | 0.28704 | 0.28097 | 0.27437 | 0.26733 | 0.25992 | 0.25233 | 0.2448 | 0.23746 | 0.23046 | 0.22396 | 0.21816 | 0.21353 | 0.21011 | 0.20728 | 0.20519 | 0.20327 | 0.20274 | 0.20224 | 0.20176 | 0.20131 | 0.20086
F8_Commercial_OR - College_Existing_Space Heating_Natural Gas_Gas Boiler - Maintenance_A_Achievable Technical Potential | F8 | Commercial | OR - College | Existing | Space Heating | Natural Gas | Gas Boiler - Maintenance | A | Cumulative Summer Peak Savings (MW) | Achievable Technical Potential | 0 | 0 | 0 | 0 | 0 | 0 | 0 | 0 | 0 | 0 | 0 | 0 | 0 | 0 | 0 | 0 | 0 | 0 | 0 | 0 | 0 | 0 | 0 | 0 | 0 | 0 | 0
F9_Commercial_OR - College_Existing_Space Heating_Natural Gas_Gas Boiler - Maintenance_A_Achievable Technical Potential | F9 | Commercial | OR - College | Existing | Space Heating | Natural Gas | Gas Boiler - Maintenance | A | Cumulative Winter Peak Savings (MW) | Achievable Technical Potential | 0 | 0 | 0 | 0 | 0 | 0 | 0 | 0 | 0 | 0 | 0 | 0 | 0 | 0 | 0 | 0 | 0 | 0 | 0 | 0 | 0 | 0 | 0 | 0 | 0 | 0 | 0
F10_Commercial_OR - College_Existing_Space Heating_Natural Gas_Gas Boiler - Maintenance_A_Achievable Technical Potential | F10 | Commercial | OR - College | Existing | Space Heating | Natural Gas | Gas Boiler - Maintenance | A | Purchases (Incremental) | Achievable Technical Potential | 0 | 0 | 692.9456 | 692.9456 | 692.9456 | 0 | 0 | 0 | 0 | 0 | 0 | 0 | 0 | 0 | 0 | 0 | 0 | 0 | 0 | 0 | 0 | 0 | 0 | 0 | 0 | 0 | 0
F11_Commercial_OR - College_Existing_Space Heating_Natural Gas_Gas Boiler - Maintenance_A_Achievable Technical Potential | F11 | Commercial | OR - College | Existing | Space Heating | Natural Gas | Gas Boiler - Maintenance | A | Purchases (Cumulative) | Achievable Technical Potential | 0 | 0 | 692.9456 | 1385.8912 | 2078.8367 | 2078.8367 | 2078.8367 | 2078.8367 | 2078.8367 | 2078.8367 | 2078.8367 | 2078.8367 | 2078.8367 | 2078.8367 | 2078.8367 | 2078.8367 | 2078.8367 | 2078.8367 | 2078.8367 | 2078.8367 | 2078.8367 | 2078.8367 | 2078.8367 | 2078.8367 | 2078.8367 | 2078.8367 | 2078.8367
F1_Commercial_OR - College_Existing_Space Heating_Natural Gas_Gas Furnace - Maintenance_A_Achievable Technical Potential | F1 | Commercial | OR - College | Existing | Space Heating | Natural Gas | Gas Furnace - Maintenance | A | Integrated Unit Energy Savings (kWh or therms) | Achievable Technical Potential | 0 | 0 | 0.067369 | 0.066292 | 0.065097 | 0.063878 | 0.062617 | 0.061247 | 0.059743 | 0.058121 | 0.056407 | 0.05464 | 0.052876 | 0.051147 | 0.049488 | 0.047932 | 0.046524 | 0.045365 | 0.044461 | 0.043695 | 0.043097 | 0.042548 | 0.042303 | 0.042073 | 0.041857 | 0.041654 | 0.041462
F2_Commercial_OR - College_Existing_Space Heating_Natural Gas_Gas Furnace - Maintenance_A_Achievable Technical Potential | F2 | Commercial | OR - College | Existing | Space Heating | Natural Gas | Gas Furnace - Maintenance | A | Integrated Unit Summer Peak Savings (kW) | Achievable Technical Potential | 0 | 0 | 0 | 0 | 0 | 0 | 0 | 0 | 0 | 0 | 0 | 0 | 0 | 0 | 0 | 0 | 0 | 0 | 0 | 0 | 0 | 0 | 0 | 0 | 0 | 0 | 0
F3_Commercial_OR - College_Existing_Space Heating_Natural Gas_Gas Furnace - Maintenance_A_Achievable Technical Potential | F3 | Commercial | OR - College | Existing | Space Heating | Natural Gas | Gas Furnace - Maintenance | A | Integrated Unit Winter Peak Savings (kW) | Achievable Technical Potential | 0 | 0 | 0 | 0 | 0 | 0 | 0 | 0 | 0 | 0 | 0 | 0 | 0 | 0 | 0 | 0 | 0 | 0 | 0 | 0 | 0 | 0 | 0 | 0 | 0 | 0 | 0
F4_Commercial_OR - College_Existing_Space Heating_Natural Gas_Gas Furnace - Maintenance_A_Achievable Technical Potential | F4 | Commercial | OR - College | Existing | Space Heating | Natural Gas | Gas Furnace - Maintenance | A | Incremental Energy Savings (MWh or mTherms) | Achievable Technical Potential | 0 | 0 | 0.0054732 | 0.0053857 | 0.0052886 | 0 | 0 | 0 | 0 | 0 | 0 | 0 | 0 | 0 | 0 | 0 | 0 | 0 | 0 | 0 | 0 | 0 | 0 | 0 | 0 | 0 | 0
F5_Commercial_OR - College_Existing_Space Heating_Natural Gas_Gas Furnace - Maintenance_A_Achievable Technical Potential | F5 | Commercial | OR - College | Existing | Space Heating | Natural Gas | Gas Furnace - Maintenance | A | Incremental Summer Peak Savings (MW) | Achievable Technical Potential | 0 | 0 | 0 | 0 | 0 | 0 | 0 | 0 | 0 | 0 | 0 | 0 | 0 | 0 | 0 | 0 | 0 | 0 | 0 | 0 | 0 | 0 | 0 | 0 | 0 | 0 | 0
F6_Commercial_OR - College_Existing_Space Heating_Natural Gas_Gas Furnace - Maintenance_A_Achievable Technical Potential | F6 | Commercial | OR - College | Existing | Space Heating | Natural Gas | Gas Furnace - Maintenance | A | Incremental Winter Peak Savings (MW) | Achievable Technical Potential | 0 | 0 | 0 | 0 | 0 | 0 | 0 | 0 | 0 | 0 | 0 | 0 | 0 | 0 | 0 | 0 | 0 | 0 | 0 | 0 | 0 | 0 | 0 | 0 | 0 | 0 | 0
F7_Commercial_OR - College_Existing_Space Heating_Natural Gas_Gas Furnace - Maintenance_A_Achievable Technical Potential | F7 | Commercial | OR - College | Existing | Space Heating | Natural Gas | Gas Furnace - Maintenance | A | Cumulative Energy Savings (MWh or mTherms) | Achievable Technical Potential | 0 | 0 | 0.0054732 | 0.010771 | 0.015866 | 0.015569 | 0.015261 | 0.014927 | 0.014561 | 0.014166 | 0.013748 | 0.013317 | 0.012887 | 0.012466 | 0.012061 | 0.011682 | 0.011339 | 0.011057 | 0.010836 | 0.01065 | 0.010504 | 0.01037 | 0.01031 | 0.010254 | 0.010202 | 0.010152 | 0.010105
F8_Commercial_OR - College_Existing_Space Heating_Natural Gas_Gas Furnace - Maintenance_A_Achievable Technical Potential | F8 | Commercial | OR - College | Existing | Space Heating | Natural Gas | Gas Furnace - Maintenance | A | Cumulative Summer Peak Savings (MW) | Achievable Technical Potential | 0 | 0 | 0 | 0 | 0 | 0 | 0 | 0 | 0 | 0 | 0 | 0 | 0 | 0 | 0 | 0 | 0 | 0 | 0 | 0 | 0 | 0 | 0 | 0 | 0 | 0 | 0
F9_Commercial_OR - College_Existing_Space Heating_Natural Gas_Gas Furnace - Maintenance_A_Achievable Technical Potential | F9 | Commercial | OR - College | Existing | Space Heating | Natural Gas | Gas Furnace - Maintenance | A | Cumulative Winter Peak Savings (MW) | Achievable Technical Potential | 0 | 0 | 0 | 0 | 0 | 0 | 0 | 0 | 0 | 0 | 0 | 0 | 0 | 0 | 0 | 0 | 0 | 0 | 0 | 0 | 0 | 0 | 0 | 0 | 0 | 0 | 0
F10_Commercial_OR - College_Existing_Space Heating_Natural Gas_Gas Furnace - Maintenance_A_Achievable Technical Potential | F10 | Commercial | OR - College | Existing | Space Heating | Natural Gas | Gas Furnace - Maintenance | A | Purchases (Incremental) | Achievable Technical Potential | 0 | 0 | 81.2419 | 81.2419 | 81.2419 | 0 | 0 | 0 | 0 | 0 | 0 | 0 | 0 | 0 | 0 | 0 | 0 | 0 | 0 | 0 | 0 | 0 | 0 | 0 | 0 | 0 | 0
F11_Commercial_OR - College_Existing_Space Heating_Natural Gas_Gas Furnace - Maintenance_A_Achievable Technical Potential | F11 | Commercial | OR - College | Existing | Space Heating | Natural Gas | Gas Furnace - Maintenance | A | Purchases (Cumulative) | Achievable Technical Potential | 0 | 0 | 81.2419 | 162.4839 | 243.7258 | 243.7258 | 243.7258 | 243.7258 | 243.7258 | 243.7258 | 243.7258 | 243.7258 | 243.7258 | 243.7258 | 243.7258 | 243.7258 | 243.7258 | 243.7258 | 243.7258 | 243.7258 | 243.7258 | 243.7258 | 243.7258 | 243.7258 | 243.7258 | 243.7258 | 243.7258
F1_Commercial_OR - College_Existing_Space Heating_Natural Gas_Gas Boiler - Hot Water Reset_A_Achievable Technical Potential | F1 | Commercial | OR - College | Existing | Space Heating | Natural Gas | Gas Boiler - Hot Water Reset | A | Integrated Unit Energy Savings (kWh or therms) | Achievable Technical Potential | 0 | 0 | 266.379 | 265.5127 | 264.6229 | 263.7191 | 262.804 | 261.8803 | 260.9502 | 260.0161 | 259.0806 | 258.1473 | 257.225 | 256.3135 | 255.4272 | 254.5725 | 253.7576 | 252.9891 | 252.2712 | 251.5878 | 250.935 | 250.3126 | 249.6706 | 249.0582 | 248.4724 | 247.9106 | 247.3702
F2_Commercial_OR - College_Existing_Space Heating_Natural Gas_Gas Boiler - Hot Water Reset_A_Achievable Technical Potential | F2 | Commercial | OR - College | Existing | Space Heating | Natural Gas | Gas Boiler - Hot Water Reset | A | Integrated Unit Summer Peak Savings (kW) | Achievable Technical Potential | 0 | 0 | 0 | 0 | 0 | 0 | 0 | 0 | 0 | 0 | 0 | 0 | 0 | 0 | 0 | 0 | 0 | 0 | 0 | 0 | 0 | 0 | 0 | 0 | 0 | 0 | 0
F3_Commercial_OR - College_Existing_Space Heating_Natural Gas_Gas Boiler - Hot Water Reset_A_Achievable Technical Potential | F3 | Commercial | OR - College | Existing | Space Heating | Natural Gas | Gas Boiler - Hot Water Reset | A | Integrated Unit Winter Peak Savings (kW) | Achievable Technical Potential | 0 | 0 | 0 | 0 | 0 | 0 | 0 | 0 | 0 | 0 | 0 | 0 | 0 | 0 | 0 | 0 | 0 | 0 | 0 | 0 | 0 | 0 | 0 | 0 | 0 | 0 | 0
F4_Commercial_OR - College_Existing_Space Heating_Natural Gas_Gas Boiler - Hot Water Reset_A_Achievable Technical Potential | F4 | Commercial | OR - College | Existing | Space Heating | Natural Gas | Gas Boiler - Hot Water Reset | A | Incremental Energy Savings (MWh or mTherms) | Achievable Technical Potential | 0 | 0 | 0.21096 | 0.43161 | 0.43016 | 0.42869 | 0.4272 | 0.4257 | 0.42419 | 0.42267 | 0.42115 | 0.41963 | 0.41814 | 0.41665 | 0.41521 | 0.41382 | 0.4125 | 0.41125 | 0.41008 | 0.40897 | 0.40791 | 0.4069 | 0 | 0 | 0 | 0 | 0
F5_Commercial_OR - College_Existing_Space Heating_Natural Gas_Gas Boiler - Hot Water Reset_A_Achievable Technical Potential | F5 | Commercial | OR - College | Existing | Space Heating | Natural Gas | Gas Boiler - Hot Water Reset | A | Incremental Summer Peak Savings (MW) | Achievable Technical Potential | 0 | 0 | 0 | 0 | 0 | 0 | 0 | 0 | 0 | 0 | 0 | 0 | 0 | 0 | 0 | 0 | 0 | 0 | 0 | 0 | 0 | 0 | 0 | 0 | 0 | 0 | 0
F6_Commercial_OR - College_Existing_Space Heating_Natural Gas_Gas Boiler - Hot Water Reset_A_Achievable Technical Potential | F6 | Commercial | OR - College | Existing | Space Heating | Natural Gas | Gas Boiler - Hot Water Reset | A | Incremental Winter Peak Savings (MW) | Achievable Technical Potential | 0 | 0 | 0 | 0 | 0 | 0 | 0 | 0 | 0 | 0 | 0 | 0 | 0 | 0 | 0 | 0 | 0 | 0 | 0 | 0 | 0 | 0 | 0 | 0 | 0 | 0 | 0
F7_Commercial_OR - College_Existing_Space Heating_Natural Gas_Gas Boiler - Hot Water Reset_A_Achievable Technical Potential | F7 | Commercial | OR - College | Existing | Space Heating | Natural Gas | Gas Boiler - Hot Water Reset | A | Cumulative Energy Savings (MWh or mTherms) | Achievable Technical Potential | 0 | 0 | 0.21096 | 0.64188 | 1.0699 | 1.4949 | 1.9169 | 2.3359 | 2.7518 | 3.1646 | 3.5744 | 3.9811 | 4.3851 | 4.7862 | 5.1848 | 5.5813 | 5.9759 | 6.3691 | 6.7611 | 7.1518 | 7.5411 | 7.9293 | 7.909 | 7.8896 | 7.871 | 7.8532 | 7.8361
F8_Commercial_OR - College_Existing_Space Heating_Natural Gas_Gas Boiler - Hot Water Reset_A_Achievable Technical Potential | F8 | Commercial | OR - College | Existing | Space Heating | Natural Gas | Gas Boiler - Hot Water Reset | A | Cumulative Summer Peak Savings (MW) | Achievable Technical Potential | 0 | 0 | 0 | 0 | 0 | 0 | 0 | 0 | 0 | 0 | 0 | 0 | 0 | 0 | 0 | 0 | 0 | 0 | 0 | 0 | 0 | 0 | 0 | 0 | 0 | 0 | 0
F9_Commercial_OR - College_Existing_Space Heating_Natural Gas_Gas Boiler - Hot Water Reset_A_Achievable Technical Potential | F9 | Commercial | OR - College | Existing | Space Heating | Natural Gas | Gas Boiler - Hot Water Reset | A | Cumulative Winter Peak Savings (MW) | Achievable Technical Potential | 0 | 0 | 0 | 0 | 0 | 0 | 0 | 0 | 0 | 0 | 0 | 0 | 0 | 0 | 0 | 0 | 0 | 0 | 0 | 0 | 0 | 0 | 0 | 0 | 0 | 0 | 0
F10_Commercial_OR - College_Existing_Space Heating_Natural Gas_Gas Boiler - Hot Water Reset_A_Achievable Technical Potential | F10 | Commercial | OR - College | Existing | Space Heating | Natural Gas | Gas Boiler - Hot Water Reset | A | Purchases (Incremental) | Achievable Technical Potential | 0 | 0 | 0.79194 | 1.6256 | 1.6256 | 1.6256 | 1.6256 | 1.6256 | 1.6256 | 1.6256 | 1.6256 | 1.6256 | 1.6256 | 1.6256 | 1.6256 | 1.6256 | 1.6256 | 1.6256 | 1.6256 | 1.6256 | 1.6256 | 1.6256 | 0 | 0 | 0 | 0 | 0
F11_Commercial_OR - College_Existing_Space Heating_Natural Gas_Gas Boiler - Hot Water Reset_A_Achievable Technical Potential | F11 | Commercial | OR - College | Existing | Space Heating | Natural Gas | Gas Boiler - Hot Water Reset | A | Purchases (Cumulative) | Achievable Technical Potential | 0 | 0 | 0.79194 | 2.4175 | 4.0431 | 5.6686 | 7.2942 | 8.9198 | 10.5453 | 12.1709 | 13.7964 | 15.422 | 17.0476 | 18.6731 | 20.2987 | 21.9243 | 23.5498 | 25.1754 | 26.8009 | 28.4265 | 30.0521 | 31.6776 | 31.6776 | 31.6776 | 31.6776 | 31.6776 | 31.6776
F1_Commercial_OR - College_Existing_Space Heating_Natural Gas_Gas Boiler - Steam Trap Replacement_A_Achievable Technical Potential | F1 | Commercial | OR - College | Existing | Space Heating | Natural Gas | Gas Boiler - Steam Trap Replacement | A | Integrated Unit Energy Savings (kWh or therms) | Achievable Technical Potential | 0 | 0 | 79.6005 | 79.289 | 78.9709 | 78.6489 | 78.324 | 77.9968 | 77.6681 | 77.3385 | 77.0089 | 76.6803 | 76.3553 | 76.0338 | 75.7202 | 75.4162 | 75.1244 | 74.8465 | 74.584 | 74.3318 | 74.089 | 73.8554 | 73.6658 | 73.485 | 73.312 | 73.1462 | 72.9866
F2_Commercial_OR - College_Existing_Space Heating_Natural Gas_Gas Boiler - Steam Trap Replacement_A_Achievable Technical Potential | F2 | Commercial | OR - College | Existing | Space Heating | Natural Gas | Gas Boiler - Steam Trap Replacement | A | Integrated Unit Summer Peak Savings (kW) | Achievable Technical Potential | 0 | 0 | 0 | 0 | 0 | 0 | 0 | 0 | 0 | 0 | 0 | 0 | 0 | 0 | 0 | 0 | 0 | 0 | 0 | 0 | 0 | 0 | 0 | 0 | 0 | 0 | 0
F3_Commercial_OR - College_Existing_Space Heating_Natural Gas_Gas Boiler - Steam Trap Replacement_A_Achievable Technical Potential | F3 | Commercial | OR - College | Existing | Space Heating | Natural Gas | Gas Boiler - Steam Trap Replacement | A | Integrated Unit Winter Peak Savings (kW) | Achievable Technical Potential | 0 | 0 | 0 | 0 | 0 | 0 | 0 | 0 | 0 | 0 | 0 | 0 | 0 | 0 | 0 | 0 | 0 | 0 | 0 | 0 | 0 | 0 | 0 | 0 | 0 | 0 | 0
F4_Commercial_OR - College_Existing_Space Heating_Natural Gas_Gas Boiler - Steam Trap Replacement_A_Achievable Technical Potential | F4 | Commercial | OR - College | Existing | Space Heating | Natural Gas | Gas Boiler - Steam Trap Replacement | A | Incremental Energy Savings (MWh or mTherms) | Achievable Technical Potential | 0 | 0 | 0.026266 | 0.053704 | 0.053488 | 0.05327 | 0.05305 | 0.052829 | 0.026977 | 0 | 0 | 0 | 1.6954e-17 | 0 | 1.6813e-17 | 1.0885e-16 | 0 | 1.1633e-16 | 0 | 9.903e-17 | 0 | 0 | 0 | 0 | 0 | 0 | 0
F5_Commercial_OR - College_Existing_Space Heating_Natural Gas_Gas Boiler - Steam Trap Replacement_A_Achievable Technical Potential | F5 | Commercial | OR - College | Existing | Space Heating | Natural Gas | Gas Boiler - Steam Trap Replacement | A | Incremental Summer Peak Savings (MW) | Achievable Technical Potential | 0 | 0 | 0 | 0 | 0 | 0 | 0 | 0 | 0 | 0 | 0 | 0 | 0 | 0 | 0 | 0 | 0 | 0 | 0 | 0 | 0 | 0 | 0 | 0 | 0 | 0 | 0
F6_Commercial_OR - College_Existing_Space Heating_Natural Gas_Gas Boiler - Steam Trap Replacement_A_Achievable Technical Potential | F6 | Commercial | OR - College | Existing | Space Heating | Natural Gas | Gas Boiler - Steam Trap Replacement | A | Incremental Winter Peak Savings (MW) | Achievable Technical Potential | 0 | 0 | 0 | 0 | 0 | 0 | 0 | 0 | 0 | 0 | 0 | 0 | 0 | 0 | 0 | 0 | 0 | 0 | 0 | 0 | 0 | 0 | 0 | 0 | 0 | 0 | 0
F7_Commercial_OR - College_Existing_Space Heating_Natural Gas_Gas Boiler - Steam Trap Replacement_A_Achievable Technical Potential | F7 | Commercial | OR - College | Existing | Space Heating | Natural Gas | Gas Boiler - Steam Trap Replacement | A | Cumulative Energy Savings (MWh or mTherms) | Achievable Technical Potential | 0 | 0 | 0.026266 | 0.079867 | 0.13304 | 0.18576 | 0.23805 | 0.28988 | 0.31564 | 0.3143 | 0.31296 | 0.31162 | 0.3103 | 0.30899 | 0.30772 | 0.30648 | 0.3053 | 0.30417 | 0.3031 | 0.30208 | 0.30109 | 0.30014 | 0.29937 | 0.29864 | 0.29793 | 0.29726 | 0.29661
F8_Commercial_OR - College_Existing_Space Heating_Natural Gas_Gas Boiler - Steam Trap Replacement_A_Achievable Technical Potential | F8 | Commercial | OR - College | Existing | Space Heating | Natural Gas | Gas Boiler - Steam Trap Replacement | A | Cumulative Summer Peak Savings (MW) | Achievable Technical Potential | 0 | 0 | 0 | 0 | 0 | 0 | 0 | 0 | 0 | 0 | 0 | 0 | 0 | 0 | 0 | 0 | 0 | 0 | 0 | 0 | 0 | 0 | 0 | 0 | 0 | 0 | 0
F9_Commercial_OR - College_Existing_Space Heating_Natural Gas_Gas Boiler - Steam Trap Replacement_A_Achievable Technical Potential | F9 | Commercial | OR - College | Existing | Space Heating | Natural Gas | Gas Boiler - Steam Trap Replacement | A | Cumulative Winter Peak Savings (MW) | Achievable Technical Potential | 0 | 0 | 0 | 0 | 0 | 0 | 0 | 0 | 0 | 0 | 0 | 0 | 0 | 0 | 0 | 0 | 0 | 0 | 0 | 0 | 0 | 0 | 0 | 0 | 0 | 0 | 0
F10_Commercial_OR - College_Existing_Space Heating_Natural Gas_Gas Boiler - Steam Trap Replacement_A_Achievable Technical Potential | F10 | Commercial | OR - College | Existing | Space Heating | Natural Gas | Gas Boiler - Steam Trap Replacement | A | Purchases (Incremental) | Achievable Technical Potential | 0 | 0 | 0.32998 | 0.67732 | 0.67732 | 0.67732 | 0.67732 | 0.67732 | 0.34734 | 0 | 0 | 0 | 2.2204e-16 | 0 | 2.2204e-16 | 1.4433e-15 | 0 | 1.5543e-15 | 0 | 1.3323e-15 | 0 | 0 | 0 | 0 | 0 | 0 | 0
F11_Commercial_OR - College_Existing_Space Heating_Natural Gas_Gas Boiler - Steam Trap Replacement_A_Achievable Technical Potential | F11 | Commercial | OR - College | Existing | Space Heating | Natural Gas | Gas Boiler - Steam Trap Replacement | A | Purchases (Cumulative) | Achievable Technical Potential | 0 | 0 | 0.32998 | 1.0073 | 1.6846 | 2.3619 | 3.0392 | 3.7166 | 4.0639 | 4.0639 | 4.0639 | 4.0639 | 4.0639 | 4.0639 | 4.0639 | 4.0639 | 4.0639 | 4.0639 | 4.0639 | 4.0639 | 4.0639 | 4.0639 | 4.0639 | 4.0639 | 4.0639 | 4.0639 | 4.0639
F1_Commercial_OR - College_Existing_Space Heating_Natural Gas_Gas Boiler - High Turndown Burner_A_Achievable Technical Potential | F1 | Commercial | OR - College | Existing | Space Heating | Natural Gas | Gas Boiler - High Turndown Burner | A | Integrated Unit Energy Savings (kWh or therms) | Achievable Technical Potential | 0 | 0 | 0.24878 | 0.24636 | 0.24371 | 0.24089 | 0.23784 | 0.2345 | 0.23087 | 0.22693 | 0.22273 | 0.2183 | 0.21388 | 0.20947 | 0.20514 | 0.20106 | 0.19734 | 0.19434 | 0.1921 | 0.19022 | 0.18879 | 0.18747 | 0.18699 | 0.18653 | 0.18609 | 0.18567 | 0.18526
F2_Commercial_OR - College_Existing_Space Heating_Natural Gas_Gas Boiler - High Turndown Burner_A_Achievable Technical Potential | F2 | Commercial | OR - College | Existing | Space Heating | Natural Gas | Gas Boiler - High Turndown Burner | A | Integrated Unit Summer Peak Savings (kW) | Achievable Technical Potential | 0 | 0 | 0 | 0 | 0 | 0 | 0 | 0 | 0 | 0 | 0 | 0 | 0 | 0 | 0 | 0 | 0 | 0 | 0 | 0 | 0 | 0 | 0 | 0 | 0 | 0 | 0
F3_Commercial_OR - College_Existing_Space Heating_Natural Gas_Gas Boiler - High Turndown Burner_A_Achievable Technical Potential | F3 | Commercial | OR - College | Existing | Space Heating | Natural Gas | Gas Boiler - High Turndown Burner | A | Integrated Unit Winter Peak Savings (kW) | Achievable Technical Potential | 0 | 0 | 0 | 0 | 0 | 0 | 0 | 0 | 0 | 0 | 0 | 0 | 0 | 0 | 0 | 0 | 0 | 0 | 0 | 0 | 0 | 0 | 0 | 0 | 0 | 0 | 0
F4_Commercial_OR - College_Existing_Space Heating_Natural Gas_Gas Boiler - High Turndown Burner_A_Achievable Technical Potential | F4 | Commercial | OR - College | Existing | Space Heating | Natural Gas | Gas Boiler - High Turndown Burner | A | Incremental Energy Savings (MWh or mTherms) | Achievable Technical Potential | 0 | 0 | 0.16943 | 0.20601 | 0.2494 | 0.28615 | 0.32226 | 0.37148 | 0.4012 | 0.40287 | 0.37262 | 0.31394 | 0.23802 | 0.15998 | 0.093754 | 0.042917 | 0 | 0 | 0 | 0 | 0 | 0 | 0 | 0 | 0 | 0 | 0
F5_Commercial_OR - College_Existing_Space Heating_Natural Gas_Gas Boiler - High Turndown Burner_A_Achievable Technical Potential | F5 | Commercial | OR - College | Existing | Space Heating | Natural Gas | Gas Boiler - High Turndown Burner | A | Incremental Summer Peak Savings (MW) | Achievable Technical Potential | 0 | 0 | 0 | 0 | 0 | 0 | 0 | 0 | 0 | 0 | 0 | 0 | 0 | 0 | 0 | 0 | 0 | 0 | 0 | 0 | 0 | 0 | 0 | 0 | 0 | 0 | 0
F6_Commercial_OR - College_Existing_Space Heating_Natural Gas_Gas Boiler - High Turndown Burner_A_Achievable Technical Potential | F6 | Commercial | OR - College | Existing | Space Heating | Natural Gas | Gas Boiler - High Turndown Burner | A | Incremental Winter Peak Savings (MW) | Achievable Technical Potential | 0 | 0 | 0 | 0 | 0 | 0 | 0 | 0 | 0 | 0 | 0 | 0 | 0 | 0 | 0 | 0 | 0 | 0 | 0 | 0 | 0 | 0 | 0 | 0 | 0 | 0 | 0
F7_Commercial_OR - College_Existing_Space Heating_Natural Gas_Gas Boiler - High Turndown Burner_A_Achievable Technical Potential | F7 | Commercial | OR - College | Existing | Space Heating | Natural Gas | Gas Boiler - High Turndown Burner | A | Cumulative Energy Savings (MWh or mTherms) | Achievable Technical Potential | 0 | 0 | 0.16943 | 0.3738 | 0.61918 | 0.89816 | 1.209 | 1.5636 | 1.9405 | 2.3104 | 2.6401 | 2.9016 | 3.0809 | 3.1773 | 3.2054 | 3.1845 | 3.1256 | 3.0782 | 3.0427 | 3.0128 | 2.9903 | 2.9694 | 2.9617 | 2.9544 | 2.9475 | 2.9408 | 2.9343
F8_Commercial_OR - College_Existing_Space Heating_Natural Gas_Gas Boiler - High Turndown Burner_A_Achievable Technical Potential | F8 | Commercial | OR - College | Existing | Space Heating | Natural Gas | Gas Boiler - High Turndown Burner | A | Cumulative Summer Peak Savings (MW) | Achievable Technical Potential | 0 | 0 | 0 | 0 | 0 | 0 | 0 | 0 | 0 | 0 | 0 | 0 | 0 | 0 | 0 | 0 | 0 | 0 | 0 | 0 | 0 | 0 | 0 | 0 | 0 | 0 | 0
F9_Commercial_OR - College_Existing_Space Heating_Natural Gas_Gas Boiler - High Turndown Burner_A_Achievable Technical Potential | F9 | Commercial | OR - College | Existing | Space Heating | Natural Gas | Gas Boiler - High Turndown Burner | A | Cumulative Winter Peak Savings (MW) | Achievable Technical Potential | 0 | 0 | 0 | 0 | 0 | 0 | 0 | 0 | 0 | 0 | 0 | 0 | 0 | 0 | 0 | 0 | 0 | 0 | 0 | 0 | 0 | 0 | 0 | 0 | 0 | 0 | 0
F10_Commercial_OR - College_Existing_Space Heating_Natural Gas_Gas Boiler - High Turndown Burner_A_Achievable Technical Potential | F10 | Commercial | OR - College | Existing | Space Heating | Natural Gas | Gas Boiler - High Turndown Burner | A | Purchases (Incremental) | Achievable Technical Potential | 0 | 0 | 681.069 | 836.2442 | 1023.3181 | 1187.9111 | 1354.963 | 1584.1147 | 1737.7984 | 1775.2838 | 1672.9919 | 1438.0783 | 1112.8457 | 763.7217 | 457.0169 | 213.4579 | 0 | 0 | 0 | 0 | 0 | 0 | 0 | 0 | 0 | 0 | 0
F11_Commercial_OR - College_Existing_Space Heating_Natural Gas_Gas Boiler - High Turndown Burner_A_Achievable Technical Potential | F11 | Commercial | OR - College | Existing | Space Heating | Natural Gas | Gas Boiler - High Turndown Burner | A | Purchases (Cumulative) | Achievable Technical Potential | 0 | 0 | 681.069 | 1517.3132 | 2540.6313 | 3728.5424 | 5083.5055 | 6667.6201 | 8405.4185 | 10180.7023 | 11853.6943 | 13291.7725 | 14404.6182 | 15168.3399 | 15625.3568 | 15838.8147 | 15838.8147 | 15838.8147 | 15838.8147 | 15838.8147 | 15838.8147 | 15838.8147 | 15838.8147 | 15838.8147 | 15838.8147 | 15838.8147 | 15838.8147
F1_Commercial_OR - College_Existing_Space Heating_Natural Gas_Gas Boiler - Burner Control Optimization_A_Achievable Technical Potential | F1 | Commercial | OR - College | Existing | Space Heating | Natural Gas | Gas Boiler - Burner Control Optimization | A | Integrated Unit Energy Savings (kWh or therms) | Achievable Technical Potential | 0 | 0 | 0.072105 | 0.071336 | 0.070499 | 0.069607 | 0.068646 | 0.0676 | 0.066467 | 0.065249 | 0.063958 | 0.062614 | 0.061281 | 0.05998 | 0.058731 | 0.057556 | 0.056491 | 0.055634 | 0.054992 | 0.054452 | 0.054045 | 0.053667 | 0.053528 | 0.053397 | 0.05327 | 0.05315 | 0.053033
F2_Commercial_OR - College_Existing_Space Heating_Natural Gas_Gas Boiler - Burner Control Optimization_A_Achievable Technical Potential | F2 | Commercial | OR - College | Existing | Space Heating | Natural Gas | Gas Boiler - Burner Control Optimization | A | Integrated Unit Summer Peak Savings (kW) | Achievable Technical Potential | 0 | 0 | 0 | 0 | 0 | 0 | 0 | 0 | 0 | 0 | 0 | 0 | 0 | 0 | 0 | 0 | 0 | 0 | 0 | 0 | 0 | 0 | 0 | 0 | 0 | 0 | 0
F3_Commercial_OR - College_Existing_Space Heating_Natural Gas_Gas Boiler - Burner Control Optimization_A_Achievable Technical Potential | F3 | Commercial | OR - College | Existing | Space Heating | Natural Gas | Gas Boiler - Burner Control Optimization | A | Integrated Unit Winter Peak Savings (kW) | Achievable Technical Potential | 0 | 0 | 0 | 0 | 0 | 0 | 0 | 0 | 0 | 0 | 0 | 0 | 0 | 0 | 0 | 0 | 0 | 0 | 0 | 0 | 0 | 0 | 0 | 0 | 0 | 0 | 0
F4_Commercial_OR - College_Existing_Space Heating_Natural Gas_Gas Boiler - Burner Control Optimization_A_Achievable Technical Potential | F4 | Commercial | OR - College | Existing | Space Heating | Natural Gas | Gas Boiler - Burner Control Optimization | A | Incremental Energy Savings (MWh or mTherms) | Achievable Technical Potential | 0 | 0 | 0.018273 | 0.0097276 | 0.032521 | 0.052231 | 0.078186 | 0.11027 | 0.14749 | 0.18769 | 0.22755 | 0.26269 | 0.28845 | 0.30034 | 0.29532 | 0.27282 | 0.23543 | 0.18874 | 0.13944 | 0.10116 | 0.041088 | 0.036203 | 0 | 0 | 0 | 0 | 0
F5_Commercial_OR - College_Existing_Space Heating_Natural Gas_Gas Boiler - Burner Control Optimization_A_Achievable Technical Potential | F5 | Commercial | OR - College | Existing | Space Heating | Natural Gas | Gas Boiler - Burner Control Optimization | A | Incremental Summer Peak Savings (MW) | Achievable Technical Potential | 0 | 0 | 0 | 0 | 0 | 0 | 0 | 0 | 0 | 0 | 0 | 0 | 0 | 0 | 0 | 0 | 0 | 0 | 0 | 0 | 0 | 0 | 0 | 0 | 0 | 0 | 0
F6_Commercial_OR - College_Existing_Space Heating_Natural Gas_Gas Boiler - Burner Control Optimization_A_Achievable Technical Potential | F6 | Commercial | OR - College | Existing | Space Heating | Natural Gas | Gas Boiler - Burner Control Optimization | A | Incremental Winter Peak Savings (MW) | Achievable Technical Potential | 0 | 0 | 0 | 0 | 0 | 0 | 0 | 0 | 0 | 0 | 0 | 0 | 0 | 0 | 0 | 0 | 0 | 0 | 0 | 0 | 0 | 0 | 0 | 0 | 0 | 0 | 0
F7_Commercial_OR - College_Existing_Space Heating_Natural Gas_Gas Boiler - Burner Control Optimization_A_Achievable Technical Potential | F7 | Commercial | OR - College | Existing | Space Heating | Natural Gas | Gas Boiler - Burner Control Optimization | A | Cumulative Energy Savings (MWh or mTherms) | Achievable Technical Potential | 0 | 0 | 0.018273 | 0.027806 | 0.060001 | 0.11147 | 0.18812 | 0.29553 | 0.43806 | 0.61773 | 0.83305 | 1.0782 | 1.3437 | 1.6155 | 1.8772 | 2.1125 | 2.3088 | 2.4625 | 2.5736 | 2.6495 | 2.6707 | 2.6882 | 2.6813 | 2.6747 | 2.6684 | 2.6624 | 2.6565
F8_Commercial_OR - College_Existing_Space Heating_Natural Gas_Gas Boiler - Burner Control Optimization_A_Achievable Technical Potential | F8 | Commercial | OR - College | Existing | Space Heating | Natural Gas | Gas Boiler - Burner Control Optimization | A | Cumulative Summer Peak Savings (MW) | Achievable Technical Potential | 0 | 0 | 0 | 0 | 0 | 0 | 0 | 0 | 0 | 0 | 0 | 0 | 0 | 0 | 0 | 0 | 0 | 0 | 0 | 0 | 0 | 0 | 0 | 0 | 0 | 0 | 0
F9_Commercial_OR - College_Existing_Space Heating_Natural Gas_Gas Boiler - Burner Control Optimization_A_Achievable Technical Potential | F9 | Commercial | OR - College | Existing | Space Heating | Natural Gas | Gas Boiler - Burner Control Optimization | A | Cumulative Winter Peak Savings (MW) | Achievable Technical Potential | 0 | 0 | 0 | 0 | 0 | 0 | 0 | 0 | 0 | 0 | 0 | 0 | 0 | 0 | 0 | 0 | 0 | 0 | 0 | 0 | 0 | 0 | 0 | 0 | 0 | 0 | 0
F10_Commercial_OR - College_Existing_Space Heating_Natural Gas_Gas Boiler - Burner Control Optimization_A_Achievable Technical Potential | F10 | Commercial | OR - College | Existing | Space Heating | Natural Gas | Gas Boiler - Burner Control Optimization | A | Purchases (Incremental) | Achievable Technical Potential | 0 | 0 | 253.421 | 136.3638 | 461.3051 | 750.3759 | 1138.9658 | 1631.2425 | 2218.9377 | 2876.5447 | 3557.79 | 4195.4796 | 4707.0555 | 5007.4208 | 5028.3261 | 4740.0454 | 4167.56 | 3392.4747 | 2535.7088 | 1857.8214 | 760.2631 | 674.5836 | 0 | 0 | 0 | 0 | 0
F11_Commercial_OR - College_Existing_Space Heating_Natural Gas_Gas Boiler - Burner Control Optimization_A_Achievable Technical Potential | F11 | Commercial | OR - College | Existing | Space Heating | Natural Gas | Gas Boiler - Burner Control Optimization | A | Purchases (Cumulative) | Achievable Technical Potential | 0 | 0 | 253.421 | 389.7848 | 851.0899 | 1601.4658 | 2740.4316 | 4371.6741 | 6590.6118 | 9467.1565 | 13024.9465 | 17220.4262 | 21927.4816 | 26934.9024 | 31963.2285 | 36703.2739 | 40870.8339 | 44263.3086 | 46799.0174 | 48656.8388 | 49417.1019 | 50091.6855 | 50091.6855 | 50091.6855 | 50091.6855 | 50091.6855 | 50091.6855
F1_Commercial_OR - College_Existing_Space Heating_Natural Gas_Gas Boiler - Stack Economizer_A_Achievable Technical Potential | F1 | Commercial | OR - College | Existing | Space Heating | Natural Gas | Gas Boiler - Stack Economizer | A | Integrated Unit Energy Savings (kWh or therms) | Achievable Technical Potential | 0 | 0 | 0.23794 | 0.2341 | 0.22994 | 0.22579 | 0.22159 | 0.2171 | 0.21223 | 0.20699 | 0.20146 | 0.19574 | 0.19002 | 0.18441 | 0.17903 | 0.174 | 0.16949 | 0.1659 | 0.16324 | 0.16104 | 0.15942 | 0.15792 | 0.15751 | 0.15713 | 0.15675 | 0.1564 | 0.15606
F2_Commercial_OR - College_Existing_Space Heating_Natural Gas_Gas Boiler - Stack Economizer_A_Achievable Technical Potential | F2 | Commercial | OR - College | Existing | Space Heating | Natural Gas | Gas Boiler - Stack Economizer | A | Integrated Unit Summer Peak Savings (kW) | Achievable Technical Potential | 0 | 0 | 0 | 0 | 0 | 0 | 0 | 0 | 0 | 0 | 0 | 0 | 0 | 0 | 0 | 0 | 0 | 0 | 0 | 0 | 0 | 0 | 0 | 0 | 0 | 0 | 0
F3_Commercial_OR - College_Existing_Space Heating_Natural Gas_Gas Boiler - Stack Economizer_A_Achievable Technical Potential | F3 | Commercial | OR - College | Existing | Space Heating | Natural Gas | Gas Boiler - Stack Economizer | A | Integrated Unit Winter Peak Savings (kW) | Achievable Technical Potential | 0 | 0 | 0 | 0 | 0 | 0 | 0 | 0 | 0 | 0 | 0 | 0 | 0 | 0 | 0 | 0 | 0 | 0 | 0 | 0 | 0 | 0 | 0 | 0 | 0 | 0 | 0
F4_Commercial_OR - College_Existing_Space Heating_Natural Gas_Gas Boiler - Stack Economizer_A_Achievable Technical Potential | F4 | Commercial | OR - College | Existing | Space Heating | Natural Gas | Gas Boiler - Stack Economizer | A | Incremental Energy Savings (MWh or mTherms) | Achievable Technical Potential | 0 | 0 | 0.25928 | 0.31322 | 0.37648 | 0.42915 | 0.4804 | 0.55027 | 0.59009 | 0.58795 | 0.53927 | 0.45039 | 0.33835 | 0.22534 | 0.13091 | 0.059426 | 0 | 0 | 0 | 0 | 0 | 0 | 0 | 0 | 0 | 0 | 0
F5_Commercial_OR - College_Existing_Space Heating_Natural Gas_Gas Boiler - Stack Economizer_A_Achievable Technical Potential | F5 | Commercial | OR - College | Existing | Space Heating | Natural Gas | Gas Boiler - Stack Economizer | A | Incremental Summer Peak Savings (MW) | Achievable Technical Potential | 0 | 0 | 0 | 0 | 0 | 0 | 0 | 0 | 0 | 0 | 0 | 0 | 0 | 0 | 0 | 0 | 0 | 0 | 0 | 0 | 0 | 0 | 0 | 0 | 0 | 0 | 0
F6_Commercial_OR - College_Existing_Space Heating_Natural Gas_Gas Boiler - Stack Economizer_A_Achievable Technical Potential | F6 | Commercial | OR - College | Existing | Space Heating | Natural Gas | Gas Boiler - Stack Economizer | A | Incremental Winter Peak Savings (MW) | Achievable Technical Potential | 0 | 0 | 0 | 0 | 0 | 0 | 0 | 0 | 0 | 0 | 0 | 0 | 0 | 0 | 0 | 0 | 0 | 0 | 0 | 0 | 0 | 0 | 0 | 0 | 0 | 0 | 0
F7_Commercial_OR - College_Existing_Space Heating_Natural Gas_Gas Boiler - Stack Economizer_A_Achievable Technical Potential | F7 | Commercial | OR - College | Existing | Space Heating | Natural Gas | Gas Boiler - Stack Economizer | A | Cumulative Energy Savings (MWh or mTherms) | Achievable Technical Potential | 0 | 0 | 0.25928 | 0.56831 | 0.93471 | 1.347 | 1.8023 | 2.3161 | 2.8542 | 3.3717 | 3.8209 | 4.1628 | 4.3796 | 4.4755 | 4.4757 | 4.4095 | 4.2952 | 4.2041 | 4.1368 | 4.0811 | 4.0399 | 4.0021 | 3.9918 | 3.9819 | 3.9725 | 3.9635 | 3.9548
F8_Commercial_OR - College_Existing_Space Heating_Natural Gas_Gas Boiler - Stack Economizer_A_Achievable Technical Potential | F8 | Commercial | OR - College | Existing | Space Heating | Natural Gas | Gas Boiler - Stack Economizer | A | Cumulative Summer Peak Savings (MW) | Achievable Technical Potential | 0 | 0 | 0 | 0 | 0 | 0 | 0 | 0 | 0 | 0 | 0 | 0 | 0 | 0 | 0 | 0 | 0 | 0 | 0 | 0 | 0 | 0 | 0 | 0 | 0 | 0 | 0
F9_Commercial_OR - College_Existing_Space Heating_Natural Gas_Gas Boiler - Stack Economizer_A_Achievable Technical Potential | F9 | Commercial | OR - College | Existing | Space Heating | Natural Gas | Gas Boiler - Stack Economizer | A | Cumulative Winter Peak Savings (MW) | Achievable Technical Potential | 0 | 0 | 0 | 0 | 0 | 0 | 0 | 0 | 0 | 0 | 0 | 0 | 0 | 0 | 0 | 0 | 0 | 0 | 0 | 0 | 0 | 0 | 0 | 0 | 0 | 0 | 0
F10_Commercial_OR - College_Existing_Space Heating_Natural Gas_Gas Boiler - Stack Economizer_A_Achievable Technical Potential | F10 | Commercial | OR - College | Existing | Space Heating | Natural Gas | Gas Boiler - Stack Economizer | A | Purchases (Incremental) | Achievable Technical Potential | 0 | 0 | 1089.7105 | 1337.9906 | 1637.309 | 1900.6578 | 2167.9409 | 2534.5835 | 2780.4774 | 2840.4541 | 2676.7871 | 2300.9252 | 1780.5531 | 1221.9547 | 731.227 | 341.5327 | 0 | 0 | 0 | 0 | 0 | 0 | 0 | 0 | 0 | 0 | 0
F11_Commercial_OR - College_Existing_Space Heating_Natural Gas_Gas Boiler - Stack Economizer_A_Achievable Technical Potential | F11 | Commercial | OR - College | Existing | Space Heating | Natural Gas | Gas Boiler - Stack Economizer | A | Purchases (Cumulative) | Achievable Technical Potential | 0 | 0 | 1089.7105 | 2427.7011 | 4065.0101 | 5965.6679 | 8133.6087 | 10668.1922 | 13448.6696 | 16289.1237 | 18965.9108 | 21266.8361 | 23047.3892 | 24269.3438 | 25000.5708 | 25342.1036 | 25342.1036 | 25342.1036 | 25342.1036 | 25342.1036 | 25342.1036 | 25342.1036 | 25342.1036 | 25342.1036 | 25342.1036 | 25342.1036 | 25342.1036
F1_Commercial_OR - College_Existing_Space Heating_Natural Gas_Gas Boiler - Thermostatic Radiator Valves_A_Achievable Technical Potential | F1 | Commercial | OR - College | Existing | Space Heating | Natural Gas | Gas Boiler - Thermostatic Radiator Valves | A | Integrated Unit Energy Savings (kWh or therms) | Achievable Technical Potential | 0 | 0 | 16.748 | 16.656 | 16.5539 | 16.4436 | 16.3226 | 16.1885 | 16.0398 | 15.8752 | 15.694 | 15.4979 | 15.2912 | 15.0796 | 14.8711 | 14.6737 | 14.4947 | 14.3481 | 14.2357 | 14.1424 | 14.0748 | 14.0126 | 13.9766 | 13.9422 | 13.9094 | 13.8779 | 13.8476
F2_Commercial_OR - College_Existing_Space Heating_Natural Gas_Gas Boiler - Thermostatic Radiator Valves_A_Achievable Technical Potential | F2 | Commercial | OR - College | Existing | Space Heating | Natural Gas | Gas Boiler - Thermostatic Radiator Valves | A | Integrated Unit Summer Peak Savings (kW) | Achievable Technical Potential | 0 | 0 | 0 | 0 | 0 | 0 | 0 | 0 | 0 | 0 | 0 | 0 | 0 | 0 | 0 | 0 | 0 | 0 | 0 | 0 | 0 | 0 | 0 | 0 | 0 | 0 | 0
F3_Commercial_OR - College_Existing_Space Heating_Natural Gas_Gas Boiler - Thermostatic Radiator Valves_A_Achievable Technical Potential | F3 | Commercial | OR - College | Existing | Space Heating | Natural Gas | Gas Boiler - Thermostatic Radiator Valves | A | Integrated Unit Winter Peak Savings (kW) | Achievable Technical Potential | 0 | 0 | 0 | 0 | 0 | 0 | 0 | 0 | 0 | 0 | 0 | 0 | 0 | 0 | 0 | 0 | 0 | 0 | 0 | 0 | 0 | 0 | 0 | 0 | 0 | 0 | 0
F4_Commercial_OR - College_Existing_Space Heating_Natural Gas_Gas Boiler - Thermostatic Radiator Valves_A_Achievable Technical Potential | F4 | Commercial | OR - College | Existing | Space Heating | Natural Gas | Gas Boiler - Thermostatic Radiator Valves | A | Incremental Energy Savings (MWh or mTherms) | Achievable Technical Potential | 0 | 0 | 0.49374 | 1.0079 | 1.0017 | 0.99504 | 0.98771 | 0.9796 | 0.9706 | 0.96064 | 0.94968 | 0.93781 | 0.92531 | 0.9125 | 0.89988 | 0.88794 | 0.87711 | 0.44525 | 0 | 1.3063e-15 | 0 | 0 | 0 | 0 | 0 | 0 | 0
F5_Commercial_OR - College_Existing_Space Heating_Natural Gas_Gas Boiler - Thermostatic Radiator Valves_A_Achievable Technical Potential | F5 | Commercial | OR - College | Existing | Space Heating | Natural Gas | Gas Boiler - Thermostatic Radiator Valves | A | Incremental Summer Peak Savings (MW) | Achievable Technical Potential | 0 | 0 | 0 | 0 | 0 | 0 | 0 | 0 | 0 | 0 | 0 | 0 | 0 | 0 | 0 | 0 | 0 | 0 | 0 | 0 | 0 | 0 | 0 | 0 | 0 | 0 | 0
F6_Commercial_OR - College_Existing_Space Heating_Natural Gas_Gas Boiler - Thermostatic Radiator Valves_A_Achievable Technical Potential | F6 | Commercial | OR - College | Existing | Space Heating | Natural Gas | Gas Boiler - Thermostatic Radiator Valves | A | Incremental Winter Peak Savings (MW) | Achievable Technical Potential | 0 | 0 | 0 | 0 | 0 | 0 | 0 | 0 | 0 | 0 | 0 | 0 | 0 | 0 | 0 | 0 | 0 | 0 | 0 | 0 | 0 | 0 | 0 | 0 | 0 | 0 | 0
F7_Commercial_OR - College_Existing_Space Heating_Natural Gas_Gas Boiler - Thermostatic Radiator Valves_A_Achievable Technical Potential | F7 | Commercial | OR - College | Existing | Space Heating | Natural Gas | Gas Boiler - Thermostatic Radiator Valves | A | Cumulative Energy Savings (MWh or mTherms) | Achievable Technical Potential | 0 | 0 | 0.49374 | 1.4989 | 2.4914 | 3.4699 | 4.4321 | 5.3752 | 6.2965 | 7.1925 | 8.0601 | 8.8972 | 9.7039 | 10.482 | 11.237 | 11.9758 | 12.7068 | 13.0235 | 12.9215 | 12.8368 | 12.7755 | 12.719 | 12.6863 | 12.6551 | 12.6253 | 12.5967 | 12.5692
F8_Commercial_OR - College_Existing_Space Heating_Natural Gas_Gas Boiler - Thermostatic Radiator Valves_A_Achievable Technical Potential | F8 | Commercial | OR - College | Existing | Space Heating | Natural Gas | Gas Boiler - Thermostatic Radiator Valves | A | Cumulative Summer Peak Savings (MW) | Achievable Technical Potential | 0 | 0 | 0 | 0 | 0 | 0 | 0 | 0 | 0 | 0 | 0 | 0 | 0 | 0 | 0 | 0 | 0 | 0 | 0 | 0 | 0 | 0 | 0 | 0 | 0 | 0 | 0
F9_Commercial_OR - College_Existing_Space Heating_Natural Gas_Gas Boiler - Thermostatic Radiator Valves_A_Achievable Technical Potential | F9 | Commercial | OR - College | Existing | Space Heating | Natural Gas | Gas Boiler - Thermostatic Radiator Valves | A | Cumulative Winter Peak Savings (MW) | Achievable Technical Potential | 0 | 0 | 0 | 0 | 0 | 0 | 0 | 0 | 0 | 0 | 0 | 0 | 0 | 0 | 0 | 0 | 0 | 0 | 0 | 0 | 0 | 0 | 0 | 0 | 0 | 0 | 0
F10_Commercial_OR - College_Existing_Space Heating_Natural Gas_Gas Boiler - Thermostatic Radiator Valves_A_Achievable Technical Potential | F10 | Commercial | OR - College | Existing | Space Heating | Natural Gas | Gas Boiler - Thermostatic Radiator Valves | A | Purchases (Incremental) | Achievable Technical Potential | 0 | 0 | 29.4803 | 60.5122 | 60.5122 | 60.5122 | 60.5122 | 60.5122 | 60.5122 | 60.5122 | 60.5122 | 60.5122 | 60.5122 | 60.5122 | 60.5122 | 60.5122 | 60.5122 | 31.0319 | 0 | 9.2371e-14 | 0 | 0 | 0 | 0 | 0 | 0 | 0
F11_Commercial_OR - College_Existing_Space Heating_Natural Gas_Gas Boiler - Thermostatic Radiator Valves_A_Achievable Technical Potential | F11 | Commercial | OR - College | Existing | Space Heating | Natural Gas | Gas Boiler - Thermostatic Radiator Valves | A | Purchases (Cumulative) | Achievable Technical Potential | 0 | 0 | 29.4803 | 89.9925 | 150.5047 | 211.0169 | 271.5291 | 332.0412 | 392.5534 | 453.0656 | 513.5778 | 574.09 | 634.6022 | 695.1144 | 755.6266 | 816.1387 | 876.6509 | 907.6828 | 907.6828 | 907.6828 | 907.6828 | 907.6828 | 907.6828 | 907.6828 | 907.6828 | 907.6828 | 907.6828
F1_Commercial_OR - College_Existing_Space Heating_Natural Gas_HVAC - Shut Off Damper_A_Achievable Technical Potential | F1 | Commercial | OR - College | Existing | Space Heating | Natural Gas | HVAC - Shut Off Damper | A | Integrated Unit Energy Savings (kWh or therms) | Achievable Technical Potential | 0 | 0 | 31.1326 | 30.6093 | 30.0421 | 29.4785 | 28.9054 | 28.292 | 27.6265 | 26.9149 | 26.1673 | 25.4002 | 24.6388 | 23.8967 | 23.1891 | 22.5314 | 21.9434 | 21.4743 | 21.1262 | 20.8376 | 20.6238 | 20.4272 | 20.3714 | 20.3182 | 20.2674 | 20.2188 | 20.1722
F2_Commercial_OR - College_Existing_Space Heating_Natural Gas_HVAC - Shut Off Damper_A_Achievable Technical Potential | F2 | Commercial | OR - College | Existing | Space Heating | Natural Gas | HVAC - Shut Off Damper | A | Integrated Unit Summer Peak Savings (kW) | Achievable Technical Potential | 0 | 0 | 0 | 0 | 0 | 0 | 0 | 0 | 0 | 0 | 0 | 0 | 0 | 0 | 0 | 0 | 0 | 0 | 0 | 0 | 0 | 0 | 0 | 0 | 0 | 0 | 0
F3_Commercial_OR - College_Existing_Space Heating_Natural Gas_HVAC - Shut Off Damper_A_Achievable Technical Potential | F3 | Commercial | OR - College | Existing | Space Heating | Natural Gas | HVAC - Shut Off Damper | A | Integrated Unit Winter Peak Savings (kW) | Achievable Technical Potential | 0 | 0 | 0 | 0 | 0 | 0 | 0 | 0 | 0 | 0 | 0 | 0 | 0 | 0 | 0 | 0 | 0 | 0 | 0 | 0 | 0 | 0 | 0 | 0 | 0 | 0 | 0
F4_Commercial_OR - College_Existing_Space Heating_Natural Gas_HVAC - Shut Off Damper_A_Achievable Technical Potential | F4 | Commercial | OR - College | Existing | Space Heating | Natural Gas | HVAC - Shut Off Damper | A | Incremental Energy Savings (MWh or mTherms) | Achievable Technical Potential | 0 | 0 | 0.17767 | 0.21448 | 0.2576 | 0.29342 | 0.32818 | 0.37554 | 0.40229 | 0.40038 | 0.36683 | 0.30607 | 0.22975 | 0.15293 | 0.088802 | 0.0403 | 0 | 0 | 0 | 0 | 0 | 0 | 0 | 0 | 0 | 0 | 0
F5_Commercial_OR - College_Existing_Space Heating_Natural Gas_HVAC - Shut Off Damper_A_Achievable Technical Potential | F5 | Commercial | OR - College | Existing | Space Heating | Natural Gas | HVAC - Shut Off Damper | A | Incremental Summer Peak Savings (MW) | Achievable Technical Potential | 0 | 0 | 0 | 0 | 0 | 0 | 0 | 0 | 0 | 0 | 0 | 0 | 0 | 0 | 0 | 0 | 0 | 0 | 0 | 0 | 0 | 0 | 0 | 0 | 0 | 0 | 0
F6_Commercial_OR - College_Existing_Space Heating_Natural Gas_HVAC - Shut Off Damper_A_Achievable Technical Potential | F6 | Commercial | OR - College | Existing | Space Heating | Natural Gas | HVAC - Shut Off Damper | A | Incremental Winter Peak Savings (MW) | Achievable Technical Potential | 0 | 0 | 0 | 0 | 0 | 0 | 0 | 0 | 0 | 0 | 0 | 0 | 0 | 0 | 0 | 0 | 0 | 0 | 0 | 0 | 0 | 0 | 0 | 0 | 0 | 0 | 0
F7_Commercial_OR - College_Existing_Space Heating_Natural Gas_HVAC - Shut Off Damper_A_Achievable Technical Potential | F7 | Commercial | OR - College | Existing | Space Heating | Natural Gas | HVAC - Shut Off Damper | A | Cumulative Energy Savings (MWh or mTherms) | Achievable Technical Potential | 0 | 0 | 0.17767 | 0.38917 | 0.63956 | 0.92098 | 1.2313 | 1.5807 | 1.9458 | 2.296 | 2.5991 | 2.829 | 2.9739 | 3.0373 | 3.0361 | 2.9903 | 2.9123 | 2.85 | 2.8038 | 2.7655 | 2.7372 | 2.7111 | 2.7037 | 2.6966 | 2.6899 | 2.6834 | 2.6772
F8_Commercial_OR - College_Existing_Space Heating_Natural Gas_HVAC - Shut Off Damper_A_Achievable Technical Potential | F8 | Commercial | OR - College | Existing | Space Heating | Natural Gas | HVAC - Shut Off Damper | A | Cumulative Summer Peak Savings (MW) | Achievable Technical Potential | 0 | 0 | 0 | 0 | 0 | 0 | 0 | 0 | 0 | 0 | 0 | 0 | 0 | 0 | 0 | 0 | 0 | 0 | 0 | 0 | 0 | 0 | 0 | 0 | 0 | 0 | 0
F9_Commercial_OR - College_Existing_Space Heating_Natural Gas_HVAC - Shut Off Damper_A_Achievable Technical Potential | F9 | Commercial | OR - College | Existing | Space Heating | Natural Gas | HVAC - Shut Off Damper | A | Cumulative Winter Peak Savings (MW) | Achievable Technical Potential | 0 | 0 | 0 | 0 | 0 | 0 | 0 | 0 | 0 | 0 | 0 | 0 | 0 | 0 | 0 | 0 | 0 | 0 | 0 | 0 | 0 | 0 | 0 | 0 | 0 | 0 | 0
F10_Commercial_OR - College_Existing_Space Heating_Natural Gas_HVAC - Shut Off Damper_A_Achievable Technical Potential | F10 | Commercial | OR - College | Existing | Space Heating | Natural Gas | HVAC - Shut Off Damper | A | Purchases (Incremental) | Achievable Technical Potential | 0 | 0 | 5.7069 | 7.0071 | 8.5747 | 9.9539 | 11.3537 | 13.2738 | 14.5616 | 14.8757 | 14.0185 | 12.0501 | 9.3249 | 6.3995 | 3.8295 | 1.7886 | 0 | 0 | 0 | 0 | 0 | 0 | 0 | 0 | 0 | 0 | 0
F11_Commercial_OR - College_Existing_Space Heating_Natural Gas_HVAC - Shut Off Damper_A_Achievable Technical Potential | F11 | Commercial | OR - College | Existing | Space Heating | Natural Gas | HVAC - Shut Off Damper | A | Purchases (Cumulative) | Achievable Technical Potential | 0 | 0 | 5.7069 | 12.714 | 21.2887 | 31.2426 | 42.5963 | 55.8701 | 70.4316 | 85.3073 | 99.3258 | 111.3759 | 120.7008 | 127.1002 | 130.9297 | 132.7184 | 132.7184 | 132.7184 | 132.7184 | 132.7184 | 132.7184 | 132.7184 | 132.7184 | 132.7184 | 132.7184 | 132.7184 | 132.7184
F1_Commercial_OR - College_Existing_Space Heating_Natural Gas_Gas Furnace - Tube Inserts_A_Achievable Technical Potential | F1 | Commercial | OR - College | Existing | Space Heating | Natural Gas | Gas Furnace - Tube Inserts | A | Integrated Unit Energy Savings (kWh or therms) | Achievable Technical Potential | 0 | 0 | 0 | 0 | 0 | 0 | 0 | 0 | 0 | 0 | 0 | 0 | 0 | 0 | 0 | 0 | 0 | 0 | 0 | 0 | 0 | 0 | 0 | 0 | 0 | 0 | 0
F2_Commercial_OR - College_Existing_Space Heating_Natural Gas_Gas Furnace - Tube Inserts_A_Achievable Technical Potential | F2 | Commercial | OR - College | Existing | Space Heating | Natural Gas | Gas Furnace - Tube Inserts | A | Integrated Unit Summer Peak Savings (kW) | Achievable Technical Potential | 0 | 0 | 0 | 0 | 0 | 0 | 0 | 0 | 0 | 0 | 0 | 0 | 0 | 0 | 0 | 0 | 0 | 0 | 0 | 0 | 0 | 0 | 0 | 0 | 0 | 0 | 0
F3_Commercial_OR - College_Existing_Space Heating_Natural Gas_Gas Furnace - Tube Inserts_A_Achievable Technical Potential | F3 | Commercial | OR - College | Existing | Space Heating | Natural Gas | Gas Furnace - Tube Inserts | A | Integrated Unit Winter Peak Savings (kW) | Achievable Technical Potential | 0 | 0 | 0 | 0 | 0 | 0 | 0 | 0 | 0 | 0 | 0 | 0 | 0 | 0 | 0 | 0 | 0 | 0 | 0 | 0 | 0 | 0 | 0 | 0 | 0 | 0 | 0
F4_Commercial_OR - College_Existing_Space Heating_Natural Gas_Gas Furnace - Tube Inserts_A_Achievable Technical Potential | F4 | Commercial | OR - College | Existing | Space Heating | Natural Gas | Gas Furnace - Tube Inserts | A | Incremental Energy Savings (MWh or mTherms) | Achievable Technical Potential | 0 | 0 | 0 | 0 | 0 | 0 | 0 | 0 | 0 | 0 | 0 | 0 | 0 | 0 | 0 | 0 | 0 | 0 | 0 | 0 | 0 | 0 | 0 | 0 | 0 | 0 | 0
F5_Commercial_OR - College_Existing_Space Heating_Natural Gas_Gas Furnace - Tube Inserts_A_Achievable Technical Potential | F5 | Commercial | OR - College | Existing | Space Heating | Natural Gas | Gas Furnace - Tube Inserts | A | Incremental Summer Peak Savings (MW) | Achievable Technical Potential | 0 | 0 | 0 | 0 | 0 | 0 | 0 | 0 | 0 | 0 | 0 | 0 | 0 | 0 | 0 | 0 | 0 | 0 | 0 | 0 | 0 | 0 | 0 | 0 | 0 | 0 | 0
F6_Commercial_OR - College_Existing_Space Heating_Natural Gas_Gas Furnace - Tube Inserts_A_Achievable Technical Potential | F6 | Commercial | OR - College | Existing | Space Heating | Natural Gas | Gas Furnace - Tube Inserts | A | Incremental Winter Peak Savings (MW) | Achievable Technical Potential | 0 | 0 | 0 | 0 | 0 | 0 | 0 | 0 | 0 | 0 | 0 | 0 | 0 | 0 | 0 | 0 | 0 | 0 | 0 | 0 | 0 | 0 | 0 | 0 | 0 | 0 | 0
F7_Commercial_OR - College_Existing_Space Heating_Natural Gas_Gas Furnace - Tube Inserts_A_Achievable Technical Potential | F7 | Commercial | OR - College | Existing | Space Heating | Natural Gas | Gas Furnace - Tube Inserts | A | Cumulative Energy Savings (MWh or mTherms) | Achievable Technical Potential | 0 | 0 | 0 | 0 | 0 | 0 | 0 | 0 | 0 | 0 | 0 | 0 | 0 | 0 | 0 | 0 | 0 | 0 | 0 | 0 | 0 | 0 | 0 | 0 | 0 | 0 | 0
F8_Commercial_OR - College_Existing_Space Heating_Natural Gas_Gas Furnace - Tube Inserts_A_Achievable Technical Potential | F8 | Commercial | OR - College | Existing | Space Heating | Natural Gas | Gas Furnace - Tube Inserts | A | Cumulative Summer Peak Savings (MW) | Achievable Technical Potential | 0 | 0 | 0 | 0 | 0 | 0 | 0 | 0 | 0 | 0 | 0 | 0 | 0 | 0 | 0 | 0 | 0 | 0 | 0 | 0 | 0 | 0 | 0 | 0 | 0 | 0 | 0
F9_Commercial_OR - College_Existing_Space Heating_Natural Gas_Gas Furnace - Tube Inserts_A_Achievable Technical Potential | F9 | Commercial | OR - College | Existing | Space Heating | Natural Gas | Gas Furnace - Tube Inserts | A | Cumulative Winter Peak Savings (MW) | Achievable Technical Potential | 0 | 0 | 0 | 0 | 0 | 0 | 0 | 0 | 0 | 0 | 0 | 0 | 0 | 0 | 0 | 0 | 0 | 0 | 0 | 0 | 0 | 0 | 0 | 0 | 0 | 0 | 0
F10_Commercial_OR - College_Existing_Space Heating_Natural Gas_Gas Furnace - Tube Inserts_A_Achievable Technical Potential | F10 | Commercial | OR - College | Existing | Space Heating | Natural Gas | Gas Furnace - Tube Inserts | A | Purchases (Incremental) | Achievable Technical Potential | 0 | 0 | 154.7471 | 83.2682 | 281.6879 | 458.204 | 695.4897 | 841.3427 | 1271.6875 | 1474.824 | 1714.2985 | 1866.4069 | 1878.1916 | 1702.7386 | 1313.9478 | 721.9236 | 0 | 0 | 0 | 0 | 0 | 0 | 0 | 0 | 0 | 0 | 0
F11_Commercial_OR - College_Existing_Space Heating_Natural Gas_Gas Furnace - Tube Inserts_A_Achievable Technical Potential | F11 | Commercial | OR - College | Existing | Space Heating | Natural Gas | Gas Furnace - Tube Inserts | A | Purchases (Cumulative) | Achievable Technical Potential | 0 | 0 | 154.7471 | 238.0153 | 519.7032 | 977.9072 | 1673.3968 | 2514.7395 | 3786.427 | 5261.251 | 6975.5496 | 8841.9565 | 10720.1481 | 12422.8867 | 13736.8345 | 14458.7582 | 14458.7582 | 14458.7582 | 14458.7582 | 14458.7582 | 14458.7582 | 14458.7582 | 14458.7582 | 14458.7582 | 14458.7582 | 14458.7582 | 14458.7582
F1_Commercial_OR - College_Existing_Space Heating_Natural Gas_Gas Boiler - Insulate Steam Lines/Condensate Tank_A_Achievable Technical Potential | F1 | Commercial | OR - College | Existing | Space Heating | Natural Gas | Gas Boiler - Insulate Steam Lines/Condensate Tank | A | Integrated Unit Energy Savings (kWh or therms) | Achievable Technical Potential | 0 | 0 | 4.2791 | 4.2596 | 4.2375 | 4.2131 | 4.186 | 4.1555 | 4.1212 | 4.0827 | 4.0399 | 3.9932 | 3.9437 | 3.8927 | 3.8425 | 3.7951 | 3.7524 | 3.7162 | 3.6871 | 3.663 | 3.6455 | 3.6294 | 3.62 | 3.6112 | 3.6027 | 3.5945 | 3.5867
F2_Commercial_OR - College_Existing_Space Heating_Natural Gas_Gas Boiler - Insulate Steam Lines/Condensate Tank_A_Achievable Technical Potential | F2 | Commercial | OR - College | Existing | Space Heating | Natural Gas | Gas Boiler - Insulate Steam Lines/Condensate Tank | A | Integrated Unit Summer Peak Savings (kW) | Achievable Technical Potential | 0 | 0 | 0 | 0 | 0 | 0 | 0 | 0 | 0 | 0 | 0 | 0 | 0 | 0 | 0 | 0 | 0 | 0 | 0 | 0 | 0 | 0 | 0 | 0 | 0 | 0 | 0
F3_Commercial_OR - College_Existing_Space Heating_Natural Gas_Gas Boiler - Insulate Steam Lines/Condensate Tank_A_Achievable Technical Potential | F3 | Commercial | OR - College | Existing | Space Heating | Natural Gas | Gas Boiler - Insulate Steam Lines/Condensate Tank | A | Integrated Unit Winter Peak Savings (kW) | Achievable Technical Potential | 0 | 0 | 0 | 0 | 0 | 0 | 0 | 0 | 0 | 0 | 0 | 0 | 0 | 0 | 0 | 0 | 0 | 0 | 0 | 0 | 0 | 0 | 0 | 0 | 0 | 0 | 0
F4_Commercial_OR - College_Existing_Space Heating_Natural Gas_Gas Boiler - Insulate Steam Lines/Condensate Tank_A_Achievable Technical Potential | F4 | Commercial | OR - College | Existing | Space Heating | Natural Gas | Gas Boiler - Insulate Steam Lines/Condensate Tank | A | Incremental Energy Savings (MWh or mTherms) | Achievable Technical Potential | 0 | 0 | 0.29583 | 0.60447 | 0.60132 | 0.59787 | 0.59403 | 0.5897 | 0.58483 | 0.57937 | 0.57329 | 0.56666 | 0.55963 | 0.55241 | 0.54528 | 0.53855 | 0.53249 | 0.27044 | 0 | 8.3286e-16 | 0 | 0 | 0 | 0 | 0 | 0 | 0
F5_Commercial_OR - College_Existing_Space Heating_Natural Gas_Gas Boiler - Insulate Steam Lines/Condensate Tank_A_Achievable Technical Potential | F5 | Commercial | OR - College | Existing | Space Heating | Natural Gas | Gas Boiler - Insulate Steam Lines/Condensate Tank | A | Incremental Summer Peak Savings (MW) | Achievable Technical Potential | 0 | 0 | 0 | 0 | 0 | 0 | 0 | 0 | 0 | 0 | 0 | 0 | 0 | 0 | 0 | 0 | 0 | 0 | 0 | 0 | 0 | 0 | 0 | 0 | 0 | 0 | 0
F6_Commercial_OR - College_Existing_Space Heating_Natural Gas_Gas Boiler - Insulate Steam Lines/Condensate Tank_A_Achievable Technical Potential | F6 | Commercial | OR - College | Existing | Space Heating | Natural Gas | Gas Boiler - Insulate Steam Lines/Condensate Tank | A | Incremental Winter Peak Savings (MW) | Achievable Technical Potential | 0 | 0 | 0 | 0 | 0 | 0 | 0 | 0 | 0 | 0 | 0 | 0 | 0 | 0 | 0 | 0 | 0 | 0 | 0 | 0 | 0 | 0 | 0 | 0 | 0 | 0 | 0
F7_Commercial_OR - College_Existing_Space Heating_Natural Gas_Gas Boiler - Insulate Steam Lines/Condensate Tank_A_Achievable Technical Potential | F7 | Commercial | OR - College | Existing | Space Heating | Natural Gas | Gas Boiler - Insulate Steam Lines/Condensate Tank | A | Cumulative Energy Savings (MWh or mTherms) | Achievable Technical Potential | 0 | 0 | 0.29583 | 0.89895 | 1.4956 | 2.0849 | 2.6655 | 3.2358 | 3.7939 | 4.3378 | 4.8657 | 5.3761 | 5.869 | 6.3456 | 6.809 | 7.2636 | 7.7143 | 7.9104 | 7.8484 | 7.797 | 7.7598 | 7.7255 | 7.7057 | 7.6867 | 7.6686 | 7.6513 | 7.6346
F8_Commercial_OR - College_Existing_Space Heating_Natural Gas_Gas Boiler - Insulate Steam Lines/Condensate Tank_A_Achievable Technical Potential | F8 | Commercial | OR - College | Existing | Space Heating | Natural Gas | Gas Boiler - Insulate Steam Lines/Condensate Tank | A | Cumulative Summer Peak Savings (MW) | Achievable Technical Potential | 0 | 0 | 0 | 0 | 0 | 0 | 0 | 0 | 0 | 0 | 0 | 0 | 0 | 0 | 0 | 0 | 0 | 0 | 0 | 0 | 0 | 0 | 0 | 0 | 0 | 0 | 0
F9_Commercial_OR - College_Existing_Space Heating_Natural Gas_Gas Boiler - Insulate Steam Lines/Condensate Tank_A_Achievable Technical Potential | F9 | Commercial | OR - College | Existing | Space Heating | Natural Gas | Gas Boiler - Insulate Steam Lines/Condensate Tank | A | Cumulative Winter Peak Savings (MW) | Achievable Technical Potential | 0 | 0 | 0 | 0 | 0 | 0 | 0 | 0 | 0 | 0 | 0 | 0 | 0 | 0 | 0 | 0 | 0 | 0 | 0 | 0 | 0 | 0 | 0 | 0 | 0 | 0 | 0
F10_Commercial_OR - College_Existing_Space Heating_Natural Gas_Gas Boiler - Insulate Steam Lines/Condensate Tank_A_Achievable Technical Potential | F10 | Commercial | OR - College | Existing | Space Heating | Natural Gas | Gas Boiler - Insulate Steam Lines/Condensate Tank | A | Purchases (Incremental) | Achievable Technical Potential | 0 | 0 | 69.1342 | 141.907 | 141.907 | 141.907 | 141.907 | 141.907 | 141.907 | 141.907 | 141.907 | 141.907 | 141.907 | 141.907 | 141.907 | 141.907 | 141.907 | 72.7728 | 0 | 2.2737e-13 | 0 | 0 | 0 | 0 | 0 | 0 | 0
F11_Commercial_OR - College_Existing_Space Heating_Natural Gas_Gas Boiler - Insulate Steam Lines/Condensate Tank_A_Achievable Technical Potential | F11 | Commercial | OR - College | Existing | Space Heating | Natural Gas | Gas Boiler - Insulate Steam Lines/Condensate Tank | A | Purchases (Cumulative) | Achievable Technical Potential | 0 | 0 | 69.1342 | 211.0411 | 352.9481 | 494.855 | 636.762 | 778.6689 | 920.5759 | 1062.4828 | 1204.3898 | 1346.2967 | 1488.2037 | 1630.1106 | 1772.0176 | 1913.9245 | 2055.8315 | 2128.6043 | 2128.6043 | 2128.6043 | 2128.6043 | 2128.6043 | 2128.6043 | 2128.6043 | 2128.6043 | 2128.6043 | 2128.6043
F1_Commercial_OR - College_Existing_Space Heating_Natural Gas_Gas Boiler - Insulate Hot Water Lines_A_Achievable Technical Potential | F1 | Commercial | OR - College | Existing | Space Heating | Natural Gas | Gas Boiler - Insulate Hot Water Lines | A | Integrated Unit Energy Savings (kWh or therms) | Achievable Technical Potential | 0 | 0 | 2.8557 | 2.827 | 2.7956 | 2.7619 | 2.7255 | 2.6857 | 2.6423 | 2.5955 | 2.5457 | 2.4938 | 2.4422 | 2.3912 | 2.3414 | 2.2945 | 2.2521 | 2.2179 | 2.1923 | 2.1708 | 2.1546 | 2.1395 | 2.134 | 2.1287 | 2.1237 | 2.1189 | 2.1143
F2_Commercial_OR - College_Existing_Space Heating_Natural Gas_Gas Boiler - Insulate Hot Water Lines_A_Achievable Technical Potential | F2 | Commercial | OR - College | Existing | Space Heating | Natural Gas | Gas Boiler - Insulate Hot Water Lines | A | Integrated Unit Summer Peak Savings (kW) | Achievable Technical Potential | 0 | 0 | 0 | 0 | 0 | 0 | 0 | 0 | 0 | 0 | 0 | 0 | 0 | 0 | 0 | 0 | 0 | 0 | 0 | 0 | 0 | 0 | 0 | 0 | 0 | 0 | 0
F3_Commercial_OR - College_Existing_Space Heating_Natural Gas_Gas Boiler - Insulate Hot Water Lines_A_Achievable Technical Potential | F3 | Commercial | OR - College | Existing | Space Heating | Natural Gas | Gas Boiler - Insulate Hot Water Lines | A | Integrated Unit Winter Peak Savings (kW) | Achievable Technical Potential | 0 | 0 | 0 | 0 | 0 | 0 | 0 | 0 | 0 | 0 | 0 | 0 | 0 | 0 | 0 | 0 | 0 | 0 | 0 | 0 | 0 | 0 | 0 | 0 | 0 | 0 | 0
F4_Commercial_OR - College_Existing_Space Heating_Natural Gas_Gas Boiler - Insulate Hot Water Lines_A_Achievable Technical Potential | F4 | Commercial | OR - College | Existing | Space Heating | Natural Gas | Gas Boiler - Insulate Hot Water Lines | A | Incremental Energy Savings (MWh or mTherms) | Achievable Technical Potential | 0 | 0 | 0.19743 | 0.40117 | 0.39671 | 0.39194 | 0.38677 | 0.38111 | 0.37496 | 0.36832 | 0.36126 | 0.35389 | 0.34657 | 0.17401 | 0 | 5.2172e-16 | 0 | 7.5644e-16 | 0 | 6.7868e-16 | 0 | 0 | 0 | 0 | 0 | 0 | 0
F5_Commercial_OR - College_Existing_Space Heating_Natural Gas_Gas Boiler - Insulate Hot Water Lines_A_Achievable Technical Potential | F5 | Commercial | OR - College | Existing | Space Heating | Natural Gas | Gas Boiler - Insulate Hot Water Lines | A | Incremental Summer Peak Savings (MW) | Achievable Technical Potential | 0 | 0 | 0 | 0 | 0 | 0 | 0 | 0 | 0 | 0 | 0 | 0 | 0 | 0 | 0 | 0 | 0 | 0 | 0 | 0 | 0 | 0 | 0 | 0 | 0 | 0 | 0
F6_Commercial_OR - College_Existing_Space Heating_Natural Gas_Gas Boiler - Insulate Hot Water Lines_A_Achievable Technical Potential | F6 | Commercial | OR - College | Existing | Space Heating | Natural Gas | Gas Boiler - Insulate Hot Water Lines | A | Incremental Winter Peak Savings (MW) | Achievable Technical Potential | 0 | 0 | 0 | 0 | 0 | 0 | 0 | 0 | 0 | 0 | 0 | 0 | 0 | 0 | 0 | 0 | 0 | 0 | 0 | 0 | 0 | 0 | 0 | 0 | 0 | 0 | 0
F7_Commercial_OR - College_Existing_Space Heating_Natural Gas_Gas Boiler - Insulate Hot Water Lines_A_Achievable Technical Potential | F7 | Commercial | OR - College | Existing | Space Heating | Natural Gas | Gas Boiler - Insulate Hot Water Lines | A | Cumulative Energy Savings (MWh or mTherms) | Achievable Technical Potential | 0 | 0 | 0.19743 | 0.59661 | 0.9867 | 1.3668 | 1.7355 | 2.0912 | 2.4324 | 2.7577 | 3.0661 | 3.3574 | 3.6346 | 3.7325 | 3.6548 | 3.5817 | 3.5154 | 3.4621 | 3.4222 | 3.3886 | 3.3632 | 3.3397 | 3.3311 | 3.3229 | 3.3151 | 3.3076 | 3.3003
F8_Commercial_OR - College_Existing_Space Heating_Natural Gas_Gas Boiler - Insulate Hot Water Lines_A_Achievable Technical Potential | F8 | Commercial | OR - College | Existing | Space Heating | Natural Gas | Gas Boiler - Insulate Hot Water Lines | A | Cumulative Summer Peak Savings (MW) | Achievable Technical Potential | 0 | 0 | 0 | 0 | 0 | 0 | 0 | 0 | 0 | 0 | 0 | 0 | 0 | 0 | 0 | 0 | 0 | 0 | 0 | 0 | 0 | 0 | 0 | 0 | 0 | 0 | 0
F9_Commercial_OR - College_Existing_Space Heating_Natural Gas_Gas Boiler - Insulate Hot Water Lines_A_Achievable Technical Potential | F9 | Commercial | OR - College | Existing | Space Heating | Natural Gas | Gas Boiler - Insulate Hot Water Lines | A | Cumulative Winter Peak Savings (MW) | Achievable Technical Potential | 0 | 0 | 0 | 0 | 0 | 0 | 0 | 0 | 0 | 0 | 0 | 0 | 0 | 0 | 0 | 0 | 0 | 0 | 0 | 0 | 0 | 0 | 0 | 0 | 0 | 0 | 0
F10_Commercial_OR - College_Existing_Space Heating_Natural Gas_Gas Boiler - Insulate Hot Water Lines_A_Achievable Technical Potential | F10 | Commercial | OR - College | Existing | Space Heating | Natural Gas | Gas Boiler - Insulate Hot Water Lines | A | Purchases (Incremental) | Achievable Technical Potential | 0 | 0 | 69.1342 | 141.907 | 141.907 | 141.907 | 141.907 | 141.907 | 141.907 | 141.907 | 141.907 | 141.907 | 141.907 | 72.7728 | 0 | 2.2737e-13 | 0 | 3.4106e-13 | 0 | 3.1264e-13 | 0 | 0 | 0 | 0 | 0 | 0 | 0
F11_Commercial_OR - College_Existing_Space Heating_Natural Gas_Gas Boiler - Insulate Hot Water Lines_A_Achievable Technical Potential | F11 | Commercial | OR - College | Existing | Space Heating | Natural Gas | Gas Boiler - Insulate Hot Water Lines | A | Purchases (Cumulative) | Achievable Technical Potential | 0 | 0 | 69.1342 | 211.0411 | 352.9481 | 494.855 | 636.762 | 778.6689 | 920.5759 | 1062.4828 | 1204.3898 | 1346.2967 | 1488.2037 | 1560.9765 | 1560.9765 | 1560.9765 | 1560.9765 | 1560.9765 | 1560.9765 | 1560.9765 | 1560.9765 | 1560.9765 | 1560.9765 | 1560.9765 | 1560.9765 | 1560.9765 | 1560.9765
F1_Commercial_OR - College_Existing_Space Heating_Natural Gas_Condensing RTU_A_Achievable Technical Potential | F1 | Commercial | OR - College | Existing | Space Heating | Natural Gas | Condensing RTU | A | Integrated Unit Energy Savings (kWh or therms) | Achievable Technical Potential | 0 | 0 | 0.028228 | 0.027772 | 0.027267 | 0.026757 | 0.026228 | 0.025654 | 0.025025 | 0.024345 | 0.023627 | 0.022887 | 0.022148 | 0.021424 | 0.020729 | 0.020077 | 0.019487 | 0.019002 | 0.018624 | 0.018303 | 0.018052 | 0.017822 | 0.017719 | 0.017623 | 0.017533 | 0.017448 | 0.017367
F2_Commercial_OR - College_Existing_Space Heating_Natural Gas_Condensing RTU_A_Achievable Technical Potential | F2 | Commercial | OR - College | Existing | Space Heating | Natural Gas | Condensing RTU | A | Integrated Unit Summer Peak Savings (kW) | Achievable Technical Potential | 0 | 0 | 0 | 0 | 0 | 0 | 0 | 0 | 0 | 0 | 0 | 0 | 0 | 0 | 0 | 0 | 0 | 0 | 0 | 0 | 0 | 0 | 0 | 0 | 0 | 0 | 0
F3_Commercial_OR - College_Existing_Space Heating_Natural Gas_Condensing RTU_A_Achievable Technical Potential | F3 | Commercial | OR - College | Existing | Space Heating | Natural Gas | Condensing RTU | A | Integrated Unit Winter Peak Savings (kW) | Achievable Technical Potential | 0 | 0 | 0 | 0 | 0 | 0 | 0 | 0 | 0 | 0 | 0 | 0 | 0 | 0 | 0 | 0 | 0 | 0 | 0 | 0 | 0 | 0 | 0 | 0 | 0 | 0 | 0
F4_Commercial_OR - College_Existing_Space Heating_Natural Gas_Condensing RTU_A_Achievable Technical Potential | F4 | Commercial | OR - College | Existing | Space Heating | Natural Gas | Condensing RTU | A | Incremental Energy Savings (MWh or mTherms) | Achievable Technical Potential | 0 | 0 | 0.012134 | 0.024504 | 0.024059 | 0.023608 | 0.023142 | 0.011608 | 0 | 0 | 0 | 0 | 0 | 0 | 0 | 3.6521e-17 | 0 | 0 | 0 | 0 | 0 | 0 | 0 | 0 | 0 | 0 | 0
F5_Commercial_OR - College_Existing_Space Heating_Natural Gas_Condensing RTU_A_Achievable Technical Potential | F5 | Commercial | OR - College | Existing | Space Heating | Natural Gas | Condensing RTU | A | Incremental Summer Peak Savings (MW) | Achievable Technical Potential | 0 | 0 | 0 | 0 | 0 | 0 | 0 | 0 | 0 | 0 | 0 | 0 | 0 | 0 | 0 | 0 | 0 | 0 | 0 | 0 | 0 | 0 | 0 | 0 | 0 | 0 | 0
F6_Commercial_OR - College_Existing_Space Heating_Natural Gas_Condensing RTU_A_Achievable Technical Potential | F6 | Commercial | OR - College | Existing | Space Heating | Natural Gas | Condensing RTU | A | Incremental Winter Peak Savings (MW) | Achievable Technical Potential | 0 | 0 | 0 | 0 | 0 | 0 | 0 | 0 | 0 | 0 | 0 | 0 | 0 | 0 | 0 | 0 | 0 | 0 | 0 | 0 | 0 | 0 | 0 | 0 | 0 | 0 | 0
F7_Commercial_OR - College_Existing_Space Heating_Natural Gas_Condensing RTU_A_Achievable Technical Potential | F7 | Commercial | OR - College | Existing | Space Heating | Natural Gas | Condensing RTU | A | Cumulative Energy Savings (MWh or mTherms) | Achievable Technical Potential | 0 | 0 | 0.012134 | 0.036442 | 0.059838 | 0.082326 | 0.10384 | 0.11318 | 0.1104 | 0.1074 | 0.10424 | 0.10097 | 0.097709 | 0.094515 | 0.091449 | 0.088575 | 0.085972 | 0.083831 | 0.08216 | 0.080745 | 0.079639 | 0.078624 | 0.078171 | 0.077747 | 0.077348 | 0.076972 | 0.076619
F8_Commercial_OR - College_Existing_Space Heating_Natural Gas_Condensing RTU_A_Achievable Technical Potential | F8 | Commercial | OR - College | Existing | Space Heating | Natural Gas | Condensing RTU | A | Cumulative Summer Peak Savings (MW) | Achievable Technical Potential | 0 | 0 | 0 | 0 | 0 | 0 | 0 | 0 | 0 | 0 | 0 | 0 | 0 | 0 | 0 | 0 | 0 | 0 | 0 | 0 | 0 | 0 | 0 | 0 | 0 | 0 | 0
F9_Commercial_OR - College_Existing_Space Heating_Natural Gas_Condensing RTU_A_Achievable Technical Potential | F9 | Commercial | OR - College | Existing | Space Heating | Natural Gas | Condensing RTU | A | Cumulative Winter Peak Savings (MW) | Achievable Technical Potential | 0 | 0 | 0 | 0 | 0 | 0 | 0 | 0 | 0 | 0 | 0 | 0 | 0 | 0 | 0 | 0 | 0 | 0 | 0 | 0 | 0 | 0 | 0 | 0 | 0 | 0 | 0
F10_Commercial_OR - College_Existing_Space Heating_Natural Gas_Condensing RTU_A_Achievable Technical Potential | F10 | Commercial | OR - College | Existing | Space Heating | Natural Gas | Condensing RTU | A | Purchases (Incremental) | Achievable Technical Potential | 0 | 0 | 429.8532 | 882.3302 | 882.3302 | 882.3302 | 882.3302 | 452.477 | 0 | 0 | 0 | 0 | 0 | 0 | 0 | 1.819e-12 | 0 | 0 | 0 | 0 | 0 | 0 | 0 | 0 | 0 | 0 | 0
F11_Commercial_OR - College_Existing_Space Heating_Natural Gas_Condensing RTU_A_Achievable Technical Potential | F11 | Commercial | OR - College | Existing | Space Heating | Natural Gas | Condensing RTU | A | Purchases (Cumulative) | Achievable Technical Potential | 0 | 0 | 429.8532 | 1312.1834 | 2194.5136 | 3076.8437 | 3959.1739 | 4411.651 | 4411.651 | 4411.651 | 4411.651 | 4411.651 | 4411.651 | 4411.651 | 4411.651 | 4411.651 | 4411.651 | 4411.651 | 4411.651 | 4411.651 | 4411.651 | 4411.651 | 4411.651 | 4411.651 | 4411.651 | 4411.651 | 4411.651
F1_Commercial_OR - College_Existing_Space Heating_Natural Gas_Hydronic Heating Radiator Replacement_A_Achievable Technical Potential | F1 | Commercial | OR - College | Existing | Space Heating | Natural Gas | Hydronic Heating Radiator Replacement | A | Integrated Unit Energy Savings (kWh or therms) | Achievable Technical Potential | 0 | 0 | 36.0176 | 35.5906 | 35.1171 | 34.6057 | 34.0463 | 33.4273 | 32.7453 | 32.0012 | 31.201 | 30.3588 | 29.5121 | 28.6792 | 27.88 | 27.1343 | 26.4672 | 25.9417 | 25.5615 | 25.2518 | 25.0317 | 24.8316 | 24.7677 | 24.7067 | 24.6483 | 24.5924 | 24.5386
F2_Commercial_OR - College_Existing_Space Heating_Natural Gas_Hydronic Heating Radiator Replacement_A_Achievable Technical Potential | F2 | Commercial | OR - College | Existing | Space Heating | Natural Gas | Hydronic Heating Radiator Replacement | A | Integrated Unit Summer Peak Savings (kW) | Achievable Technical Potential | 0 | 0 | 0 | 0 | 0 | 0 | 0 | 0 | 0 | 0 | 0 | 0 | 0 | 0 | 0 | 0 | 0 | 0 | 0 | 0 | 0 | 0 | 0 | 0 | 0 | 0 | 0
F3_Commercial_OR - College_Existing_Space Heating_Natural Gas_Hydronic Heating Radiator Replacement_A_Achievable Technical Potential | F3 | Commercial | OR - College | Existing | Space Heating | Natural Gas | Hydronic Heating Radiator Replacement | A | Integrated Unit Winter Peak Savings (kW) | Achievable Technical Potential | 0 | 0 | 0 | 0 | 0 | 0 | 0 | 0 | 0 | 0 | 0 | 0 | 0 | 0 | 0 | 0 | 0 | 0 | 0 | 0 | 0 | 0 | 0 | 0 | 0 | 0 | 0
F4_Commercial_OR - College_Existing_Space Heating_Natural Gas_Hydronic Heating Radiator Replacement_A_Achievable Technical Potential | F4 | Commercial | OR - College | Existing | Space Heating | Natural Gas | Hydronic Heating Radiator Replacement | A | Incremental Energy Savings (MWh or mTherms) | Achievable Technical Potential | 0 | 0 | 0.42472 | 0.86146 | 0.85001 | 0.83763 | 0.82409 | 0.8091 | 0.7926 | 0.77459 | 0.75522 | 0.73483 | 0.71434 | 0.69418 | 0.67483 | 0.65678 | 0.64063 | 0.62792 | 0.61871 | 0.61122 | 0.60589 | 0.60105 | 0 | 0 | 0 | 0 | 0
F5_Commercial_OR - College_Existing_Space Heating_Natural Gas_Hydronic Heating Radiator Replacement_A_Achievable Technical Potential | F5 | Commercial | OR - College | Existing | Space Heating | Natural Gas | Hydronic Heating Radiator Replacement | A | Incremental Summer Peak Savings (MW) | Achievable Technical Potential | 0 | 0 | 0 | 0 | 0 | 0 | 0 | 0 | 0 | 0 | 0 | 0 | 0 | 0 | 0 | 0 | 0 | 0 | 0 | 0 | 0 | 0 | 0 | 0 | 0 | 0 | 0
F6_Commercial_OR - College_Existing_Space Heating_Natural Gas_Hydronic Heating Radiator Replacement_A_Achievable Technical Potential | F6 | Commercial | OR - College | Existing | Space Heating | Natural Gas | Hydronic Heating Radiator Replacement | A | Incremental Winter Peak Savings (MW) | Achievable Technical Potential | 0 | 0 | 0 | 0 | 0 | 0 | 0 | 0 | 0 | 0 | 0 | 0 | 0 | 0 | 0 | 0 | 0 | 0 | 0 | 0 | 0 | 0 | 0 | 0 | 0 | 0 | 0
F7_Commercial_OR - College_Existing_Space Heating_Natural Gas_Hydronic Heating Radiator Replacement_A_Achievable Technical Potential | F7 | Commercial | OR - College | Existing | Space Heating | Natural Gas | Hydronic Heating Radiator Replacement | A | Cumulative Energy Savings (MWh or mTherms) | Achievable Technical Potential | 0 | 0 | 0.42472 | 1.2812 | 2.1141 | 2.921 | 3.6978 | 4.4397 | 5.1417 | 5.7995 | 6.4097 | 6.9715 | 7.4914 | 7.9741 | 8.4267 | 8.8581 | 9.281 | 9.7247 | 10.2008 | 10.6885 | 11.2012 | 11.7127 | 11.6825 | 11.6538 | 11.6262 | 11.5998 | 11.5745
F8_Commercial_OR - College_Existing_Space Heating_Natural Gas_Hydronic Heating Radiator Replacement_A_Achievable Technical Potential | F8 | Commercial | OR - College | Existing | Space Heating | Natural Gas | Hydronic Heating Radiator Replacement | A | Cumulative Summer Peak Savings (MW) | Achievable Technical Potential | 0 | 0 | 0 | 0 | 0 | 0 | 0 | 0 | 0 | 0 | 0 | 0 | 0 | 0 | 0 | 0 | 0 | 0 | 0 | 0 | 0 | 0 | 0 | 0 | 0 | 0 | 0
F9_Commercial_OR - College_Existing_Space Heating_Natural Gas_Hydronic Heating Radiator Replacement_A_Achievable Technical Potential | F9 | Commercial | OR - College | Existing | Space Heating | Natural Gas | Hydronic Heating Radiator Replacement | A | Cumulative Winter Peak Savings (MW) | Achievable Technical Potential | 0 | 0 | 0 | 0 | 0 | 0 | 0 | 0 | 0 | 0 | 0 | 0 | 0 | 0 | 0 | 0 | 0 | 0 | 0 | 0 | 0 | 0 | 0 | 0 | 0 | 0 | 0
F10_Commercial_OR - College_Existing_Space Heating_Natural Gas_Hydronic Heating Radiator Replacement_A_Achievable Technical Potential | F10 | Commercial | OR - College | Existing | Space Heating | Natural Gas | Hydronic Heating Radiator Replacement | A | Purchases (Incremental) | Achievable Technical Potential | 0 | 0 | 11.7921 | 24.2049 | 24.2049 | 24.2049 | 24.2049 | 24.2049 | 24.2049 | 24.2049 | 24.2049 | 24.2049 | 24.2049 | 24.2049 | 24.2049 | 24.2049 | 24.2049 | 24.2049 | 24.2049 | 24.2049 | 24.2049 | 24.2049 | 0 | 0 | 0 | 0 | 0
F11_Commercial_OR - College_Existing_Space Heating_Natural Gas_Hydronic Heating Radiator Replacement_A_Achievable Technical Potential | F11 | Commercial | OR - College | Existing | Space Heating | Natural Gas | Hydronic Heating Radiator Replacement | A | Purchases (Cumulative) | Achievable Technical Potential | 0 | 0 | 11.7921 | 35.997 | 60.2019 | 84.4067 | 108.6116 | 132.8165 | 157.0214 | 181.2262 | 205.4311 | 229.636 | 253.8409 | 278.0457 | 302.2506 | 326.4555 | 350.6604 | 374.8652 | 399.0701 | 423.275 | 447.4799 | 471.6848 | 471.6848 | 471.6848 | 471.6848 | 471.6848 | 471.6848
F1_Commercial_OR - College_Existing_Space Heating_Natural Gas_Thermostat - Connected_A_Achievable Technical Potential | F1 | Commercial | OR - College | Existing | Space Heating | Natural Gas | Thermostat - Connected | A | Integrated Unit Energy Savings (kWh or therms) | Achievable Technical Potential | 0 | 0 | 33.7017 | 33.2586 | 32.7726 | 32.2518 | 31.6872 | 31.0679 | 30.3912 | 29.6582 | 28.8746 | 28.054 | 27.231 | 26.4228 | 25.6474 | 24.9232 | 24.2728 | 23.7538 | 23.3689 | 23.0497 | 22.8132 | 22.5958 | 22.534 | 22.4752 | 22.419 | 22.3653 | 22.3137
F2_Commercial_OR - College_Existing_Space Heating_Natural Gas_Thermostat - Connected_A_Achievable Technical Potential | F2 | Commercial | OR - College | Existing | Space Heating | Natural Gas | Thermostat - Connected | A | Integrated Unit Summer Peak Savings (kW) | Achievable Technical Potential | 0 | 0 | 0 | 0 | 0 | 0 | 0 | 0 | 0 | 0 | 0 | 0 | 0 | 0 | 0 | 0 | 0 | 0 | 0 | 0 | 0 | 0 | 0 | 0 | 0 | 0 | 0
F3_Commercial_OR - College_Existing_Space Heating_Natural Gas_Thermostat - Connected_A_Achievable Technical Potential | F3 | Commercial | OR - College | Existing | Space Heating | Natural Gas | Thermostat - Connected | A | Integrated Unit Winter Peak Savings (kW) | Achievable Technical Potential | 0 | 0 | 0 | 0 | 0 | 0 | 0 | 0 | 0 | 0 | 0 | 0 | 0 | 0 | 0 | 0 | 0 | 0 | 0 | 0 | 0 | 0 | 0 | 0 | 0 | 0 | 0
F4_Commercial_OR - College_Existing_Space Heating_Natural Gas_Thermostat - Connected_A_Achievable Technical Potential | F4 | Commercial | OR - College | Existing | Space Heating | Natural Gas | Thermostat - Connected | A | Incremental Energy Savings (MWh or mTherms) | Achievable Technical Potential | 0 | 0 | 0.36936 | 0.44755 | 0.53967 | 0.61652 | 0.69091 | 0.45147 | 0.44091 | 0.35888 | 0.22539 | 0.037522 | 0 | 0 | 0 | 0 | 0 | 0 | 0 | 0 | 0 | 0 | 0 | 0 | 0 | 0 | 0
F5_Commercial_OR - College_Existing_Space Heating_Natural Gas_Thermostat - Connected_A_Achievable Technical Potential | F5 | Commercial | OR - College | Existing | Space Heating | Natural Gas | Thermostat - Connected | A | Incremental Summer Peak Savings (MW) | Achievable Technical Potential | 0 | 0 | 0 | 0 | 0 | 0 | 0 | 0 | 0 | 0 | 0 | 0 | 0 | 0 | 0 | 0 | 0 | 0 | 0 | 0 | 0 | 0 | 0 | 0 | 0 | 0 | 0
F6_Commercial_OR - College_Existing_Space Heating_Natural Gas_Thermostat - Connected_A_Achievable Technical Potential | F6 | Commercial | OR - College | Existing | Space Heating | Natural Gas | Thermostat - Connected | A | Incremental Winter Peak Savings (MW) | Achievable Technical Potential | 0 | 0 | 0 | 0 | 0 | 0 | 0 | 0 | 0 | 0 | 0 | 0 | 0 | 0 | 0 | 0 | 0 | 0 | 0 | 0 | 0 | 0 | 0 | 0 | 0 | 0 | 0
F7_Commercial_OR - College_Existing_Space Heating_Natural Gas_Thermostat - Connected_A_Achievable Technical Potential | F7 | Commercial | OR - College | Existing | Space Heating | Natural Gas | Thermostat - Connected | A | Cumulative Energy Savings (MWh or mTherms) | Achievable Technical Potential | 0 | 0 | 0.36936 | 0.81206 | 1.3399 | 1.9351 | 2.5921 | 2.9929 | 3.3687 | 3.6463 | 3.7753 | 3.7056 | 3.5969 | 3.4901 | 3.3877 | 3.292 | 3.2061 | 3.1376 | 3.0867 | 3.0446 | 3.0133 | 2.9846 | 2.9764 | 2.9687 | 2.9613 | 2.9542 | 2.9474
F8_Commercial_OR - College_Existing_Space Heating_Natural Gas_Thermostat - Connected_A_Achievable Technical Potential | F8 | Commercial | OR - College | Existing | Space Heating | Natural Gas | Thermostat - Connected | A | Cumulative Summer Peak Savings (MW) | Achievable Technical Potential | 0 | 0 | 0 | 0 | 0 | 0 | 0 | 0 | 0 | 0 | 0 | 0 | 0 | 0 | 0 | 0 | 0 | 0 | 0 | 0 | 0 | 0 | 0 | 0 | 0 | 0 | 0
F9_Commercial_OR - College_Existing_Space Heating_Natural Gas_Thermostat - Connected_A_Achievable Technical Potential | F9 | Commercial | OR - College | Existing | Space Heating | Natural Gas | Thermostat - Connected | A | Cumulative Winter Peak Savings (MW) | Achievable Technical Potential | 0 | 0 | 0 | 0 | 0 | 0 | 0 | 0 | 0 | 0 | 0 | 0 | 0 | 0 | 0 | 0 | 0 | 0 | 0 | 0 | 0 | 0 | 0 | 0 | 0 | 0 | 0
F10_Commercial_OR - College_Existing_Space Heating_Natural Gas_Thermostat - Connected_A_Achievable Technical Potential | F10 | Commercial | OR - College | Existing | Space Heating | Natural Gas | Thermostat - Connected | A | Purchases (Incremental) | Achievable Technical Potential | 0 | 0 | 10.9597 | 13.4568 | 16.4672 | 19.1158 | 21.804 | 14.5318 | 14.5078 | 12.1006 | 7.8059 | 1.3375 | 0 | 0 | 0 | 0 | 0 | 0 | 0 | 0 | 0 | 0 | 0 | 0 | 0 | 0 | 0
F11_Commercial_OR - College_Existing_Space Heating_Natural Gas_Thermostat - Connected_A_Achievable Technical Potential | F11 | Commercial | OR - College | Existing | Space Heating | Natural Gas | Thermostat - Connected | A | Purchases (Cumulative) | Achievable Technical Potential | 0 | 0 | 10.9597 | 24.4165 | 40.8837 | 59.9995 | 81.8035 | 96.3353 | 110.8431 | 122.9437 | 130.7496 | 132.0871 | 132.0871 | 132.0871 | 132.0871 | 132.0871 | 132.0871 | 132.0871 | 132.0871 | 132.0871 | 132.0871 | 132.0871 | 132.0871 | 132.0871 | 132.0871 | 132.0871 | 132.0871
F1_Commercial_OR - College_Existing_Water Heating_Natural Gas_Water Heater - Thermostatic Shower Restriction Valve_A_Achievable Technical Potential | F1 | Commercial | OR - College | Existing | Water Heating | Natural Gas | Water Heater - Thermostatic Shower Restriction Valve | A | Integrated Unit Energy Savings (kWh or therms) | Achievable Technical Potential | 0 | 0 | 3.7839 | 3.7041 | 3.6304 | 3.5602 | 3.4933 | 3.4284 | 3.3687 | 3.3138 | 3.2634 | 3.2188 | 3.1826 | 3.1545 | 3.1364 | 3.1182 | 3.1049 | 3.0944 | 3.0861 | 3.0794 | 3.0747 | 3.0713 | 3.069 | 3.0673 | 3.065 | 3.0644 | 3.0639
F2_Commercial_OR - College_Existing_Water Heating_Natural Gas_Water Heater - Thermostatic Shower Restriction Valve_A_Achievable Technical Potential | F2 | Commercial | OR - College | Existing | Water Heating | Natural Gas | Water Heater - Thermostatic Shower Restriction Valve | A | Integrated Unit Summer Peak Savings (kW) | Achievable Technical Potential | 0 | 0 | 0 | 0 | 0 | 0 | 0 | 0 | 0 | 0 | 0 | 0 | 0 | 0 | 0 | 0 | 0 | 0 | 0 | 0 | 0 | 0 | 0 | 0 | 0 | 0 | 0
F3_Commercial_OR - College_Existing_Water Heating_Natural Gas_Water Heater - Thermostatic Shower Restriction Valve_A_Achievable Technical Potential | F3 | Commercial | OR - College | Existing | Water Heating | Natural Gas | Water Heater - Thermostatic Shower Restriction Valve | A | Integrated Unit Winter Peak Savings (kW) | Achievable Technical Potential | 0 | 0 | 0 | 0 | 0 | 0 | 0 | 0 | 0 | 0 | 0 | 0 | 0 | 0 | 0 | 0 | 0 | 0 | 0 | 0 | 0 | 0 | 0 | 0 | 0 | 0 | 0
F4_Commercial_OR - College_Existing_Water Heating_Natural Gas_Water Heater - Thermostatic Shower Restriction Valve_A_Achievable Technical Potential | F4 | Commercial | OR - College | Existing | Water Heating | Natural Gas | Water Heater - Thermostatic Shower Restriction Valve | A | Incremental Energy Savings (MWh or mTherms) | Achievable Technical Potential | 0 | 0 | 0 | 0 | 0 | 0 | 0 | 0 | 0 | 0 | 0 | 0 | 0 | 0 | 0 | 0 | 0 | 0 | 0 | 0 | 0 | 0 | 0 | 0 | 0 | 0 | 0
F5_Commercial_OR - College_Existing_Water Heating_Natural Gas_Water Heater - Thermostatic Shower Restriction Valve_A_Achievable Technical Potential | F5 | Commercial | OR - College | Existing | Water Heating | Natural Gas | Water Heater - Thermostatic Shower Restriction Valve | A | Incremental Summer Peak Savings (MW) | Achievable Technical Potential | 0 | 0 | 0 | 0 | 0 | 0 | 0 | 0 | 0 | 0 | 0 | 0 | 0 | 0 | 0 | 0 | 0 | 0 | 0 | 0 | 0 | 0 | 0 | 0 | 0 | 0 | 0
F6_Commercial_OR - College_Existing_Water Heating_Natural Gas_Water Heater - Thermostatic Shower Restriction Valve_A_Achievable Technical Potential | F6 | Commercial | OR - College | Existing | Water Heating | Natural Gas | Water Heater - Thermostatic Shower Restriction Valve | A | Incremental Winter Peak Savings (MW) | Achievable Technical Potential | 0 | 0 | 0 | 0 | 0 | 0 | 0 | 0 | 0 | 0 | 0 | 0 | 0 | 0 | 0 | 0 | 0 | 0 | 0 | 0 | 0 | 0 | 0 | 0 | 0 | 0 | 0
F7_Commercial_OR - College_Existing_Water Heating_Natural Gas_Water Heater - Thermostatic Shower Restriction Valve_A_Achievable Technical Potential | F7 | Commercial | OR - College | Existing | Water Heating | Natural Gas | Water Heater - Thermostatic Shower Restriction Valve | A | Cumulative Energy Savings (MWh or mTherms) | Achievable Technical Potential | 0 | 0 | 0 | 0 | 0 | 0 | 0 | 0 | 0 | 0 | 0 | 0 | 0 | 0 | 0 | 0 | 0 | 0 | 0 | 0 | 0 | 0 | 0 | 0 | 0 | 0 | 0
F8_Commercial_OR - College_Existing_Water Heating_Natural Gas_Water Heater - Thermostatic Shower Restriction Valve_A_Achievable Technical Potential | F8 | Commercial | OR - College | Existing | Water Heating | Natural Gas | Water Heater - Thermostatic Shower Restriction Valve | A | Cumulative Summer Peak Savings (MW) | Achievable Technical Potential | 0 | 0 | 0 | 0 | 0 | 0 | 0 | 0 | 0 | 0 | 0 | 0 | 0 | 0 | 0 | 0 | 0 | 0 | 0 | 0 | 0 | 0 | 0 | 0 | 0 | 0 | 0
F9_Commercial_OR - College_Existing_Water Heating_Natural Gas_Water Heater - Thermostatic Shower Restriction Valve_A_Achievable Technical Potential | F9 | Commercial | OR - College | Existing | Water Heating | Natural Gas | Water Heater - Thermostatic Shower Restriction Valve | A | Cumulative Winter Peak Savings (MW) | Achievable Technical Potential | 0 | 0 | 0 | 0 | 0 | 0 | 0 | 0 | 0 | 0 | 0 | 0 | 0 | 0 | 0 | 0 | 0 | 0 | 0 | 0 | 0 | 0 | 0 | 0 | 0 | 0 | 0
F10_Commercial_OR - College_Existing_Water Heating_Natural Gas_Water Heater - Thermostatic Shower Restriction Valve_A_Achievable Technical Potential | F10 | Commercial | OR - College | Existing | Water Heating | Natural Gas | Water Heater - Thermostatic Shower Restriction Valve | A | Purchases (Incremental) | Achievable Technical Potential | 0 | 0 | 0 | 0 | 0 | 0 | 0 | 0 | 0 | 0 | 0 | 0 | 0 | 0 | 0 | 0 | 0 | 0 | 0 | 0 | 0 | 0 | 0 | 0 | 0 | 0 | 0
F11_Commercial_OR - College_Existing_Water Heating_Natural Gas_Water Heater - Thermostatic Shower Restriction Valve_A_Achievable Technical Potential | F11 | Commercial | OR - College | Existing | Water Heating | Natural Gas | Water Heater - Thermostatic Shower Restriction Valve | A | Purchases (Cumulative) | Achievable Technical Potential | 0 | 0 | 0 | 0 | 0 | 0 | 0 | 0 | 0 | 0 | 0 | 0 | 0 | 0 | 0 | 0 | 0 | 0 | 0 | 0 | 0 | 0 | 0 | 0 | 0 | 0 | 0
F1_Commercial_OR - College_Existing_Water Heating_Natural Gas_Water Heater - Pre-Rinse Spray Valve_A_Achievable Technical Potential | F1 | Commercial | OR - College | Existing | Water Heating | Natural Gas | Water Heater - Pre-Rinse Spray Valve | A | Integrated Unit Energy Savings (kWh or therms) | Achievable Technical Potential | 0 | 0 | 16.0969 | 15.7043 | 15.3367 | 15.0001 | 14.6936 | 14.3921 | 14.1107 | 13.8499 | 13.6108 | 13.4011 | 13.2348 | 13.1083 | 13.0331 | 12.9575 | 12.9023 | 12.8584 | 12.824 | 12.7963 | 12.7766 | 12.7627 | 12.7528 | 12.7457 | 12.7361 | 12.7337 | 12.7318
F2_Commercial_OR - College_Existing_Water Heating_Natural Gas_Water Heater - Pre-Rinse Spray Valve_A_Achievable Technical Potential | F2 | Commercial | OR - College | Existing | Water Heating | Natural Gas | Water Heater - Pre-Rinse Spray Valve | A | Integrated Unit Summer Peak Savings (kW) | Achievable Technical Potential | 0 | 0 | 0 | 0 | 0 | 0 | 0 | 0 | 0 | 0 | 0 | 0 | 0 | 0 | 0 | 0 | 0 | 0 | 0 | 0 | 0 | 0 | 0 | 0 | 0 | 0 | 0
F3_Commercial_OR - College_Existing_Water Heating_Natural Gas_Water Heater - Pre-Rinse Spray Valve_A_Achievable Technical Potential | F3 | Commercial | OR - College | Existing | Water Heating | Natural Gas | Water Heater - Pre-Rinse Spray Valve | A | Integrated Unit Winter Peak Savings (kW) | Achievable Technical Potential | 0 | 0 | 0 | 0 | 0 | 0 | 0 | 0 | 0 | 0 | 0 | 0 | 0 | 0 | 0 | 0 | 0 | 0 | 0 | 0 | 0 | 0 | 0 | 0 | 0 | 0 | 0
F4_Commercial_OR - College_Existing_Water Heating_Natural Gas_Water Heater - Pre-Rinse Spray Valve_A_Achievable Technical Potential | F4 | Commercial | OR - College | Existing | Water Heating | Natural Gas | Water Heater - Pre-Rinse Spray Valve | A | Incremental Energy Savings (MWh or mTherms) | Achievable Technical Potential | 0 | 0 | 0.012066 | 0.014453 | 0.017273 | 0.019611 | 0.010898 | 0.011846 | 0.011096 | 0.0089532 | 0.004764 | 0 | 0 | 0 | 0 | 0 | 0 | 0 | 0 | 0 | 0 | 0 | 0 | 0 | 0 | 0 | 0
F5_Commercial_OR - College_Existing_Water Heating_Natural Gas_Water Heater - Pre-Rinse Spray Valve_A_Achievable Technical Potential | F5 | Commercial | OR - College | Existing | Water Heating | Natural Gas | Water Heater - Pre-Rinse Spray Valve | A | Incremental Summer Peak Savings (MW) | Achievable Technical Potential | 0 | 0 | 0 | 0 | 0 | 0 | 0 | 0 | 0 | 0 | 0 | 0 | 0 | 0 | 0 | 0 | 0 | 0 | 0 | 0 | 0 | 0 | 0 | 0 | 0 | 0 | 0
F6_Commercial_OR - College_Existing_Water Heating_Natural Gas_Water Heater - Pre-Rinse Spray Valve_A_Achievable Technical Potential | F6 | Commercial | OR - College | Existing | Water Heating | Natural Gas | Water Heater - Pre-Rinse Spray Valve | A | Incremental Winter Peak Savings (MW) | Achievable Technical Potential | 0 | 0 | 0 | 0 | 0 | 0 | 0 | 0 | 0 | 0 | 0 | 0 | 0 | 0 | 0 | 0 | 0 | 0 | 0 | 0 | 0 | 0 | 0 | 0 | 0 | 0 | 0
F7_Commercial_OR - College_Existing_Water Heating_Natural Gas_Water Heater - Pre-Rinse Spray Valve_A_Achievable Technical Potential | F7 | Commercial | OR - College | Existing | Water Heating | Natural Gas | Water Heater - Pre-Rinse Spray Valve | A | Cumulative Energy Savings (MWh or mTherms) | Achievable Technical Potential | 0 | 0 | 0.012066 | 0.026225 | 0.042883 | 0.061553 | 0.071193 | 0.081578 | 0.091079 | 0.098349 | 0.10142 | 0.099853 | 0.098613 | 0.09767 | 0.09711 | 0.096547 | 0.096135 | 0.095808 | 0.095552 | 0.095346 | 0.095199 | 0.095095 | 0.095021 | 0.094969 | 0.094898 | 0.09488 | 0.094865
F8_Commercial_OR - College_Existing_Water Heating_Natural Gas_Water Heater - Pre-Rinse Spray Valve_A_Achievable Technical Potential | F8 | Commercial | OR - College | Existing | Water Heating | Natural Gas | Water Heater - Pre-Rinse Spray Valve | A | Cumulative Summer Peak Savings (MW) | Achievable Technical Potential | 0 | 0 | 0 | 0 | 0 | 0 | 0 | 0 | 0 | 0 | 0 | 0 | 0 | 0 | 0 | 0 | 0 | 0 | 0 | 0 | 0 | 0 | 0 | 0 | 0 | 0 | 0
F9_Commercial_OR - College_Existing_Water Heating_Natural Gas_Water Heater - Pre-Rinse Spray Valve_A_Achievable Technical Potential | F9 | Commercial | OR - College | Existing | Water Heating | Natural Gas | Water Heater - Pre-Rinse Spray Valve | A | Cumulative Winter Peak Savings (MW) | Achievable Technical Potential | 0 | 0 | 0 | 0 | 0 | 0 | 0 | 0 | 0 | 0 | 0 | 0 | 0 | 0 | 0 | 0 | 0 | 0 | 0 | 0 | 0 | 0 | 0 | 0 | 0 | 0 | 0
F10_Commercial_OR - College_Existing_Water Heating_Natural Gas_Water Heater - Pre-Rinse Spray Valve_A_Achievable Technical Potential | F10 | Commercial | OR - College | Existing | Water Heating | Natural Gas | Water Heater - Pre-Rinse Spray Valve | A | Purchases (Incremental) | Achievable Technical Potential | 0 | 0 | 0.74956 | 0.92034 | 1.1262 | 1.3074 | 0.74167 | 0.82308 | 0.78633 | 0.64644 | 0.35001 | 0 | 0 | 0 | 0 | 0 | 0 | 0 | 0 | 0 | 0 | 0 | 0 | 0 | 0 | 0 | 0
F11_Commercial_OR - College_Existing_Water Heating_Natural Gas_Water Heater - Pre-Rinse Spray Valve_A_Achievable Technical Potential | F11 | Commercial | OR - College | Existing | Water Heating | Natural Gas | Water Heater - Pre-Rinse Spray Valve | A | Purchases (Cumulative) | Achievable Technical Potential | 0 | 0 | 0.74956 | 1.6699 | 2.7961 | 4.1035 | 4.8452 | 5.6683 | 6.4546 | 7.101 | 7.4511 | 7.4511 | 7.4511 | 7.4511 | 7.4511 | 7.4511 | 7.4511 | 7.4511 | 7.4511 | 7.4511 | 7.4511 | 7.4511 | 7.4511 | 7.4511 | 7.4511 | 7.4511 | 7.4511
F1_Commercial_OR - College_Existing_Water Heating_Natural Gas_Water Heater - Temperature Setback_A_Achievable Technical Potential | F1 | Commercial | OR - College | Existing | Water Heating | Natural Gas | Water Heater - Temperature Setback | A | Integrated Unit Energy Savings (kWh or therms) | Achievable Technical Potential | 0 | 0 | 100.0384 | 98.3184 | 96.7389 | 95.2903 | 93.963 | 92.7484 | 91.6523 | 90.6826 | 89.8029 | 89.0088 | 88.3413 | 87.7883 | 87.3361 | 86.8591 | 86.4887 | 86.1945 | 85.9638 | 85.7782 | 85.6463 | 85.5528 | 85.4865 | 85.4391 | 85.3752 | 85.3591 | 85.3462
F2_Commercial_OR - College_Existing_Water Heating_Natural Gas_Water Heater - Temperature Setback_A_Achievable Technical Potential | F2 | Commercial | OR - College | Existing | Water Heating | Natural Gas | Water Heater - Temperature Setback | A | Integrated Unit Summer Peak Savings (kW) | Achievable Technical Potential | 0 | 0 | 0 | 0 | 0 | 0 | 0 | 0 | 0 | 0 | 0 | 0 | 0 | 0 | 0 | 0 | 0 | 0 | 0 | 0 | 0 | 0 | 0 | 0 | 0 | 0 | 0
F3_Commercial_OR - College_Existing_Water Heating_Natural Gas_Water Heater - Temperature Setback_A_Achievable Technical Potential | F3 | Commercial | OR - College | Existing | Water Heating | Natural Gas | Water Heater - Temperature Setback | A | Integrated Unit Winter Peak Savings (kW) | Achievable Technical Potential | 0 | 0 | 0 | 0 | 0 | 0 | 0 | 0 | 0 | 0 | 0 | 0 | 0 | 0 | 0 | 0 | 0 | 0 | 0 | 0 | 0 | 0 | 0 | 0 | 0 | 0 | 0
F4_Commercial_OR - College_Existing_Water Heating_Natural Gas_Water Heater - Temperature Setback_A_Achievable Technical Potential | F4 | Commercial | OR - College | Existing | Water Heating | Natural Gas | Water Heater - Temperature Setback | A | Incremental Energy Savings (MWh or mTherms) | Achievable Technical Potential | 0 | 0 | 0.29066 | 0.35075 | 0.14124 | 0.14296 | 0.13294 | 0.15677 | 0 | 0 | 0 | 0 | 0 | 0 | 0 | 0 | 0 | 0 | 0 | 0 | 0 | 0 | 0 | 0 | 0 | 0 | 0
F5_Commercial_OR - College_Existing_Water Heating_Natural Gas_Water Heater - Temperature Setback_A_Achievable Technical Potential | F5 | Commercial | OR - College | Existing | Water Heating | Natural Gas | Water Heater - Temperature Setback | A | Incremental Summer Peak Savings (MW) | Achievable Technical Potential | 0 | 0 | 0 | 0 | 0 | 0 | 0 | 0 | 0 | 0 | 0 | 0 | 0 | 0 | 0 | 0 | 0 | 0 | 0 | 0 | 0 | 0 | 0 | 0 | 0 | 0 | 0
F6_Commercial_OR - College_Existing_Water Heating_Natural Gas_Water Heater - Temperature Setback_A_Achievable Technical Potential | F6 | Commercial | OR - College | Existing | Water Heating | Natural Gas | Water Heater - Temperature Setback | A | Incremental Winter Peak Savings (MW) | Achievable Technical Potential | 0 | 0 | 0 | 0 | 0 | 0 | 0 | 0 | 0 | 0 | 0 | 0 | 0 | 0 | 0 | 0 | 0 | 0 | 0 | 0 | 0 | 0 | 0 | 0 | 0 | 0 | 0
F7_Commercial_OR - College_Existing_Water Heating_Natural Gas_Water Heater - Temperature Setback_A_Achievable Technical Potential | F7 | Commercial | OR - College | Existing | Water Heating | Natural Gas | Water Heater - Temperature Setback | A | Cumulative Energy Savings (MWh or mTherms) | Achievable Technical Potential | 0 | 0 | 0.29066 | 0.63641 | 0.76743 | 0.89889 | 1.0193 | 1.1629 | 1.1492 | 1.137 | 1.126 | 1.116 | 1.1076 | 1.1007 | 1.095 | 1.0891 | 1.0844 | 1.0807 | 1.0778 | 1.0755 | 1.0739 | 1.0727 | 1.0718 | 1.0713 | 1.0705 | 1.0703 | 1.0701
F8_Commercial_OR - College_Existing_Water Heating_Natural Gas_Water Heater - Temperature Setback_A_Achievable Technical Potential | F8 | Commercial | OR - College | Existing | Water Heating | Natural Gas | Water Heater - Temperature Setback | A | Cumulative Summer Peak Savings (MW) | Achievable Technical Potential | 0 | 0 | 0 | 0 | 0 | 0 | 0 | 0 | 0 | 0 | 0 | 0 | 0 | 0 | 0 | 0 | 0 | 0 | 0 | 0 | 0 | 0 | 0 | 0 | 0 | 0 | 0
F9_Commercial_OR - College_Existing_Water Heating_Natural Gas_Water Heater - Temperature Setback_A_Achievable Technical Potential | F9 | Commercial | OR - College | Existing | Water Heating | Natural Gas | Water Heater - Temperature Setback | A | Cumulative Winter Peak Savings (MW) | Achievable Technical Potential | 0 | 0 | 0 | 0 | 0 | 0 | 0 | 0 | 0 | 0 | 0 | 0 | 0 | 0 | 0 | 0 | 0 | 0 | 0 | 0 | 0 | 0 | 0 | 0 | 0 | 0 | 0
F10_Commercial_OR - College_Existing_Water Heating_Natural Gas_Water Heater - Temperature Setback_A_Achievable Technical Potential | F10 | Commercial | OR - College | Existing | Water Heating | Natural Gas | Water Heater - Temperature Setback | A | Purchases (Incremental) | Achievable Technical Potential | 0 | 0 | 2.9055 | 3.5675 | 1.46 | 1.5002 | 1.4148 | 1.6902 | 0 | 0 | 0 | 0 | 0 | 0 | 0 | 0 | 0 | 0 | 0 | 0 | 0 | 0 | 0 | 0 | 0 | 0 | 0
F11_Commercial_OR - College_Existing_Water Heating_Natural Gas_Water Heater - Temperature Setback_A_Achievable Technical Potential | F11 | Commercial | OR - College | Existing | Water Heating | Natural Gas | Water Heater - Temperature Setback | A | Purchases (Cumulative) | Achievable Technical Potential | 0 | 0 | 2.9055 | 6.4729 | 7.933 | 9.4332 | 10.848 | 12.5382 | 12.5382 | 12.5382 | 12.5382 | 12.5382 | 12.5382 | 12.5382 | 12.5382 | 12.5382 | 12.5382 | 12.5382 | 12.5382 | 12.5382 | 12.5382 | 12.5382 | 12.5382 | 12.5382 | 12.5382 | 12.5382 | 12.5382
F1_Commercial_OR - College_Existing_Water Heating_Natural Gas_Water Heater - Faucet Aerators_A_Achievable Technical Potential | F1 | Commercial | OR - College | Existing | Water Heating | Natural Gas | Water Heater - Faucet Aerators | A | Integrated Unit Energy Savings (kWh or therms) | Achievable Technical Potential | 0 | 0 | 12.8618 | 12.626 | 12.4173 | 12.2253 | 12.0495 | 11.8872 | 11.7467 | 11.6224 | 11.5097 | 11.4079 | 11.3224 | 11.2515 | 11.1935 | 11.1324 | 11.0849 | 11.0472 | 11.0176 | 10.9939 | 10.9769 | 10.965 | 10.9565 | 10.9504 | 10.9422 | 10.9401 | 10.9385
F2_Commercial_OR - College_Existing_Water Heating_Natural Gas_Water Heater - Faucet Aerators_A_Achievable Technical Potential | F2 | Commercial | OR - College | Existing | Water Heating | Natural Gas | Water Heater - Faucet Aerators | A | Integrated Unit Summer Peak Savings (kW) | Achievable Technical Potential | 0 | 0 | 0 | 0 | 0 | 0 | 0 | 0 | 0 | 0 | 0 | 0 | 0 | 0 | 0 | 0 | 0 | 0 | 0 | 0 | 0 | 0 | 0 | 0 | 0 | 0 | 0
F3_Commercial_OR - College_Existing_Water Heating_Natural Gas_Water Heater - Faucet Aerators_A_Achievable Technical Potential | F3 | Commercial | OR - College | Existing | Water Heating | Natural Gas | Water Heater - Faucet Aerators | A | Integrated Unit Winter Peak Savings (kW) | Achievable Technical Potential | 0 | 0 | 0 | 0 | 0 | 0 | 0 | 0 | 0 | 0 | 0 | 0 | 0 | 0 | 0 | 0 | 0 | 0 | 0 | 0 | 0 | 0 | 0 | 0 | 0 | 0 | 0
F4_Commercial_OR - College_Existing_Water Heating_Natural Gas_Water Heater - Faucet Aerators_A_Achievable Technical Potential | F4 | Commercial | OR - College | Existing | Water Heating | Natural Gas | Water Heater - Faucet Aerators | A | Incremental Energy Savings (MWh or mTherms) | Achievable Technical Potential | 0 | 0 | 0 | 0 | 0 | 0 | 0 | 0 | 0 | 0 | 0 | 0 | 0 | 0 | 0 | 0 | 0 | 0 | 0 | 0 | 0 | 0 | 0 | 0 | 0 | 0 | 0
F5_Commercial_OR - College_Existing_Water Heating_Natural Gas_Water Heater - Faucet Aerators_A_Achievable Technical Potential | F5 | Commercial | OR - College | Existing | Water Heating | Natural Gas | Water Heater - Faucet Aerators | A | Incremental Summer Peak Savings (MW) | Achievable Technical Potential | 0 | 0 | 0 | 0 | 0 | 0 | 0 | 0 | 0 | 0 | 0 | 0 | 0 | 0 | 0 | 0 | 0 | 0 | 0 | 0 | 0 | 0 | 0 | 0 | 0 | 0 | 0
F6_Commercial_OR - College_Existing_Water Heating_Natural Gas_Water Heater - Faucet Aerators_A_Achievable Technical Potential | F6 | Commercial | OR - College | Existing | Water Heating | Natural Gas | Water Heater - Faucet Aerators | A | Incremental Winter Peak Savings (MW) | Achievable Technical Potential | 0 | 0 | 0 | 0 | 0 | 0 | 0 | 0 | 0 | 0 | 0 | 0 | 0 | 0 | 0 | 0 | 0 | 0 | 0 | 0 | 0 | 0 | 0 | 0 | 0 | 0 | 0
F7_Commercial_OR - College_Existing_Water Heating_Natural Gas_Water Heater - Faucet Aerators_A_Achievable Technical Potential | F7 | Commercial | OR - College | Existing | Water Heating | Natural Gas | Water Heater - Faucet Aerators | A | Cumulative Energy Savings (MWh or mTherms) | Achievable Technical Potential | 0 | 0 | 0 | 0 | 0 | 0 | 0 | 0 | 0 | 0 | 0 | 0 | 0 | 0 | 0 | 0 | 0 | 0 | 0 | 0 | 0 | 0 | 0 | 0 | 0 | 0 | 0
F8_Commercial_OR - College_Existing_Water Heating_Natural Gas_Water Heater - Faucet Aerators_A_Achievable Technical Potential | F8 | Commercial | OR - College | Existing | Water Heating | Natural Gas | Water Heater - Faucet Aerators | A | Cumulative Summer Peak Savings (MW) | Achievable Technical Potential | 0 | 0 | 0 | 0 | 0 | 0 | 0 | 0 | 0 | 0 | 0 | 0 | 0 | 0 | 0 | 0 | 0 | 0 | 0 | 0 | 0 | 0 | 0 | 0 | 0 | 0 | 0
F9_Commercial_OR - College_Existing_Water Heating_Natural Gas_Water Heater - Faucet Aerators_A_Achievable Technical Potential | F9 | Commercial | OR - College | Existing | Water Heating | Natural Gas | Water Heater - Faucet Aerators | A | Cumulative Winter Peak Savings (MW) | Achievable Technical Potential | 0 | 0 | 0 | 0 | 0 | 0 | 0 | 0 | 0 | 0 | 0 | 0 | 0 | 0 | 0 | 0 | 0 | 0 | 0 | 0 | 0 | 0 | 0 | 0 | 0 | 0 | 0
F10_Commercial_OR - College_Existing_Water Heating_Natural Gas_Water Heater - Faucet Aerators_A_Achievable Technical Potential | F10 | Commercial | OR - College | Existing | Water Heating | Natural Gas | Water Heater - Faucet Aerators | A | Purchases (Incremental) | Achievable Technical Potential | 0 | 0 | 0 | 0 | 0 | 0 | 0 | 0 | 0 | 0 | 0 | 0 | 0 | 0 | 0 | 0 | 0 | 0 | 0 | 0 | 0 | 0 | 0 | 0 | 0 | 0 | 0
F11_Commercial_OR - College_Existing_Water Heating_Natural Gas_Water Heater - Faucet Aerators_A_Achievable Technical Potential | F11 | Commercial | OR - College | Existing | Water Heating | Natural Gas | Water Heater - Faucet Aerators | A | Purchases (Cumulative) | Achievable Technical Potential | 0 | 0 | 0 | 0 | 0 | 0 | 0 | 0 | 0 | 0 | 0 | 0 | 0 | 0 | 0 | 0 | 0 | 0 | 0 | 0 | 0 | 0 | 0 | 0 | 0 | 0 | 0
F1_Commercial_OR - College_Existing_Water Heating_Natural Gas_Water Heater - Low-Flow Showerheads_A_Achievable Technical Potential | F1 | Commercial | OR - College | Existing | Water Heating | Natural Gas | Water Heater - Low-Flow Showerheads | A | Integrated Unit Energy Savings (kWh or therms) | Achievable Technical Potential | 0 | 0 | 11.4438 | 11.2146 | 11.006 | 10.8093 | 10.6239 | 10.4464 | 10.2855 | 10.1389 | 10.0053 | 9.8868 | 9.7896 | 9.7126 | 9.6626 | 9.6098 | 9.5688 | 9.5363 | 9.5107 | 9.4902 | 9.4756 | 9.4653 | 9.4579 | 9.4527 | 9.4456 | 9.4438 | 9.4424
F2_Commercial_OR - College_Existing_Water Heating_Natural Gas_Water Heater - Low-Flow Showerheads_A_Achievable Technical Potential | F2 | Commercial | OR - College | Existing | Water Heating | Natural Gas | Water Heater - Low-Flow Showerheads | A | Integrated Unit Summer Peak Savings (kW) | Achievable Technical Potential | 0 | 0 | 0 | 0 | 0 | 0 | 0 | 0 | 0 | 0 | 0 | 0 | 0 | 0 | 0 | 0 | 0 | 0 | 0 | 0 | 0 | 0 | 0 | 0 | 0 | 0 | 0
F3_Commercial_OR - College_Existing_Water Heating_Natural Gas_Water Heater - Low-Flow Showerheads_A_Achievable Technical Potential | F3 | Commercial | OR - College | Existing | Water Heating | Natural Gas | Water Heater - Low-Flow Showerheads | A | Integrated Unit Winter Peak Savings (kW) | Achievable Technical Potential | 0 | 0 | 0 | 0 | 0 | 0 | 0 | 0 | 0 | 0 | 0 | 0 | 0 | 0 | 0 | 0 | 0 | 0 | 0 | 0 | 0 | 0 | 0 | 0 | 0 | 0 | 0
F4_Commercial_OR - College_Existing_Water Heating_Natural Gas_Water Heater - Low-Flow Showerheads_A_Achievable Technical Potential | F4 | Commercial | OR - College | Existing | Water Heating | Natural Gas | Water Heater - Low-Flow Showerheads | A | Incremental Energy Savings (MWh or mTherms) | Achievable Technical Potential | 0 | 0 | 0 | 0 | 0 | 0 | 0 | 0 | 0 | 0 | 0 | 0 | 0 | 0 | 0 | 0 | 0 | 0 | 0 | 0 | 0 | 0 | 0 | 0 | 0 | 0 | 0
F5_Commercial_OR - College_Existing_Water Heating_Natural Gas_Water Heater - Low-Flow Showerheads_A_Achievable Technical Potential | F5 | Commercial | OR - College | Existing | Water Heating | Natural Gas | Water Heater - Low-Flow Showerheads | A | Incremental Summer Peak Savings (MW) | Achievable Technical Potential | 0 | 0 | 0 | 0 | 0 | 0 | 0 | 0 | 0 | 0 | 0 | 0 | 0 | 0 | 0 | 0 | 0 | 0 | 0 | 0 | 0 | 0 | 0 | 0 | 0 | 0 | 0
F6_Commercial_OR - College_Existing_Water Heating_Natural Gas_Water Heater - Low-Flow Showerheads_A_Achievable Technical Potential | F6 | Commercial | OR - College | Existing | Water Heating | Natural Gas | Water Heater - Low-Flow Showerheads | A | Incremental Winter Peak Savings (MW) | Achievable Technical Potential | 0 | 0 | 0 | 0 | 0 | 0 | 0 | 0 | 0 | 0 | 0 | 0 | 0 | 0 | 0 | 0 | 0 | 0 | 0 | 0 | 0 | 0 | 0 | 0 | 0 | 0 | 0
F7_Commercial_OR - College_Existing_Water Heating_Natural Gas_Water Heater - Low-Flow Showerheads_A_Achievable Technical Potential | F7 | Commercial | OR - College | Existing | Water Heating | Natural Gas | Water Heater - Low-Flow Showerheads | A | Cumulative Energy Savings (MWh or mTherms) | Achievable Technical Potential | 0 | 0 | 0 | 0 | 0 | 0 | 0 | 0 | 0 | 0 | 0 | 0 | 0 | 0 | 0 | 0 | 0 | 0 | 0 | 0 | 0 | 0 | 0 | 0 | 0 | 0 | 0
F8_Commercial_OR - College_Existing_Water Heating_Natural Gas_Water Heater - Low-Flow Showerheads_A_Achievable Technical Potential | F8 | Commercial | OR - College | Existing | Water Heating | Natural Gas | Water Heater - Low-Flow Showerheads | A | Cumulative Summer Peak Savings (MW) | Achievable Technical Potential | 0 | 0 | 0 | 0 | 0 | 0 | 0 | 0 | 0 | 0 | 0 | 0 | 0 | 0 | 0 | 0 | 0 | 0 | 0 | 0 | 0 | 0 | 0 | 0 | 0 | 0 | 0
F9_Commercial_OR - College_Existing_Water Heating_Natural Gas_Water Heater - Low-Flow Showerheads_A_Achievable Technical Potential | F9 | Commercial | OR - College | Existing | Water Heating | Natural Gas | Water Heater - Low-Flow Showerheads | A | Cumulative Winter Peak Savings (MW) | Achievable Technical Potential | 0 | 0 | 0 | 0 | 0 | 0 | 0 | 0 | 0 | 0 | 0 | 0 | 0 | 0 | 0 | 0 | 0 | 0 | 0 | 0 | 0 | 0 | 0 | 0 | 0 | 0 | 0
F10_Commercial_OR - College_Existing_Water Heating_Natural Gas_Water Heater - Low-Flow Showerheads_A_Achievable Technical Potential | F10 | Commercial | OR - College | Existing | Water Heating | Natural Gas | Water Heater - Low-Flow Showerheads | A | Purchases (Incremental) | Achievable Technical Potential | 0 | 0 | 0 | 0 | 0 | 0 | 0 | 0 | 0 | 0 | 0 | 0 | 0 | 0 | 0 | 0 | 0 | 0 | 0 | 0 | 0 | 0 | 0 | 0 | 0 | 0 | 0
F11_Commercial_OR - College_Existing_Water Heating_Natural Gas_Water Heater - Low-Flow Showerheads_A_Achievable Technical Potential | F11 | Commercial | OR - College | Existing | Water Heating | Natural Gas | Water Heater - Low-Flow Showerheads | A | Purchases (Cumulative) | Achievable Technical Potential | 0 | 0 | 0 | 0 | 0 | 0 | 0 | 0 | 0 | 0 | 0 | 0 | 0 | 0 | 0 | 0 | 0 | 0 | 0 | 0 | 0 | 0 | 0 | 0 | 0 | 0 | 0
F1_Commercial_OR - College_Existing_Water Heating_Natural Gas_Water Heater - Tank Blanket/Insulation_A_Achievable Technical Potential | F1 | Commercial | OR - College | Existing | Water Heating | Natural Gas | Water Heater - Tank Blanket/Insulation | A | Integrated Unit Energy Savings (kWh or therms) | Achievable Technical Potential | 0 | 0 | 193.3769 | 190.1773 | 187.2731 | 184.6418 | 182.2648 | 180.1343 | 178.2505 | 176.6129 | 175.132 | 173.782 | 172.6315 | 171.6552 | 170.833 | 169.929 | 169.2043 | 168.6287 | 168.1774 | 167.8144 | 167.5563 | 167.3734 | 167.2436 | 167.1509 | 167.0259 | 166.9943 | 166.9691
F2_Commercial_OR - College_Existing_Water Heating_Natural Gas_Water Heater - Tank Blanket/Insulation_A_Achievable Technical Potential | F2 | Commercial | OR - College | Existing | Water Heating | Natural Gas | Water Heater - Tank Blanket/Insulation | A | Integrated Unit Summer Peak Savings (kW) | Achievable Technical Potential | 0 | 0 | 0 | 0 | 0 | 0 | 0 | 0 | 0 | 0 | 0 | 0 | 0 | 0 | 0 | 0 | 0 | 0 | 0 | 0 | 0 | 0 | 0 | 0 | 0 | 0 | 0
F3_Commercial_OR - College_Existing_Water Heating_Natural Gas_Water Heater - Tank Blanket/Insulation_A_Achievable Technical Potential | F3 | Commercial | OR - College | Existing | Water Heating | Natural Gas | Water Heater - Tank Blanket/Insulation | A | Integrated Unit Winter Peak Savings (kW) | Achievable Technical Potential | 0 | 0 | 0 | 0 | 0 | 0 | 0 | 0 | 0 | 0 | 0 | 0 | 0 | 0 | 0 | 0 | 0 | 0 | 0 | 0 | 0 | 0 | 0 | 0 | 0 | 0 | 0
F4_Commercial_OR - College_Existing_Water Heating_Natural Gas_Water Heater - Tank Blanket/Insulation_A_Achievable Technical Potential | F4 | Commercial | OR - College | Existing | Water Heating | Natural Gas | Water Heater - Tank Blanket/Insulation | A | Incremental Energy Savings (MWh or mTherms) | Achievable Technical Potential | 0 | 0 | 0.16525 | 0.19954 | 0.24045 | 0.27521 | 0.30987 | 0.35804 | 0.38867 | 0.3934 | 0.36763 | 0.31357 | 0.24105 | 0.16449 | 0.09796 | 0.045512 | 0 | 0 | 0 | 0 | 0 | 0 | 0 | 0 | 0 | 0 | 0
F5_Commercial_OR - College_Existing_Water Heating_Natural Gas_Water Heater - Tank Blanket/Insulation_A_Achievable Technical Potential | F5 | Commercial | OR - College | Existing | Water Heating | Natural Gas | Water Heater - Tank Blanket/Insulation | A | Incremental Summer Peak Savings (MW) | Achievable Technical Potential | 0 | 0 | 0 | 0 | 0 | 0 | 0 | 0 | 0 | 0 | 0 | 0 | 0 | 0 | 0 | 0 | 0 | 0 | 0 | 0 | 0 | 0 | 0 | 0 | 0 | 0 | 0
F6_Commercial_OR - College_Existing_Water Heating_Natural Gas_Water Heater - Tank Blanket/Insulation_A_Achievable Technical Potential | F6 | Commercial | OR - College | Existing | Water Heating | Natural Gas | Water Heater - Tank Blanket/Insulation | A | Incremental Winter Peak Savings (MW) | Achievable Technical Potential | 0 | 0 | 0 | 0 | 0 | 0 | 0 | 0 | 0 | 0 | 0 | 0 | 0 | 0 | 0 | 0 | 0 | 0 | 0 | 0 | 0 | 0 | 0 | 0 | 0 | 0 | 0
F7_Commercial_OR - College_Existing_Water Heating_Natural Gas_Water Heater - Tank Blanket/Insulation_A_Achievable Technical Potential | F7 | Commercial | OR - College | Existing | Water Heating | Natural Gas | Water Heater - Tank Blanket/Insulation | A | Cumulative Energy Savings (MWh or mTherms) | Achievable Technical Potential | 0 | 0 | 0.16525 | 0.36206 | 0.59698 | 0.8638 | 1.1626 | 1.507 | 1.8799 | 2.256 | 2.6047 | 2.8982 | 3.1201 | 3.2669 | 3.3493 | 3.377 | 3.3626 | 3.3512 | 3.3422 | 3.335 | 3.3299 | 3.3263 | 3.3237 | 3.3218 | 3.3193 | 3.3187 | 3.3182
F8_Commercial_OR - College_Existing_Water Heating_Natural Gas_Water Heater - Tank Blanket/Insulation_A_Achievable Technical Potential | F8 | Commercial | OR - College | Existing | Water Heating | Natural Gas | Water Heater - Tank Blanket/Insulation | A | Cumulative Summer Peak Savings (MW) | Achievable Technical Potential | 0 | 0 | 0 | 0 | 0 | 0 | 0 | 0 | 0 | 0 | 0 | 0 | 0 | 0 | 0 | 0 | 0 | 0 | 0 | 0 | 0 | 0 | 0 | 0 | 0 | 0 | 0
F9_Commercial_OR - College_Existing_Water Heating_Natural Gas_Water Heater - Tank Blanket/Insulation_A_Achievable Technical Potential | F9 | Commercial | OR - College | Existing | Water Heating | Natural Gas | Water Heater - Tank Blanket/Insulation | A | Cumulative Winter Peak Savings (MW) | Achievable Technical Potential | 0 | 0 | 0 | 0 | 0 | 0 | 0 | 0 | 0 | 0 | 0 | 0 | 0 | 0 | 0 | 0 | 0 | 0 | 0 | 0 | 0 | 0 | 0 | 0 | 0 | 0 | 0
F10_Commercial_OR - College_Existing_Water Heating_Natural Gas_Water Heater - Tank Blanket/Insulation_A_Achievable Technical Potential | F10 | Commercial | OR - College | Existing | Water Heating | Natural Gas | Water Heater - Tank Blanket/Insulation | A | Purchases (Incremental) | Achievable Technical Potential | 0 | 0 | 0.85455 | 1.0493 | 1.284 | 1.4905 | 1.7001 | 1.9876 | 2.1804 | 2.2275 | 2.0991 | 1.8044 | 1.3963 | 0.95826 | 0.57343 | 0.26783 | 0 | 0 | 0 | 0 | 0 | 0 | 0 | 0 | 0 | 0 | 0
F11_Commercial_OR - College_Existing_Water Heating_Natural Gas_Water Heater - Tank Blanket/Insulation_A_Achievable Technical Potential | F11 | Commercial | OR - College | Existing | Water Heating | Natural Gas | Water Heater - Tank Blanket/Insulation | A | Purchases (Cumulative) | Achievable Technical Potential | 0 | 0 | 0.85455 | 1.9038 | 3.1878 | 4.6783 | 6.3784 | 8.366 | 10.5464 | 12.7739 | 14.873 | 16.6774 | 18.0737 | 19.032 | 19.6054 | 19.8733 | 19.8733 | 19.8733 | 19.8733 | 19.8733 | 19.8733 | 19.8733 | 19.8733 | 19.8733 | 19.8733 | 19.8733 | 19.8733
F1_Commercial_OR - College_Existing_Water Heating_Natural Gas_Water Heater - Drainwater Heat Recovery_A_Achievable Technical Potential | F1 | Commercial | OR - College | Existing | Water Heating | Natural Gas | Water Heater - Drainwater Heat Recovery | A | Integrated Unit Energy Savings (kWh or therms) | Achievable Technical Potential | 0 | 0 | 26.522 | 25.9621 | 25.4456 | 24.9538 | 24.4852 | 24.0301 | 23.6114 | 23.2265 | 22.8732 | 22.5611 | 22.3075 | 22.1102 | 21.9834 | 21.856 | 21.7628 | 21.6887 | 21.6307 | 21.584 | 21.5508 | 21.5273 | 21.5106 | 21.4987 | 21.4826 | 21.4785 | 21.4753
F2_Commercial_OR - College_Existing_Water Heating_Natural Gas_Water Heater - Drainwater Heat Recovery_A_Achievable Technical Potential | F2 | Commercial | OR - College | Existing | Water Heating | Natural Gas | Water Heater - Drainwater Heat Recovery | A | Integrated Unit Summer Peak Savings (kW) | Achievable Technical Potential | 0 | 0 | 0 | 0 | 0 | 0 | 0 | 0 | 0 | 0 | 0 | 0 | 0 | 0 | 0 | 0 | 0 | 0 | 0 | 0 | 0 | 0 | 0 | 0 | 0 | 0 | 0
F3_Commercial_OR - College_Existing_Water Heating_Natural Gas_Water Heater - Drainwater Heat Recovery_A_Achievable Technical Potential | F3 | Commercial | OR - College | Existing | Water Heating | Natural Gas | Water Heater - Drainwater Heat Recovery | A | Integrated Unit Winter Peak Savings (kW) | Achievable Technical Potential | 0 | 0 | 0 | 0 | 0 | 0 | 0 | 0 | 0 | 0 | 0 | 0 | 0 | 0 | 0 | 0 | 0 | 0 | 0 | 0 | 0 | 0 | 0 | 0 | 0 | 0 | 0
F4_Commercial_OR - College_Existing_Water Heating_Natural Gas_Water Heater - Drainwater Heat Recovery_A_Achievable Technical Potential | F4 | Commercial | OR - College | Existing | Water Heating | Natural Gas | Water Heater - Drainwater Heat Recovery | A | Incremental Energy Savings (MWh or mTherms) | Achievable Technical Potential | 0 | 0 | 0 | 0 | 0 | 0 | 0 | 0 | 0 | 0 | 0 | 0 | 0 | 0 | 0 | 0 | 0 | 0 | 0 | 0 | 0 | 0 | 0 | 0 | 0 | 0 | 0
F5_Commercial_OR - College_Existing_Water Heating_Natural Gas_Water Heater - Drainwater Heat Recovery_A_Achievable Technical Potential | F5 | Commercial | OR - College | Existing | Water Heating | Natural Gas | Water Heater - Drainwater Heat Recovery | A | Incremental Summer Peak Savings (MW) | Achievable Technical Potential | 0 | 0 | 0 | 0 | 0 | 0 | 0 | 0 | 0 | 0 | 0 | 0 | 0 | 0 | 0 | 0 | 0 | 0 | 0 | 0 | 0 | 0 | 0 | 0 | 0 | 0 | 0
F6_Commercial_OR - College_Existing_Water Heating_Natural Gas_Water Heater - Drainwater Heat Recovery_A_Achievable Technical Potential | F6 | Commercial | OR - College | Existing | Water Heating | Natural Gas | Water Heater - Drainwater Heat Recovery | A | Incremental Winter Peak Savings (MW) | Achievable Technical Potential | 0 | 0 | 0 | 0 | 0 | 0 | 0 | 0 | 0 | 0 | 0 | 0 | 0 | 0 | 0 | 0 | 0 | 0 | 0 | 0 | 0 | 0 | 0 | 0 | 0 | 0 | 0
F7_Commercial_OR - College_Existing_Water Heating_Natural Gas_Water Heater - Drainwater Heat Recovery_A_Achievable Technical Potential | F7 | Commercial | OR - College | Existing | Water Heating | Natural Gas | Water Heater - Drainwater Heat Recovery | A | Cumulative Energy Savings (MWh or mTherms) | Achievable Technical Potential | 0 | 0 | 0 | 0 | 0 | 0 | 0 | 0 | 0 | 0 | 0 | 0 | 0 | 0 | 0 | 0 | 0 | 0 | 0 | 0 | 0 | 0 | 0 | 0 | 0 | 0 | 0
F8_Commercial_OR - College_Existing_Water Heating_Natural Gas_Water Heater - Drainwater Heat Recovery_A_Achievable Technical Potential | F8 | Commercial | OR - College | Existing | Water Heating | Natural Gas | Water Heater - Drainwater Heat Recovery | A | Cumulative Summer Peak Savings (MW) | Achievable Technical Potential | 0 | 0 | 0 | 0 | 0 | 0 | 0 | 0 | 0 | 0 | 0 | 0 | 0 | 0 | 0 | 0 | 0 | 0 | 0 | 0 | 0 | 0 | 0 | 0 | 0 | 0 | 0
F9_Commercial_OR - College_Existing_Water Heating_Natural Gas_Water Heater - Drainwater Heat Recovery_A_Achievable Technical Potential | F9 | Commercial | OR - College | Existing | Water Heating | Natural Gas | Water Heater - Drainwater Heat Recovery | A | Cumulative Winter Peak Savings (MW) | Achievable Technical Potential | 0 | 0 | 0 | 0 | 0 | 0 | 0 | 0 | 0 | 0 | 0 | 0 | 0 | 0 | 0 | 0 | 0 | 0 | 0 | 0 | 0 | 0 | 0 | 0 | 0 | 0 | 0
F10_Commercial_OR - College_Existing_Water Heating_Natural Gas_Water Heater - Drainwater Heat Recovery_A_Achievable Technical Potential | F10 | Commercial | OR - College | Existing | Water Heating | Natural Gas | Water Heater - Drainwater Heat Recovery | A | Purchases (Incremental) | Achievable Technical Potential | 0 | 0 | 0 | 0 | 0 | 0 | 0 | 0 | 0 | 0 | 0 | 0 | 0 | 0 | 0 | 0 | 0 | 0 | 0 | 0 | 0 | 0 | 0 | 0 | 0 | 0 | 0
F11_Commercial_OR - College_Existing_Water Heating_Natural Gas_Water Heater - Drainwater Heat Recovery_A_Achievable Technical Potential | F11 | Commercial | OR - College | Existing | Water Heating | Natural Gas | Water Heater - Drainwater Heat Recovery | A | Purchases (Cumulative) | Achievable Technical Potential | 0 | 0 | 0 | 0 | 0 | 0 | 0 | 0 | 0 | 0 | 0 | 0 | 0 | 0 | 0 | 0 | 0 | 0 | 0 | 0 | 0 | 0 | 0 | 0 | 0 | 0 | 0
F1_Commercial_OR - College_Existing_Water Heating_Natural Gas_Water Heater - Circulation Pump Controls_A_Achievable Technical Potential | F1 | Commercial | OR - College | Existing | Water Heating | Natural Gas | Water Heater - Circulation Pump Controls | A | Integrated Unit Energy Savings (kWh or therms) | Achievable Technical Potential | 0 | 0 | 1395.8373 | 1370.248 | 1347.5946 | 1326.7672 | 1307.6836 | 1290.0695 | 1274.8237 | 1261.3355 | 1249.0987 | 1238.0542 | 1228.7695 | 1221.0777 | 1214.7869 | 1208.1529 | 1203.0007 | 1198.9082 | 1195.6997 | 1193.1183 | 1191.2836 | 1189.9836 | 1189.0607 | 1188.4012 | 1187.5123 | 1187.2881 | 1187.1087
F2_Commercial_OR - College_Existing_Water Heating_Natural Gas_Water Heater - Circulation Pump Controls_A_Achievable Technical Potential | F2 | Commercial | OR - College | Existing | Water Heating | Natural Gas | Water Heater - Circulation Pump Controls | A | Integrated Unit Summer Peak Savings (kW) | Achievable Technical Potential | 0 | 0 | 0 | 0 | 0 | 0 | 0 | 0 | 0 | 0 | 0 | 0 | 0 | 0 | 0 | 0 | 0 | 0 | 0 | 0 | 0 | 0 | 0 | 0 | 0 | 0 | 0
F3_Commercial_OR - College_Existing_Water Heating_Natural Gas_Water Heater - Circulation Pump Controls_A_Achievable Technical Potential | F3 | Commercial | OR - College | Existing | Water Heating | Natural Gas | Water Heater - Circulation Pump Controls | A | Integrated Unit Winter Peak Savings (kW) | Achievable Technical Potential | 0 | 0 | 0 | 0 | 0 | 0 | 0 | 0 | 0 | 0 | 0 | 0 | 0 | 0 | 0 | 0 | 0 | 0 | 0 | 0 | 0 | 0 | 0 | 0 | 0 | 0 | 0
F4_Commercial_OR - College_Existing_Water Heating_Natural Gas_Water Heater - Circulation Pump Controls_A_Achievable Technical Potential | F4 | Commercial | OR - College | Existing | Water Heating | Natural Gas | Water Heater - Circulation Pump Controls | A | Incremental Energy Savings (MWh or mTherms) | Achievable Technical Potential | 0 | 0 | 0.43082 | 0.51928 | 0.62494 | 0.71424 | 0.80296 | 0.92612 | 1.004 | 1.0148 | 0.94701 | 0.80684 | 0.61969 | 0.42261 | 0 | 0 | 0 | 0 | 0 | 0 | 0 | 0 | 0 | 0 | 0 | 0 | 0
F5_Commercial_OR - College_Existing_Water Heating_Natural Gas_Water Heater - Circulation Pump Controls_A_Achievable Technical Potential | F5 | Commercial | OR - College | Existing | Water Heating | Natural Gas | Water Heater - Circulation Pump Controls | A | Incremental Summer Peak Savings (MW) | Achievable Technical Potential | 0 | 0 | 0 | 0 | 0 | 0 | 0 | 0 | 0 | 0 | 0 | 0 | 0 | 0 | 0 | 0 | 0 | 0 | 0 | 0 | 0 | 0 | 0 | 0 | 0 | 0 | 0
F6_Commercial_OR - College_Existing_Water Heating_Natural Gas_Water Heater - Circulation Pump Controls_A_Achievable Technical Potential | F6 | Commercial | OR - College | Existing | Water Heating | Natural Gas | Water Heater - Circulation Pump Controls | A | Incremental Winter Peak Savings (MW) | Achievable Technical Potential | 0 | 0 | 0 | 0 | 0 | 0 | 0 | 0 | 0 | 0 | 0 | 0 | 0 | 0 | 0 | 0 | 0 | 0 | 0 | 0 | 0 | 0 | 0 | 0 | 0 | 0 | 0
F7_Commercial_OR - College_Existing_Water Heating_Natural Gas_Water Heater - Circulation Pump Controls_A_Achievable Technical Potential | F7 | Commercial | OR - College | Existing | Water Heating | Natural Gas | Water Heater - Circulation Pump Controls | A | Cumulative Energy Savings (MWh or mTherms) | Achievable Technical Potential | 0 | 0 | 0.43082 | 0.94219 | 1.5516 | 2.2418 | 3.0125 | 3.8981 | 4.856 | 5.8193 | 6.7099 | 7.4574 | 8.0212 | 8.3936 | 8.3503 | 8.3047 | 8.2693 | 8.2412 | 8.2191 | 8.2014 | 8.1888 | 8.1798 | 8.1735 | 8.169 | 8.1629 | 8.1613 | 8.1601
F8_Commercial_OR - College_Existing_Water Heating_Natural Gas_Water Heater - Circulation Pump Controls_A_Achievable Technical Potential | F8 | Commercial | OR - College | Existing | Water Heating | Natural Gas | Water Heater - Circulation Pump Controls | A | Cumulative Summer Peak Savings (MW) | Achievable Technical Potential | 0 | 0 | 0 | 0 | 0 | 0 | 0 | 0 | 0 | 0 | 0 | 0 | 0 | 0 | 0 | 0 | 0 | 0 | 0 | 0 | 0 | 0 | 0 | 0 | 0 | 0 | 0
F9_Commercial_OR - College_Existing_Water Heating_Natural Gas_Water Heater - Circulation Pump Controls_A_Achievable Technical Potential | F9 | Commercial | OR - College | Existing | Water Heating | Natural Gas | Water Heater - Circulation Pump Controls | A | Cumulative Winter Peak Savings (MW) | Achievable Technical Potential | 0 | 0 | 0 | 0 | 0 | 0 | 0 | 0 | 0 | 0 | 0 | 0 | 0 | 0 | 0 | 0 | 0 | 0 | 0 | 0 | 0 | 0 | 0 | 0 | 0 | 0 | 0
F10_Commercial_OR - College_Existing_Water Heating_Natural Gas_Water Heater - Circulation Pump Controls_A_Achievable Technical Potential | F10 | Commercial | OR - College | Existing | Water Heating | Natural Gas | Water Heater - Circulation Pump Controls | A | Purchases (Incremental) | Achievable Technical Potential | 0 | 0 | 0.30864 | 0.37897 | 0.46374 | 0.53833 | 0.61404 | 0.71788 | 0.78753 | 0.80451 | 0.75816 | 0.6517 | 0.50431 | 0.3461 | 0 | 0 | 0 | 0 | 0 | 0 | 0 | 0 | 0 | 0 | 0 | 0 | 0
F11_Commercial_OR - College_Existing_Water Heating_Natural Gas_Water Heater - Circulation Pump Controls_A_Achievable Technical Potential | F11 | Commercial | OR - College | Existing | Water Heating | Natural Gas | Water Heater - Circulation Pump Controls | A | Purchases (Cumulative) | Achievable Technical Potential | 0 | 0 | 0.30864 | 0.68761 | 1.1514 | 1.6897 | 2.3037 | 3.0216 | 3.8091 | 4.6136 | 5.3718 | 6.0235 | 6.5278 | 6.8739 | 6.8739 | 6.8739 | 6.8739 | 6.8739 | 6.8739 | 6.8739 | 6.8739 | 6.8739 | 6.8739 | 6.8739 | 6.8739 | 6.8739 | 6.8739
F1_Commercial_OR - College_Existing_Water Heating_Natural Gas_Water Heater - Pipe Insulation_A_Achievable Technical Potential | F1 | Commercial | OR - College | Existing | Water Heating | Natural Gas | Water Heater - Pipe Insulation | A | Integrated Unit Energy Savings (kWh or therms) | Achievable Technical Potential | 0 | 0 | 4.8211 | 4.7245 | 4.6366 | 4.5538 | 4.4757 | 4.4009 | 4.3331 | 4.2714 | 4.2151 | 4.1652 | 4.1242 | 4.0918 | 4.0707 | 4.0484 | 4.0312 | 4.0175 | 4.0067 | 3.9981 | 3.9919 | 3.9876 | 3.9845 | 3.9823 | 3.9793 | 3.9785 | 3.9779
F2_Commercial_OR - College_Existing_Water Heating_Natural Gas_Water Heater - Pipe Insulation_A_Achievable Technical Potential | F2 | Commercial | OR - College | Existing | Water Heating | Natural Gas | Water Heater - Pipe Insulation | A | Integrated Unit Summer Peak Savings (kW) | Achievable Technical Potential | 0 | 0 | 0 | 0 | 0 | 0 | 0 | 0 | 0 | 0 | 0 | 0 | 0 | 0 | 0 | 0 | 0 | 0 | 0 | 0 | 0 | 0 | 0 | 0 | 0 | 0 | 0
F3_Commercial_OR - College_Existing_Water Heating_Natural Gas_Water Heater - Pipe Insulation_A_Achievable Technical Potential | F3 | Commercial | OR - College | Existing | Water Heating | Natural Gas | Water Heater - Pipe Insulation | A | Integrated Unit Winter Peak Savings (kW) | Achievable Technical Potential | 0 | 0 | 0 | 0 | 0 | 0 | 0 | 0 | 0 | 0 | 0 | 0 | 0 | 0 | 0 | 0 | 0 | 0 | 0 | 0 | 0 | 0 | 0 | 0 | 0 | 0 | 0
F4_Commercial_OR - College_Existing_Water Heating_Natural Gas_Water Heater - Pipe Insulation_A_Achievable Technical Potential | F4 | Commercial | OR - College | Existing | Water Heating | Natural Gas | Water Heater - Pipe Insulation | A | Incremental Energy Savings (MWh or mTherms) | Achievable Technical Potential | 0 | 0 | 0.053696 | 0.06461 | 0.077592 | 0.088463 | 0.099172 | 0.11401 | 0.12314 | 0.124 | 0.11532 | 0.097953 | 0.075055 | 0.051103 | 0.030423 | 0.014132 | 0 | 0 | 0 | 0 | 0 | 0 | 0 | 0 | 0 | 0 | 0
F5_Commercial_OR - College_Existing_Water Heating_Natural Gas_Water Heater - Pipe Insulation_A_Achievable Technical Potential | F5 | Commercial | OR - College | Existing | Water Heating | Natural Gas | Water Heater - Pipe Insulation | A | Incremental Summer Peak Savings (MW) | Achievable Technical Potential | 0 | 0 | 0 | 0 | 0 | 0 | 0 | 0 | 0 | 0 | 0 | 0 | 0 | 0 | 0 | 0 | 0 | 0 | 0 | 0 | 0 | 0 | 0 | 0 | 0 | 0 | 0
F6_Commercial_OR - College_Existing_Water Heating_Natural Gas_Water Heater - Pipe Insulation_A_Achievable Technical Potential | F6 | Commercial | OR - College | Existing | Water Heating | Natural Gas | Water Heater - Pipe Insulation | A | Incremental Winter Peak Savings (MW) | Achievable Technical Potential | 0 | 0 | 0 | 0 | 0 | 0 | 0 | 0 | 0 | 0 | 0 | 0 | 0 | 0 | 0 | 0 | 0 | 0 | 0 | 0 | 0 | 0 | 0 | 0 | 0 | 0 | 0
F7_Commercial_OR - College_Existing_Water Heating_Natural Gas_Water Heater - Pipe Insulation_A_Achievable Technical Potential | F7 | Commercial | OR - College | Existing | Water Heating | Natural Gas | Water Heater - Pipe Insulation | A | Cumulative Energy Savings (MWh or mTherms) | Achievable Technical Potential | 0 | 0 | 0.053696 | 0.11723 | 0.19264 | 0.27766 | 0.37207 | 0.47986 | 0.59561 | 0.71113 | 0.81708 | 0.90535 | 0.97151 | 1.015 | 1.0402 | 1.0486 | 1.0441 | 1.0406 | 1.0378 | 1.0356 | 1.034 | 1.0328 | 1.032 | 1.0315 | 1.0307 | 1.0305 | 1.0303
F8_Commercial_OR - College_Existing_Water Heating_Natural Gas_Water Heater - Pipe Insulation_A_Achievable Technical Potential | F8 | Commercial | OR - College | Existing | Water Heating | Natural Gas | Water Heater - Pipe Insulation | A | Cumulative Summer Peak Savings (MW) | Achievable Technical Potential | 0 | 0 | 0 | 0 | 0 | 0 | 0 | 0 | 0 | 0 | 0 | 0 | 0 | 0 | 0 | 0 | 0 | 0 | 0 | 0 | 0 | 0 | 0 | 0 | 0 | 0 | 0
F9_Commercial_OR - College_Existing_Water Heating_Natural Gas_Water Heater - Pipe Insulation_A_Achievable Technical Potential | F9 | Commercial | OR - College | Existing | Water Heating | Natural Gas | Water Heater - Pipe Insulation | A | Cumulative Winter Peak Savings (MW) | Achievable Technical Potential | 0 | 0 | 0 | 0 | 0 | 0 | 0 | 0 | 0 | 0 | 0 | 0 | 0 | 0 | 0 | 0 | 0 | 0 | 0 | 0 | 0 | 0 | 0 | 0 | 0 | 0 | 0
F10_Commercial_OR - College_Existing_Water Heating_Natural Gas_Water Heater - Pipe Insulation_A_Achievable Technical Potential | F10 | Commercial | OR - College | Existing | Water Heating | Natural Gas | Water Heater - Pipe Insulation | A | Purchases (Incremental) | Achievable Technical Potential | 0 | 0 | 11.1377 | 13.6753 | 16.7346 | 19.4262 | 22.158 | 25.9054 | 28.4186 | 29.0316 | 27.3588 | 23.5172 | 18.1986 | 12.4893 | 7.4737 | 3.4907 | 0 | 0 | 0 | 0 | 0 | 0 | 0 | 0 | 0 | 0 | 0
F11_Commercial_OR - College_Existing_Water Heating_Natural Gas_Water Heater - Pipe Insulation_A_Achievable Technical Potential | F11 | Commercial | OR - College | Existing | Water Heating | Natural Gas | Water Heater - Pipe Insulation | A | Purchases (Cumulative) | Achievable Technical Potential | 0 | 0 | 11.1377 | 24.813 | 41.5475 | 60.9737 | 83.1317 | 109.0371 | 137.4557 | 166.4873 | 193.8461 | 217.3633 | 235.5619 | 248.0513 | 255.525 | 259.0157 | 259.0157 | 259.0157 | 259.0157 | 259.0157 | 259.0157 | 259.0157 | 259.0157 | 259.0157 | 259.0157 | 259.0157 | 259.0157
F1_Commercial_OR - College_Existing_Water Heating_Natural Gas_Water Heater - Motion Control Faucet_A_Achievable Technical Potential | F1 | Commercial | OR - College | Existing | Water Heating | Natural Gas | Water Heater - Motion Control Faucet | A | Integrated Unit Energy Savings (kWh or therms) | Achievable Technical Potential | 0 | 0 | 0 | 0 | 0 | 0 | 0 | 0 | 0 | 0 | 0 | 0 | 0 | 0 | 0 | 0 | 0 | 0 | 0 | 0 | 0 | 0 | 0 | 0 | 0 | 0 | 0
F2_Commercial_OR - College_Existing_Water Heating_Natural Gas_Water Heater - Motion Control Faucet_A_Achievable Technical Potential | F2 | Commercial | OR - College | Existing | Water Heating | Natural Gas | Water Heater - Motion Control Faucet | A | Integrated Unit Summer Peak Savings (kW) | Achievable Technical Potential | 0 | 0 | 0 | 0 | 0 | 0 | 0 | 0 | 0 | 0 | 0 | 0 | 0 | 0 | 0 | 0 | 0 | 0 | 0 | 0 | 0 | 0 | 0 | 0 | 0 | 0 | 0
F3_Commercial_OR - College_Existing_Water Heating_Natural Gas_Water Heater - Motion Control Faucet_A_Achievable Technical Potential | F3 | Commercial | OR - College | Existing | Water Heating | Natural Gas | Water Heater - Motion Control Faucet | A | Integrated Unit Winter Peak Savings (kW) | Achievable Technical Potential | 0 | 0 | 0 | 0 | 0 | 0 | 0 | 0 | 0 | 0 | 0 | 0 | 0 | 0 | 0 | 0 | 0 | 0 | 0 | 0 | 0 | 0 | 0 | 0 | 0 | 0 | 0
F4_Commercial_OR - College_Existing_Water Heating_Natural Gas_Water Heater - Motion Control Faucet_A_Achievable Technical Potential | F4 | Commercial | OR - College | Existing | Water Heating | Natural Gas | Water Heater - Motion Control Faucet | A | Incremental Energy Savings (MWh or mTherms) | Achievable Technical Potential | 0 | 0 | 0 | 0 | 0 | 0 | 0 | 0 | 0 | 0 | 0 | 0 | 0 | 0 | 0 | 0 | 0 | 0 | 0 | 0 | 0 | 0 | 0 | 0 | 0 | 0 | 0
F5_Commercial_OR - College_Existing_Water Heating_Natural Gas_Water Heater - Motion Control Faucet_A_Achievable Technical Potential | F5 | Commercial | OR - College | Existing | Water Heating | Natural Gas | Water Heater - Motion Control Faucet | A | Incremental Summer Peak Savings (MW) | Achievable Technical Potential | 0 | 0 | 0 | 0 | 0 | 0 | 0 | 0 | 0 | 0 | 0 | 0 | 0 | 0 | 0 | 0 | 0 | 0 | 0 | 0 | 0 | 0 | 0 | 0 | 0 | 0 | 0
F6_Commercial_OR - College_Existing_Water Heating_Natural Gas_Water Heater - Motion Control Faucet_A_Achievable Technical Potential | F6 | Commercial | OR - College | Existing | Water Heating | Natural Gas | Water Heater - Motion Control Faucet | A | Incremental Winter Peak Savings (MW) | Achievable Technical Potential | 0 | 0 | 0 | 0 | 0 | 0 | 0 | 0 | 0 | 0 | 0 | 0 | 0 | 0 | 0 | 0 | 0 | 0 | 0 | 0 | 0 | 0 | 0 | 0 | 0 | 0 | 0
F7_Commercial_OR - College_Existing_Water Heating_Natural Gas_Water Heater - Motion Control Faucet_A_Achievable Technical Potential | F7 | Commercial | OR - College | Existing | Water Heating | Natural Gas | Water Heater - Motion Control Faucet | A | Cumulative Energy Savings (MWh or mTherms) | Achievable Technical Potential | 0 | 0 | 0 | 0 | 0 | 0 | 0 | 0 | 0 | 0 | 0 | 0 | 0 | 0 | 0 | 0 | 0 | 0 | 0 | 0 | 0 | 0 | 0 | 0 | 0 | 0 | 0
F8_Commercial_OR - College_Existing_Water Heating_Natural Gas_Water Heater - Motion Control Faucet_A_Achievable Technical Potential | F8 | Commercial | OR - College | Existing | Water Heating | Natural Gas | Water Heater - Motion Control Faucet | A | Cumulative Summer Peak Savings (MW) | Achievable Technical Potential | 0 | 0 | 0 | 0 | 0 | 0 | 0 | 0 | 0 | 0 | 0 | 0 | 0 | 0 | 0 | 0 | 0 | 0 | 0 | 0 | 0 | 0 | 0 | 0 | 0 | 0 | 0
F9_Commercial_OR - College_Existing_Water Heating_Natural Gas_Water Heater - Motion Control Faucet_A_Achievable Technical Potential | F9 | Commercial | OR - College | Existing | Water Heating | Natural Gas | Water Heater - Motion Control Faucet | A | Cumulative Winter Peak Savings (MW) | Achievable Technical Potential | 0 | 0 | 0 | 0 | 0 | 0 | 0 | 0 | 0 | 0 | 0 | 0 | 0 | 0 | 0 | 0 | 0 | 0 | 0 | 0 | 0 | 0 | 0 | 0 | 0 | 0 | 0
F10_Commercial_OR - College_Existing_Water Heating_Natural Gas_Water Heater - Motion Control Faucet_A_Achievable Technical Potential | F10 | Commercial | OR - College | Existing | Water Heating | Natural Gas | Water Heater - Motion Control Faucet | A | Purchases (Incremental) | Achievable Technical Potential | 0 | 0 | 23809.646 | 29234.448 | 35774.4092 | 41528.4523 | 47368.4587 | 31569.7761 | 31517.6379 | 26288.138 | 16958.0503 | 2905.6442 | 0 | 0 | 0 | 0 | 0 | 0 | 0 | 0 | 0 | 0 | 0 | 0 | 0 | 0 | 0
F11_Commercial_OR - College_Existing_Water Heating_Natural Gas_Water Heater - Motion Control Faucet_A_Achievable Technical Potential | F11 | Commercial | OR - College | Existing | Water Heating | Natural Gas | Water Heater - Motion Control Faucet | A | Purchases (Cumulative) | Achievable Technical Potential | 0 | 0 | 23809.646 | 53044.094 | 88818.5032 | 130346.9555 | 177715.4141 | 209285.1902 | 240802.8282 | 267090.9662 | 284049.0164 | 286954.6606 | 286954.6606 | 286954.6606 | 286954.6606 | 286954.6606 | 286954.6606 | 286954.6606 | 286954.6606 | 286954.6606 | 286954.6606 | 286954.6606 | 286954.6606 | 286954.6606 | 286954.6606 | 286954.6606 | 286954.6606
F1_Commercial_OR - College_Existing_Water Heating_Natural Gas_Water Heater - Solar System_A_Achievable Technical Potential | F1 | Commercial | OR - College | Existing | Water Heating | Natural Gas | Water Heater - Solar System | A | Integrated Unit Energy Savings (kWh or therms) | Achievable Technical Potential | 0 | 0 | 38.5565 | 37.7764 | 37.0638 | 36.3903 | 35.7539 | 35.142 | 34.5855 | 34.077 | 33.6135 | 33.2031 | 32.8672 | 32.6022 | 32.4304 | 32.2516 | 32.114 | 32.0048 | 31.9191 | 31.8502 | 31.8012 | 31.7665 | 31.7419 | 31.7243 | 31.7006 | 31.6946 | 31.6898
F2_Commercial_OR - College_Existing_Water Heating_Natural Gas_Water Heater - Solar System_A_Achievable Technical Potential | F2 | Commercial | OR - College | Existing | Water Heating | Natural Gas | Water Heater - Solar System | A | Integrated Unit Summer Peak Savings (kW) | Achievable Technical Potential | 0 | 0 | 0 | 0 | 0 | 0 | 0 | 0 | 0 | 0 | 0 | 0 | 0 | 0 | 0 | 0 | 0 | 0 | 0 | 0 | 0 | 0 | 0 | 0 | 0 | 0 | 0
F3_Commercial_OR - College_Existing_Water Heating_Natural Gas_Water Heater - Solar System_A_Achievable Technical Potential | F3 | Commercial | OR - College | Existing | Water Heating | Natural Gas | Water Heater - Solar System | A | Integrated Unit Winter Peak Savings (kW) | Achievable Technical Potential | 0 | 0 | 0 | 0 | 0 | 0 | 0 | 0 | 0 | 0 | 0 | 0 | 0 | 0 | 0 | 0 | 0 | 0 | 0 | 0 | 0 | 0 | 0 | 0 | 0 | 0 | 0
F4_Commercial_OR - College_Existing_Water Heating_Natural Gas_Water Heater - Solar System_A_Achievable Technical Potential | F4 | Commercial | OR - College | Existing | Water Heating | Natural Gas | Water Heater - Solar System | A | Incremental Energy Savings (MWh or mTherms) | Achievable Technical Potential | 0 | 0 | 0.2352 | 0.26923 | 0.31007 | 0.34139 | 0.37181 | 0.41735 | 0.44204 | 0.43805 | 0.4326 | 0.37939 | 0.29484 | 0.20128 | 0.11926 | 0.072027 | 0 | 0 | 0 | 0 | 0 | 0 | 0 | 0 | 0 | 0 | 0
F5_Commercial_OR - College_Existing_Water Heating_Natural Gas_Water Heater - Solar System_A_Achievable Technical Potential | F5 | Commercial | OR - College | Existing | Water Heating | Natural Gas | Water Heater - Solar System | A | Incremental Summer Peak Savings (MW) | Achievable Technical Potential | 0 | 0 | 0 | 0 | 0 | 0 | 0 | 0 | 0 | 0 | 0 | 0 | 0 | 0 | 0 | 0 | 0 | 0 | 0 | 0 | 0 | 0 | 0 | 0 | 0 | 0 | 0
F6_Commercial_OR - College_Existing_Water Heating_Natural Gas_Water Heater - Solar System_A_Achievable Technical Potential | F6 | Commercial | OR - College | Existing | Water Heating | Natural Gas | Water Heater - Solar System | A | Incremental Winter Peak Savings (MW) | Achievable Technical Potential | 0 | 0 | 0 | 0 | 0 | 0 | 0 | 0 | 0 | 0 | 0 | 0 | 0 | 0 | 0 | 0 | 0 | 0 | 0 | 0 | 0 | 0 | 0 | 0 | 0 | 0 | 0
F7_Commercial_OR - College_Existing_Water Heating_Natural Gas_Water Heater - Solar System_A_Achievable Technical Potential | F7 | Commercial | OR - College | Existing | Water Heating | Natural Gas | Water Heater - Solar System | A | Cumulative Energy Savings (MWh or mTherms) | Achievable Technical Potential | 0 | 0 | 0.2352 | 0.49968 | 0.80032 | 1.1272 | 1.4793 | 1.8713 | 2.2837 | 2.6882 | 3.0842 | 3.4259 | 3.6861 | 3.8577 | 3.9566 | 4.0068 | 3.9897 | 3.9762 | 3.9655 | 3.957 | 3.9509 | 3.9466 | 3.9435 | 3.9413 | 3.9384 | 3.9376 | 3.937
F8_Commercial_OR - College_Existing_Water Heating_Natural Gas_Water Heater - Solar System_A_Achievable Technical Potential | F8 | Commercial | OR - College | Existing | Water Heating | Natural Gas | Water Heater - Solar System | A | Cumulative Summer Peak Savings (MW) | Achievable Technical Potential | 0 | 0 | 0 | 0 | 0 | 0 | 0 | 0 | 0 | 0 | 0 | 0 | 0 | 0 | 0 | 0 | 0 | 0 | 0 | 0 | 0 | 0 | 0 | 0 | 0 | 0 | 0
F9_Commercial_OR - College_Existing_Water Heating_Natural Gas_Water Heater - Solar System_A_Achievable Technical Potential | F9 | Commercial | OR - College | Existing | Water Heating | Natural Gas | Water Heater - Solar System | A | Cumulative Winter Peak Savings (MW) | Achievable Technical Potential | 0 | 0 | 0 | 0 | 0 | 0 | 0 | 0 | 0 | 0 | 0 | 0 | 0 | 0 | 0 | 0 | 0 | 0 | 0 | 0 | 0 | 0 | 0 | 0 | 0 | 0 | 0
F10_Commercial_OR - College_Existing_Water Heating_Natural Gas_Water Heater - Solar System_A_Achievable Technical Potential | F10 | Commercial | OR - College | Existing | Water Heating | Natural Gas | Water Heater - Solar System | A | Purchases (Incremental) | Achievable Technical Potential | 0 | 0 | 6.1003 | 7.127 | 8.3658 | 9.3812 | 10.3992 | 11.8762 | 12.781 | 12.8546 | 12.8697 | 11.4262 | 8.9706 | 6.1738 | 3.6774 | 2.2333 | 0 | 0 | 0 | 0 | 0 | 0 | 0 | 0 | 0 | 0 | 0
F11_Commercial_OR - College_Existing_Water Heating_Natural Gas_Water Heater - Solar System_A_Achievable Technical Potential | F11 | Commercial | OR - College | Existing | Water Heating | Natural Gas | Water Heater - Solar System | A | Purchases (Cumulative) | Achievable Technical Potential | 0 | 0 | 6.1003 | 13.2272 | 21.5931 | 30.9743 | 41.3735 | 53.2497 | 66.0307 | 78.8853 | 91.7551 | 103.1813 | 112.1519 | 118.3256 | 122.003 | 124.2363 | 124.2363 | 124.2363 | 124.2363 | 124.2363 | 124.2363 | 124.2363 | 124.2363 | 124.2363 | 124.2363 | 124.2363 | 124.2363
F1_Commercial_OR - College_Existing_Water Heating_Natural Gas_Commercial Laundry - Ozone Treatment_A_Achievable Technical Potential | F1 | Commercial | OR - College | Existing | Water Heating | Natural Gas | Commercial Laundry - Ozone Treatment | A | Integrated Unit Energy Savings (kWh or therms) | Achievable Technical Potential | 0 | 0 | 350.1545 | 341.9696 | 334.3889 | 327.5351 | 321.385 | 315.4116 | 309.9162 | 304.8631 | 300.2259 | 296.1303 | 292.8005 | 290.2119 | 288.5476 | 286.8745 | 285.6511 | 284.6793 | 283.9175 | 283.3045 | 282.8689 | 282.5602 | 282.341 | 282.1844 | 281.9734 | 281.9201 | 281.8775
F2_Commercial_OR - College_Existing_Water Heating_Natural Gas_Commercial Laundry - Ozone Treatment_A_Achievable Technical Potential | F2 | Commercial | OR - College | Existing | Water Heating | Natural Gas | Commercial Laundry - Ozone Treatment | A | Integrated Unit Summer Peak Savings (kW) | Achievable Technical Potential | 0 | 0 | 0 | 0 | 0 | 0 | 0 | 0 | 0 | 0 | 0 | 0 | 0 | 0 | 0 | 0 | 0 | 0 | 0 | 0 | 0 | 0 | 0 | 0 | 0 | 0 | 0
F3_Commercial_OR - College_Existing_Water Heating_Natural Gas_Commercial Laundry - Ozone Treatment_A_Achievable Technical Potential | F3 | Commercial | OR - College | Existing | Water Heating | Natural Gas | Commercial Laundry - Ozone Treatment | A | Integrated Unit Winter Peak Savings (kW) | Achievable Technical Potential | 0 | 0 | 0 | 0 | 0 | 0 | 0 | 0 | 0 | 0 | 0 | 0 | 0 | 0 | 0 | 0 | 0 | 0 | 0 | 0 | 0 | 0 | 0 | 0 | 0 | 0 | 0
F4_Commercial_OR - College_Existing_Water Heating_Natural Gas_Commercial Laundry - Ozone Treatment_A_Achievable Technical Potential | F4 | Commercial | OR - College | Existing | Water Heating | Natural Gas | Commercial Laundry - Ozone Treatment | A | Incremental Energy Savings (MWh or mTherms) | Achievable Technical Potential | 0 | 0 | 0.061756 | 0.074054 | 0.088612 | 0.10076 | 0.11277 | 0.12939 | 0.13947 | 0.14015 | 0.13007 | 0.11028 | 0.032739 | 0 | 0 | 0 | 0 | 0 | 0 | 0 | 0 | 0 | 0 | 0 | 0 | 0 | 0
F5_Commercial_OR - College_Existing_Water Heating_Natural Gas_Commercial Laundry - Ozone Treatment_A_Achievable Technical Potential | F5 | Commercial | OR - College | Existing | Water Heating | Natural Gas | Commercial Laundry - Ozone Treatment | A | Incremental Summer Peak Savings (MW) | Achievable Technical Potential | 0 | 0 | 0 | 0 | 0 | 0 | 0 | 0 | 0 | 0 | 0 | 0 | 0 | 0 | 0 | 0 | 0 | 0 | 0 | 0 | 0 | 0 | 0 | 0 | 0 | 0 | 0
F6_Commercial_OR - College_Existing_Water Heating_Natural Gas_Commercial Laundry - Ozone Treatment_A_Achievable Technical Potential | F6 | Commercial | OR - College | Existing | Water Heating | Natural Gas | Commercial Laundry - Ozone Treatment | A | Incremental Winter Peak Savings (MW) | Achievable Technical Potential | 0 | 0 | 0 | 0 | 0 | 0 | 0 | 0 | 0 | 0 | 0 | 0 | 0 | 0 | 0 | 0 | 0 | 0 | 0 | 0 | 0 | 0 | 0 | 0 | 0 | 0 | 0
F7_Commercial_OR - College_Existing_Water Heating_Natural Gas_Commercial Laundry - Ozone Treatment_A_Achievable Technical Potential | F7 | Commercial | OR - College | Existing | Water Heating | Natural Gas | Commercial Laundry - Ozone Treatment | A | Cumulative Energy Savings (MWh or mTherms) | Achievable Technical Potential | 0 | 0 | 0.061756 | 0.13437 | 0.22 | 0.31625 | 0.42307 | 0.5446 | 0.67458 | 0.80373 | 0.92157 | 1.0193 | 1.0406 | 1.0314 | 1.0254 | 1.0195 | 1.0152 | 1.0117 | 1.009 | 1.0068 | 1.0053 | 1.0042 | 1.0034 | 1.0028 | 1.0021 | 1.0019 | 1.0017
F8_Commercial_OR - College_Existing_Water Heating_Natural Gas_Commercial Laundry - Ozone Treatment_A_Achievable Technical Potential | F8 | Commercial | OR - College | Existing | Water Heating | Natural Gas | Commercial Laundry - Ozone Treatment | A | Cumulative Summer Peak Savings (MW) | Achievable Technical Potential | 0 | 0 | 0 | 0 | 0 | 0 | 0 | 0 | 0 | 0 | 0 | 0 | 0 | 0 | 0 | 0 | 0 | 0 | 0 | 0 | 0 | 0 | 0 | 0 | 0 | 0 | 0
F9_Commercial_OR - College_Existing_Water Heating_Natural Gas_Commercial Laundry - Ozone Treatment_A_Achievable Technical Potential | F9 | Commercial | OR - College | Existing | Water Heating | Natural Gas | Commercial Laundry - Ozone Treatment | A | Cumulative Winter Peak Savings (MW) | Achievable Technical Potential | 0 | 0 | 0 | 0 | 0 | 0 | 0 | 0 | 0 | 0 | 0 | 0 | 0 | 0 | 0 | 0 | 0 | 0 | 0 | 0 | 0 | 0 | 0 | 0 | 0 | 0 | 0
F10_Commercial_OR - College_Existing_Water Heating_Natural Gas_Commercial Laundry - Ozone Treatment_A_Achievable Technical Potential | F10 | Commercial | OR - College | Existing | Water Heating | Natural Gas | Commercial Laundry - Ozone Treatment | A | Purchases (Incremental) | Achievable Technical Potential | 0 | 0 | 0.17637 | 0.21655 | 0.265 | 0.30762 | 0.35088 | 0.41022 | 0.45002 | 0.45972 | 0.43323 | 0.3724 | 0.11181 | 0 | 0 | 0 | 0 | 0 | 0 | 0 | 0 | 0 | 0 | 0 | 0 | 0 | 0
F11_Commercial_OR - College_Existing_Water Heating_Natural Gas_Commercial Laundry - Ozone Treatment_A_Achievable Technical Potential | F11 | Commercial | OR - College | Existing | Water Heating | Natural Gas | Commercial Laundry - Ozone Treatment | A | Purchases (Cumulative) | Achievable Technical Potential | 0 | 0 | 0.17637 | 0.39292 | 0.65791 | 0.96553 | 1.3164 | 1.7266 | 2.1766 | 2.6364 | 3.0696 | 3.442 | 3.5538 | 3.5538 | 3.5538 | 3.5538 | 3.5538 | 3.5538 | 3.5538 | 3.5538 | 3.5538 | 3.5538 | 3.5538 | 3.5538 | 3.5538 | 3.5538 | 3.5538
F1_Commercial_OR - College_Existing_Water Heating_Natural Gas_Commercial Laundry - ENERGY STAR Washer_A_Achievable Technical Potential | F1 | Commercial | OR - College | Existing | Water Heating | Natural Gas | Commercial Laundry - ENERGY STAR Washer | A | Integrated Unit Energy Savings (kWh or therms) | Achievable Technical Potential | 0 | 0 | 34.0028 | 33.1738 | 32.3975 | 31.687 | 31.04 | 30.4034 | 29.8095 | 29.2589 | 28.7541 | 28.3112 | 27.9597 | 27.6925 | 27.5337 | 27.374 | 27.2573 | 27.1645 | 27.0918 | 27.0333 | 26.9918 | 26.9623 | 26.9414 | 26.9265 | 26.9063 | 26.9012 | 26.8972
F2_Commercial_OR - College_Existing_Water Heating_Natural Gas_Commercial Laundry - ENERGY STAR Washer_A_Achievable Technical Potential | F2 | Commercial | OR - College | Existing | Water Heating | Natural Gas | Commercial Laundry - ENERGY STAR Washer | A | Integrated Unit Summer Peak Savings (kW) | Achievable Technical Potential | 0 | 0 | 0 | 0 | 0 | 0 | 0 | 0 | 0 | 0 | 0 | 0 | 0 | 0 | 0 | 0 | 0 | 0 | 0 | 0 | 0 | 0 | 0 | 0 | 0 | 0 | 0
F3_Commercial_OR - College_Existing_Water Heating_Natural Gas_Commercial Laundry - ENERGY STAR Washer_A_Achievable Technical Potential | F3 | Commercial | OR - College | Existing | Water Heating | Natural Gas | Commercial Laundry - ENERGY STAR Washer | A | Integrated Unit Winter Peak Savings (kW) | Achievable Technical Potential | 0 | 0 | 0 | 0 | 0 | 0 | 0 | 0 | 0 | 0 | 0 | 0 | 0 | 0 | 0 | 0 | 0 | 0 | 0 | 0 | 0 | 0 | 0 | 0 | 0 | 0 | 0
F4_Commercial_OR - College_Existing_Water Heating_Natural Gas_Commercial Laundry - ENERGY STAR Washer_A_Achievable Technical Potential | F4 | Commercial | OR - College | Existing | Water Heating | Natural Gas | Commercial Laundry - ENERGY STAR Washer | A | Incremental Energy Savings (MWh or mTherms) | Achievable Technical Potential | 0 | 0 | 0.0020895 | 0.002503 | 0.0029912 | 0.0033962 | 0.0037947 | 0.0043455 | 0.0046739 | 0.0028886 | 0.0021708 | 0.0010595 | 0 | 0 | 0 | 0 | 0 | 0 | 0 | 0 | 0 | 0 | 0 | 0 | 0 | 0 | 0
F5_Commercial_OR - College_Existing_Water Heating_Natural Gas_Commercial Laundry - ENERGY STAR Washer_A_Achievable Technical Potential | F5 | Commercial | OR - College | Existing | Water Heating | Natural Gas | Commercial Laundry - ENERGY STAR Washer | A | Incremental Summer Peak Savings (MW) | Achievable Technical Potential | 0 | 0 | 0 | 0 | 0 | 0 | 0 | 0 | 0 | 0 | 0 | 0 | 0 | 0 | 0 | 0 | 0 | 0 | 0 | 0 | 0 | 0 | 0 | 0 | 0 | 0 | 0
F6_Commercial_OR - College_Existing_Water Heating_Natural Gas_Commercial Laundry - ENERGY STAR Washer_A_Achievable Technical Potential | F6 | Commercial | OR - College | Existing | Water Heating | Natural Gas | Commercial Laundry - ENERGY STAR Washer | A | Incremental Winter Peak Savings (MW) | Achievable Technical Potential | 0 | 0 | 0 | 0 | 0 | 0 | 0 | 0 | 0 | 0 | 0 | 0 | 0 | 0 | 0 | 0 | 0 | 0 | 0 | 0 | 0 | 0 | 0 | 0 | 0 | 0 | 0
F7_Commercial_OR - College_Existing_Water Heating_Natural Gas_Commercial Laundry - ENERGY STAR Washer_A_Achievable Technical Potential | F7 | Commercial | OR - College | Existing | Water Heating | Natural Gas | Commercial Laundry - ENERGY STAR Washer | A | Cumulative Energy Savings (MWh or mTherms) | Achievable Technical Potential | 0 | 0 | 0.0020895 | 0.0045415 | 0.0074265 | 0.01066 | 0.014237 | 0.01829 | 0.022607 | 0.025078 | 0.026816 | 0.027463 | 0.027122 | 0.026862 | 0.026708 | 0.026554 | 0.02644 | 0.02635 | 0.02628 | 0.026223 | 0.026183 | 0.026154 | 0.026134 | 0.026119 | 0.0261 | 0.026095 | 0.026091
F8_Commercial_OR - College_Existing_Water Heating_Natural Gas_Commercial Laundry - ENERGY STAR Washer_A_Achievable Technical Potential | F8 | Commercial | OR - College | Existing | Water Heating | Natural Gas | Commercial Laundry - ENERGY STAR Washer | A | Cumulative Summer Peak Savings (MW) | Achievable Technical Potential | 0 | 0 | 0 | 0 | 0 | 0 | 0 | 0 | 0 | 0 | 0 | 0 | 0 | 0 | 0 | 0 | 0 | 0 | 0 | 0 | 0 | 0 | 0 | 0 | 0 | 0 | 0
F9_Commercial_OR - College_Existing_Water Heating_Natural Gas_Commercial Laundry - ENERGY STAR Washer_A_Achievable Technical Potential | F9 | Commercial | OR - College | Existing | Water Heating | Natural Gas | Commercial Laundry - ENERGY STAR Washer | A | Cumulative Winter Peak Savings (MW) | Achievable Technical Potential | 0 | 0 | 0 | 0 | 0 | 0 | 0 | 0 | 0 | 0 | 0 | 0 | 0 | 0 | 0 | 0 | 0 | 0 | 0 | 0 | 0 | 0 | 0 | 0 | 0 | 0 | 0
F10_Commercial_OR - College_Existing_Water Heating_Natural Gas_Commercial Laundry - ENERGY STAR Washer_A_Achievable Technical Potential | F10 | Commercial | OR - College | Existing | Water Heating | Natural Gas | Commercial Laundry - ENERGY STAR Washer | A | Purchases (Incremental) | Achievable Technical Potential | 0 | 0 | 0.06145 | 0.075451 | 0.092329 | 0.10718 | 0.12225 | 0.14293 | 0.15679 | 0.098726 | 0.075496 | 0.037422 | 0 | 0 | 0 | 0 | 0 | 0 | 0 | 0 | 0 | 0 | 0 | 0 | 0 | 0 | 0
F11_Commercial_OR - College_Existing_Water Heating_Natural Gas_Commercial Laundry - ENERGY STAR Washer_A_Achievable Technical Potential | F11 | Commercial | OR - College | Existing | Water Heating | Natural Gas | Commercial Laundry - ENERGY STAR Washer | A | Purchases (Cumulative) | Achievable Technical Potential | 0 | 0 | 0.06145 | 0.1369 | 0.22923 | 0.33641 | 0.45866 | 0.60159 | 0.75838 | 0.85711 | 0.93261 | 0.97003 | 0.97003 | 0.97003 | 0.97003 | 0.97003 | 0.97003 | 0.97003 | 0.97003 | 0.97003 | 0.97003 | 0.97003 | 0.97003 | 0.97003 | 0.97003 | 0.97003 | 0.97003
F1_Commercial_OR - College_Existing_Water Heating_Natural Gas_Water Heater - Efficient Dishwasher_A_Achievable Technical Potential | F1 | Commercial | OR - College | Existing | Water Heating | Natural Gas | Water Heater - Efficient Dishwasher | A | Integrated Unit Energy Savings (kWh or therms) | Achievable Technical Potential | 0 | 0 | 98.5185 | 96.1918 | 94.031 | 92.0713 | 90.3063 | 88.5863 | 86.998 | 85.5345 | 84.1917 | 83.0078 | 82.0639 | 81.3384 | 80.8719 | 80.403 | 80.0601 | 79.7877 | 79.5742 | 79.4024 | 79.2803 | 79.1938 | 79.1324 | 79.0885 | 79.0293 | 79.0144 | 79.0025
F2_Commercial_OR - College_Existing_Water Heating_Natural Gas_Water Heater - Efficient Dishwasher_A_Achievable Technical Potential | F2 | Commercial | OR - College | Existing | Water Heating | Natural Gas | Water Heater - Efficient Dishwasher | A | Integrated Unit Summer Peak Savings (kW) | Achievable Technical Potential | 0 | 0 | 0 | 0 | 0 | 0 | 0 | 0 | 0 | 0 | 0 | 0 | 0 | 0 | 0 | 0 | 0 | 0 | 0 | 0 | 0 | 0 | 0 | 0 | 0 | 0 | 0
F3_Commercial_OR - College_Existing_Water Heating_Natural Gas_Water Heater - Efficient Dishwasher_A_Achievable Technical Potential | F3 | Commercial | OR - College | Existing | Water Heating | Natural Gas | Water Heater - Efficient Dishwasher | A | Integrated Unit Winter Peak Savings (kW) | Achievable Technical Potential | 0 | 0 | 0 | 0 | 0 | 0 | 0 | 0 | 0 | 0 | 0 | 0 | 0 | 0 | 0 | 0 | 0 | 0 | 0 | 0 | 0 | 0 | 0 | 0 | 0 | 0 | 0
F4_Commercial_OR - College_Existing_Water Heating_Natural Gas_Water Heater - Efficient Dishwasher_A_Achievable Technical Potential | F4 | Commercial | OR - College | Existing | Water Heating | Natural Gas | Water Heater - Efficient Dishwasher | A | Incremental Energy Savings (MWh or mTherms) | Achievable Technical Potential | 0 | 0 | 0.19547 | 0.23434 | 0.28033 | 0.31863 | 0.35647 | 0.40882 | 0.44044 | 0.44237 | 0.41034 | 0.34776 | 0.26605 | 0.18097 | 0 | 0 | 0 | 0 | 0 | 0 | 0 | 0 | 0 | 0 | 0 | 0 | 0
F5_Commercial_OR - College_Existing_Water Heating_Natural Gas_Water Heater - Efficient Dishwasher_A_Achievable Technical Potential | F5 | Commercial | OR - College | Existing | Water Heating | Natural Gas | Water Heater - Efficient Dishwasher | A | Incremental Summer Peak Savings (MW) | Achievable Technical Potential | 0 | 0 | 0 | 0 | 0 | 0 | 0 | 0 | 0 | 0 | 0 | 0 | 0 | 0 | 0 | 0 | 0 | 0 | 0 | 0 | 0 | 0 | 0 | 0 | 0 | 0 | 0
F6_Commercial_OR - College_Existing_Water Heating_Natural Gas_Water Heater - Efficient Dishwasher_A_Achievable Technical Potential | F6 | Commercial | OR - College | Existing | Water Heating | Natural Gas | Water Heater - Efficient Dishwasher | A | Incremental Winter Peak Savings (MW) | Achievable Technical Potential | 0 | 0 | 0 | 0 | 0 | 0 | 0 | 0 | 0 | 0 | 0 | 0 | 0 | 0 | 0 | 0 | 0 | 0 | 0 | 0 | 0 | 0 | 0 | 0 | 0 | 0 | 0
F7_Commercial_OR - College_Existing_Water Heating_Natural Gas_Water Heater - Efficient Dishwasher_A_Achievable Technical Potential | F7 | Commercial | OR - College | Existing | Water Heating | Natural Gas | Water Heater - Efficient Dishwasher | A | Cumulative Energy Savings (MWh or mTherms) | Achievable Technical Potential | 0 | 0 | 0.19547 | 0.4252 | 0.69597 | 1.0001 | 1.3374 | 1.7208 | 2.1303 | 2.5369 | 2.9074 | 3.2143 | 3.4438 | 3.5943 | 3.5737 | 3.553 | 3.5378 | 3.5258 | 3.5163 | 3.5087 | 3.5034 | 3.4995 | 3.4968 | 3.4949 | 3.4923 | 3.4916 | 3.4911
F8_Commercial_OR - College_Existing_Water Heating_Natural Gas_Water Heater - Efficient Dishwasher_A_Achievable Technical Potential | F8 | Commercial | OR - College | Existing | Water Heating | Natural Gas | Water Heater - Efficient Dishwasher | A | Cumulative Summer Peak Savings (MW) | Achievable Technical Potential | 0 | 0 | 0 | 0 | 0 | 0 | 0 | 0 | 0 | 0 | 0 | 0 | 0 | 0 | 0 | 0 | 0 | 0 | 0 | 0 | 0 | 0 | 0 | 0 | 0 | 0 | 0
F9_Commercial_OR - College_Existing_Water Heating_Natural Gas_Water Heater - Efficient Dishwasher_A_Achievable Technical Potential | F9 | Commercial | OR - College | Existing | Water Heating | Natural Gas | Water Heater - Efficient Dishwasher | A | Cumulative Winter Peak Savings (MW) | Achievable Technical Potential | 0 | 0 | 0 | 0 | 0 | 0 | 0 | 0 | 0 | 0 | 0 | 0 | 0 | 0 | 0 | 0 | 0 | 0 | 0 | 0 | 0 | 0 | 0 | 0 | 0 | 0 | 0
F10_Commercial_OR - College_Existing_Water Heating_Natural Gas_Water Heater - Efficient Dishwasher_A_Achievable Technical Potential | F10 | Commercial | OR - College | Existing | Water Heating | Natural Gas | Water Heater - Efficient Dishwasher | A | Purchases (Incremental) | Achievable Technical Potential | 0 | 0 | 1.9841 | 2.4362 | 2.9812 | 3.4607 | 3.9474 | 4.615 | 5.0627 | 5.1719 | 4.8739 | 4.1895 | 3.242 | 2.2249 | 0 | 0 | 0 | 0 | 0 | 0 | 0 | 0 | 0 | 0 | 0 | 0 | 0
F11_Commercial_OR - College_Existing_Water Heating_Natural Gas_Water Heater - Efficient Dishwasher_A_Achievable Technical Potential | F11 | Commercial | OR - College | Existing | Water Heating | Natural Gas | Water Heater - Efficient Dishwasher | A | Purchases (Cumulative) | Achievable Technical Potential | 0 | 0 | 1.9841 | 4.4203 | 7.4015 | 10.8622 | 14.8096 | 19.4246 | 24.4872 | 29.6591 | 34.533 | 38.7225 | 41.9645 | 44.1895 | 44.1895 | 44.1895 | 44.1895 | 44.1895 | 44.1895 | 44.1895 | 44.1895 | 44.1895 | 44.1895 | 44.1895 | 44.1895 | 44.1895 | 44.1895
F1_Commercial_OR - College_Existing_Water Heating_Natural Gas_Commercial Laundry - Alternative Dry-Cleaning Methods_A_Achievable Technical Potential | F1 | Commercial | OR - College | Existing | Water Heating | Natural Gas | Commercial Laundry - Alternative Dry-Cleaning Methods | A | Integrated Unit Energy Savings (kWh or therms) | Achievable Technical Potential | 0 | 0 | 0 | 0 | 0 | 0 | 0 | 0 | 0 | 0 | 0 | 0 | 0 | 0 | 0 | 0 | 0 | 0 | 0 | 0 | 0 | 0 | 0 | 0 | 0 | 0 | 0
F2_Commercial_OR - College_Existing_Water Heating_Natural Gas_Commercial Laundry - Alternative Dry-Cleaning Methods_A_Achievable Technical Potential | F2 | Commercial | OR - College | Existing | Water Heating | Natural Gas | Commercial Laundry - Alternative Dry-Cleaning Methods | A | Integrated Unit Summer Peak Savings (kW) | Achievable Technical Potential | 0 | 0 | 0 | 0 | 0 | 0 | 0 | 0 | 0 | 0 | 0 | 0 | 0 | 0 | 0 | 0 | 0 | 0 | 0 | 0 | 0 | 0 | 0 | 0 | 0 | 0 | 0
F3_Commercial_OR - College_Existing_Water Heating_Natural Gas_Commercial Laundry - Alternative Dry-Cleaning Methods_A_Achievable Technical Potential | F3 | Commercial | OR - College | Existing | Water Heating | Natural Gas | Commercial Laundry - Alternative Dry-Cleaning Methods | A | Integrated Unit Winter Peak Savings (kW) | Achievable Technical Potential | 0 | 0 | 0 | 0 | 0 | 0 | 0 | 0 | 0 | 0 | 0 | 0 | 0 | 0 | 0 | 0 | 0 | 0 | 0 | 0 | 0 | 0 | 0 | 0 | 0 | 0 | 0
F4_Commercial_OR - College_Existing_Water Heating_Natural Gas_Commercial Laundry - Alternative Dry-Cleaning Methods_A_Achievable Technical Potential | F4 | Commercial | OR - College | Existing | Water Heating | Natural Gas | Commercial Laundry - Alternative Dry-Cleaning Methods | A | Incremental Energy Savings (MWh or mTherms) | Achievable Technical Potential | 0 | 0 | 0 | 0 | 0 | 0 | 0 | 0 | 0 | 0 | 0 | 0 | 0 | 0 | 0 | 0 | 0 | 0 | 0 | 0 | 0 | 0 | 0 | 0 | 0 | 0 | 0
F5_Commercial_OR - College_Existing_Water Heating_Natural Gas_Commercial Laundry - Alternative Dry-Cleaning Methods_A_Achievable Technical Potential | F5 | Commercial | OR - College | Existing | Water Heating | Natural Gas | Commercial Laundry - Alternative Dry-Cleaning Methods | A | Incremental Summer Peak Savings (MW) | Achievable Technical Potential | 0 | 0 | 0 | 0 | 0 | 0 | 0 | 0 | 0 | 0 | 0 | 0 | 0 | 0 | 0 | 0 | 0 | 0 | 0 | 0 | 0 | 0 | 0 | 0 | 0 | 0 | 0
F6_Commercial_OR - College_Existing_Water Heating_Natural Gas_Commercial Laundry - Alternative Dry-Cleaning Methods_A_Achievable Technical Potential | F6 | Commercial | OR - College | Existing | Water Heating | Natural Gas | Commercial Laundry - Alternative Dry-Cleaning Methods | A | Incremental Winter Peak Savings (MW) | Achievable Technical Potential | 0 | 0 | 0 | 0 | 0 | 0 | 0 | 0 | 0 | 0 | 0 | 0 | 0 | 0 | 0 | 0 | 0 | 0 | 0 | 0 | 0 | 0 | 0 | 0 | 0 | 0 | 0
F7_Commercial_OR - College_Existing_Water Heating_Natural Gas_Commercial Laundry - Alternative Dry-Cleaning Methods_A_Achievable Technical Potential | F7 | Commercial | OR - College | Existing | Water Heating | Natural Gas | Commercial Laundry - Alternative Dry-Cleaning Methods | A | Cumulative Energy Savings (MWh or mTherms) | Achievable Technical Potential | 0 | 0 | 0 | 0 | 0 | 0 | 0 | 0 | 0 | 0 | 0 | 0 | 0 | 0 | 0 | 0 | 0 | 0 | 0 | 0 | 0 | 0 | 0 | 0 | 0 | 0 | 0
F8_Commercial_OR - College_Existing_Water Heating_Natural Gas_Commercial Laundry - Alternative Dry-Cleaning Methods_A_Achievable Technical Potential | F8 | Commercial | OR - College | Existing | Water Heating | Natural Gas | Commercial Laundry - Alternative Dry-Cleaning Methods | A | Cumulative Summer Peak Savings (MW) | Achievable Technical Potential | 0 | 0 | 0 | 0 | 0 | 0 | 0 | 0 | 0 | 0 | 0 | 0 | 0 | 0 | 0 | 0 | 0 | 0 | 0 | 0 | 0 | 0 | 0 | 0 | 0 | 0 | 0
F9_Commercial_OR - College_Existing_Water Heating_Natural Gas_Commercial Laundry - Alternative Dry-Cleaning Methods_A_Achievable Technical Potential | F9 | Commercial | OR - College | Existing | Water Heating | Natural Gas | Commercial Laundry - Alternative Dry-Cleaning Methods | A | Cumulative Winter Peak Savings (MW) | Achievable Technical Potential | 0 | 0 | 0 | 0 | 0 | 0 | 0 | 0 | 0 | 0 | 0 | 0 | 0 | 0 | 0 | 0 | 0 | 0 | 0 | 0 | 0 | 0 | 0 | 0 | 0 | 0 | 0
F10_Commercial_OR - College_Existing_Water Heating_Natural Gas_Commercial Laundry - Alternative Dry-Cleaning Methods_A_Achievable Technical Potential | F10 | Commercial | OR - College | Existing | Water Heating | Natural Gas | Commercial Laundry - Alternative Dry-Cleaning Methods | A | Purchases (Incremental) | Achievable Technical Potential | 0 | 0 | 0.17637 | 0.21655 | 0.265 | 0.30762 | 0.35088 | 0.41022 | 0.45002 | 0.45972 | 0.43323 | 0.3724 | 0.28818 | 0.19777 | 0.11835 | 0.055276 | 0 | 0 | 0 | 0 | 0 | 0 | 0 | 0 | 0 | 0 | 0
F11_Commercial_OR - College_Existing_Water Heating_Natural Gas_Commercial Laundry - Alternative Dry-Cleaning Methods_A_Achievable Technical Potential | F11 | Commercial | OR - College | Existing | Water Heating | Natural Gas | Commercial Laundry - Alternative Dry-Cleaning Methods | A | Purchases (Cumulative) | Achievable Technical Potential | 0 | 0 | 0.17637 | 0.39292 | 0.65791 | 0.96553 | 1.3164 | 1.7266 | 2.1766 | 2.6364 | 3.0696 | 3.442 | 3.7302 | 3.928 | 4.0463 | 4.1016 | 4.1016 | 4.1016 | 4.1016 | 4.1016 | 4.1016 | 4.1016 | 4.1016 | 4.1016 | 4.1016 | 4.1016 | 4.1016
F1_Commercial_OR - College_Existing_Space Heating_Natural Gas_Advanced Kitchen Ventilation Controls_A_Achievable Technical Potential | F1 | Commercial | OR - College | Existing | Space Heating | Natural Gas | Advanced Kitchen Ventilation Controls | A | Integrated Unit Energy Savings (kWh or therms) | Achievable Technical Potential | 0 | 0 | 0.040654 | 0.040489 | 0.040309 | 0.040118 | 0.039913 | 0.03969 | 0.03945 | 0.039191 | 0.038911 | 0.038612 | 0.0383 | 0.037982 | 0.037667 | 0.037367 | 0.037091 | 0.036846 | 0.036634 | 0.036448 | 0.036293 | 0.036148 | 0.03605 | 0.035956 | 0.035867 | 0.035781 | 0.035699
F2_Commercial_OR - College_Existing_Space Heating_Natural Gas_Advanced Kitchen Ventilation Controls_A_Achievable Technical Potential | F2 | Commercial | OR - College | Existing | Space Heating | Natural Gas | Advanced Kitchen Ventilation Controls | A | Integrated Unit Summer Peak Savings (kW) | Achievable Technical Potential | 0 | 0 | 0 | 0 | 0 | 0 | 0 | 0 | 0 | 0 | 0 | 0 | 0 | 0 | 0 | 0 | 0 | 0 | 0 | 0 | 0 | 0 | 0 | 0 | 0 | 0 | 0
F3_Commercial_OR - College_Existing_Space Heating_Natural Gas_Advanced Kitchen Ventilation Controls_A_Achievable Technical Potential | F3 | Commercial | OR - College | Existing | Space Heating | Natural Gas | Advanced Kitchen Ventilation Controls | A | Integrated Unit Winter Peak Savings (kW) | Achievable Technical Potential | 0 | 0 | 0 | 0 | 0 | 0 | 0 | 0 | 0 | 0 | 0 | 0 | 0 | 0 | 0 | 0 | 0 | 0 | 0 | 0 | 0 | 0 | 0 | 0 | 0 | 0 | 0
F4_Commercial_OR - College_Existing_Space Heating_Natural Gas_Advanced Kitchen Ventilation Controls_A_Achievable Technical Potential | F4 | Commercial | OR - College | Existing | Space Heating | Natural Gas | Advanced Kitchen Ventilation Controls | A | Incremental Energy Savings (MWh or mTherms) | Achievable Technical Potential | 0 | 0 | 0.11102 | 0.22696 | 0.22595 | 0.22488 | 0.22373 | 0.22248 | 0.22113 | 0.21968 | 0.21811 | 0.21644 | 0.21469 | 0.2129 | 0.21114 | 0.20946 | 0.20791 | 0.10592 | 0 | 2.9834e-16 | 0 | 0 | 0 | 0 | 0 | 0 | 0
F5_Commercial_OR - College_Existing_Space Heating_Natural Gas_Advanced Kitchen Ventilation Controls_A_Achievable Technical Potential | F5 | Commercial | OR - College | Existing | Space Heating | Natural Gas | Advanced Kitchen Ventilation Controls | A | Incremental Summer Peak Savings (MW) | Achievable Technical Potential | 0 | 0 | 0 | 0 | 0 | 0 | 0 | 0 | 0 | 0 | 0 | 0 | 0 | 0 | 0 | 0 | 0 | 0 | 0 | 0 | 0 | 0 | 0 | 0 | 0 | 0 | 0
F6_Commercial_OR - College_Existing_Space Heating_Natural Gas_Advanced Kitchen Ventilation Controls_A_Achievable Technical Potential | F6 | Commercial | OR - College | Existing | Space Heating | Natural Gas | Advanced Kitchen Ventilation Controls | A | Incremental Winter Peak Savings (MW) | Achievable Technical Potential | 0 | 0 | 0 | 0 | 0 | 0 | 0 | 0 | 0 | 0 | 0 | 0 | 0 | 0 | 0 | 0 | 0 | 0 | 0 | 0 | 0 | 0 | 0 | 0 | 0 | 0 | 0
F7_Commercial_OR - College_Existing_Space Heating_Natural Gas_Advanced Kitchen Ventilation Controls_A_Achievable Technical Potential | F7 | Commercial | OR - College | Existing | Space Heating | Natural Gas | Advanced Kitchen Ventilation Controls | A | Cumulative Energy Savings (MWh or mTherms) | Achievable Technical Potential | 0 | 0 | 0.11102 | 0.33753 | 0.56198 | 0.78419 | 1.0039 | 1.2208 | 1.4345 | 1.6448 | 1.8512 | 2.0534 | 2.2515 | 2.4456 | 2.6365 | 2.825 | 3.012 | 3.098 | 3.0802 | 3.0646 | 3.0515 | 3.0394 | 3.0311 | 3.0232 | 3.0157 | 3.0085 | 3.0016
F8_Commercial_OR - College_Existing_Space Heating_Natural Gas_Advanced Kitchen Ventilation Controls_A_Achievable Technical Potential | F8 | Commercial | OR - College | Existing | Space Heating | Natural Gas | Advanced Kitchen Ventilation Controls | A | Cumulative Summer Peak Savings (MW) | Achievable Technical Potential | 0 | 0 | 0 | 0 | 0 | 0 | 0 | 0 | 0 | 0 | 0 | 0 | 0 | 0 | 0 | 0 | 0 | 0 | 0 | 0 | 0 | 0 | 0 | 0 | 0 | 0 | 0
F9_Commercial_OR - College_Existing_Space Heating_Natural Gas_Advanced Kitchen Ventilation Controls_A_Achievable Technical Potential | F9 | Commercial | OR - College | Existing | Space Heating | Natural Gas | Advanced Kitchen Ventilation Controls | A | Cumulative Winter Peak Savings (MW) | Achievable Technical Potential | 0 | 0 | 0 | 0 | 0 | 0 | 0 | 0 | 0 | 0 | 0 | 0 | 0 | 0 | 0 | 0 | 0 | 0 | 0 | 0 | 0 | 0 | 0 | 0 | 0 | 0 | 0
F10_Commercial_OR - College_Existing_Space Heating_Natural Gas_Advanced Kitchen Ventilation Controls_A_Achievable Technical Potential | F10 | Commercial | OR - College | Existing | Space Heating | Natural Gas | Advanced Kitchen Ventilation Controls | A | Purchases (Incremental) | Achievable Technical Potential | 0 | 0 | 2730.8303 | 5605.3885 | 5605.3885 | 5605.3885 | 5605.3885 | 5605.3885 | 5605.3885 | 5605.3885 | 5605.3885 | 5605.3885 | 5605.3885 | 5605.3885 | 5605.3885 | 5605.3885 | 5605.3885 | 2874.5582 | 0 | 8.1855e-12 | 0 | 0 | 0 | 0 | 0 | 0 | 0
F11_Commercial_OR - College_Existing_Space Heating_Natural Gas_Advanced Kitchen Ventilation Controls_A_Achievable Technical Potential | F11 | Commercial | OR - College | Existing | Space Heating | Natural Gas | Advanced Kitchen Ventilation Controls | A | Purchases (Cumulative) | Achievable Technical Potential | 0 | 0 | 2730.8303 | 8336.2188 | 13941.6074 | 19546.9959 | 25152.3844 | 30757.773 | 36363.1615 | 41968.55 | 47573.9386 | 53179.3271 | 58784.7156 | 64390.1042 | 69995.4927 | 75600.8813 | 81206.2698 | 84080.828 | 84080.828 | 84080.828 | 84080.828 | 84080.828 | 84080.828 | 84080.828 | 84080.828 | 84080.828 | 84080.828
F1_Commercial_OR - College_Existing_Space Heating_Natural Gas_Infiltration Control - Loading Dock Sealing_A_Achievable Technical Potential | F1 | Commercial | OR - College | Existing | Space Heating | Natural Gas | Infiltration Control - Loading Dock Sealing | A | Integrated Unit Energy Savings (kWh or therms) | Achievable Technical Potential | 0 | 0 | 212.8395 | 210.0409 | 206.9719 | 203.683 | 200.1172 | 196.206 | 191.9326 | 187.3033 | 182.3547 | 177.1722 | 171.9746 | 166.8702 | 161.9734 | 157.3996 | 153.2923 | 150.0148 | 147.5839 | 145.5677 | 144.0741 | 142.7011 | 142.311 | 141.9395 | 141.5849 | 141.2455 | 140.9197
F2_Commercial_OR - College_Existing_Space Heating_Natural Gas_Infiltration Control - Loading Dock Sealing_A_Achievable Technical Potential | F2 | Commercial | OR - College | Existing | Space Heating | Natural Gas | Infiltration Control - Loading Dock Sealing | A | Integrated Unit Summer Peak Savings (kW) | Achievable Technical Potential | 0 | 0 | 0 | 0 | 0 | 0 | 0 | 0 | 0 | 0 | 0 | 0 | 0 | 0 | 0 | 0 | 0 | 0 | 0 | 0 | 0 | 0 | 0 | 0 | 0 | 0 | 0
F3_Commercial_OR - College_Existing_Space Heating_Natural Gas_Infiltration Control - Loading Dock Sealing_A_Achievable Technical Potential | F3 | Commercial | OR - College | Existing | Space Heating | Natural Gas | Infiltration Control - Loading Dock Sealing | A | Integrated Unit Winter Peak Savings (kW) | Achievable Technical Potential | 0 | 0 | 0 | 0 | 0 | 0 | 0 | 0 | 0 | 0 | 0 | 0 | 0 | 0 | 0 | 0 | 0 | 0 | 0 | 0 | 0 | 0 | 0 | 0 | 0 | 0 | 0
F4_Commercial_OR - College_Existing_Space Heating_Natural Gas_Infiltration Control - Loading Dock Sealing_A_Achievable Technical Potential | F4 | Commercial | OR - College | Existing | Space Heating | Natural Gas | Infiltration Control - Loading Dock Sealing | A | Incremental Energy Savings (MWh or mTherms) | Achievable Technical Potential | 0 | 0 | 0 | 0 | 0 | 0 | 0 | 0 | 0 | 0 | 0 | 0 | 0 | 0 | 0 | 0 | 0 | 0 | 0 | 0 | 0 | 0 | 0 | 0 | 0 | 0 | 0
F5_Commercial_OR - College_Existing_Space Heating_Natural Gas_Infiltration Control - Loading Dock Sealing_A_Achievable Technical Potential | F5 | Commercial | OR - College | Existing | Space Heating | Natural Gas | Infiltration Control - Loading Dock Sealing | A | Incremental Summer Peak Savings (MW) | Achievable Technical Potential | 0 | 0 | 0 | 0 | 0 | 0 | 0 | 0 | 0 | 0 | 0 | 0 | 0 | 0 | 0 | 0 | 0 | 0 | 0 | 0 | 0 | 0 | 0 | 0 | 0 | 0 | 0
F6_Commercial_OR - College_Existing_Space Heating_Natural Gas_Infiltration Control - Loading Dock Sealing_A_Achievable Technical Potential | F6 | Commercial | OR - College | Existing | Space Heating | Natural Gas | Infiltration Control - Loading Dock Sealing | A | Incremental Winter Peak Savings (MW) | Achievable Technical Potential | 0 | 0 | 0 | 0 | 0 | 0 | 0 | 0 | 0 | 0 | 0 | 0 | 0 | 0 | 0 | 0 | 0 | 0 | 0 | 0 | 0 | 0 | 0 | 0 | 0 | 0 | 0
F7_Commercial_OR - College_Existing_Space Heating_Natural Gas_Infiltration Control - Loading Dock Sealing_A_Achievable Technical Potential | F7 | Commercial | OR - College | Existing | Space Heating | Natural Gas | Infiltration Control - Loading Dock Sealing | A | Cumulative Energy Savings (MWh or mTherms) | Achievable Technical Potential | 0 | 0 | 0 | 0 | 0 | 0 | 0 | 0 | 0 | 0 | 0 | 0 | 0 | 0 | 0 | 0 | 0 | 0 | 0 | 0 | 0 | 0 | 0 | 0 | 0 | 0 | 0
F8_Commercial_OR - College_Existing_Space Heating_Natural Gas_Infiltration Control - Loading Dock Sealing_A_Achievable Technical Potential | F8 | Commercial | OR - College | Existing | Space Heating | Natural Gas | Infiltration Control - Loading Dock Sealing | A | Cumulative Summer Peak Savings (MW) | Achievable Technical Potential | 0 | 0 | 0 | 0 | 0 | 0 | 0 | 0 | 0 | 0 | 0 | 0 | 0 | 0 | 0 | 0 | 0 | 0 | 0 | 0 | 0 | 0 | 0 | 0 | 0 | 0 | 0
F9_Commercial_OR - College_Existing_Space Heating_Natural Gas_Infiltration Control - Loading Dock Sealing_A_Achievable Technical Potential | F9 | Commercial | OR - College | Existing | Space Heating | Natural Gas | Infiltration Control - Loading Dock Sealing | A | Cumulative Winter Peak Savings (MW) | Achievable Technical Potential | 0 | 0 | 0 | 0 | 0 | 0 | 0 | 0 | 0 | 0 | 0 | 0 | 0 | 0 | 0 | 0 | 0 | 0 | 0 | 0 | 0 | 0 | 0 | 0 | 0 | 0 | 0
F10_Commercial_OR - College_Existing_Space Heating_Natural Gas_Infiltration Control - Loading Dock Sealing_A_Achievable Technical Potential | F10 | Commercial | OR - College | Existing | Space Heating | Natural Gas | Infiltration Control - Loading Dock Sealing | A | Purchases (Incremental) | Achievable Technical Potential | 0 | 0 | 0 | 0 | 0 | 0 | 0 | 0 | 0 | 0 | 0 | 0 | 0 | 0 | 0 | 0 | 0 | 0 | 0 | 0 | 0 | 0 | 0 | 0 | 0 | 0 | 0
F11_Commercial_OR - College_Existing_Space Heating_Natural Gas_Infiltration Control - Loading Dock Sealing_A_Achievable Technical Potential | F11 | Commercial | OR - College | Existing | Space Heating | Natural Gas | Infiltration Control - Loading Dock Sealing | A | Purchases (Cumulative) | Achievable Technical Potential | 0 | 0 | 0 | 0 | 0 | 0 | 0 | 0 | 0 | 0 | 0 | 0 | 0 | 0 | 0 | 0 | 0 | 0 | 0 | 0 | 0 | 0 | 0 | 0 | 0 | 0 | 0
F1_Commercial_OR - College_Existing_Space Heating_Natural Gas_Greenhouse Heat Curtain_A_Achievable Technical Potential | F1 | Commercial | OR - College | Existing | Space Heating | Natural Gas | Greenhouse Heat Curtain | A | Integrated Unit Energy Savings (kWh or therms) | Achievable Technical Potential | 0 | 0 | 186.3456 | 184.6766 | 182.9018 | 181.0414 | 179.0704 | 176.9636 | 174.7064 | 172.2861 | 169.697 | 166.9607 | 164.1242 | 161.2501 | 158.4252 | 155.7345 | 153.2532 | 151.2437 | 149.7255 | 148.4139 | 147.3779 | 146.4025 | 146.0032 | 145.6231 | 145.2601 | 144.9127 | 144.5793
F2_Commercial_OR - College_Existing_Space Heating_Natural Gas_Greenhouse Heat Curtain_A_Achievable Technical Potential | F2 | Commercial | OR - College | Existing | Space Heating | Natural Gas | Greenhouse Heat Curtain | A | Integrated Unit Summer Peak Savings (kW) | Achievable Technical Potential | 0 | 0 | 0 | 0 | 0 | 0 | 0 | 0 | 0 | 0 | 0 | 0 | 0 | 0 | 0 | 0 | 0 | 0 | 0 | 0 | 0 | 0 | 0 | 0 | 0 | 0 | 0
F3_Commercial_OR - College_Existing_Space Heating_Natural Gas_Greenhouse Heat Curtain_A_Achievable Technical Potential | F3 | Commercial | OR - College | Existing | Space Heating | Natural Gas | Greenhouse Heat Curtain | A | Integrated Unit Winter Peak Savings (kW) | Achievable Technical Potential | 0 | 0 | 0 | 0 | 0 | 0 | 0 | 0 | 0 | 0 | 0 | 0 | 0 | 0 | 0 | 0 | 0 | 0 | 0 | 0 | 0 | 0 | 0 | 0 | 0 | 0 | 0
F4_Commercial_OR - College_Existing_Space Heating_Natural Gas_Greenhouse Heat Curtain_A_Achievable Technical Potential | F4 | Commercial | OR - College | Existing | Space Heating | Natural Gas | Greenhouse Heat Curtain | A | Incremental Energy Savings (MWh or mTherms) | Achievable Technical Potential | 0 | 0 | 0 | 0 | 0 | 0 | 0 | 0 | 0 | 0 | 0 | 0 | 0 | 0 | 0 | 0 | 0 | 0 | 0 | 0 | 0 | 0 | 0 | 0 | 0 | 0 | 0
F5_Commercial_OR - College_Existing_Space Heating_Natural Gas_Greenhouse Heat Curtain_A_Achievable Technical Potential | F5 | Commercial | OR - College | Existing | Space Heating | Natural Gas | Greenhouse Heat Curtain | A | Incremental Summer Peak Savings (MW) | Achievable Technical Potential | 0 | 0 | 0 | 0 | 0 | 0 | 0 | 0 | 0 | 0 | 0 | 0 | 0 | 0 | 0 | 0 | 0 | 0 | 0 | 0 | 0 | 0 | 0 | 0 | 0 | 0 | 0
F6_Commercial_OR - College_Existing_Space Heating_Natural Gas_Greenhouse Heat Curtain_A_Achievable Technical Potential | F6 | Commercial | OR - College | Existing | Space Heating | Natural Gas | Greenhouse Heat Curtain | A | Incremental Winter Peak Savings (MW) | Achievable Technical Potential | 0 | 0 | 0 | 0 | 0 | 0 | 0 | 0 | 0 | 0 | 0 | 0 | 0 | 0 | 0 | 0 | 0 | 0 | 0 | 0 | 0 | 0 | 0 | 0 | 0 | 0 | 0
F7_Commercial_OR - College_Existing_Space Heating_Natural Gas_Greenhouse Heat Curtain_A_Achievable Technical Potential | F7 | Commercial | OR - College | Existing | Space Heating | Natural Gas | Greenhouse Heat Curtain | A | Cumulative Energy Savings (MWh or mTherms) | Achievable Technical Potential | 0 | 0 | 0 | 0 | 0 | 0 | 0 | 0 | 0 | 0 | 0 | 0 | 0 | 0 | 0 | 0 | 0 | 0 | 0 | 0 | 0 | 0 | 0 | 0 | 0 | 0 | 0
F8_Commercial_OR - College_Existing_Space Heating_Natural Gas_Greenhouse Heat Curtain_A_Achievable Technical Potential | F8 | Commercial | OR - College | Existing | Space Heating | Natural Gas | Greenhouse Heat Curtain | A | Cumulative Summer Peak Savings (MW) | Achievable Technical Potential | 0 | 0 | 0 | 0 | 0 | 0 | 0 | 0 | 0 | 0 | 0 | 0 | 0 | 0 | 0 | 0 | 0 | 0 | 0 | 0 | 0 | 0 | 0 | 0 | 0 | 0 | 0
F9_Commercial_OR - College_Existing_Space Heating_Natural Gas_Greenhouse Heat Curtain_A_Achievable Technical Potential | F9 | Commercial | OR - College | Existing | Space Heating | Natural Gas | Greenhouse Heat Curtain | A | Cumulative Winter Peak Savings (MW) | Achievable Technical Potential | 0 | 0 | 0 | 0 | 0 | 0 | 0 | 0 | 0 | 0 | 0 | 0 | 0 | 0 | 0 | 0 | 0 | 0 | 0 | 0 | 0 | 0 | 0 | 0 | 0 | 0 | 0
F10_Commercial_OR - College_Existing_Space Heating_Natural Gas_Greenhouse Heat Curtain_A_Achievable Technical Potential | F10 | Commercial | OR - College | Existing | Space Heating | Natural Gas | Greenhouse Heat Curtain | A | Purchases (Incremental) | Achievable Technical Potential | 0 | 0 | 0 | 0 | 0 | 0 | 0 | 0 | 0 | 0 | 0 | 0 | 0 | 0 | 0 | 0 | 0 | 0 | 0 | 0 | 0 | 0 | 0 | 0 | 0 | 0 | 0
F11_Commercial_OR - College_Existing_Space Heating_Natural Gas_Greenhouse Heat Curtain_A_Achievable Technical Potential | F11 | Commercial | OR - College | Existing | Space Heating | Natural Gas | Greenhouse Heat Curtain | A | Purchases (Cumulative) | Achievable Technical Potential | 0 | 0 | 0 | 0 | 0 | 0 | 0 | 0 | 0 | 0 | 0 | 0 | 0 | 0 | 0 | 0 | 0 | 0 | 0 | 0 | 0 | 0 | 0 | 0 | 0 | 0 | 0
F1_Commercial_OR - College_Existing_Space Heating_Natural Gas_Ventilation - Parking Garages, Demand Controlled_A_Achievable Technical Potential | F1 | Commercial | OR - College | Existing | Space Heating | Natural Gas | Ventilation - Parking Garages, Demand Controlled | A | Integrated Unit Energy Savings (kWh or therms) | Achievable Technical Potential | 0 | 0 | 0 | 0 | 0 | 0 | 0 | 0 | 0 | 0 | 0 | 0 | 0 | 0 | 0 | 0 | 0 | 0 | 0 | 0 | 0 | 0 | 0 | 0 | 0 | 0 | 0
F2_Commercial_OR - College_Existing_Space Heating_Natural Gas_Ventilation - Parking Garages, Demand Controlled_A_Achievable Technical Potential | F2 | Commercial | OR - College | Existing | Space Heating | Natural Gas | Ventilation - Parking Garages, Demand Controlled | A | Integrated Unit Summer Peak Savings (kW) | Achievable Technical Potential | 0 | 0 | 0 | 0 | 0 | 0 | 0 | 0 | 0 | 0 | 0 | 0 | 0 | 0 | 0 | 0 | 0 | 0 | 0 | 0 | 0 | 0 | 0 | 0 | 0 | 0 | 0
F3_Commercial_OR - College_Existing_Space Heating_Natural Gas_Ventilation - Parking Garages, Demand Controlled_A_Achievable Technical Potential | F3 | Commercial | OR - College | Existing | Space Heating | Natural Gas | Ventilation - Parking Garages, Demand Controlled | A | Integrated Unit Winter Peak Savings (kW) | Achievable Technical Potential | 0 | 0 | 0 | 0 | 0 | 0 | 0 | 0 | 0 | 0 | 0 | 0 | 0 | 0 | 0 | 0 | 0 | 0 | 0 | 0 | 0 | 0 | 0 | 0 | 0 | 0 | 0
F4_Commercial_OR - College_Existing_Space Heating_Natural Gas_Ventilation - Parking Garages, Demand Controlled_A_Achievable Technical Potential | F4 | Commercial | OR - College | Existing | Space Heating | Natural Gas | Ventilation - Parking Garages, Demand Controlled | A | Incremental Energy Savings (MWh or mTherms) | Achievable Technical Potential | 0 | 0 | 0 | 0 | 0 | 0 | 0 | 0 | 0 | 0 | 0 | 0 | 0 | 0 | 0 | 0 | 0 | 0 | 0 | 0 | 0 | 0 | 0 | 0 | 0 | 0 | 0
F5_Commercial_OR - College_Existing_Space Heating_Natural Gas_Ventilation - Parking Garages, Demand Controlled_A_Achievable Technical Potential | F5 | Commercial | OR - College | Existing | Space Heating | Natural Gas | Ventilation - Parking Garages, Demand Controlled | A | Incremental Summer Peak Savings (MW) | Achievable Technical Potential | 0 | 0 | 0 | 0 | 0 | 0 | 0 | 0 | 0 | 0 | 0 | 0 | 0 | 0 | 0 | 0 | 0 | 0 | 0 | 0 | 0 | 0 | 0 | 0 | 0 | 0 | 0
F6_Commercial_OR - College_Existing_Space Heating_Natural Gas_Ventilation - Parking Garages, Demand Controlled_A_Achievable Technical Potential | F6 | Commercial | OR - College | Existing | Space Heating | Natural Gas | Ventilation - Parking Garages, Demand Controlled | A | Incremental Winter Peak Savings (MW) | Achievable Technical Potential | 0 | 0 | 0 | 0 | 0 | 0 | 0 | 0 | 0 | 0 | 0 | 0 | 0 | 0 | 0 | 0 | 0 | 0 | 0 | 0 | 0 | 0 | 0 | 0 | 0 | 0 | 0
F7_Commercial_OR - College_Existing_Space Heating_Natural Gas_Ventilation - Parking Garages, Demand Controlled_A_Achievable Technical Potential | F7 | Commercial | OR - College | Existing | Space Heating | Natural Gas | Ventilation - Parking Garages, Demand Controlled | A | Cumulative Energy Savings (MWh or mTherms) | Achievable Technical Potential | 0 | 0 | 0 | 0 | 0 | 0 | 0 | 0 | 0 | 0 | 0 | 0 | 0 | 0 | 0 | 0 | 0 | 0 | 0 | 0 | 0 | 0 | 0 | 0 | 0 | 0 | 0
F8_Commercial_OR - College_Existing_Space Heating_Natural Gas_Ventilation - Parking Garages, Demand Controlled_A_Achievable Technical Potential | F8 | Commercial | OR - College | Existing | Space Heating | Natural Gas | Ventilation - Parking Garages, Demand Controlled | A | Cumulative Summer Peak Savings (MW) | Achievable Technical Potential | 0 | 0 | 0 | 0 | 0 | 0 | 0 | 0 | 0 | 0 | 0 | 0 | 0 | 0 | 0 | 0 | 0 | 0 | 0 | 0 | 0 | 0 | 0 | 0 | 0 | 0 | 0
F9_Commercial_OR - College_Existing_Space Heating_Natural Gas_Ventilation - Parking Garages, Demand Controlled_A_Achievable Technical Potential | F9 | Commercial | OR - College | Existing | Space Heating | Natural Gas | Ventilation - Parking Garages, Demand Controlled | A | Cumulative Winter Peak Savings (MW) | Achievable Technical Potential | 0 | 0 | 0 | 0 | 0 | 0 | 0 | 0 | 0 | 0 | 0 | 0 | 0 | 0 | 0 | 0 | 0 | 0 | 0 | 0 | 0 | 0 | 0 | 0 | 0 | 0 | 0
F10_Commercial_OR - College_Existing_Space Heating_Natural Gas_Ventilation - Parking Garages, Demand Controlled_A_Achievable Technical Potential | F10 | Commercial | OR - College | Existing | Space Heating | Natural Gas | Ventilation - Parking Garages, Demand Controlled | A | Purchases (Incremental) | Achievable Technical Potential | 0 | 0 | 0 | 0 | 0 | 0 | 0 | 0 | 0 | 0 | 0 | 0 | 0 | 0 | 0 | 0 | 0 | 0 | 0 | 0 | 0 | 0 | 0 | 0 | 0 | 0 | 0
F11_Commercial_OR - College_Existing_Space Heating_Natural Gas_Ventilation - Parking Garages, Demand Controlled_A_Achievable Technical Potential | F11 | Commercial | OR - College | Existing | Space Heating | Natural Gas | Ventilation - Parking Garages, Demand Controlled | A | Purchases (Cumulative) | Achievable Technical Potential | 0 | 0 | 0 | 0 | 0 | 0 | 0 | 0 | 0 | 0 | 0 | 0 | 0 | 0 | 0 | 0 | 0 | 0 | 0 | 0 | 0 | 0 | 0 | 0 | 0 | 0 | 0
F1_Commercial_OR - College_Existing_Miscellaneous_Natural Gas_Pool Heater - Night Covers_A_Achievable Technical Potential | F1 | Commercial | OR - College | Existing | Miscellaneous | Natural Gas | Pool Heater - Night Covers | A | Integrated Unit Energy Savings (kWh or therms) | Achievable Technical Potential | 0 | 0 | 0.0011799 | 0.0011799 | 0.0011799 | 0.0011799 | 0.0011799 | 0.0011799 | 0.0011799 | 0.0011799 | 0.0011799 | 0.0011798 | 0.0011798 | 0.0011798 | 0.0011797 | 0.0011797 | 0.0011796 | 0.0011795 | 0.0011795 | 0.0011795 | 0.0011794 | 0.0011794 | 0.0011794 | 0.0011793 | 0.0011793 | 0.0011793 | 0.0011793
F2_Commercial_OR - College_Existing_Miscellaneous_Natural Gas_Pool Heater - Night Covers_A_Achievable Technical Potential | F2 | Commercial | OR - College | Existing | Miscellaneous | Natural Gas | Pool Heater - Night Covers | A | Integrated Unit Summer Peak Savings (kW) | Achievable Technical Potential | 0 | 0 | 0 | 0 | 0 | 0 | 0 | 0 | 0 | 0 | 0 | 0 | 0 | 0 | 0 | 0 | 0 | 0 | 0 | 0 | 0 | 0 | 0 | 0 | 0 | 0 | 0
F3_Commercial_OR - College_Existing_Miscellaneous_Natural Gas_Pool Heater - Night Covers_A_Achievable Technical Potential | F3 | Commercial | OR - College | Existing | Miscellaneous | Natural Gas | Pool Heater - Night Covers | A | Integrated Unit Winter Peak Savings (kW) | Achievable Technical Potential | 0 | 0 | 0 | 0 | 0 | 0 | 0 | 0 | 0 | 0 | 0 | 0 | 0 | 0 | 0 | 0 | 0 | 0 | 0 | 0 | 0 | 0 | 0 | 0 | 0 | 0 | 0
F4_Commercial_OR - College_Existing_Miscellaneous_Natural Gas_Pool Heater - Night Covers_A_Achievable Technical Potential | F4 | Commercial | OR - College | Existing | Miscellaneous | Natural Gas | Pool Heater - Night Covers | A | Incremental Energy Savings (MWh or mTherms) | Achievable Technical Potential | 0 | 0 | 0.00017625 | 0.00017625 | 0.00017625 | 0.00017625 | 0.00017625 | 0 | 0 | 0 | 0 | 0 | 0 | 0 | 0 | 0 | 0 | 0 | 0 | 0 | 0 | 0 | 0 | 0 | 0 | 0 | 0
F5_Commercial_OR - College_Existing_Miscellaneous_Natural Gas_Pool Heater - Night Covers_A_Achievable Technical Potential | F5 | Commercial | OR - College | Existing | Miscellaneous | Natural Gas | Pool Heater - Night Covers | A | Incremental Summer Peak Savings (MW) | Achievable Technical Potential | 0 | 0 | 0 | 0 | 0 | 0 | 0 | 0 | 0 | 0 | 0 | 0 | 0 | 0 | 0 | 0 | 0 | 0 | 0 | 0 | 0 | 0 | 0 | 0 | 0 | 0 | 0
F6_Commercial_OR - College_Existing_Miscellaneous_Natural Gas_Pool Heater - Night Covers_A_Achievable Technical Potential | F6 | Commercial | OR - College | Existing | Miscellaneous | Natural Gas | Pool Heater - Night Covers | A | Incremental Winter Peak Savings (MW) | Achievable Technical Potential | 0 | 0 | 0 | 0 | 0 | 0 | 0 | 0 | 0 | 0 | 0 | 0 | 0 | 0 | 0 | 0 | 0 | 0 | 0 | 0 | 0 | 0 | 0 | 0 | 0 | 0 | 0
F7_Commercial_OR - College_Existing_Miscellaneous_Natural Gas_Pool Heater - Night Covers_A_Achievable Technical Potential | F7 | Commercial | OR - College | Existing | Miscellaneous | Natural Gas | Pool Heater - Night Covers | A | Cumulative Energy Savings (MWh or mTherms) | Achievable Technical Potential | 0 | 0 | 0.00017625 | 0.0003525 | 0.00052874 | 0.00070499 | 0.00088123 | 0.00088123 | 0.00088122 | 0.00088121 | 0.00088119 | 0.00088116 | 0.00088113 | 0.0008811 | 0.00088106 | 0.00088102 | 0.00088098 | 0.00088094 | 0.0008809 | 0.00088087 | 0.00088084 | 0.00088082 | 0.0008808 | 0.00088079 | 0.00088079 | 0.00088079 | 0.00088079
F8_Commercial_OR - College_Existing_Miscellaneous_Natural Gas_Pool Heater - Night Covers_A_Achievable Technical Potential | F8 | Commercial | OR - College | Existing | Miscellaneous | Natural Gas | Pool Heater - Night Covers | A | Cumulative Summer Peak Savings (MW) | Achievable Technical Potential | 0 | 0 | 0 | 0 | 0 | 0 | 0 | 0 | 0 | 0 | 0 | 0 | 0 | 0 | 0 | 0 | 0 | 0 | 0 | 0 | 0 | 0 | 0 | 0 | 0 | 0 | 0
F9_Commercial_OR - College_Existing_Miscellaneous_Natural Gas_Pool Heater - Night Covers_A_Achievable Technical Potential | F9 | Commercial | OR - College | Existing | Miscellaneous | Natural Gas | Pool Heater - Night Covers | A | Cumulative Winter Peak Savings (MW) | Achievable Technical Potential | 0 | 0 | 0 | 0 | 0 | 0 | 0 | 0 | 0 | 0 | 0 | 0 | 0 | 0 | 0 | 0 | 0 | 0 | 0 | 0 | 0 | 0 | 0 | 0 | 0 | 0 | 0
F10_Commercial_OR - College_Existing_Miscellaneous_Natural Gas_Pool Heater - Night Covers_A_Achievable Technical Potential | F10 | Commercial | OR - College | Existing | Miscellaneous | Natural Gas | Pool Heater - Night Covers | A | Purchases (Incremental) | Achievable Technical Potential | 0 | 0 | 149.3695 | 149.3695 | 149.3695 | 149.3695 | 149.3695 | 0 | 0 | 0 | 0 | 0 | 0 | 0 | 0 | 0 | 0 | 0 | 0 | 0 | 0 | 0 | 0 | 0 | 0 | 0 | 0
F11_Commercial_OR - College_Existing_Miscellaneous_Natural Gas_Pool Heater - Night Covers_A_Achievable Technical Potential | F11 | Commercial | OR - College | Existing | Miscellaneous | Natural Gas | Pool Heater - Night Covers | A | Purchases (Cumulative) | Achievable Technical Potential | 0 | 0 | 149.3695 | 298.7389 | 448.1084 | 597.4778 | 746.8473 | 746.8473 | 746.8473 | 746.8473 | 746.8473 | 746.8473 | 746.8473 | 746.8473 | 746.8473 | 746.8473 | 746.8473 | 746.8473 | 746.8473 | 746.8473 | 746.8473 | 746.8473 | 746.8473 | 746.8473 | 746.8473 | 746.8473 | 746.8473
F1_Commercial_OR - College_Existing_Space Heating_Natural Gas_Advanced New Construction Designs_A_Achievable Technical Potential | F1 | Commercial | OR - College | Existing | Space Heating | Natural Gas | Advanced New Construction Designs | A | Integrated Unit Energy Savings (kWh or therms) | Achievable Technical Potential | 0 | 0 | 0 | 0 | 0 | 0 | 0 | 0 | 0 | 0 | 0 | 0 | 0 | 0 | 0 | 0 | 0 | 0 | 0 | 0 | 0 | 0 | 0 | 0 | 0 | 0 | 0
F2_Commercial_OR - College_Existing_Space Heating_Natural Gas_Advanced New Construction Designs_A_Achievable Technical Potential | F2 | Commercial | OR - College | Existing | Space Heating | Natural Gas | Advanced New Construction Designs | A | Integrated Unit Summer Peak Savings (kW) | Achievable Technical Potential | 0 | 0 | 0 | 0 | 0 | 0 | 0 | 0 | 0 | 0 | 0 | 0 | 0 | 0 | 0 | 0 | 0 | 0 | 0 | 0 | 0 | 0 | 0 | 0 | 0 | 0 | 0
F3_Commercial_OR - College_Existing_Space Heating_Natural Gas_Advanced New Construction Designs_A_Achievable Technical Potential | F3 | Commercial | OR - College | Existing | Space Heating | Natural Gas | Advanced New Construction Designs | A | Integrated Unit Winter Peak Savings (kW) | Achievable Technical Potential | 0 | 0 | 0 | 0 | 0 | 0 | 0 | 0 | 0 | 0 | 0 | 0 | 0 | 0 | 0 | 0 | 0 | 0 | 0 | 0 | 0 | 0 | 0 | 0 | 0 | 0 | 0
F4_Commercial_OR - College_Existing_Space Heating_Natural Gas_Advanced New Construction Designs_A_Achievable Technical Potential | F4 | Commercial | OR - College | Existing | Space Heating | Natural Gas | Advanced New Construction Designs | A | Incremental Energy Savings (MWh or mTherms) | Achievable Technical Potential | 0 | 0 | 0 | 0 | 0 | 0 | 0 | 0 | 0 | 0 | 0 | 0 | 0 | 0 | 0 | 0 | 0 | 0 | 0 | 0 | 0 | 0 | 0 | 0 | 0 | 0 | 0
F5_Commercial_OR - College_Existing_Space Heating_Natural Gas_Advanced New Construction Designs_A_Achievable Technical Potential | F5 | Commercial | OR - College | Existing | Space Heating | Natural Gas | Advanced New Construction Designs | A | Incremental Summer Peak Savings (MW) | Achievable Technical Potential | 0 | 0 | 0 | 0 | 0 | 0 | 0 | 0 | 0 | 0 | 0 | 0 | 0 | 0 | 0 | 0 | 0 | 0 | 0 | 0 | 0 | 0 | 0 | 0 | 0 | 0 | 0
F6_Commercial_OR - College_Existing_Space Heating_Natural Gas_Advanced New Construction Designs_A_Achievable Technical Potential | F6 | Commercial | OR - College | Existing | Space Heating | Natural Gas | Advanced New Construction Designs | A | Incremental Winter Peak Savings (MW) | Achievable Technical Potential | 0 | 0 | 0 | 0 | 0 | 0 | 0 | 0 | 0 | 0 | 0 | 0 | 0 | 0 | 0 | 0 | 0 | 0 | 0 | 0 | 0 | 0 | 0 | 0 | 0 | 0 | 0
F7_Commercial_OR - College_Existing_Space Heating_Natural Gas_Advanced New Construction Designs_A_Achievable Technical Potential | F7 | Commercial | OR - College | Existing | Space Heating | Natural Gas | Advanced New Construction Designs | A | Cumulative Energy Savings (MWh or mTherms) | Achievable Technical Potential | 0 | 0 | 0 | 0 | 0 | 0 | 0 | 0 | 0 | 0 | 0 | 0 | 0 | 0 | 0 | 0 | 0 | 0 | 0 | 0 | 0 | 0 | 0 | 0 | 0 | 0 | 0
F8_Commercial_OR - College_Existing_Space Heating_Natural Gas_Advanced New Construction Designs_A_Achievable Technical Potential | F8 | Commercial | OR - College | Existing | Space Heating | Natural Gas | Advanced New Construction Designs | A | Cumulative Summer Peak Savings (MW) | Achievable Technical Potential | 0 | 0 | 0 | 0 | 0 | 0 | 0 | 0 | 0 | 0 | 0 | 0 | 0 | 0 | 0 | 0 | 0 | 0 | 0 | 0 | 0 | 0 | 0 | 0 | 0 | 0 | 0
F9_Commercial_OR - College_Existing_Space Heating_Natural Gas_Advanced New Construction Designs_A_Achievable Technical Potential | F9 | Commercial | OR - College | Existing | Space Heating | Natural Gas | Advanced New Construction Designs | A | Cumulative Winter Peak Savings (MW) | Achievable Technical Potential | 0 | 0 | 0 | 0 | 0 | 0 | 0 | 0 | 0 | 0 | 0 | 0 | 0 | 0 | 0 | 0 | 0 | 0 | 0 | 0 | 0 | 0 | 0 | 0 | 0 | 0 | 0
F10_Commercial_OR - College_Existing_Space Heating_Natural Gas_Advanced New Construction Designs_A_Achievable Technical Potential | F10 | Commercial | OR - College | Existing | Space Heating | Natural Gas | Advanced New Construction Designs | A | Purchases (Incremental) | Achievable Technical Potential | 0 | 0 | 0 | 0 | 0 | 0 | 0 | 0 | 0 | 0 | 0 | 0 | 0 | 0 | 0 | 0 | 0 | 0 | 0 | 0 | 0 | 0 | 0 | 0 | 0 | 0 | 0
F11_Commercial_OR - College_Existing_Space Heating_Natural Gas_Advanced New Construction Designs_A_Achievable Technical Potential | F11 | Commercial | OR - College | Existing | Space Heating | Natural Gas | Advanced New Construction Designs | A | Purchases (Cumulative) | Achievable Technical Potential | 0 | 0 | 0 | 0 | 0 | 0 | 0 | 0 | 0 | 0 | 0 | 0 | 0 | 0 | 0 | 0 | 0 | 0 | 0 | 0 | 0 | 0 | 0 | 0 | 0 | 0 | 0
F1_Commercial_OR - College_Existing_Water Heating_Natural Gas_Advanced New Construction Designs_A_Achievable Technical Potential | F1 | Commercial | OR - College | Existing | Water Heating | Natural Gas | Advanced New Construction Designs | A | Integrated Unit Energy Savings (kWh or therms) | Achievable Technical Potential | 0 | 0 | 0 | 0 | 0 | 0 | 0 | 0 | 0 | 0 | 0 | 0 | 0 | 0 | 0 | 0 | 0 | 0 | 0 | 0 | 0 | 0 | 0 | 0 | 0 | 0 | 0
F2_Commercial_OR - College_Existing_Water Heating_Natural Gas_Advanced New Construction Designs_A_Achievable Technical Potential | F2 | Commercial | OR - College | Existing | Water Heating | Natural Gas | Advanced New Construction Designs | A | Integrated Unit Summer Peak Savings (kW) | Achievable Technical Potential | 0 | 0 | 0 | 0 | 0 | 0 | 0 | 0 | 0 | 0 | 0 | 0 | 0 | 0 | 0 | 0 | 0 | 0 | 0 | 0 | 0 | 0 | 0 | 0 | 0 | 0 | 0
F3_Commercial_OR - College_Existing_Water Heating_Natural Gas_Advanced New Construction Designs_A_Achievable Technical Potential | F3 | Commercial | OR - College | Existing | Water Heating | Natural Gas | Advanced New Construction Designs | A | Integrated Unit Winter Peak Savings (kW) | Achievable Technical Potential | 0 | 0 | 0 | 0 | 0 | 0 | 0 | 0 | 0 | 0 | 0 | 0 | 0 | 0 | 0 | 0 | 0 | 0 | 0 | 0 | 0 | 0 | 0 | 0 | 0 | 0 | 0
F4_Commercial_OR - College_Existing_Water Heating_Natural Gas_Advanced New Construction Designs_A_Achievable Technical Potential | F4 | Commercial | OR - College | Existing | Water Heating | Natural Gas | Advanced New Construction Designs | A | Incremental Energy Savings (MWh or mTherms) | Achievable Technical Potential | 0 | 0 | 0 | 0 | 0 | 0 | 0 | 0 | 0 | 0 | 0 | 0 | 0 | 0 | 0 | 0 | 0 | 0 | 0 | 0 | 0 | 0 | 0 | 0 | 0 | 0 | 0
F5_Commercial_OR - College_Existing_Water Heating_Natural Gas_Advanced New Construction Designs_A_Achievable Technical Potential | F5 | Commercial | OR - College | Existing | Water Heating | Natural Gas | Advanced New Construction Designs | A | Incremental Summer Peak Savings (MW) | Achievable Technical Potential | 0 | 0 | 0 | 0 | 0 | 0 | 0 | 0 | 0 | 0 | 0 | 0 | 0 | 0 | 0 | 0 | 0 | 0 | 0 | 0 | 0 | 0 | 0 | 0 | 0 | 0 | 0
F6_Commercial_OR - College_Existing_Water Heating_Natural Gas_Advanced New Construction Designs_A_Achievable Technical Potential | F6 | Commercial | OR - College | Existing | Water Heating | Natural Gas | Advanced New Construction Designs | A | Incremental Winter Peak Savings (MW) | Achievable Technical Potential | 0 | 0 | 0 | 0 | 0 | 0 | 0 | 0 | 0 | 0 | 0 | 0 | 0 | 0 | 0 | 0 | 0 | 0 | 0 | 0 | 0 | 0 | 0 | 0 | 0 | 0 | 0
F7_Commercial_OR - College_Existing_Water Heating_Natural Gas_Advanced New Construction Designs_A_Achievable Technical Potential | F7 | Commercial | OR - College | Existing | Water Heating | Natural Gas | Advanced New Construction Designs | A | Cumulative Energy Savings (MWh or mTherms) | Achievable Technical Potential | 0 | 0 | 0 | 0 | 0 | 0 | 0 | 0 | 0 | 0 | 0 | 0 | 0 | 0 | 0 | 0 | 0 | 0 | 0 | 0 | 0 | 0 | 0 | 0 | 0 | 0 | 0
F8_Commercial_OR - College_Existing_Water Heating_Natural Gas_Advanced New Construction Designs_A_Achievable Technical Potential | F8 | Commercial | OR - College | Existing | Water Heating | Natural Gas | Advanced New Construction Designs | A | Cumulative Summer Peak Savings (MW) | Achievable Technical Potential | 0 | 0 | 0 | 0 | 0 | 0 | 0 | 0 | 0 | 0 | 0 | 0 | 0 | 0 | 0 | 0 | 0 | 0 | 0 | 0 | 0 | 0 | 0 | 0 | 0 | 0 | 0
F9_Commercial_OR - College_Existing_Water Heating_Natural Gas_Advanced New Construction Designs_A_Achievable Technical Potential | F9 | Commercial | OR - College | Existing | Water Heating | Natural Gas | Advanced New Construction Designs | A | Cumulative Winter Peak Savings (MW) | Achievable Technical Potential | 0 | 0 | 0 | 0 | 0 | 0 | 0 | 0 | 0 | 0 | 0 | 0 | 0 | 0 | 0 | 0 | 0 | 0 | 0 | 0 | 0 | 0 | 0 | 0 | 0 | 0 | 0
F10_Commercial_OR - College_Existing_Water Heating_Natural Gas_Advanced New Construction Designs_A_Achievable Technical Potential | F10 | Commercial | OR - College | Existing | Water Heating | Natural Gas | Advanced New Construction Designs | A | Purchases (Incremental) | Achievable Technical Potential | 0 | 0 | 0 | 0 | 0 | 0 | 0 | 0 | 0 | 0 | 0 | 0 | 0 | 0 | 0 | 0 | 0 | 0 | 0 | 0 | 0 | 0 | 0 | 0 | 0 | 0 | 0
F11_Commercial_OR - College_Existing_Water Heating_Natural Gas_Advanced New Construction Designs_A_Achievable Technical Potential | F11 | Commercial | OR - College | Existing | Water Heating | Natural Gas | Advanced New Construction Designs | A | Purchases (Cumulative) | Achievable Technical Potential | 0 | 0 | 0 | 0 | 0 | 0 | 0 | 0 | 0 | 0 | 0 | 0 | 0 | 0 | 0 | 0 | 0 | 0 | 0 | 0 | 0 | 0 | 0 | 0 | 0 | 0 | 0
F1_Commercial_OR - College_Existing_Space Heating_Natural Gas_Strategic Energy Management_A_Achievable Technical Potential | F1 | Commercial | OR - College | Existing | Space Heating | Natural Gas | Strategic Energy Management | A | Integrated Unit Energy Savings (kWh or therms) | Achievable Technical Potential | 0 | 0 | 0.024668 | 0.02429 | 0.023878 | 0.023456 | 0.02302 | 0.022553 | 0.022045 | 0.021499 | 0.020923 | 0.020327 | 0.019731 | 0.019145 | 0.018583 | 0.018058 | 0.017587 | 0.017211 | 0.016932 | 0.016701 | 0.01653 | 0.016372 | 0.016327 | 0.016285 | 0.016244 | 0.016205 | 0.016168
F2_Commercial_OR - College_Existing_Space Heating_Natural Gas_Strategic Energy Management_A_Achievable Technical Potential | F2 | Commercial | OR - College | Existing | Space Heating | Natural Gas | Strategic Energy Management | A | Integrated Unit Summer Peak Savings (kW) | Achievable Technical Potential | 0 | 0 | 0 | 0 | 0 | 0 | 0 | 0 | 0 | 0 | 0 | 0 | 0 | 0 | 0 | 0 | 0 | 0 | 0 | 0 | 0 | 0 | 0 | 0 | 0 | 0 | 0
F3_Commercial_OR - College_Existing_Space Heating_Natural Gas_Strategic Energy Management_A_Achievable Technical Potential | F3 | Commercial | OR - College | Existing | Space Heating | Natural Gas | Strategic Energy Management | A | Integrated Unit Winter Peak Savings (kW) | Achievable Technical Potential | 0 | 0 | 0 | 0 | 0 | 0 | 0 | 0 | 0 | 0 | 0 | 0 | 0 | 0 | 0 | 0 | 0 | 0 | 0 | 0 | 0 | 0 | 0 | 0 | 0 | 0 | 0
F4_Commercial_OR - College_Existing_Space Heating_Natural Gas_Strategic Energy Management_A_Achievable Technical Potential | F4 | Commercial | OR - College | Existing | Space Heating | Natural Gas | Strategic Energy Management | A | Incremental Energy Savings (MWh or mTherms) | Achievable Technical Potential | 0 | 0 | 0.24925 | 0.50377 | 0.49522 | 0.24948 | 0 | 0 | 0 | 0 | 0 | 0 | 0 | 0 | 0 | 0 | 0 | 0 | 0 | 0 | 0 | 0 | 0 | 0 | 0 | 0 | 0
F5_Commercial_OR - College_Existing_Space Heating_Natural Gas_Strategic Energy Management_A_Achievable Technical Potential | F5 | Commercial | OR - College | Existing | Space Heating | Natural Gas | Strategic Energy Management | A | Incremental Summer Peak Savings (MW) | Achievable Technical Potential | 0 | 0 | 0 | 0 | 0 | 0 | 0 | 0 | 0 | 0 | 0 | 0 | 0 | 0 | 0 | 0 | 0 | 0 | 0 | 0 | 0 | 0 | 0 | 0 | 0 | 0 | 0
F6_Commercial_OR - College_Existing_Space Heating_Natural Gas_Strategic Energy Management_A_Achievable Technical Potential | F6 | Commercial | OR - College | Existing | Space Heating | Natural Gas | Strategic Energy Management | A | Incremental Winter Peak Savings (MW) | Achievable Technical Potential | 0 | 0 | 0 | 0 | 0 | 0 | 0 | 0 | 0 | 0 | 0 | 0 | 0 | 0 | 0 | 0 | 0 | 0 | 0 | 0 | 0 | 0 | 0 | 0 | 0 | 0 | 0
F7_Commercial_OR - College_Existing_Space Heating_Natural Gas_Strategic Energy Management_A_Achievable Technical Potential | F7 | Commercial | OR - College | Existing | Space Heating | Natural Gas | Strategic Energy Management | A | Cumulative Energy Savings (MWh or mTherms) | Achievable Technical Potential | 0 | 0 | 0.24925 | 0.74919 | 1.2317 | 1.4595 | 1.4323 | 1.4032 | 1.3716 | 1.3377 | 1.3018 | 1.2647 | 1.2276 | 1.1912 | 1.1562 | 1.1236 | 1.0943 | 1.0709 | 1.0535 | 1.0391 | 1.0285 | 1.0187 | 1.0159 | 1.0132 | 1.0107 | 1.0083 | 1.0059
F8_Commercial_OR - College_Existing_Space Heating_Natural Gas_Strategic Energy Management_A_Achievable Technical Potential | F8 | Commercial | OR - College | Existing | Space Heating | Natural Gas | Strategic Energy Management | A | Cumulative Summer Peak Savings (MW) | Achievable Technical Potential | 0 | 0 | 0 | 0 | 0 | 0 | 0 | 0 | 0 | 0 | 0 | 0 | 0 | 0 | 0 | 0 | 0 | 0 | 0 | 0 | 0 | 0 | 0 | 0 | 0 | 0 | 0
F9_Commercial_OR - College_Existing_Space Heating_Natural Gas_Strategic Energy Management_A_Achievable Technical Potential | F9 | Commercial | OR - College | Existing | Space Heating | Natural Gas | Strategic Energy Management | A | Cumulative Winter Peak Savings (MW) | Achievable Technical Potential | 0 | 0 | 0 | 0 | 0 | 0 | 0 | 0 | 0 | 0 | 0 | 0 | 0 | 0 | 0 | 0 | 0 | 0 | 0 | 0 | 0 | 0 | 0 | 0 | 0 | 0 | 0
F10_Commercial_OR - College_Existing_Space Heating_Natural Gas_Strategic Energy Management_A_Achievable Technical Potential | F10 | Commercial | OR - College | Existing | Space Heating | Natural Gas | Strategic Energy Management | A | Purchases (Incremental) | Achievable Technical Potential | 0 | 0 | 10104.0722 | 20739.9376 | 20739.9376 | 10635.8654 | 0 | 0 | 0 | 0 | 0 | 0 | 0 | 0 | 0 | 0 | 0 | 0 | 0 | 0 | 0 | 0 | 0 | 0 | 0 | 0 | 0
F11_Commercial_OR - College_Existing_Space Heating_Natural Gas_Strategic Energy Management_A_Achievable Technical Potential | F11 | Commercial | OR - College | Existing | Space Heating | Natural Gas | Strategic Energy Management | A | Purchases (Cumulative) | Achievable Technical Potential | 0 | 0 | 10104.0722 | 30844.0097 | 51583.9473 | 62219.8127 | 62219.8127 | 62219.8127 | 62219.8127 | 62219.8127 | 62219.8127 | 62219.8127 | 62219.8127 | 62219.8127 | 62219.8127 | 62219.8127 | 62219.8127 | 62219.8127 | 62219.8127 | 62219.8127 | 62219.8127 | 62219.8127 | 62219.8127 | 62219.8127 | 62219.8127 | 62219.8127 | 62219.8127
F1_Commercial_OR - College_Existing_Water Heating_Natural Gas_Strategic Energy Management_A_Achievable Technical Potential | F1 | Commercial | OR - College | Existing | Water Heating | Natural Gas | Strategic Energy Management | A | Integrated Unit Energy Savings (kWh or therms) | Achievable Technical Potential | 0 | 0 | 0.01036 | 0.010126 | 0.0099091 | 0.00971 | 0.0095277 | 0.0093506 | 0.0091877 | 0.0090379 | 0.0089004 | 0.008779 | 0.0086802 | 0.0086035 | 0.0085542 | 0.0085046 | 0.0084683 | 0.0084395 | 0.0084169 | 0.0083987 | 0.0083858 | 0.0083767 | 0.0083702 | 0.0083655 | 0.0083593 | 0.0083577 | 0.0083564
F2_Commercial_OR - College_Existing_Water Heating_Natural Gas_Strategic Energy Management_A_Achievable Technical Potential | F2 | Commercial | OR - College | Existing | Water Heating | Natural Gas | Strategic Energy Management | A | Integrated Unit Summer Peak Savings (kW) | Achievable Technical Potential | 0 | 0 | 0 | 0 | 0 | 0 | 0 | 0 | 0 | 0 | 0 | 0 | 0 | 0 | 0 | 0 | 0 | 0 | 0 | 0 | 0 | 0 | 0 | 0 | 0 | 0 | 0
F3_Commercial_OR - College_Existing_Water Heating_Natural Gas_Strategic Energy Management_A_Achievable Technical Potential | F3 | Commercial | OR - College | Existing | Water Heating | Natural Gas | Strategic Energy Management | A | Integrated Unit Winter Peak Savings (kW) | Achievable Technical Potential | 0 | 0 | 0 | 0 | 0 | 0 | 0 | 0 | 0 | 0 | 0 | 0 | 0 | 0 | 0 | 0 | 0 | 0 | 0 | 0 | 0 | 0 | 0 | 0 | 0 | 0 | 0
F4_Commercial_OR - College_Existing_Water Heating_Natural Gas_Strategic Energy Management_A_Achievable Technical Potential | F4 | Commercial | OR - College | Existing | Water Heating | Natural Gas | Strategic Energy Management | A | Incremental Energy Savings (MWh or mTherms) | Achievable Technical Potential | 0 | 0 | 0.11792 | 0.23657 | 0.23151 | 0.11633 | 0 | 0 | 0 | 0 | 0 | 0 | 0 | 0 | 0 | 0 | 0 | 0 | 0 | 0 | 0 | 0 | 0 | 0 | 0 | 0 | 0
F5_Commercial_OR - College_Existing_Water Heating_Natural Gas_Strategic Energy Management_A_Achievable Technical Potential | F5 | Commercial | OR - College | Existing | Water Heating | Natural Gas | Strategic Energy Management | A | Incremental Summer Peak Savings (MW) | Achievable Technical Potential | 0 | 0 | 0 | 0 | 0 | 0 | 0 | 0 | 0 | 0 | 0 | 0 | 0 | 0 | 0 | 0 | 0 | 0 | 0 | 0 | 0 | 0 | 0 | 0 | 0 | 0 | 0
F6_Commercial_OR - College_Existing_Water Heating_Natural Gas_Strategic Energy Management_A_Achievable Technical Potential | F6 | Commercial | OR - College | Existing | Water Heating | Natural Gas | Strategic Energy Management | A | Incremental Winter Peak Savings (MW) | Achievable Technical Potential | 0 | 0 | 0 | 0 | 0 | 0 | 0 | 0 | 0 | 0 | 0 | 0 | 0 | 0 | 0 | 0 | 0 | 0 | 0 | 0 | 0 | 0 | 0 | 0 | 0 | 0 | 0
F7_Commercial_OR - College_Existing_Water Heating_Natural Gas_Strategic Energy Management_A_Achievable Technical Potential | F7 | Commercial | OR - College | Existing | Water Heating | Natural Gas | Strategic Energy Management | A | Cumulative Energy Savings (MWh or mTherms) | Achievable Technical Potential | 0 | 0 | 0.11792 | 0.35182 | 0.5758 | 0.68056 | 0.66778 | 0.65537 | 0.64395 | 0.63345 | 0.62381 | 0.6153 | 0.60838 | 0.60301 | 0.59955 | 0.59607 | 0.59353 | 0.59151 | 0.58993 | 0.58865 | 0.58775 | 0.58711 | 0.58665 | 0.58633 | 0.58589 | 0.58578 | 0.58569
F8_Commercial_OR - College_Existing_Water Heating_Natural Gas_Strategic Energy Management_A_Achievable Technical Potential | F8 | Commercial | OR - College | Existing | Water Heating | Natural Gas | Strategic Energy Management | A | Cumulative Summer Peak Savings (MW) | Achievable Technical Potential | 0 | 0 | 0 | 0 | 0 | 0 | 0 | 0 | 0 | 0 | 0 | 0 | 0 | 0 | 0 | 0 | 0 | 0 | 0 | 0 | 0 | 0 | 0 | 0 | 0 | 0 | 0
F9_Commercial_OR - College_Existing_Water Heating_Natural Gas_Strategic Energy Management_A_Achievable Technical Potential | F9 | Commercial | OR - College | Existing | Water Heating | Natural Gas | Strategic Energy Management | A | Cumulative Winter Peak Savings (MW) | Achievable Technical Potential | 0 | 0 | 0 | 0 | 0 | 0 | 0 | 0 | 0 | 0 | 0 | 0 | 0 | 0 | 0 | 0 | 0 | 0 | 0 | 0 | 0 | 0 | 0 | 0 | 0 | 0 | 0
F10_Commercial_OR - College_Existing_Water Heating_Natural Gas_Strategic Energy Management_A_Achievable Technical Potential | F10 | Commercial | OR - College | Existing | Water Heating | Natural Gas | Strategic Energy Management | A | Purchases (Incremental) | Achievable Technical Potential | 0 | 0 | 11381.8721 | 23362.7901 | 23362.7901 | 11980.918 | 0 | 0 | 0 | 0 | 0 | 0 | 0 | 0 | 0 | 0 | 0 | 0 | 0 | 0 | 0 | 0 | 0 | 0 | 0 | 0 | 0
F11_Commercial_OR - College_Existing_Water Heating_Natural Gas_Strategic Energy Management_A_Achievable Technical Potential | F11 | Commercial | OR - College | Existing | Water Heating | Natural Gas | Strategic Energy Management | A | Purchases (Cumulative) | Achievable Technical Potential | 0 | 0 | 11381.8721 | 34744.6622 | 58107.4523 | 70088.3703 | 70088.3703 | 70088.3703 | 70088.3703 | 70088.3703 | 70088.3703 | 70088.3703 | 70088.3703 | 70088.3703 | 70088.3703 | 70088.3703 | 70088.3703 | 70088.3703 | 70088.3703 | 70088.3703 | 70088.3703 | 70088.3703 | 70088.3703 | 70088.3703 | 70088.3703 | 70088.3703 | 70088.3703
F1_Commercial_OR - College_Existing_Space Heating_Natural Gas_Retrocommissioning_A_Achievable Technical Potential | F1 | Commercial | OR - College | Existing | Space Heating | Natural Gas | Retrocommissioning | A | Integrated Unit Energy Savings (kWh or therms) | Achievable Technical Potential | 0 | 0 | 0.030313 | 0.029893 | 0.029431 | 0.028935 | 0.028396 | 0.02782 | 0.027193 | 0.026521 | 0.02581 | 0.025074 | 0.024339 | 0.023616 | 0.022923 | 0.022276 | 0.021695 | 0.021231 | 0.020887 | 0.020602 | 0.02039 | 0.020196 | 0.020141 | 0.020088 | 0.020038 | 0.01999 | 0.019944
F2_Commercial_OR - College_Existing_Space Heating_Natural Gas_Retrocommissioning_A_Achievable Technical Potential | F2 | Commercial | OR - College | Existing | Space Heating | Natural Gas | Retrocommissioning | A | Integrated Unit Summer Peak Savings (kW) | Achievable Technical Potential | 0 | 0 | 0 | 0 | 0 | 0 | 0 | 0 | 0 | 0 | 0 | 0 | 0 | 0 | 0 | 0 | 0 | 0 | 0 | 0 | 0 | 0 | 0 | 0 | 0 | 0 | 0
F3_Commercial_OR - College_Existing_Space Heating_Natural Gas_Retrocommissioning_A_Achievable Technical Potential | F3 | Commercial | OR - College | Existing | Space Heating | Natural Gas | Retrocommissioning | A | Integrated Unit Winter Peak Savings (kW) | Achievable Technical Potential | 0 | 0 | 0 | 0 | 0 | 0 | 0 | 0 | 0 | 0 | 0 | 0 | 0 | 0 | 0 | 0 | 0 | 0 | 0 | 0 | 0 | 0 | 0 | 0 | 0 | 0 | 0
F4_Commercial_OR - College_Existing_Space Heating_Natural Gas_Retrocommissioning_A_Achievable Technical Potential | F4 | Commercial | OR - College | Existing | Space Heating | Natural Gas | Retrocommissioning | A | Incremental Energy Savings (MWh or mTherms) | Achievable Technical Potential | 0 | 0 | 0.48288 | 0.97745 | 0.96235 | 0.48519 | 0 | 0 | 9.8929e-17 | 0 | 0 | 0 | 0 | 0 | 0 | 0 | 0 | 0 | 0 | 0 | 0 | 0 | 0 | 0 | 0 | 0 | 0
F5_Commercial_OR - College_Existing_Space Heating_Natural Gas_Retrocommissioning_A_Achievable Technical Potential | F5 | Commercial | OR - College | Existing | Space Heating | Natural Gas | Retrocommissioning | A | Incremental Summer Peak Savings (MW) | Achievable Technical Potential | 0 | 0 | 0 | 0 | 0 | 0 | 0 | 0 | 0 | 0 | 0 | 0 | 0 | 0 | 0 | 0 | 0 | 0 | 0 | 0 | 0 | 0 | 0 | 0 | 0 | 0 | 0
F6_Commercial_OR - College_Existing_Space Heating_Natural Gas_Retrocommissioning_A_Achievable Technical Potential | F6 | Commercial | OR - College | Existing | Space Heating | Natural Gas | Retrocommissioning | A | Incremental Winter Peak Savings (MW) | Achievable Technical Potential | 0 | 0 | 0 | 0 | 0 | 0 | 0 | 0 | 0 | 0 | 0 | 0 | 0 | 0 | 0 | 0 | 0 | 0 | 0 | 0 | 0 | 0 | 0 | 0 | 0 | 0 | 0
F7_Commercial_OR - College_Existing_Space Heating_Natural Gas_Retrocommissioning_A_Achievable Technical Potential | F7 | Commercial | OR - College | Existing | Space Heating | Natural Gas | Retrocommissioning | A | Cumulative Energy Savings (MWh or mTherms) | Achievable Technical Potential | 0 | 0 | 0.48288 | 1.4536 | 2.3935 | 2.8383 | 2.7855 | 2.729 | 2.6675 | 2.6015 | 2.5318 | 2.4597 | 2.3875 | 2.3166 | 2.2486 | 2.1852 | 2.1281 | 2.0826 | 2.0489 | 2.0209 | 2.0002 | 1.9811 | 1.9757 | 1.9705 | 1.9656 | 1.9609 | 1.9564
F8_Commercial_OR - College_Existing_Space Heating_Natural Gas_Retrocommissioning_A_Achievable Technical Potential | F8 | Commercial | OR - College | Existing | Space Heating | Natural Gas | Retrocommissioning | A | Cumulative Summer Peak Savings (MW) | Achievable Technical Potential | 0 | 0 | 0 | 0 | 0 | 0 | 0 | 0 | 0 | 0 | 0 | 0 | 0 | 0 | 0 | 0 | 0 | 0 | 0 | 0 | 0 | 0 | 0 | 0 | 0 | 0 | 0
F9_Commercial_OR - College_Existing_Space Heating_Natural Gas_Retrocommissioning_A_Achievable Technical Potential | F9 | Commercial | OR - College | Existing | Space Heating | Natural Gas | Retrocommissioning | A | Cumulative Winter Peak Savings (MW) | Achievable Technical Potential | 0 | 0 | 0 | 0 | 0 | 0 | 0 | 0 | 0 | 0 | 0 | 0 | 0 | 0 | 0 | 0 | 0 | 0 | 0 | 0 | 0 | 0 | 0 | 0 | 0 | 0 | 0
F10_Commercial_OR - College_Existing_Space Heating_Natural Gas_Retrocommissioning_A_Achievable Technical Potential | F10 | Commercial | OR - College | Existing | Space Heating | Natural Gas | Retrocommissioning | A | Purchases (Incremental) | Achievable Technical Potential | 0 | 0 | 15929.8435 | 32698.0998 | 32698.0998 | 16768.2563 | 0 | 0 | 3.638e-12 | 0 | 0 | 0 | 0 | 0 | 0 | 0 | 0 | 0 | 0 | 0 | 0 | 0 | 0 | 0 | 0 | 0 | 0
F11_Commercial_OR - College_Existing_Space Heating_Natural Gas_Retrocommissioning_A_Achievable Technical Potential | F11 | Commercial | OR - College | Existing | Space Heating | Natural Gas | Retrocommissioning | A | Purchases (Cumulative) | Achievable Technical Potential | 0 | 0 | 15929.8435 | 48627.9433 | 81326.043 | 98094.2993 | 98094.2993 | 98094.2993 | 98094.2993 | 98094.2993 | 98094.2993 | 98094.2993 | 98094.2993 | 98094.2993 | 98094.2993 | 98094.2993 | 98094.2993 | 98094.2993 | 98094.2993 | 98094.2993 | 98094.2993 | 98094.2993 | 98094.2993 | 98094.2993 | 98094.2993 | 98094.2993 | 98094.2993
F1_Commercial_OR - College_Existing_Water Heating_Natural Gas_Retrocommissioning_A_Achievable Technical Potential | F1 | Commercial | OR - College | Existing | Water Heating | Natural Gas | Retrocommissioning | A | Integrated Unit Energy Savings (kWh or therms) | Achievable Technical Potential | 0 | 0 | 0.012731 | 0.012462 | 0.012214 | 0.011978 | 0.011753 | 0.011534 | 0.011333 | 0.011149 | 0.010979 | 0.010829 | 0.010708 | 0.010613 | 0.010552 | 0.010491 | 0.010446 | 0.010411 | 0.010383 | 0.01036 | 0.010344 | 0.010333 | 0.010325 | 0.010319 | 0.010312 | 0.01031 | 0.010308
F2_Commercial_OR - College_Existing_Water Heating_Natural Gas_Retrocommissioning_A_Achievable Technical Potential | F2 | Commercial | OR - College | Existing | Water Heating | Natural Gas | Retrocommissioning | A | Integrated Unit Summer Peak Savings (kW) | Achievable Technical Potential | 0 | 0 | 0 | 0 | 0 | 0 | 0 | 0 | 0 | 0 | 0 | 0 | 0 | 0 | 0 | 0 | 0 | 0 | 0 | 0 | 0 | 0 | 0 | 0 | 0 | 0 | 0
F3_Commercial_OR - College_Existing_Water Heating_Natural Gas_Retrocommissioning_A_Achievable Technical Potential | F3 | Commercial | OR - College | Existing | Water Heating | Natural Gas | Retrocommissioning | A | Integrated Unit Winter Peak Savings (kW) | Achievable Technical Potential | 0 | 0 | 0 | 0 | 0 | 0 | 0 | 0 | 0 | 0 | 0 | 0 | 0 | 0 | 0 | 0 | 0 | 0 | 0 | 0 | 0 | 0 | 0 | 0 | 0 | 0 | 0
F4_Commercial_OR - College_Existing_Water Heating_Natural Gas_Retrocommissioning_A_Achievable Technical Potential | F4 | Commercial | OR - College | Existing | Water Heating | Natural Gas | Retrocommissioning | A | Incremental Energy Savings (MWh or mTherms) | Achievable Technical Potential | 0 | 0 | 0.22844 | 0.45901 | 0.44988 | 0.22625 | 0 | 0 | 0 | 0 | 0 | 0 | 0 | 0 | 0 | 0 | 0 | 0 | 0 | 0 | 0 | 0 | 0 | 0 | 0 | 0 | 0
F5_Commercial_OR - College_Existing_Water Heating_Natural Gas_Retrocommissioning_A_Achievable Technical Potential | F5 | Commercial | OR - College | Existing | Water Heating | Natural Gas | Retrocommissioning | A | Incremental Summer Peak Savings (MW) | Achievable Technical Potential | 0 | 0 | 0 | 0 | 0 | 0 | 0 | 0 | 0 | 0 | 0 | 0 | 0 | 0 | 0 | 0 | 0 | 0 | 0 | 0 | 0 | 0 | 0 | 0 | 0 | 0 | 0
F6_Commercial_OR - College_Existing_Water Heating_Natural Gas_Retrocommissioning_A_Achievable Technical Potential | F6 | Commercial | OR - College | Existing | Water Heating | Natural Gas | Retrocommissioning | A | Incremental Winter Peak Savings (MW) | Achievable Technical Potential | 0 | 0 | 0 | 0 | 0 | 0 | 0 | 0 | 0 | 0 | 0 | 0 | 0 | 0 | 0 | 0 | 0 | 0 | 0 | 0 | 0 | 0 | 0 | 0 | 0 | 0 | 0
F7_Commercial_OR - College_Existing_Water Heating_Natural Gas_Retrocommissioning_A_Achievable Technical Potential | F7 | Commercial | OR - College | Existing | Water Heating | Natural Gas | Retrocommissioning | A | Cumulative Energy Savings (MWh or mTherms) | Achievable Technical Potential | 0 | 0 | 0.22844 | 0.68263 | 1.1189 | 1.3235 | 1.2987 | 1.2746 | 1.2523 | 1.2319 | 1.2132 | 1.1966 | 1.1832 | 1.1727 | 1.166 | 1.1592 | 1.1543 | 1.1504 | 1.1473 | 1.1448 | 1.1431 | 1.1418 | 1.1409 | 1.1403 | 1.1394 | 1.1392 | 1.139
F8_Commercial_OR - College_Existing_Water Heating_Natural Gas_Retrocommissioning_A_Achievable Technical Potential | F8 | Commercial | OR - College | Existing | Water Heating | Natural Gas | Retrocommissioning | A | Cumulative Summer Peak Savings (MW) | Achievable Technical Potential | 0 | 0 | 0 | 0 | 0 | 0 | 0 | 0 | 0 | 0 | 0 | 0 | 0 | 0 | 0 | 0 | 0 | 0 | 0 | 0 | 0 | 0 | 0 | 0 | 0 | 0 | 0
F9_Commercial_OR - College_Existing_Water Heating_Natural Gas_Retrocommissioning_A_Achievable Technical Potential | F9 | Commercial | OR - College | Existing | Water Heating | Natural Gas | Retrocommissioning | A | Cumulative Winter Peak Savings (MW) | Achievable Technical Potential | 0 | 0 | 0 | 0 | 0 | 0 | 0 | 0 | 0 | 0 | 0 | 0 | 0 | 0 | 0 | 0 | 0 | 0 | 0 | 0 | 0 | 0 | 0 | 0 | 0 | 0 | 0
F10_Commercial_OR - College_Existing_Water Heating_Natural Gas_Retrocommissioning_A_Achievable Technical Potential | F10 | Commercial | OR - College | Existing | Water Heating | Natural Gas | Retrocommissioning | A | Purchases (Incremental) | Achievable Technical Potential | 0 | 0 | 17944.393 | 36833.2277 | 36833.2277 | 18888.8347 | 0 | 0 | 0 | 0 | 0 | 0 | 0 | 0 | 0 | 0 | 0 | 0 | 0 | 0 | 0 | 0 | 0 | 0 | 0 | 0 | 0
F11_Commercial_OR - College_Existing_Water Heating_Natural Gas_Retrocommissioning_A_Achievable Technical Potential | F11 | Commercial | OR - College | Existing | Water Heating | Natural Gas | Retrocommissioning | A | Purchases (Cumulative) | Achievable Technical Potential | 0 | 0 | 17944.393 | 54777.6206 | 91610.8483 | 110499.683 | 110499.683 | 110499.683 | 110499.683 | 110499.683 | 110499.683 | 110499.683 | 110499.683 | 110499.683 | 110499.683 | 110499.683 | 110499.683 | 110499.683 | 110499.683 | 110499.683 | 110499.683 | 110499.683 | 110499.683 | 110499.683 | 110499.683 | 110499.683 | 110499.683
F1_Commercial_OR - College_New_Space Heating_Natural Gas_Insulation - Ceiling_A_Achievable Technical Potential | F1 | Commercial | OR - College | New | Space Heating | Natural Gas | Insulation - Ceiling | A | Integrated Unit Energy Savings (kWh or therms) | Achievable Technical Potential | 0 | 0 | 0 | 0 | 0 | 0 | 0 | 0 | 0 | 0 | 0 | 0 | 0 | 0 | 0 | 0 | 0 | 0 | 0 | 0 | 0 | 0 | 0 | 0 | 0 | 0 | 0
F2_Commercial_OR - College_New_Space Heating_Natural Gas_Insulation - Ceiling_A_Achievable Technical Potential | F2 | Commercial | OR - College | New | Space Heating | Natural Gas | Insulation - Ceiling | A | Integrated Unit Summer Peak Savings (kW) | Achievable Technical Potential | 0 | 0 | 0 | 0 | 0 | 0 | 0 | 0 | 0 | 0 | 0 | 0 | 0 | 0 | 0 | 0 | 0 | 0 | 0 | 0 | 0 | 0 | 0 | 0 | 0 | 0 | 0
F3_Commercial_OR - College_New_Space Heating_Natural Gas_Insulation - Ceiling_A_Achievable Technical Potential | F3 | Commercial | OR - College | New | Space Heating | Natural Gas | Insulation - Ceiling | A | Integrated Unit Winter Peak Savings (kW) | Achievable Technical Potential | 0 | 0 | 0 | 0 | 0 | 0 | 0 | 0 | 0 | 0 | 0 | 0 | 0 | 0 | 0 | 0 | 0 | 0 | 0 | 0 | 0 | 0 | 0 | 0 | 0 | 0 | 0
F4_Commercial_OR - College_New_Space Heating_Natural Gas_Insulation - Ceiling_A_Achievable Technical Potential | F4 | Commercial | OR - College | New | Space Heating | Natural Gas | Insulation - Ceiling | A | Incremental Energy Savings (MWh or mTherms) | Achievable Technical Potential | 0 | 0 | 0 | 0 | 0 | 0 | 0 | 0 | 0 | 0 | 0 | 0 | 0 | 0 | 0 | 0 | 0 | 0 | 0 | 0 | 0 | 0 | 0 | 0 | 0 | 0 | 0
F5_Commercial_OR - College_New_Space Heating_Natural Gas_Insulation - Ceiling_A_Achievable Technical Potential | F5 | Commercial | OR - College | New | Space Heating | Natural Gas | Insulation - Ceiling | A | Incremental Summer Peak Savings (MW) | Achievable Technical Potential | 0 | 0 | 0 | 0 | 0 | 0 | 0 | 0 | 0 | 0 | 0 | 0 | 0 | 0 | 0 | 0 | 0 | 0 | 0 | 0 | 0 | 0 | 0 | 0 | 0 | 0 | 0
F6_Commercial_OR - College_New_Space Heating_Natural Gas_Insulation - Ceiling_A_Achievable Technical Potential | F6 | Commercial | OR - College | New | Space Heating | Natural Gas | Insulation - Ceiling | A | Incremental Winter Peak Savings (MW) | Achievable Technical Potential | 0 | 0 | 0 | 0 | 0 | 0 | 0 | 0 | 0 | 0 | 0 | 0 | 0 | 0 | 0 | 0 | 0 | 0 | 0 | 0 | 0 | 0 | 0 | 0 | 0 | 0 | 0
F7_Commercial_OR - College_New_Space Heating_Natural Gas_Insulation - Ceiling_A_Achievable Technical Potential | F7 | Commercial | OR - College | New | Space Heating | Natural Gas | Insulation - Ceiling | A | Cumulative Energy Savings (MWh or mTherms) | Achievable Technical Potential | 0 | 0 | 0 | 0 | 0 | 0 | 0 | 0 | 0 | 0 | 0 | 0 | 0 | 0 | 0 | 0 | 0 | 0 | 0 | 0 | 0 | 0 | 0 | 0 | 0 | 0 | 0
F8_Commercial_OR - College_New_Space Heating_Natural Gas_Insulation - Ceiling_A_Achievable Technical Potential | F8 | Commercial | OR - College | New | Space Heating | Natural Gas | Insulation - Ceiling | A | Cumulative Summer Peak Savings (MW) | Achievable Technical Potential | 0 | 0 | 0 | 0 | 0 | 0 | 0 | 0 | 0 | 0 | 0 | 0 | 0 | 0 | 0 | 0 | 0 | 0 | 0 | 0 | 0 | 0 | 0 | 0 | 0 | 0 | 0
F9_Commercial_OR - College_New_Space Heating_Natural Gas_Insulation - Ceiling_A_Achievable Technical Potential | F9 | Commercial | OR - College | New | Space Heating | Natural Gas | Insulation - Ceiling | A | Cumulative Winter Peak Savings (MW) | Achievable Technical Potential | 0 | 0 | 0 | 0 | 0 | 0 | 0 | 0 | 0 | 0 | 0 | 0 | 0 | 0 | 0 | 0 | 0 | 0 | 0 | 0 | 0 | 0 | 0 | 0 | 0 | 0 | 0
F10_Commercial_OR - College_New_Space Heating_Natural Gas_Insulation - Ceiling_A_Achievable Technical Potential | F10 | Commercial | OR - College | New | Space Heating | Natural Gas | Insulation - Ceiling | A | Purchases (Incremental) | Achievable Technical Potential | 0 | 0 | 0 | 0 | 0 | 0 | 0 | 0 | 0 | 0 | 0 | 0 | 0 | 0 | 0 | 0 | 0 | 0 | 0 | 0 | 0 | 0 | 0 | 0 | 0 | 0 | 0
F11_Commercial_OR - College_New_Space Heating_Natural Gas_Insulation - Ceiling_A_Achievable Technical Potential | F11 | Commercial | OR - College | New | Space Heating | Natural Gas | Insulation - Ceiling | A | Purchases (Cumulative) | Achievable Technical Potential | 0 | 0 | 0 | 0 | 0 | 0 | 0 | 0 | 0 | 0 | 0 | 0 | 0 | 0 | 0 | 0 | 0 | 0 | 0 | 0 | 0 | 0 | 0 | 0 | 0 | 0 | 0
F1_Commercial_OR - College_New_Space Heating_Natural Gas_Insulation - Ducting_A_Achievable Technical Potential | F1 | Commercial | OR - College | New | Space Heating | Natural Gas | Insulation - Ducting | A | Integrated Unit Energy Savings (kWh or therms) | Achievable Technical Potential | 0 | 0 | 0 | 0 | 0 | 0 | 0 | 0 | 0 | 0 | 0 | 0 | 0 | 0 | 0 | 0 | 0 | 0 | 0 | 0 | 0 | 0 | 0 | 0 | 0 | 0 | 0
F2_Commercial_OR - College_New_Space Heating_Natural Gas_Insulation - Ducting_A_Achievable Technical Potential | F2 | Commercial | OR - College | New | Space Heating | Natural Gas | Insulation - Ducting | A | Integrated Unit Summer Peak Savings (kW) | Achievable Technical Potential | 0 | 0 | 0 | 0 | 0 | 0 | 0 | 0 | 0 | 0 | 0 | 0 | 0 | 0 | 0 | 0 | 0 | 0 | 0 | 0 | 0 | 0 | 0 | 0 | 0 | 0 | 0
F3_Commercial_OR - College_New_Space Heating_Natural Gas_Insulation - Ducting_A_Achievable Technical Potential | F3 | Commercial | OR - College | New | Space Heating | Natural Gas | Insulation - Ducting | A | Integrated Unit Winter Peak Savings (kW) | Achievable Technical Potential | 0 | 0 | 0 | 0 | 0 | 0 | 0 | 0 | 0 | 0 | 0 | 0 | 0 | 0 | 0 | 0 | 0 | 0 | 0 | 0 | 0 | 0 | 0 | 0 | 0 | 0 | 0
F4_Commercial_OR - College_New_Space Heating_Natural Gas_Insulation - Ducting_A_Achievable Technical Potential | F4 | Commercial | OR - College | New | Space Heating | Natural Gas | Insulation - Ducting | A | Incremental Energy Savings (MWh or mTherms) | Achievable Technical Potential | 0 | 0 | 0 | 0 | 0 | 0 | 0 | 0 | 0 | 0 | 0 | 0 | 0 | 0 | 0 | 0 | 0 | 0 | 0 | 0 | 0 | 0 | 0 | 0 | 0 | 0 | 0
F5_Commercial_OR - College_New_Space Heating_Natural Gas_Insulation - Ducting_A_Achievable Technical Potential | F5 | Commercial | OR - College | New | Space Heating | Natural Gas | Insulation - Ducting | A | Incremental Summer Peak Savings (MW) | Achievable Technical Potential | 0 | 0 | 0 | 0 | 0 | 0 | 0 | 0 | 0 | 0 | 0 | 0 | 0 | 0 | 0 | 0 | 0 | 0 | 0 | 0 | 0 | 0 | 0 | 0 | 0 | 0 | 0
F6_Commercial_OR - College_New_Space Heating_Natural Gas_Insulation - Ducting_A_Achievable Technical Potential | F6 | Commercial | OR - College | New | Space Heating | Natural Gas | Insulation - Ducting | A | Incremental Winter Peak Savings (MW) | Achievable Technical Potential | 0 | 0 | 0 | 0 | 0 | 0 | 0 | 0 | 0 | 0 | 0 | 0 | 0 | 0 | 0 | 0 | 0 | 0 | 0 | 0 | 0 | 0 | 0 | 0 | 0 | 0 | 0
F7_Commercial_OR - College_New_Space Heating_Natural Gas_Insulation - Ducting_A_Achievable Technical Potential | F7 | Commercial | OR - College | New | Space Heating | Natural Gas | Insulation - Ducting | A | Cumulative Energy Savings (MWh or mTherms) | Achievable Technical Potential | 0 | 0 | 0 | 0 | 0 | 0 | 0 | 0 | 0 | 0 | 0 | 0 | 0 | 0 | 0 | 0 | 0 | 0 | 0 | 0 | 0 | 0 | 0 | 0 | 0 | 0 | 0
F8_Commercial_OR - College_New_Space Heating_Natural Gas_Insulation - Ducting_A_Achievable Technical Potential | F8 | Commercial | OR - College | New | Space Heating | Natural Gas | Insulation - Ducting | A | Cumulative Summer Peak Savings (MW) | Achievable Technical Potential | 0 | 0 | 0 | 0 | 0 | 0 | 0 | 0 | 0 | 0 | 0 | 0 | 0 | 0 | 0 | 0 | 0 | 0 | 0 | 0 | 0 | 0 | 0 | 0 | 0 | 0 | 0
F9_Commercial_OR - College_New_Space Heating_Natural Gas_Insulation - Ducting_A_Achievable Technical Potential | F9 | Commercial | OR - College | New | Space Heating | Natural Gas | Insulation - Ducting | A | Cumulative Winter Peak Savings (MW) | Achievable Technical Potential | 0 | 0 | 0 | 0 | 0 | 0 | 0 | 0 | 0 | 0 | 0 | 0 | 0 | 0 | 0 | 0 | 0 | 0 | 0 | 0 | 0 | 0 | 0 | 0 | 0 | 0 | 0
F10_Commercial_OR - College_New_Space Heating_Natural Gas_Insulation - Ducting_A_Achievable Technical Potential | F10 | Commercial | OR - College | New | Space Heating | Natural Gas | Insulation - Ducting | A | Purchases (Incremental) | Achievable Technical Potential | 0 | 0 | 0 | 0 | 0 | 0 | 0 | 0 | 0 | 0 | 0 | 0 | 0 | 0 | 0 | 0 | 0 | 0 | 0 | 0 | 0 | 0 | 0 | 0 | 0 | 0 | 0
F11_Commercial_OR - College_New_Space Heating_Natural Gas_Insulation - Ducting_A_Achievable Technical Potential | F11 | Commercial | OR - College | New | Space Heating | Natural Gas | Insulation - Ducting | A | Purchases (Cumulative) | Achievable Technical Potential | 0 | 0 | 0 | 0 | 0 | 0 | 0 | 0 | 0 | 0 | 0 | 0 | 0 | 0 | 0 | 0 | 0 | 0 | 0 | 0 | 0 | 0 | 0 | 0 | 0 | 0 | 0
F1_Commercial_OR - College_New_Space Heating_Natural Gas_Insulation - Wall Cavity_A_Achievable Technical Potential | F1 | Commercial | OR - College | New | Space Heating | Natural Gas | Insulation - Wall Cavity | A | Integrated Unit Energy Savings (kWh or therms) | Achievable Technical Potential | 0 | 0 | 0 | 0 | 0 | 0 | 0 | 0 | 0 | 0 | 0 | 0 | 0 | 0 | 0 | 0 | 0 | 0 | 0 | 0 | 0 | 0 | 0 | 0 | 0 | 0 | 0
F2_Commercial_OR - College_New_Space Heating_Natural Gas_Insulation - Wall Cavity_A_Achievable Technical Potential | F2 | Commercial | OR - College | New | Space Heating | Natural Gas | Insulation - Wall Cavity | A | Integrated Unit Summer Peak Savings (kW) | Achievable Technical Potential | 0 | 0 | 0 | 0 | 0 | 0 | 0 | 0 | 0 | 0 | 0 | 0 | 0 | 0 | 0 | 0 | 0 | 0 | 0 | 0 | 0 | 0 | 0 | 0 | 0 | 0 | 0
F3_Commercial_OR - College_New_Space Heating_Natural Gas_Insulation - Wall Cavity_A_Achievable Technical Potential | F3 | Commercial | OR - College | New | Space Heating | Natural Gas | Insulation - Wall Cavity | A | Integrated Unit Winter Peak Savings (kW) | Achievable Technical Potential | 0 | 0 | 0 | 0 | 0 | 0 | 0 | 0 | 0 | 0 | 0 | 0 | 0 | 0 | 0 | 0 | 0 | 0 | 0 | 0 | 0 | 0 | 0 | 0 | 0 | 0 | 0
F4_Commercial_OR - College_New_Space Heating_Natural Gas_Insulation - Wall Cavity_A_Achievable Technical Potential | F4 | Commercial | OR - College | New | Space Heating | Natural Gas | Insulation - Wall Cavity | A | Incremental Energy Savings (MWh or mTherms) | Achievable Technical Potential | 0 | 0 | 0 | 0 | 0 | 0 | 0 | 0 | 0 | 0 | 0 | 0 | 0 | 0 | 0 | 0 | 0 | 0 | 0 | 0 | 0 | 0 | 0 | 0 | 0 | 0 | 0
F5_Commercial_OR - College_New_Space Heating_Natural Gas_Insulation - Wall Cavity_A_Achievable Technical Potential | F5 | Commercial | OR - College | New | Space Heating | Natural Gas | Insulation - Wall Cavity | A | Incremental Summer Peak Savings (MW) | Achievable Technical Potential | 0 | 0 | 0 | 0 | 0 | 0 | 0 | 0 | 0 | 0 | 0 | 0 | 0 | 0 | 0 | 0 | 0 | 0 | 0 | 0 | 0 | 0 | 0 | 0 | 0 | 0 | 0
F6_Commercial_OR - College_New_Space Heating_Natural Gas_Insulation - Wall Cavity_A_Achievable Technical Potential | F6 | Commercial | OR - College | New | Space Heating | Natural Gas | Insulation - Wall Cavity | A | Incremental Winter Peak Savings (MW) | Achievable Technical Potential | 0 | 0 | 0 | 0 | 0 | 0 | 0 | 0 | 0 | 0 | 0 | 0 | 0 | 0 | 0 | 0 | 0 | 0 | 0 | 0 | 0 | 0 | 0 | 0 | 0 | 0 | 0
F7_Commercial_OR - College_New_Space Heating_Natural Gas_Insulation - Wall Cavity_A_Achievable Technical Potential | F7 | Commercial | OR - College | New | Space Heating | Natural Gas | Insulation - Wall Cavity | A | Cumulative Energy Savings (MWh or mTherms) | Achievable Technical Potential | 0 | 0 | 0 | 0 | 0 | 0 | 0 | 0 | 0 | 0 | 0 | 0 | 0 | 0 | 0 | 0 | 0 | 0 | 0 | 0 | 0 | 0 | 0 | 0 | 0 | 0 | 0
F8_Commercial_OR - College_New_Space Heating_Natural Gas_Insulation - Wall Cavity_A_Achievable Technical Potential | F8 | Commercial | OR - College | New | Space Heating | Natural Gas | Insulation - Wall Cavity | A | Cumulative Summer Peak Savings (MW) | Achievable Technical Potential | 0 | 0 | 0 | 0 | 0 | 0 | 0 | 0 | 0 | 0 | 0 | 0 | 0 | 0 | 0 | 0 | 0 | 0 | 0 | 0 | 0 | 0 | 0 | 0 | 0 | 0 | 0
F9_Commercial_OR - College_New_Space Heating_Natural Gas_Insulation - Wall Cavity_A_Achievable Technical Potential | F9 | Commercial | OR - College | New | Space Heating | Natural Gas | Insulation - Wall Cavity | A | Cumulative Winter Peak Savings (MW) | Achievable Technical Potential | 0 | 0 | 0 | 0 | 0 | 0 | 0 | 0 | 0 | 0 | 0 | 0 | 0 | 0 | 0 | 0 | 0 | 0 | 0 | 0 | 0 | 0 | 0 | 0 | 0 | 0 | 0
F10_Commercial_OR - College_New_Space Heating_Natural Gas_Insulation - Wall Cavity_A_Achievable Technical Potential | F10 | Commercial | OR - College | New | Space Heating | Natural Gas | Insulation - Wall Cavity | A | Purchases (Incremental) | Achievable Technical Potential | 0 | 0 | 0 | 0 | 0 | 0 | 0 | 0 | 0 | 0 | 0 | 0 | 0 | 0 | 0 | 0 | 0 | 0 | 0 | 0 | 0 | 0 | 0 | 0 | 0 | 0 | 0
F11_Commercial_OR - College_New_Space Heating_Natural Gas_Insulation - Wall Cavity_A_Achievable Technical Potential | F11 | Commercial | OR - College | New | Space Heating | Natural Gas | Insulation - Wall Cavity | A | Purchases (Cumulative) | Achievable Technical Potential | 0 | 0 | 0 | 0 | 0 | 0 | 0 | 0 | 0 | 0 | 0 | 0 | 0 | 0 | 0 | 0 | 0 | 0 | 0 | 0 | 0 | 0 | 0 | 0 | 0 | 0 | 0
F1_Commercial_OR - College_New_Space Heating_Natural Gas_Green Roof - Vegetated Rooftop_A_Achievable Technical Potential | F1 | Commercial | OR - College | New | Space Heating | Natural Gas | Green Roof - Vegetated Rooftop | A | Integrated Unit Energy Savings (kWh or therms) | Achievable Technical Potential | 0 | 0 | 0 | 0 | 0 | 0 | 0 | 0 | 0 | 0 | 0 | 0 | 0 | 0 | 0 | 0 | 0 | 0 | 0 | 0 | 0 | 0 | 0 | 0 | 0 | 0 | 0
F2_Commercial_OR - College_New_Space Heating_Natural Gas_Green Roof - Vegetated Rooftop_A_Achievable Technical Potential | F2 | Commercial | OR - College | New | Space Heating | Natural Gas | Green Roof - Vegetated Rooftop | A | Integrated Unit Summer Peak Savings (kW) | Achievable Technical Potential | 0 | 0 | 0 | 0 | 0 | 0 | 0 | 0 | 0 | 0 | 0 | 0 | 0 | 0 | 0 | 0 | 0 | 0 | 0 | 0 | 0 | 0 | 0 | 0 | 0 | 0 | 0
F3_Commercial_OR - College_New_Space Heating_Natural Gas_Green Roof - Vegetated Rooftop_A_Achievable Technical Potential | F3 | Commercial | OR - College | New | Space Heating | Natural Gas | Green Roof - Vegetated Rooftop | A | Integrated Unit Winter Peak Savings (kW) | Achievable Technical Potential | 0 | 0 | 0 | 0 | 0 | 0 | 0 | 0 | 0 | 0 | 0 | 0 | 0 | 0 | 0 | 0 | 0 | 0 | 0 | 0 | 0 | 0 | 0 | 0 | 0 | 0 | 0
F4_Commercial_OR - College_New_Space Heating_Natural Gas_Green Roof - Vegetated Rooftop_A_Achievable Technical Potential | F4 | Commercial | OR - College | New | Space Heating | Natural Gas | Green Roof - Vegetated Rooftop | A | Incremental Energy Savings (MWh or mTherms) | Achievable Technical Potential | 0 | 0 | 0 | 0 | 0 | 0 | 0 | 0 | 0 | 0 | 0 | 0 | 0 | 0 | 0 | 0 | 0 | 0 | 0 | 0 | 0 | 0 | 0 | 0 | 0 | 0 | 0
F5_Commercial_OR - College_New_Space Heating_Natural Gas_Green Roof - Vegetated Rooftop_A_Achievable Technical Potential | F5 | Commercial | OR - College | New | Space Heating | Natural Gas | Green Roof - Vegetated Rooftop | A | Incremental Summer Peak Savings (MW) | Achievable Technical Potential | 0 | 0 | 0 | 0 | 0 | 0 | 0 | 0 | 0 | 0 | 0 | 0 | 0 | 0 | 0 | 0 | 0 | 0 | 0 | 0 | 0 | 0 | 0 | 0 | 0 | 0 | 0
F6_Commercial_OR - College_New_Space Heating_Natural Gas_Green Roof - Vegetated Rooftop_A_Achievable Technical Potential | F6 | Commercial | OR - College | New | Space Heating | Natural Gas | Green Roof - Vegetated Rooftop | A | Incremental Winter Peak Savings (MW) | Achievable Technical Potential | 0 | 0 | 0 | 0 | 0 | 0 | 0 | 0 | 0 | 0 | 0 | 0 | 0 | 0 | 0 | 0 | 0 | 0 | 0 | 0 | 0 | 0 | 0 | 0 | 0 | 0 | 0
F7_Commercial_OR - College_New_Space Heating_Natural Gas_Green Roof - Vegetated Rooftop_A_Achievable Technical Potential | F7 | Commercial | OR - College | New | Space Heating | Natural Gas | Green Roof - Vegetated Rooftop | A | Cumulative Energy Savings (MWh or mTherms) | Achievable Technical Potential | 0 | 0 | 0 | 0 | 0 | 0 | 0 | 0 | 0 | 0 | 0 | 0 | 0 | 0 | 0 | 0 | 0 | 0 | 0 | 0 | 0 | 0 | 0 | 0 | 0 | 0 | 0
F8_Commercial_OR - College_New_Space Heating_Natural Gas_Green Roof - Vegetated Rooftop_A_Achievable Technical Potential | F8 | Commercial | OR - College | New | Space Heating | Natural Gas | Green Roof - Vegetated Rooftop | A | Cumulative Summer Peak Savings (MW) | Achievable Technical Potential | 0 | 0 | 0 | 0 | 0 | 0 | 0 | 0 | 0 | 0 | 0 | 0 | 0 | 0 | 0 | 0 | 0 | 0 | 0 | 0 | 0 | 0 | 0 | 0 | 0 | 0 | 0
F9_Commercial_OR - College_New_Space Heating_Natural Gas_Green Roof - Vegetated Rooftop_A_Achievable Technical Potential | F9 | Commercial | OR - College | New | Space Heating | Natural Gas | Green Roof - Vegetated Rooftop | A | Cumulative Winter Peak Savings (MW) | Achievable Technical Potential | 0 | 0 | 0 | 0 | 0 | 0 | 0 | 0 | 0 | 0 | 0 | 0 | 0 | 0 | 0 | 0 | 0 | 0 | 0 | 0 | 0 | 0 | 0 | 0 | 0 | 0 | 0
F10_Commercial_OR - College_New_Space Heating_Natural Gas_Green Roof - Vegetated Rooftop_A_Achievable Technical Potential | F10 | Commercial | OR - College | New | Space Heating | Natural Gas | Green Roof - Vegetated Rooftop | A | Purchases (Incremental) | Achievable Technical Potential | 0 | 0 | 0 | 0 | 0 | 0 | 0 | 0 | 0 | 0 | 0 | 0 | 0 | 0 | 0 | 0 | 0 | 0 | 0 | 0 | 0 | 0 | 0 | 0 | 0 | 0 | 0
F11_Commercial_OR - College_New_Space Heating_Natural Gas_Green Roof - Vegetated Rooftop_A_Achievable Technical Potential | F11 | Commercial | OR - College | New | Space Heating | Natural Gas | Green Roof - Vegetated Rooftop | A | Purchases (Cumulative) | Achievable Technical Potential | 0 | 0 | 0 | 0 | 0 | 0 | 0 | 0 | 0 | 0 | 0 | 0 | 0 | 0 | 0 | 0 | 0 | 0 | 0 | 0 | 0 | 0 | 0 | 0 | 0 | 0 | 0
F1_Commercial_OR - College_New_Space Heating_Natural Gas_Ducting - Repair and Sealing_A_Achievable Technical Potential | F1 | Commercial | OR - College | New | Space Heating | Natural Gas | Ducting - Repair and Sealing | A | Integrated Unit Energy Savings (kWh or therms) | Achievable Technical Potential | 0 | 0 | 0 | 0 | 0 | 0 | 0 | 0 | 0 | 0 | 0 | 0 | 0 | 0 | 0 | 0 | 0 | 0 | 0 | 0 | 0 | 0 | 0 | 0 | 0 | 0 | 0
F2_Commercial_OR - College_New_Space Heating_Natural Gas_Ducting - Repair and Sealing_A_Achievable Technical Potential | F2 | Commercial | OR - College | New | Space Heating | Natural Gas | Ducting - Repair and Sealing | A | Integrated Unit Summer Peak Savings (kW) | Achievable Technical Potential | 0 | 0 | 0 | 0 | 0 | 0 | 0 | 0 | 0 | 0 | 0 | 0 | 0 | 0 | 0 | 0 | 0 | 0 | 0 | 0 | 0 | 0 | 0 | 0 | 0 | 0 | 0
F3_Commercial_OR - College_New_Space Heating_Natural Gas_Ducting - Repair and Sealing_A_Achievable Technical Potential | F3 | Commercial | OR - College | New | Space Heating | Natural Gas | Ducting - Repair and Sealing | A | Integrated Unit Winter Peak Savings (kW) | Achievable Technical Potential | 0 | 0 | 0 | 0 | 0 | 0 | 0 | 0 | 0 | 0 | 0 | 0 | 0 | 0 | 0 | 0 | 0 | 0 | 0 | 0 | 0 | 0 | 0 | 0 | 0 | 0 | 0
F4_Commercial_OR - College_New_Space Heating_Natural Gas_Ducting - Repair and Sealing_A_Achievable Technical Potential | F4 | Commercial | OR - College | New | Space Heating | Natural Gas | Ducting - Repair and Sealing | A | Incremental Energy Savings (MWh or mTherms) | Achievable Technical Potential | 0 | 0 | 0 | 0 | 0 | 0 | 0 | 0 | 0 | 0 | 0 | 0 | 0 | 0 | 0 | 0 | 0 | 0 | 0 | 0 | 0 | 0 | 0 | 0 | 0 | 0 | 0
F5_Commercial_OR - College_New_Space Heating_Natural Gas_Ducting - Repair and Sealing_A_Achievable Technical Potential | F5 | Commercial | OR - College | New | Space Heating | Natural Gas | Ducting - Repair and Sealing | A | Incremental Summer Peak Savings (MW) | Achievable Technical Potential | 0 | 0 | 0 | 0 | 0 | 0 | 0 | 0 | 0 | 0 | 0 | 0 | 0 | 0 | 0 | 0 | 0 | 0 | 0 | 0 | 0 | 0 | 0 | 0 | 0 | 0 | 0
F6_Commercial_OR - College_New_Space Heating_Natural Gas_Ducting - Repair and Sealing_A_Achievable Technical Potential | F6 | Commercial | OR - College | New | Space Heating | Natural Gas | Ducting - Repair and Sealing | A | Incremental Winter Peak Savings (MW) | Achievable Technical Potential | 0 | 0 | 0 | 0 | 0 | 0 | 0 | 0 | 0 | 0 | 0 | 0 | 0 | 0 | 0 | 0 | 0 | 0 | 0 | 0 | 0 | 0 | 0 | 0 | 0 | 0 | 0
F7_Commercial_OR - College_New_Space Heating_Natural Gas_Ducting - Repair and Sealing_A_Achievable Technical Potential | F7 | Commercial | OR - College | New | Space Heating | Natural Gas | Ducting - Repair and Sealing | A | Cumulative Energy Savings (MWh or mTherms) | Achievable Technical Potential | 0 | 0 | 0 | 0 | 0 | 0 | 0 | 0 | 0 | 0 | 0 | 0 | 0 | 0 | 0 | 0 | 0 | 0 | 0 | 0 | 0 | 0 | 0 | 0 | 0 | 0 | 0
F8_Commercial_OR - College_New_Space Heating_Natural Gas_Ducting - Repair and Sealing_A_Achievable Technical Potential | F8 | Commercial | OR - College | New | Space Heating | Natural Gas | Ducting - Repair and Sealing | A | Cumulative Summer Peak Savings (MW) | Achievable Technical Potential | 0 | 0 | 0 | 0 | 0 | 0 | 0 | 0 | 0 | 0 | 0 | 0 | 0 | 0 | 0 | 0 | 0 | 0 | 0 | 0 | 0 | 0 | 0 | 0 | 0 | 0 | 0
F9_Commercial_OR - College_New_Space Heating_Natural Gas_Ducting - Repair and Sealing_A_Achievable Technical Potential | F9 | Commercial | OR - College | New | Space Heating | Natural Gas | Ducting - Repair and Sealing | A | Cumulative Winter Peak Savings (MW) | Achievable Technical Potential | 0 | 0 | 0 | 0 | 0 | 0 | 0 | 0 | 0 | 0 | 0 | 0 | 0 | 0 | 0 | 0 | 0 | 0 | 0 | 0 | 0 | 0 | 0 | 0 | 0 | 0 | 0
F10_Commercial_OR - College_New_Space Heating_Natural Gas_Ducting - Repair and Sealing_A_Achievable Technical Potential | F10 | Commercial | OR - College | New | Space Heating | Natural Gas | Ducting - Repair and Sealing | A | Purchases (Incremental) | Achievable Technical Potential | 0 | 0 | 0 | 0 | 0 | 0 | 0 | 0 | 0 | 0 | 0 | 0 | 0 | 0 | 0 | 0 | 0 | 0 | 0 | 0 | 0 | 0 | 0 | 0 | 0 | 0 | 0
F11_Commercial_OR - College_New_Space Heating_Natural Gas_Ducting - Repair and Sealing_A_Achievable Technical Potential | F11 | Commercial | OR - College | New | Space Heating | Natural Gas | Ducting - Repair and Sealing | A | Purchases (Cumulative) | Achievable Technical Potential | 0 | 0 | 0 | 0 | 0 | 0 | 0 | 0 | 0 | 0 | 0 | 0 | 0 | 0 | 0 | 0 | 0 | 0 | 0 | 0 | 0 | 0 | 0 | 0 | 0 | 0 | 0
F1_Commercial_OR - College_New_Space Heating_Natural Gas_Windows - High Efficiency Glazing_A_Achievable Technical Potential | F1 | Commercial | OR - College | New | Space Heating | Natural Gas | Windows - High Efficiency Glazing | A | Integrated Unit Energy Savings (kWh or therms) | Achievable Technical Potential | 0 | 0 | 0 | 0 | 0 | 0 | 0 | 0 | 0 | 0 | 0 | 0 | 0 | 0 | 0 | 0 | 0 | 0 | 0 | 0 | 0 | 0 | 0 | 0 | 0 | 0 | 0
F2_Commercial_OR - College_New_Space Heating_Natural Gas_Windows - High Efficiency Glazing_A_Achievable Technical Potential | F2 | Commercial | OR - College | New | Space Heating | Natural Gas | Windows - High Efficiency Glazing | A | Integrated Unit Summer Peak Savings (kW) | Achievable Technical Potential | 0 | 0 | 0 | 0 | 0 | 0 | 0 | 0 | 0 | 0 | 0 | 0 | 0 | 0 | 0 | 0 | 0 | 0 | 0 | 0 | 0 | 0 | 0 | 0 | 0 | 0 | 0
F3_Commercial_OR - College_New_Space Heating_Natural Gas_Windows - High Efficiency Glazing_A_Achievable Technical Potential | F3 | Commercial | OR - College | New | Space Heating | Natural Gas | Windows - High Efficiency Glazing | A | Integrated Unit Winter Peak Savings (kW) | Achievable Technical Potential | 0 | 0 | 0 | 0 | 0 | 0 | 0 | 0 | 0 | 0 | 0 | 0 | 0 | 0 | 0 | 0 | 0 | 0 | 0 | 0 | 0 | 0 | 0 | 0 | 0 | 0 | 0
F4_Commercial_OR - College_New_Space Heating_Natural Gas_Windows - High Efficiency Glazing_A_Achievable Technical Potential | F4 | Commercial | OR - College | New | Space Heating | Natural Gas | Windows - High Efficiency Glazing | A | Incremental Energy Savings (MWh or mTherms) | Achievable Technical Potential | 0 | 0 | 0 | 0 | 0 | 0 | 0 | 0 | 0 | 0 | 0 | 0 | 0 | 0 | 0 | 0 | 0 | 0 | 0 | 0 | 0 | 0 | 0 | 0 | 0 | 0 | 0
F5_Commercial_OR - College_New_Space Heating_Natural Gas_Windows - High Efficiency Glazing_A_Achievable Technical Potential | F5 | Commercial | OR - College | New | Space Heating | Natural Gas | Windows - High Efficiency Glazing | A | Incremental Summer Peak Savings (MW) | Achievable Technical Potential | 0 | 0 | 0 | 0 | 0 | 0 | 0 | 0 | 0 | 0 | 0 | 0 | 0 | 0 | 0 | 0 | 0 | 0 | 0 | 0 | 0 | 0 | 0 | 0 | 0 | 0 | 0
F6_Commercial_OR - College_New_Space Heating_Natural Gas_Windows - High Efficiency Glazing_A_Achievable Technical Potential | F6 | Commercial | OR - College | New | Space Heating | Natural Gas | Windows - High Efficiency Glazing | A | Incremental Winter Peak Savings (MW) | Achievable Technical Potential | 0 | 0 | 0 | 0 | 0 | 0 | 0 | 0 | 0 | 0 | 0 | 0 | 0 | 0 | 0 | 0 | 0 | 0 | 0 | 0 | 0 | 0 | 0 | 0 | 0 | 0 | 0
F7_Commercial_OR - College_New_Space Heating_Natural Gas_Windows - High Efficiency Glazing_A_Achievable Technical Potential | F7 | Commercial | OR - College | New | Space Heating | Natural Gas | Windows - High Efficiency Glazing | A | Cumulative Energy Savings (MWh or mTherms) | Achievable Technical Potential | 0 | 0 | 0 | 0 | 0 | 0 | 0 | 0 | 0 | 0 | 0 | 0 | 0 | 0 | 0 | 0 | 0 | 0 | 0 | 0 | 0 | 0 | 0 | 0 | 0 | 0 | 0
F8_Commercial_OR - College_New_Space Heating_Natural Gas_Windows - High Efficiency Glazing_A_Achievable Technical Potential | F8 | Commercial | OR - College | New | Space Heating | Natural Gas | Windows - High Efficiency Glazing | A | Cumulative Summer Peak Savings (MW) | Achievable Technical Potential | 0 | 0 | 0 | 0 | 0 | 0 | 0 | 0 | 0 | 0 | 0 | 0 | 0 | 0 | 0 | 0 | 0 | 0 | 0 | 0 | 0 | 0 | 0 | 0 | 0 | 0 | 0
F9_Commercial_OR - College_New_Space Heating_Natural Gas_Windows - High Efficiency Glazing_A_Achievable Technical Potential | F9 | Commercial | OR - College | New | Space Heating | Natural Gas | Windows - High Efficiency Glazing | A | Cumulative Winter Peak Savings (MW) | Achievable Technical Potential | 0 | 0 | 0 | 0 | 0 | 0 | 0 | 0 | 0 | 0 | 0 | 0 | 0 | 0 | 0 | 0 | 0 | 0 | 0 | 0 | 0 | 0 | 0 | 0 | 0 | 0 | 0
F10_Commercial_OR - College_New_Space Heating_Natural Gas_Windows - High Efficiency Glazing_A_Achievable Technical Potential | F10 | Commercial | OR - College | New | Space Heating | Natural Gas | Windows - High Efficiency Glazing | A | Purchases (Incremental) | Achievable Technical Potential | 0 | 0 | 0 | 0 | 0 | 0 | 0 | 0 | 0 | 0 | 0 | 0 | 0 | 0 | 0 | 0 | 0 | 0 | 0 | 0 | 0 | 0 | 0 | 0 | 0 | 0 | 0
F11_Commercial_OR - College_New_Space Heating_Natural Gas_Windows - High Efficiency Glazing_A_Achievable Technical Potential | F11 | Commercial | OR - College | New | Space Heating | Natural Gas | Windows - High Efficiency Glazing | A | Purchases (Cumulative) | Achievable Technical Potential | 0 | 0 | 0 | 0 | 0 | 0 | 0 | 0 | 0 | 0 | 0 | 0 | 0 | 0 | 0 | 0 | 0 | 0 | 0 | 0 | 0 | 0 | 0 | 0 | 0 | 0 | 0
F1_Commercial_OR - College_New_Space Heating_Natural Gas_Windows - Secondary Glazing Systems_A_Achievable Technical Potential | F1 | Commercial | OR - College | New | Space Heating | Natural Gas | Windows - Secondary Glazing Systems | A | Integrated Unit Energy Savings (kWh or therms) | Achievable Technical Potential | 0 | 0 | 0 | 0 | 0 | 0 | 0 | 0 | 0 | 0 | 0 | 0 | 0 | 0 | 0 | 0 | 0 | 0 | 0 | 0 | 0 | 0 | 0 | 0 | 0 | 0 | 0
F2_Commercial_OR - College_New_Space Heating_Natural Gas_Windows - Secondary Glazing Systems_A_Achievable Technical Potential | F2 | Commercial | OR - College | New | Space Heating | Natural Gas | Windows - Secondary Glazing Systems | A | Integrated Unit Summer Peak Savings (kW) | Achievable Technical Potential | 0 | 0 | 0 | 0 | 0 | 0 | 0 | 0 | 0 | 0 | 0 | 0 | 0 | 0 | 0 | 0 | 0 | 0 | 0 | 0 | 0 | 0 | 0 | 0 | 0 | 0 | 0
F3_Commercial_OR - College_New_Space Heating_Natural Gas_Windows - Secondary Glazing Systems_A_Achievable Technical Potential | F3 | Commercial | OR - College | New | Space Heating | Natural Gas | Windows - Secondary Glazing Systems | A | Integrated Unit Winter Peak Savings (kW) | Achievable Technical Potential | 0 | 0 | 0 | 0 | 0 | 0 | 0 | 0 | 0 | 0 | 0 | 0 | 0 | 0 | 0 | 0 | 0 | 0 | 0 | 0 | 0 | 0 | 0 | 0 | 0 | 0 | 0
F4_Commercial_OR - College_New_Space Heating_Natural Gas_Windows - Secondary Glazing Systems_A_Achievable Technical Potential | F4 | Commercial | OR - College | New | Space Heating | Natural Gas | Windows - Secondary Glazing Systems | A | Incremental Energy Savings (MWh or mTherms) | Achievable Technical Potential | 0 | 0 | 0 | 0 | 0 | 0 | 0 | 0 | 0 | 0 | 0 | 0 | 0 | 0 | 0 | 0 | 0 | 0 | 0 | 0 | 0 | 0 | 0 | 0 | 0 | 0 | 0
F5_Commercial_OR - College_New_Space Heating_Natural Gas_Windows - Secondary Glazing Systems_A_Achievable Technical Potential | F5 | Commercial | OR - College | New | Space Heating | Natural Gas | Windows - Secondary Glazing Systems | A | Incremental Summer Peak Savings (MW) | Achievable Technical Potential | 0 | 0 | 0 | 0 | 0 | 0 | 0 | 0 | 0 | 0 | 0 | 0 | 0 | 0 | 0 | 0 | 0 | 0 | 0 | 0 | 0 | 0 | 0 | 0 | 0 | 0 | 0
F6_Commercial_OR - College_New_Space Heating_Natural Gas_Windows - Secondary Glazing Systems_A_Achievable Technical Potential | F6 | Commercial | OR - College | New | Space Heating | Natural Gas | Windows - Secondary Glazing Systems | A | Incremental Winter Peak Savings (MW) | Achievable Technical Potential | 0 | 0 | 0 | 0 | 0 | 0 | 0 | 0 | 0 | 0 | 0 | 0 | 0 | 0 | 0 | 0 | 0 | 0 | 0 | 0 | 0 | 0 | 0 | 0 | 0 | 0 | 0
F7_Commercial_OR - College_New_Space Heating_Natural Gas_Windows - Secondary Glazing Systems_A_Achievable Technical Potential | F7 | Commercial | OR - College | New | Space Heating | Natural Gas | Windows - Secondary Glazing Systems | A | Cumulative Energy Savings (MWh or mTherms) | Achievable Technical Potential | 0 | 0 | 0 | 0 | 0 | 0 | 0 | 0 | 0 | 0 | 0 | 0 | 0 | 0 | 0 | 0 | 0 | 0 | 0 | 0 | 0 | 0 | 0 | 0 | 0 | 0 | 0
F8_Commercial_OR - College_New_Space Heating_Natural Gas_Windows - Secondary Glazing Systems_A_Achievable Technical Potential | F8 | Commercial | OR - College | New | Space Heating | Natural Gas | Windows - Secondary Glazing Systems | A | Cumulative Summer Peak Savings (MW) | Achievable Technical Potential | 0 | 0 | 0 | 0 | 0 | 0 | 0 | 0 | 0 | 0 | 0 | 0 | 0 | 0 | 0 | 0 | 0 | 0 | 0 | 0 | 0 | 0 | 0 | 0 | 0 | 0 | 0
F9_Commercial_OR - College_New_Space Heating_Natural Gas_Windows - Secondary Glazing Systems_A_Achievable Technical Potential | F9 | Commercial | OR - College | New | Space Heating | Natural Gas | Windows - Secondary Glazing Systems | A | Cumulative Winter Peak Savings (MW) | Achievable Technical Potential | 0 | 0 | 0 | 0 | 0 | 0 | 0 | 0 | 0 | 0 | 0 | 0 | 0 | 0 | 0 | 0 | 0 | 0 | 0 | 0 | 0 | 0 | 0 | 0 | 0 | 0 | 0
F10_Commercial_OR - College_New_Space Heating_Natural Gas_Windows - Secondary Glazing Systems_A_Achievable Technical Potential | F10 | Commercial | OR - College | New | Space Heating | Natural Gas | Windows - Secondary Glazing Systems | A | Purchases (Incremental) | Achievable Technical Potential | 0 | 0 | 0 | 0 | 0 | 0 | 0 | 0 | 0 | 0 | 0 | 0 | 0 | 0 | 0 | 0 | 0 | 0 | 0 | 0 | 0 | 0 | 0 | 0 | 0 | 0 | 0
F11_Commercial_OR - College_New_Space Heating_Natural Gas_Windows - Secondary Glazing Systems_A_Achievable Technical Potential | F11 | Commercial | OR - College | New | Space Heating | Natural Gas | Windows - Secondary Glazing Systems | A | Purchases (Cumulative) | Achievable Technical Potential | 0 | 0 | 0 | 0 | 0 | 0 | 0 | 0 | 0 | 0 | 0 | 0 | 0 | 0 | 0 | 0 | 0 | 0 | 0 | 0 | 0 | 0 | 0 | 0 | 0 | 0 | 0
F1_Commercial_OR - College_New_Space Heating_Natural Gas_HVAC - Energy Recovery Ventilator_A_Achievable Technical Potential | F1 | Commercial | OR - College | New | Space Heating | Natural Gas | HVAC - Energy Recovery Ventilator | A | Integrated Unit Energy Savings (kWh or therms) | Achievable Technical Potential | 0 | 0 | 0 | 0 | 0 | 0 | 0 | 0 | 0 | 0 | 0 | 0 | 0 | 0 | 0 | 0 | 0 | 0 | 0 | 0 | 0 | 0 | 0 | 0 | 0 | 0 | 0
F2_Commercial_OR - College_New_Space Heating_Natural Gas_HVAC - Energy Recovery Ventilator_A_Achievable Technical Potential | F2 | Commercial | OR - College | New | Space Heating | Natural Gas | HVAC - Energy Recovery Ventilator | A | Integrated Unit Summer Peak Savings (kW) | Achievable Technical Potential | 0 | 0 | 0 | 0 | 0 | 0 | 0 | 0 | 0 | 0 | 0 | 0 | 0 | 0 | 0 | 0 | 0 | 0 | 0 | 0 | 0 | 0 | 0 | 0 | 0 | 0 | 0
F3_Commercial_OR - College_New_Space Heating_Natural Gas_HVAC - Energy Recovery Ventilator_A_Achievable Technical Potential | F3 | Commercial | OR - College | New | Space Heating | Natural Gas | HVAC - Energy Recovery Ventilator | A | Integrated Unit Winter Peak Savings (kW) | Achievable Technical Potential | 0 | 0 | 0 | 0 | 0 | 0 | 0 | 0 | 0 | 0 | 0 | 0 | 0 | 0 | 0 | 0 | 0 | 0 | 0 | 0 | 0 | 0 | 0 | 0 | 0 | 0 | 0
F4_Commercial_OR - College_New_Space Heating_Natural Gas_HVAC - Energy Recovery Ventilator_A_Achievable Technical Potential | F4 | Commercial | OR - College | New | Space Heating | Natural Gas | HVAC - Energy Recovery Ventilator | A | Incremental Energy Savings (MWh or mTherms) | Achievable Technical Potential | 0 | 0 | 0 | 0 | 0 | 0 | 0 | 0 | 0 | 0 | 0 | 0 | 0 | 0 | 0 | 0 | 0 | 0 | 0 | 0 | 0 | 0 | 0 | 0 | 0 | 0 | 0
F5_Commercial_OR - College_New_Space Heating_Natural Gas_HVAC - Energy Recovery Ventilator_A_Achievable Technical Potential | F5 | Commercial | OR - College | New | Space Heating | Natural Gas | HVAC - Energy Recovery Ventilator | A | Incremental Summer Peak Savings (MW) | Achievable Technical Potential | 0 | 0 | 0 | 0 | 0 | 0 | 0 | 0 | 0 | 0 | 0 | 0 | 0 | 0 | 0 | 0 | 0 | 0 | 0 | 0 | 0 | 0 | 0 | 0 | 0 | 0 | 0
F6_Commercial_OR - College_New_Space Heating_Natural Gas_HVAC - Energy Recovery Ventilator_A_Achievable Technical Potential | F6 | Commercial | OR - College | New | Space Heating | Natural Gas | HVAC - Energy Recovery Ventilator | A | Incremental Winter Peak Savings (MW) | Achievable Technical Potential | 0 | 0 | 0 | 0 | 0 | 0 | 0 | 0 | 0 | 0 | 0 | 0 | 0 | 0 | 0 | 0 | 0 | 0 | 0 | 0 | 0 | 0 | 0 | 0 | 0 | 0 | 0
F7_Commercial_OR - College_New_Space Heating_Natural Gas_HVAC - Energy Recovery Ventilator_A_Achievable Technical Potential | F7 | Commercial | OR - College | New | Space Heating | Natural Gas | HVAC - Energy Recovery Ventilator | A | Cumulative Energy Savings (MWh or mTherms) | Achievable Technical Potential | 0 | 0 | 0 | 0 | 0 | 0 | 0 | 0 | 0 | 0 | 0 | 0 | 0 | 0 | 0 | 0 | 0 | 0 | 0 | 0 | 0 | 0 | 0 | 0 | 0 | 0 | 0
F8_Commercial_OR - College_New_Space Heating_Natural Gas_HVAC - Energy Recovery Ventilator_A_Achievable Technical Potential | F8 | Commercial | OR - College | New | Space Heating | Natural Gas | HVAC - Energy Recovery Ventilator | A | Cumulative Summer Peak Savings (MW) | Achievable Technical Potential | 0 | 0 | 0 | 0 | 0 | 0 | 0 | 0 | 0 | 0 | 0 | 0 | 0 | 0 | 0 | 0 | 0 | 0 | 0 | 0 | 0 | 0 | 0 | 0 | 0 | 0 | 0
F9_Commercial_OR - College_New_Space Heating_Natural Gas_HVAC - Energy Recovery Ventilator_A_Achievable Technical Potential | F9 | Commercial | OR - College | New | Space Heating | Natural Gas | HVAC - Energy Recovery Ventilator | A | Cumulative Winter Peak Savings (MW) | Achievable Technical Potential | 0 | 0 | 0 | 0 | 0 | 0 | 0 | 0 | 0 | 0 | 0 | 0 | 0 | 0 | 0 | 0 | 0 | 0 | 0 | 0 | 0 | 0 | 0 | 0 | 0 | 0 | 0
F10_Commercial_OR - College_New_Space Heating_Natural Gas_HVAC - Energy Recovery Ventilator_A_Achievable Technical Potential | F10 | Commercial | OR - College | New | Space Heating | Natural Gas | HVAC - Energy Recovery Ventilator | A | Purchases (Incremental) | Achievable Technical Potential | 0 | 0 | 0 | 0 | 0 | 0 | 0 | 0 | 0 | 0 | 0 | 0 | 0 | 0 | 0 | 0 | 0 | 0 | 0 | 0 | 0 | 0 | 0 | 0 | 0 | 0 | 0
F11_Commercial_OR - College_New_Space Heating_Natural Gas_HVAC - Energy Recovery Ventilator_A_Achievable Technical Potential | F11 | Commercial | OR - College | New | Space Heating | Natural Gas | HVAC - Energy Recovery Ventilator | A | Purchases (Cumulative) | Achievable Technical Potential | 0 | 0 | 0 | 0 | 0 | 0 | 0 | 0 | 0 | 0 | 0 | 0 | 0 | 0 | 0 | 0 | 0 | 0 | 0 | 0 | 0 | 0 | 0 | 0 | 0 | 0 | 0
F1_Commercial_OR - College_New_Space Heating_Natural Gas_Building Shell - Air Sealing (Infiltration Control)_A_Achievable Technical Potential | F1 | Commercial | OR - College | New | Space Heating | Natural Gas | Building Shell - Air Sealing (Infiltration Control) | A | Integrated Unit Energy Savings (kWh or therms) | Achievable Technical Potential | 0 | 0 | 0 | 0 | 0 | 0 | 0 | 0 | 0 | 0 | 0 | 0 | 0 | 0 | 0 | 0 | 0 | 0 | 0 | 0 | 0 | 0 | 0 | 0 | 0 | 0 | 0
F2_Commercial_OR - College_New_Space Heating_Natural Gas_Building Shell - Air Sealing (Infiltration Control)_A_Achievable Technical Potential | F2 | Commercial | OR - College | New | Space Heating | Natural Gas | Building Shell - Air Sealing (Infiltration Control) | A | Integrated Unit Summer Peak Savings (kW) | Achievable Technical Potential | 0 | 0 | 0 | 0 | 0 | 0 | 0 | 0 | 0 | 0 | 0 | 0 | 0 | 0 | 0 | 0 | 0 | 0 | 0 | 0 | 0 | 0 | 0 | 0 | 0 | 0 | 0
F3_Commercial_OR - College_New_Space Heating_Natural Gas_Building Shell - Air Sealing (Infiltration Control)_A_Achievable Technical Potential | F3 | Commercial | OR - College | New | Space Heating | Natural Gas | Building Shell - Air Sealing (Infiltration Control) | A | Integrated Unit Winter Peak Savings (kW) | Achievable Technical Potential | 0 | 0 | 0 | 0 | 0 | 0 | 0 | 0 | 0 | 0 | 0 | 0 | 0 | 0 | 0 | 0 | 0 | 0 | 0 | 0 | 0 | 0 | 0 | 0 | 0 | 0 | 0
F4_Commercial_OR - College_New_Space Heating_Natural Gas_Building Shell - Air Sealing (Infiltration Control)_A_Achievable Technical Potential | F4 | Commercial | OR - College | New | Space Heating | Natural Gas | Building Shell - Air Sealing (Infiltration Control) | A | Incremental Energy Savings (MWh or mTherms) | Achievable Technical Potential | 0 | 0 | 0 | 0 | 0 | 0 | 0 | 0 | 0 | 0 | 0 | 0 | 0 | 0 | 0 | 0 | 0 | 0 | 0 | 0 | 0 | 0 | 0 | 0 | 0 | 0 | 0
F5_Commercial_OR - College_New_Space Heating_Natural Gas_Building Shell - Air Sealing (Infiltration Control)_A_Achievable Technical Potential | F5 | Commercial | OR - College | New | Space Heating | Natural Gas | Building Shell - Air Sealing (Infiltration Control) | A | Incremental Summer Peak Savings (MW) | Achievable Technical Potential | 0 | 0 | 0 | 0 | 0 | 0 | 0 | 0 | 0 | 0 | 0 | 0 | 0 | 0 | 0 | 0 | 0 | 0 | 0 | 0 | 0 | 0 | 0 | 0 | 0 | 0 | 0
F6_Commercial_OR - College_New_Space Heating_Natural Gas_Building Shell - Air Sealing (Infiltration Control)_A_Achievable Technical Potential | F6 | Commercial | OR - College | New | Space Heating | Natural Gas | Building Shell - Air Sealing (Infiltration Control) | A | Incremental Winter Peak Savings (MW) | Achievable Technical Potential | 0 | 0 | 0 | 0 | 0 | 0 | 0 | 0 | 0 | 0 | 0 | 0 | 0 | 0 | 0 | 0 | 0 | 0 | 0 | 0 | 0 | 0 | 0 | 0 | 0 | 0 | 0
F7_Commercial_OR - College_New_Space Heating_Natural Gas_Building Shell - Air Sealing (Infiltration Control)_A_Achievable Technical Potential | F7 | Commercial | OR - College | New | Space Heating | Natural Gas | Building Shell - Air Sealing (Infiltration Control) | A | Cumulative Energy Savings (MWh or mTherms) | Achievable Technical Potential | 0 | 0 | 0 | 0 | 0 | 0 | 0 | 0 | 0 | 0 | 0 | 0 | 0 | 0 | 0 | 0 | 0 | 0 | 0 | 0 | 0 | 0 | 0 | 0 | 0 | 0 | 0
F8_Commercial_OR - College_New_Space Heating_Natural Gas_Building Shell - Air Sealing (Infiltration Control)_A_Achievable Technical Potential | F8 | Commercial | OR - College | New | Space Heating | Natural Gas | Building Shell - Air Sealing (Infiltration Control) | A | Cumulative Summer Peak Savings (MW) | Achievable Technical Potential | 0 | 0 | 0 | 0 | 0 | 0 | 0 | 0 | 0 | 0 | 0 | 0 | 0 | 0 | 0 | 0 | 0 | 0 | 0 | 0 | 0 | 0 | 0 | 0 | 0 | 0 | 0
F9_Commercial_OR - College_New_Space Heating_Natural Gas_Building Shell - Air Sealing (Infiltration Control)_A_Achievable Technical Potential | F9 | Commercial | OR - College | New | Space Heating | Natural Gas | Building Shell - Air Sealing (Infiltration Control) | A | Cumulative Winter Peak Savings (MW) | Achievable Technical Potential | 0 | 0 | 0 | 0 | 0 | 0 | 0 | 0 | 0 | 0 | 0 | 0 | 0 | 0 | 0 | 0 | 0 | 0 | 0 | 0 | 0 | 0 | 0 | 0 | 0 | 0 | 0
F10_Commercial_OR - College_New_Space Heating_Natural Gas_Building Shell - Air Sealing (Infiltration Control)_A_Achievable Technical Potential | F10 | Commercial | OR - College | New | Space Heating | Natural Gas | Building Shell - Air Sealing (Infiltration Control) | A | Purchases (Incremental) | Achievable Technical Potential | 0 | 0 | 0 | 0 | 0 | 0 | 0 | 0 | 0 | 0 | 0 | 0 | 0 | 0 | 0 | 0 | 0 | 0 | 0 | 0 | 0 | 0 | 0 | 0 | 0 | 0 | 0
F11_Commercial_OR - College_New_Space Heating_Natural Gas_Building Shell - Air Sealing (Infiltration Control)_A_Achievable Technical Potential | F11 | Commercial | OR - College | New | Space Heating | Natural Gas | Building Shell - Air Sealing (Infiltration Control) | A | Purchases (Cumulative) | Achievable Technical Potential | 0 | 0 | 0 | 0 | 0 | 0 | 0 | 0 | 0 | 0 | 0 | 0 | 0 | 0 | 0 | 0 | 0 | 0 | 0 | 0 | 0 | 0 | 0 | 0 | 0 | 0 | 0
F1_Commercial_OR - College_New_Space Heating_Natural Gas_Ventilation - Demand Controlled_A_Achievable Technical Potential | F1 | Commercial | OR - College | New | Space Heating | Natural Gas | Ventilation - Demand Controlled | A | Integrated Unit Energy Savings (kWh or therms) | Achievable Technical Potential | 0 | 0 | 0 | 0 | 0 | 0 | 0 | 0 | 0 | 0 | 0 | 0 | 0 | 0 | 0 | 0 | 0 | 0 | 0 | 0 | 0 | 0 | 0 | 0 | 0 | 0 | 0
F2_Commercial_OR - College_New_Space Heating_Natural Gas_Ventilation - Demand Controlled_A_Achievable Technical Potential | F2 | Commercial | OR - College | New | Space Heating | Natural Gas | Ventilation - Demand Controlled | A | Integrated Unit Summer Peak Savings (kW) | Achievable Technical Potential | 0 | 0 | 0 | 0 | 0 | 0 | 0 | 0 | 0 | 0 | 0 | 0 | 0 | 0 | 0 | 0 | 0 | 0 | 0 | 0 | 0 | 0 | 0 | 0 | 0 | 0 | 0
F3_Commercial_OR - College_New_Space Heating_Natural Gas_Ventilation - Demand Controlled_A_Achievable Technical Potential | F3 | Commercial | OR - College | New | Space Heating | Natural Gas | Ventilation - Demand Controlled | A | Integrated Unit Winter Peak Savings (kW) | Achievable Technical Potential | 0 | 0 | 0 | 0 | 0 | 0 | 0 | 0 | 0 | 0 | 0 | 0 | 0 | 0 | 0 | 0 | 0 | 0 | 0 | 0 | 0 | 0 | 0 | 0 | 0 | 0 | 0
F4_Commercial_OR - College_New_Space Heating_Natural Gas_Ventilation - Demand Controlled_A_Achievable Technical Potential | F4 | Commercial | OR - College | New | Space Heating | Natural Gas | Ventilation - Demand Controlled | A | Incremental Energy Savings (MWh or mTherms) | Achievable Technical Potential | 0 | 0 | 0 | 0 | 0 | 0 | 0 | 0 | 0 | 0 | 0 | 0 | 0 | 0 | 0 | 0 | 0 | 0 | 0 | 0 | 0 | 0 | 0 | 0 | 0 | 0 | 0
F5_Commercial_OR - College_New_Space Heating_Natural Gas_Ventilation - Demand Controlled_A_Achievable Technical Potential | F5 | Commercial | OR - College | New | Space Heating | Natural Gas | Ventilation - Demand Controlled | A | Incremental Summer Peak Savings (MW) | Achievable Technical Potential | 0 | 0 | 0 | 0 | 0 | 0 | 0 | 0 | 0 | 0 | 0 | 0 | 0 | 0 | 0 | 0 | 0 | 0 | 0 | 0 | 0 | 0 | 0 | 0 | 0 | 0 | 0
F6_Commercial_OR - College_New_Space Heating_Natural Gas_Ventilation - Demand Controlled_A_Achievable Technical Potential | F6 | Commercial | OR - College | New | Space Heating | Natural Gas | Ventilation - Demand Controlled | A | Incremental Winter Peak Savings (MW) | Achievable Technical Potential | 0 | 0 | 0 | 0 | 0 | 0 | 0 | 0 | 0 | 0 | 0 | 0 | 0 | 0 | 0 | 0 | 0 | 0 | 0 | 0 | 0 | 0 | 0 | 0 | 0 | 0 | 0
F7_Commercial_OR - College_New_Space Heating_Natural Gas_Ventilation - Demand Controlled_A_Achievable Technical Potential | F7 | Commercial | OR - College | New | Space Heating | Natural Gas | Ventilation - Demand Controlled | A | Cumulative Energy Savings (MWh or mTherms) | Achievable Technical Potential | 0 | 0 | 0 | 0 | 0 | 0 | 0 | 0 | 0 | 0 | 0 | 0 | 0 | 0 | 0 | 0 | 0 | 0 | 0 | 0 | 0 | 0 | 0 | 0 | 0 | 0 | 0
F8_Commercial_OR - College_New_Space Heating_Natural Gas_Ventilation - Demand Controlled_A_Achievable Technical Potential | F8 | Commercial | OR - College | New | Space Heating | Natural Gas | Ventilation - Demand Controlled | A | Cumulative Summer Peak Savings (MW) | Achievable Technical Potential | 0 | 0 | 0 | 0 | 0 | 0 | 0 | 0 | 0 | 0 | 0 | 0 | 0 | 0 | 0 | 0 | 0 | 0 | 0 | 0 | 0 | 0 | 0 | 0 | 0 | 0 | 0
F9_Commercial_OR - College_New_Space Heating_Natural Gas_Ventilation - Demand Controlled_A_Achievable Technical Potential | F9 | Commercial | OR - College | New | Space Heating | Natural Gas | Ventilation - Demand Controlled | A | Cumulative Winter Peak Savings (MW) | Achievable Technical Potential | 0 | 0 | 0 | 0 | 0 | 0 | 0 | 0 | 0 | 0 | 0 | 0 | 0 | 0 | 0 | 0 | 0 | 0 | 0 | 0 | 0 | 0 | 0 | 0 | 0 | 0 | 0
F10_Commercial_OR - College_New_Space Heating_Natural Gas_Ventilation - Demand Controlled_A_Achievable Technical Potential | F10 | Commercial | OR - College | New | Space Heating | Natural Gas | Ventilation - Demand Controlled | A | Purchases (Incremental) | Achievable Technical Potential | 0 | 0 | 0 | 0 | 0 | 0 | 0 | 0 | 0 | 0 | 0 | 0 | 0 | 0 | 0 | 0 | 0 | 0 | 0 | 0 | 0 | 0 | 0 | 0 | 0 | 0 | 0
F11_Commercial_OR - College_New_Space Heating_Natural Gas_Ventilation - Demand Controlled_A_Achievable Technical Potential | F11 | Commercial | OR - College | New | Space Heating | Natural Gas | Ventilation - Demand Controlled | A | Purchases (Cumulative) | Achievable Technical Potential | 0 | 0 | 0 | 0 | 0 | 0 | 0 | 0 | 0 | 0 | 0 | 0 | 0 | 0 | 0 | 0 | 0 | 0 | 0 | 0 | 0 | 0 | 0 | 0 | 0 | 0 | 0
F1_Commercial_OR - College_New_Space Heating_Natural Gas_HVAC - Dedicated Outdoor Air System (DOAS)_A_Achievable Technical Potential | F1 | Commercial | OR - College | New | Space Heating | Natural Gas | HVAC - Dedicated Outdoor Air System (DOAS) | A | Integrated Unit Energy Savings (kWh or therms) | Achievable Technical Potential | 0 | 0 | 0 | 0 | 0 | 0 | 0 | 0 | 0 | 0 | 0 | 0 | 0 | 0 | 0 | 0 | 0 | 0 | 0 | 0 | 0 | 0 | 0 | 0 | 0 | 0 | 0
F2_Commercial_OR - College_New_Space Heating_Natural Gas_HVAC - Dedicated Outdoor Air System (DOAS)_A_Achievable Technical Potential | F2 | Commercial | OR - College | New | Space Heating | Natural Gas | HVAC - Dedicated Outdoor Air System (DOAS) | A | Integrated Unit Summer Peak Savings (kW) | Achievable Technical Potential | 0 | 0 | 0 | 0 | 0 | 0 | 0 | 0 | 0 | 0 | 0 | 0 | 0 | 0 | 0 | 0 | 0 | 0 | 0 | 0 | 0 | 0 | 0 | 0 | 0 | 0 | 0
F3_Commercial_OR - College_New_Space Heating_Natural Gas_HVAC - Dedicated Outdoor Air System (DOAS)_A_Achievable Technical Potential | F3 | Commercial | OR - College | New | Space Heating | Natural Gas | HVAC - Dedicated Outdoor Air System (DOAS) | A | Integrated Unit Winter Peak Savings (kW) | Achievable Technical Potential | 0 | 0 | 0 | 0 | 0 | 0 | 0 | 0 | 0 | 0 | 0 | 0 | 0 | 0 | 0 | 0 | 0 | 0 | 0 | 0 | 0 | 0 | 0 | 0 | 0 | 0 | 0
F4_Commercial_OR - College_New_Space Heating_Natural Gas_HVAC - Dedicated Outdoor Air System (DOAS)_A_Achievable Technical Potential | F4 | Commercial | OR - College | New | Space Heating | Natural Gas | HVAC - Dedicated Outdoor Air System (DOAS) | A | Incremental Energy Savings (MWh or mTherms) | Achievable Technical Potential | 0 | 0 | 0 | 0 | 0 | 0 | 0 | 0 | 0 | 0 | 0 | 0 | 0 | 0 | 0 | 0 | 0 | 0 | 0 | 0 | 0 | 0 | 0 | 0 | 0 | 0 | 0
F5_Commercial_OR - College_New_Space Heating_Natural Gas_HVAC - Dedicated Outdoor Air System (DOAS)_A_Achievable Technical Potential | F5 | Commercial | OR - College | New | Space Heating | Natural Gas | HVAC - Dedicated Outdoor Air System (DOAS) | A | Incremental Summer Peak Savings (MW) | Achievable Technical Potential | 0 | 0 | 0 | 0 | 0 | 0 | 0 | 0 | 0 | 0 | 0 | 0 | 0 | 0 | 0 | 0 | 0 | 0 | 0 | 0 | 0 | 0 | 0 | 0 | 0 | 0 | 0
F6_Commercial_OR - College_New_Space Heating_Natural Gas_HVAC - Dedicated Outdoor Air System (DOAS)_A_Achievable Technical Potential | F6 | Commercial | OR - College | New | Space Heating | Natural Gas | HVAC - Dedicated Outdoor Air System (DOAS) | A | Incremental Winter Peak Savings (MW) | Achievable Technical Potential | 0 | 0 | 0 | 0 | 0 | 0 | 0 | 0 | 0 | 0 | 0 | 0 | 0 | 0 | 0 | 0 | 0 | 0 | 0 | 0 | 0 | 0 | 0 | 0 | 0 | 0 | 0
F7_Commercial_OR - College_New_Space Heating_Natural Gas_HVAC - Dedicated Outdoor Air System (DOAS)_A_Achievable Technical Potential | F7 | Commercial | OR - College | New | Space Heating | Natural Gas | HVAC - Dedicated Outdoor Air System (DOAS) | A | Cumulative Energy Savings (MWh or mTherms) | Achievable Technical Potential | 0 | 0 | 0 | 0 | 0 | 0 | 0 | 0 | 0 | 0 | 0 | 0 | 0 | 0 | 0 | 0 | 0 | 0 | 0 | 0 | 0 | 0 | 0 | 0 | 0 | 0 | 0
F8_Commercial_OR - College_New_Space Heating_Natural Gas_HVAC - Dedicated Outdoor Air System (DOAS)_A_Achievable Technical Potential | F8 | Commercial | OR - College | New | Space Heating | Natural Gas | HVAC - Dedicated Outdoor Air System (DOAS) | A | Cumulative Summer Peak Savings (MW) | Achievable Technical Potential | 0 | 0 | 0 | 0 | 0 | 0 | 0 | 0 | 0 | 0 | 0 | 0 | 0 | 0 | 0 | 0 | 0 | 0 | 0 | 0 | 0 | 0 | 0 | 0 | 0 | 0 | 0
F9_Commercial_OR - College_New_Space Heating_Natural Gas_HVAC - Dedicated Outdoor Air System (DOAS)_A_Achievable Technical Potential | F9 | Commercial | OR - College | New | Space Heating | Natural Gas | HVAC - Dedicated Outdoor Air System (DOAS) | A | Cumulative Winter Peak Savings (MW) | Achievable Technical Potential | 0 | 0 | 0 | 0 | 0 | 0 | 0 | 0 | 0 | 0 | 0 | 0 | 0 | 0 | 0 | 0 | 0 | 0 | 0 | 0 | 0 | 0 | 0 | 0 | 0 | 0 | 0
F10_Commercial_OR - College_New_Space Heating_Natural Gas_HVAC - Dedicated Outdoor Air System (DOAS)_A_Achievable Technical Potential | F10 | Commercial | OR - College | New | Space Heating | Natural Gas | HVAC - Dedicated Outdoor Air System (DOAS) | A | Purchases (Incremental) | Achievable Technical Potential | 0 | 0 | 0 | 0 | 0 | 0 | 0 | 0 | 0 | 0 | 0 | 0 | 0 | 0 | 0 | 0 | 0 | 0 | 0 | 0 | 0 | 0 | 0 | 0 | 0 | 0 | 0
F11_Commercial_OR - College_New_Space Heating_Natural Gas_HVAC - Dedicated Outdoor Air System (DOAS)_A_Achievable Technical Potential | F11 | Commercial | OR - College | New | Space Heating | Natural Gas | HVAC - Dedicated Outdoor Air System (DOAS) | A | Purchases (Cumulative) | Achievable Technical Potential | 0 | 0 | 0 | 0 | 0 | 0 | 0 | 0 | 0 | 0 | 0 | 0 | 0 | 0 | 0 | 0 | 0 | 0 | 0 | 0 | 0 | 0 | 0 | 0 | 0 | 0 | 0
F1_Commercial_OR - College_New_Space Heating_Natural Gas_Destratification Fans (HVLS)_A_Achievable Technical Potential | F1 | Commercial | OR - College | New | Space Heating | Natural Gas | Destratification Fans (HVLS) | A | Integrated Unit Energy Savings (kWh or therms) | Achievable Technical Potential | 0 | 0 | 0 | 0 | 0 | 0 | 0 | 0 | 0 | 0 | 0 | 0 | 0 | 0 | 0 | 0 | 0 | 0 | 0 | 0 | 0 | 0 | 0 | 0 | 0 | 0 | 0
F2_Commercial_OR - College_New_Space Heating_Natural Gas_Destratification Fans (HVLS)_A_Achievable Technical Potential | F2 | Commercial | OR - College | New | Space Heating | Natural Gas | Destratification Fans (HVLS) | A | Integrated Unit Summer Peak Savings (kW) | Achievable Technical Potential | 0 | 0 | 0 | 0 | 0 | 0 | 0 | 0 | 0 | 0 | 0 | 0 | 0 | 0 | 0 | 0 | 0 | 0 | 0 | 0 | 0 | 0 | 0 | 0 | 0 | 0 | 0