F9_Commercial_Interruptible - Health_Existing_Space Heating_Natural Gas_Gas Boiler - Thermostatic Radiator Valves_A_Achievable Economic RVT Potential | F9 | Commercial | Interruptible - Health | Existing | Space Heating | Natural Gas | Gas Boiler - Thermostatic Radiator Valves | A | Cumulative Winter Peak Savings (MW) | Achievable Economic RVT Potential | 0 | 0 | 0 | 0 | 0 | 0 | 0 | 0 | 0 | 0 | 0 | 0 | 0 | 0 | 0 | 0 | 0 | 0 | 0 | 0 | 0 | 0 | 0 | 0 | 0 | 0 | 0
F10_Commercial_Interruptible - Health_Existing_Space Heating_Natural Gas_Gas Boiler - Thermostatic Radiator Valves_A_Achievable Economic RVT Potential | F10 | Commercial | Interruptible - Health | Existing | Space Heating | Natural Gas | Gas Boiler - Thermostatic Radiator Valves | A | Purchases (Incremental) | Achievable Economic RVT Potential | 0 | 0 | 0 | 0 | 0 | 0 | 0 | 0 | 0 | 0 | 0 | 0 | 0 | 0 | 0 | 0 | 0 | 0 | 0 | 0 | 0 | 0 | 0 | 0 | 0 | 0 | 0
F11_Commercial_Interruptible - Health_Existing_Space Heating_Natural Gas_Gas Boiler - Thermostatic Radiator Valves_A_Achievable Economic RVT Potential | F11 | Commercial | Interruptible - Health | Existing | Space Heating | Natural Gas | Gas Boiler - Thermostatic Radiator Valves | A | Purchases (Cumulative) | Achievable Economic RVT Potential | 0 | 0 | 0 | 0 | 0 | 0 | 0 | 0 | 0 | 0 | 0 | 0 | 0 | 0 | 0 | 0 | 0 | 0 | 0 | 0 | 0 | 0 | 0 | 0 | 0 | 0 | 0
F1_Commercial_Interruptible - Health_Existing_Space Heating_Natural Gas_HVAC - Shut Off Damper_A_Achievable Economic RVT Potential | F1 | Commercial | Interruptible - Health | Existing | Space Heating | Natural Gas | HVAC - Shut Off Damper | A | Integrated Unit Energy Savings (kWh or therms) | Achievable Economic RVT Potential | 0 | 0 | 34.5353 | 34.1136 | 33.642 | 33.1291 | 32.5641 | 31.9512 | 31.2731 | 30.5339 | 29.7428 | 28.9172 | 28.086 | 27.2672 | 26.4822 | 25.7531 | 25.1057 | 24.5917 | 24.2142 | 23.9111 | 23.7016 | 23.5136 | 23.4824 | 23.454 | 23.4281 | 23.4045 | 23.383
F2_Commercial_Interruptible - Health_Existing_Space Heating_Natural Gas_HVAC - Shut Off Damper_A_Achievable Economic RVT Potential | F2 | Commercial | Interruptible - Health | Existing | Space Heating | Natural Gas | HVAC - Shut Off Damper | A | Integrated Unit Summer Peak Savings (kW) | Achievable Economic RVT Potential | 0 | 0 | 0 | 0 | 0 | 0 | 0 | 0 | 0 | 0 | 0 | 0 | 0 | 0 | 0 | 0 | 0 | 0 | 0 | 0 | 0 | 0 | 0 | 0 | 0 | 0 | 0
F3_Commercial_Interruptible - Health_Existing_Space Heating_Natural Gas_HVAC - Shut Off Damper_A_Achievable Economic RVT Potential | F3 | Commercial | Interruptible - Health | Existing | Space Heating | Natural Gas | HVAC - Shut Off Damper | A | Integrated Unit Winter Peak Savings (kW) | Achievable Economic RVT Potential | 0 | 0 | 0 | 0 | 0 | 0 | 0 | 0 | 0 | 0 | 0 | 0 | 0 | 0 | 0 | 0 | 0 | 0 | 0 | 0 | 0 | 0 | 0 | 0 | 0 | 0 | 0
F4_Commercial_Interruptible - Health_Existing_Space Heating_Natural Gas_HVAC - Shut Off Damper_A_Achievable Economic RVT Potential | F4 | Commercial | Interruptible - Health | Existing | Space Heating | Natural Gas | HVAC - Shut Off Damper | A | Incremental Energy Savings (MWh or mTherms) | Achievable Economic RVT Potential | 0 | 0 | 0 | 0 | 0 | 0 | 0 | 0 | 0 | 0 | 0 | 0 | 0 | 0 | 0 | 0 | 0 | 0 | 0 | 0 | 0 | 0 | 0 | 0 | 0 | 0 | 0
F5_Commercial_Interruptible - Health_Existing_Space Heating_Natural Gas_HVAC - Shut Off Damper_A_Achievable Economic RVT Potential | F5 | Commercial | Interruptible - Health | Existing | Space Heating | Natural Gas | HVAC - Shut Off Damper | A | Incremental Summer Peak Savings (MW) | Achievable Economic RVT Potential | 0 | 0 | 0 | 0 | 0 | 0 | 0 | 0 | 0 | 0 | 0 | 0 | 0 | 0 | 0 | 0 | 0 | 0 | 0 | 0 | 0 | 0 | 0 | 0 | 0 | 0 | 0
F6_Commercial_Interruptible - Health_Existing_Space Heating_Natural Gas_HVAC - Shut Off Damper_A_Achievable Economic RVT Potential | F6 | Commercial | Interruptible - Health | Existing | Space Heating | Natural Gas | HVAC - Shut Off Damper | A | Incremental Winter Peak Savings (MW) | Achievable Economic RVT Potential | 0 | 0 | 0 | 0 | 0 | 0 | 0 | 0 | 0 | 0 | 0 | 0 | 0 | 0 | 0 | 0 | 0 | 0 | 0 | 0 | 0 | 0 | 0 | 0 | 0 | 0 | 0
F7_Commercial_Interruptible - Health_Existing_Space Heating_Natural Gas_HVAC - Shut Off Damper_A_Achievable Economic RVT Potential | F7 | Commercial | Interruptible - Health | Existing | Space Heating | Natural Gas | HVAC - Shut Off Damper | A | Cumulative Energy Savings (MWh or mTherms) | Achievable Economic RVT Potential | 0 | 0 | 0 | 0 | 0 | 0 | 0 | 0 | 0 | 0 | 0 | 0 | 0 | 0 | 0 | 0 | 0 | 0 | 0 | 0 | 0 | 0 | 0 | 0 | 0 | 0 | 0
F8_Commercial_Interruptible - Health_Existing_Space Heating_Natural Gas_HVAC - Shut Off Damper_A_Achievable Economic RVT Potential | F8 | Commercial | Interruptible - Health | Existing | Space Heating | Natural Gas | HVAC - Shut Off Damper | A | Cumulative Summer Peak Savings (MW) | Achievable Economic RVT Potential | 0 | 0 | 0 | 0 | 0 | 0 | 0 | 0 | 0 | 0 | 0 | 0 | 0 | 0 | 0 | 0 | 0 | 0 | 0 | 0 | 0 | 0 | 0 | 0 | 0 | 0 | 0
F9_Commercial_Interruptible - Health_Existing_Space Heating_Natural Gas_HVAC - Shut Off Damper_A_Achievable Economic RVT Potential | F9 | Commercial | Interruptible - Health | Existing | Space Heating | Natural Gas | HVAC - Shut Off Damper | A | Cumulative Winter Peak Savings (MW) | Achievable Economic RVT Potential | 0 | 0 | 0 | 0 | 0 | 0 | 0 | 0 | 0 | 0 | 0 | 0 | 0 | 0 | 0 | 0 | 0 | 0 | 0 | 0 | 0 | 0 | 0 | 0 | 0 | 0 | 0
F10_Commercial_Interruptible - Health_Existing_Space Heating_Natural Gas_HVAC - Shut Off Damper_A_Achievable Economic RVT Potential | F10 | Commercial | Interruptible - Health | Existing | Space Heating | Natural Gas | HVAC - Shut Off Damper | A | Purchases (Incremental) | Achievable Economic RVT Potential | 0 | 0 | 0 | 0 | 0 | 0 | 0 | 0 | 0 | 0 | 0 | 0 | 0 | 0 | 0 | 0 | 0 | 0 | 0 | 0 | 0 | 0 | 0 | 0 | 0 | 0 | 0
F11_Commercial_Interruptible - Health_Existing_Space Heating_Natural Gas_HVAC - Shut Off Damper_A_Achievable Economic RVT Potential | F11 | Commercial | Interruptible - Health | Existing | Space Heating | Natural Gas | HVAC - Shut Off Damper | A | Purchases (Cumulative) | Achievable Economic RVT Potential | 0 | 0 | 0 | 0 | 0 | 0 | 0 | 0 | 0 | 0 | 0 | 0 | 0 | 0 | 0 | 0 | 0 | 0 | 0 | 0 | 0 | 0 | 0 | 0 | 0 | 0 | 0
F1_Commercial_Interruptible - Health_Existing_Space Heating_Natural Gas_Gas Furnace - Tube Inserts_A_Achievable Economic RVT Potential | F1 | Commercial | Interruptible - Health | Existing | Space Heating | Natural Gas | Gas Furnace - Tube Inserts | A | Integrated Unit Energy Savings (kWh or therms) | Achievable Economic RVT Potential | 0 | 0 | 0 | 0 | 0 | 0 | 0 | 0 | 0 | 0 | 0 | 0 | 0 | 0 | 0 | 0 | 0 | 0 | 0 | 0 | 0 | 0 | 0 | 0 | 0 | 0 | 0
F2_Commercial_Interruptible - Health_Existing_Space Heating_Natural Gas_Gas Furnace - Tube Inserts_A_Achievable Economic RVT Potential | F2 | Commercial | Interruptible - Health | Existing | Space Heating | Natural Gas | Gas Furnace - Tube Inserts | A | Integrated Unit Summer Peak Savings (kW) | Achievable Economic RVT Potential | 0 | 0 | 0 | 0 | 0 | 0 | 0 | 0 | 0 | 0 | 0 | 0 | 0 | 0 | 0 | 0 | 0 | 0 | 0 | 0 | 0 | 0 | 0 | 0 | 0 | 0 | 0
F3_Commercial_Interruptible - Health_Existing_Space Heating_Natural Gas_Gas Furnace - Tube Inserts_A_Achievable Economic RVT Potential | F3 | Commercial | Interruptible - Health | Existing | Space Heating | Natural Gas | Gas Furnace - Tube Inserts | A | Integrated Unit Winter Peak Savings (kW) | Achievable Economic RVT Potential | 0 | 0 | 0 | 0 | 0 | 0 | 0 | 0 | 0 | 0 | 0 | 0 | 0 | 0 | 0 | 0 | 0 | 0 | 0 | 0 | 0 | 0 | 0 | 0 | 0 | 0 | 0
F4_Commercial_Interruptible - Health_Existing_Space Heating_Natural Gas_Gas Furnace - Tube Inserts_A_Achievable Economic RVT Potential | F4 | Commercial | Interruptible - Health | Existing | Space Heating | Natural Gas | Gas Furnace - Tube Inserts | A | Incremental Energy Savings (MWh or mTherms) | Achievable Economic RVT Potential | 0 | 0 | 0 | 0 | 0 | 0 | 0 | 0 | 0 | 0 | 0 | 0 | 0 | 0 | 0 | 0 | 0 | 0 | 0 | 0 | 0 | 0 | 0 | 0 | 0 | 0 | 0
F5_Commercial_Interruptible - Health_Existing_Space Heating_Natural Gas_Gas Furnace - Tube Inserts_A_Achievable Economic RVT Potential | F5 | Commercial | Interruptible - Health | Existing | Space Heating | Natural Gas | Gas Furnace - Tube Inserts | A | Incremental Summer Peak Savings (MW) | Achievable Economic RVT Potential | 0 | 0 | 0 | 0 | 0 | 0 | 0 | 0 | 0 | 0 | 0 | 0 | 0 | 0 | 0 | 0 | 0 | 0 | 0 | 0 | 0 | 0 | 0 | 0 | 0 | 0 | 0
F6_Commercial_Interruptible - Health_Existing_Space Heating_Natural Gas_Gas Furnace - Tube Inserts_A_Achievable Economic RVT Potential | F6 | Commercial | Interruptible - Health | Existing | Space Heating | Natural Gas | Gas Furnace - Tube Inserts | A | Incremental Winter Peak Savings (MW) | Achievable Economic RVT Potential | 0 | 0 | 0 | 0 | 0 | 0 | 0 | 0 | 0 | 0 | 0 | 0 | 0 | 0 | 0 | 0 | 0 | 0 | 0 | 0 | 0 | 0 | 0 | 0 | 0 | 0 | 0
F7_Commercial_Interruptible - Health_Existing_Space Heating_Natural Gas_Gas Furnace - Tube Inserts_A_Achievable Economic RVT Potential | F7 | Commercial | Interruptible - Health | Existing | Space Heating | Natural Gas | Gas Furnace - Tube Inserts | A | Cumulative Energy Savings (MWh or mTherms) | Achievable Economic RVT Potential | 0 | 0 | 0 | 0 | 0 | 0 | 0 | 0 | 0 | 0 | 0 | 0 | 0 | 0 | 0 | 0 | 0 | 0 | 0 | 0 | 0 | 0 | 0 | 0 | 0 | 0 | 0
F8_Commercial_Interruptible - Health_Existing_Space Heating_Natural Gas_Gas Furnace - Tube Inserts_A_Achievable Economic RVT Potential | F8 | Commercial | Interruptible - Health | Existing | Space Heating | Natural Gas | Gas Furnace - Tube Inserts | A | Cumulative Summer Peak Savings (MW) | Achievable Economic RVT Potential | 0 | 0 | 0 | 0 | 0 | 0 | 0 | 0 | 0 | 0 | 0 | 0 | 0 | 0 | 0 | 0 | 0 | 0 | 0 | 0 | 0 | 0 | 0 | 0 | 0 | 0 | 0
F9_Commercial_Interruptible - Health_Existing_Space Heating_Natural Gas_Gas Furnace - Tube Inserts_A_Achievable Economic RVT Potential | F9 | Commercial | Interruptible - Health | Existing | Space Heating | Natural Gas | Gas Furnace - Tube Inserts | A | Cumulative Winter Peak Savings (MW) | Achievable Economic RVT Potential | 0 | 0 | 0 | 0 | 0 | 0 | 0 | 0 | 0 | 0 | 0 | 0 | 0 | 0 | 0 | 0 | 0 | 0 | 0 | 0 | 0 | 0 | 0 | 0 | 0 | 0 | 0
F10_Commercial_Interruptible - Health_Existing_Space Heating_Natural Gas_Gas Furnace - Tube Inserts_A_Achievable Economic RVT Potential | F10 | Commercial | Interruptible - Health | Existing | Space Heating | Natural Gas | Gas Furnace - Tube Inserts | A | Purchases (Incremental) | Achievable Economic RVT Potential | 0 | 0 | 0 | 0 | 0 | 0 | 0 | 0 | 0 | 0 | 0 | 0 | 0 | 0 | 0 | 0 | 0 | 0 | 0 | 0 | 0 | 0 | 0 | 0 | 0 | 0 | 0
F11_Commercial_Interruptible - Health_Existing_Space Heating_Natural Gas_Gas Furnace - Tube Inserts_A_Achievable Economic RVT Potential | F11 | Commercial | Interruptible - Health | Existing | Space Heating | Natural Gas | Gas Furnace - Tube Inserts | A | Purchases (Cumulative) | Achievable Economic RVT Potential | 0 | 0 | 0 | 0 | 0 | 0 | 0 | 0 | 0 | 0 | 0 | 0 | 0 | 0 | 0 | 0 | 0 | 0 | 0 | 0 | 0 | 0 | 0 | 0 | 0 | 0 | 0
F1_Commercial_Interruptible - Health_Existing_Space Heating_Natural Gas_Gas Boiler - Insulate Steam Lines/Condensate Tank_A_Achievable Economic RVT Potential | F1 | Commercial | Interruptible - Health | Existing | Space Heating | Natural Gas | Gas Boiler - Insulate Steam Lines/Condensate Tank | A | Integrated Unit Energy Savings (kWh or therms) | Achievable Economic RVT Potential | 0 | 0 | 6.3795 | 6.3602 | 6.3412 | 6.3225 | 6.3043 | 6.2864 | 6.2688 | 6.2517 | 6.235 | 6.2188 | 6.2031 | 6.188 | 6.1737 | 6.1602 | 6.1478 | 6.1364 | 6.1262 | 6.1169 | 6.1083 | 6.1005 | 6.0934 | 6.087 | 6.0811 | 6.0758 | 6.0709
F2_Commercial_Interruptible - Health_Existing_Space Heating_Natural Gas_Gas Boiler - Insulate Steam Lines/Condensate Tank_A_Achievable Economic RVT Potential | F2 | Commercial | Interruptible - Health | Existing | Space Heating | Natural Gas | Gas Boiler - Insulate Steam Lines/Condensate Tank | A | Integrated Unit Summer Peak Savings (kW) | Achievable Economic RVT Potential | 0 | 0 | 0 | 0 | 0 | 0 | 0 | 0 | 0 | 0 | 0 | 0 | 0 | 0 | 0 | 0 | 0 | 0 | 0 | 0 | 0 | 0 | 0 | 0 | 0 | 0 | 0
F3_Commercial_Interruptible - Health_Existing_Space Heating_Natural Gas_Gas Boiler - Insulate Steam Lines/Condensate Tank_A_Achievable Economic RVT Potential | F3 | Commercial | Interruptible - Health | Existing | Space Heating | Natural Gas | Gas Boiler - Insulate Steam Lines/Condensate Tank | A | Integrated Unit Winter Peak Savings (kW) | Achievable Economic RVT Potential | 0 | 0 | 0 | 0 | 0 | 0 | 0 | 0 | 0 | 0 | 0 | 0 | 0 | 0 | 0 | 0 | 0 | 0 | 0 | 0 | 0 | 0 | 0 | 0 | 0 | 0 | 0
F4_Commercial_Interruptible - Health_Existing_Space Heating_Natural Gas_Gas Boiler - Insulate Steam Lines/Condensate Tank_A_Achievable Economic RVT Potential | F4 | Commercial | Interruptible - Health | Existing | Space Heating | Natural Gas | Gas Boiler - Insulate Steam Lines/Condensate Tank | A | Incremental Energy Savings (MWh or mTherms) | Achievable Economic RVT Potential | 0 | 0 | 0 | 0 | 0 | 0 | 0 | 0 | 0 | 0 | 0 | 0 | 0 | 0 | 0 | 0 | 0 | 0 | 0 | 0 | 0 | 0 | 0 | 0 | 0 | 0 | 0
F5_Commercial_Interruptible - Health_Existing_Space Heating_Natural Gas_Gas Boiler - Insulate Steam Lines/Condensate Tank_A_Achievable Economic RVT Potential | F5 | Commercial | Interruptible - Health | Existing | Space Heating | Natural Gas | Gas Boiler - Insulate Steam Lines/Condensate Tank | A | Incremental Summer Peak Savings (MW) | Achievable Economic RVT Potential | 0 | 0 | 0 | 0 | 0 | 0 | 0 | 0 | 0 | 0 | 0 | 0 | 0 | 0 | 0 | 0 | 0 | 0 | 0 | 0 | 0 | 0 | 0 | 0 | 0 | 0 | 0
F6_Commercial_Interruptible - Health_Existing_Space Heating_Natural Gas_Gas Boiler - Insulate Steam Lines/Condensate Tank_A_Achievable Economic RVT Potential | F6 | Commercial | Interruptible - Health | Existing | Space Heating | Natural Gas | Gas Boiler - Insulate Steam Lines/Condensate Tank | A | Incremental Winter Peak Savings (MW) | Achievable Economic RVT Potential | 0 | 0 | 0 | 0 | 0 | 0 | 0 | 0 | 0 | 0 | 0 | 0 | 0 | 0 | 0 | 0 | 0 | 0 | 0 | 0 | 0 | 0 | 0 | 0 | 0 | 0 | 0
F7_Commercial_Interruptible - Health_Existing_Space Heating_Natural Gas_Gas Boiler - Insulate Steam Lines/Condensate Tank_A_Achievable Economic RVT Potential | F7 | Commercial | Interruptible - Health | Existing | Space Heating | Natural Gas | Gas Boiler - Insulate Steam Lines/Condensate Tank | A | Cumulative Energy Savings (MWh or mTherms) | Achievable Economic RVT Potential | 0 | 0 | 0 | 0 | 0 | 0 | 0 | 0 | 0 | 0 | 0 | 0 | 0 | 0 | 0 | 0 | 0 | 0 | 0 | 0 | 0 | 0 | 0 | 0 | 0 | 0 | 0
F8_Commercial_Interruptible - Health_Existing_Space Heating_Natural Gas_Gas Boiler - Insulate Steam Lines/Condensate Tank_A_Achievable Economic RVT Potential | F8 | Commercial | Interruptible - Health | Existing | Space Heating | Natural Gas | Gas Boiler - Insulate Steam Lines/Condensate Tank | A | Cumulative Summer Peak Savings (MW) | Achievable Economic RVT Potential | 0 | 0 | 0 | 0 | 0 | 0 | 0 | 0 | 0 | 0 | 0 | 0 | 0 | 0 | 0 | 0 | 0 | 0 | 0 | 0 | 0 | 0 | 0 | 0 | 0 | 0 | 0
F9_Commercial_Interruptible - Health_Existing_Space Heating_Natural Gas_Gas Boiler - Insulate Steam Lines/Condensate Tank_A_Achievable Economic RVT Potential | F9 | Commercial | Interruptible - Health | Existing | Space Heating | Natural Gas | Gas Boiler - Insulate Steam Lines/Condensate Tank | A | Cumulative Winter Peak Savings (MW) | Achievable Economic RVT Potential | 0 | 0 | 0 | 0 | 0 | 0 | 0 | 0 | 0 | 0 | 0 | 0 | 0 | 0 | 0 | 0 | 0 | 0 | 0 | 0 | 0 | 0 | 0 | 0 | 0 | 0 | 0
F10_Commercial_Interruptible - Health_Existing_Space Heating_Natural Gas_Gas Boiler - Insulate Steam Lines/Condensate Tank_A_Achievable Economic RVT Potential | F10 | Commercial | Interruptible - Health | Existing | Space Heating | Natural Gas | Gas Boiler - Insulate Steam Lines/Condensate Tank | A | Purchases (Incremental) | Achievable Economic RVT Potential | 0 | 0 | 0 | 0 | 0 | 0 | 0 | 0 | 0 | 0 | 0 | 0 | 0 | 0 | 0 | 0 | 0 | 0 | 0 | 0 | 0 | 0 | 0 | 0 | 0 | 0 | 0
F11_Commercial_Interruptible - Health_Existing_Space Heating_Natural Gas_Gas Boiler - Insulate Steam Lines/Condensate Tank_A_Achievable Economic RVT Potential | F11 | Commercial | Interruptible - Health | Existing | Space Heating | Natural Gas | Gas Boiler - Insulate Steam Lines/Condensate Tank | A | Purchases (Cumulative) | Achievable Economic RVT Potential | 0 | 0 | 0 | 0 | 0 | 0 | 0 | 0 | 0 | 0 | 0 | 0 | 0 | 0 | 0 | 0 | 0 | 0 | 0 | 0 | 0 | 0 | 0 | 0 | 0 | 0 | 0
F1_Commercial_Interruptible - Health_Existing_Space Heating_Natural Gas_Gas Boiler - Insulate Hot Water Lines_A_Achievable Economic RVT Potential | F1 | Commercial | Interruptible - Health | Existing | Space Heating | Natural Gas | Gas Boiler - Insulate Hot Water Lines | A | Integrated Unit Energy Savings (kWh or therms) | Achievable Economic RVT Potential | 0 | 0 | 4.2567 | 4.2213 | 4.1813 | 4.1372 | 4.0878 | 4.0315 | 3.9674 | 3.8948 | 3.8136 | 3.7251 | 3.6315 | 3.5362 | 3.4432 | 3.3566 | 3.2798 | 3.2193 | 3.1757 | 3.1415 | 3.119 | 3.0992 | 3.0956 | 3.0923 | 3.0893 | 3.0866 | 3.0841
F2_Commercial_Interruptible - Health_Existing_Space Heating_Natural Gas_Gas Boiler - Insulate Hot Water Lines_A_Achievable Economic RVT Potential | F2 | Commercial | Interruptible - Health | Existing | Space Heating | Natural Gas | Gas Boiler - Insulate Hot Water Lines | A | Integrated Unit Summer Peak Savings (kW) | Achievable Economic RVT Potential | 0 | 0 | 0 | 0 | 0 | 0 | 0 | 0 | 0 | 0 | 0 | 0 | 0 | 0 | 0 | 0 | 0 | 0 | 0 | 0 | 0 | 0 | 0 | 0 | 0 | 0 | 0
F3_Commercial_Interruptible - Health_Existing_Space Heating_Natural Gas_Gas Boiler - Insulate Hot Water Lines_A_Achievable Economic RVT Potential | F3 | Commercial | Interruptible - Health | Existing | Space Heating | Natural Gas | Gas Boiler - Insulate Hot Water Lines | A | Integrated Unit Winter Peak Savings (kW) | Achievable Economic RVT Potential | 0 | 0 | 0 | 0 | 0 | 0 | 0 | 0 | 0 | 0 | 0 | 0 | 0 | 0 | 0 | 0 | 0 | 0 | 0 | 0 | 0 | 0 | 0 | 0 | 0 | 0 | 0
F4_Commercial_Interruptible - Health_Existing_Space Heating_Natural Gas_Gas Boiler - Insulate Hot Water Lines_A_Achievable Economic RVT Potential | F4 | Commercial | Interruptible - Health | Existing | Space Heating | Natural Gas | Gas Boiler - Insulate Hot Water Lines | A | Incremental Energy Savings (MWh or mTherms) | Achievable Economic RVT Potential | 0 | 0 | 0 | 0 | 0 | 0 | 0 | 0 | 0 | 0 | 0 | 0 | 0 | 0 | 0 | 0 | 0 | 0 | 0 | 0 | 0 | 0 | 0 | 0 | 0 | 0 | 0
F5_Commercial_Interruptible - Health_Existing_Space Heating_Natural Gas_Gas Boiler - Insulate Hot Water Lines_A_Achievable Economic RVT Potential | F5 | Commercial | Interruptible - Health | Existing | Space Heating | Natural Gas | Gas Boiler - Insulate Hot Water Lines | A | Incremental Summer Peak Savings (MW) | Achievable Economic RVT Potential | 0 | 0 | 0 | 0 | 0 | 0 | 0 | 0 | 0 | 0 | 0 | 0 | 0 | 0 | 0 | 0 | 0 | 0 | 0 | 0 | 0 | 0 | 0 | 0 | 0 | 0 | 0
F6_Commercial_Interruptible - Health_Existing_Space Heating_Natural Gas_Gas Boiler - Insulate Hot Water Lines_A_Achievable Economic RVT Potential | F6 | Commercial | Interruptible - Health | Existing | Space Heating | Natural Gas | Gas Boiler - Insulate Hot Water Lines | A | Incremental Winter Peak Savings (MW) | Achievable Economic RVT Potential | 0 | 0 | 0 | 0 | 0 | 0 | 0 | 0 | 0 | 0 | 0 | 0 | 0 | 0 | 0 | 0 | 0 | 0 | 0 | 0 | 0 | 0 | 0 | 0 | 0 | 0 | 0
F7_Commercial_Interruptible - Health_Existing_Space Heating_Natural Gas_Gas Boiler - Insulate Hot Water Lines_A_Achievable Economic RVT Potential | F7 | Commercial | Interruptible - Health | Existing | Space Heating | Natural Gas | Gas Boiler - Insulate Hot Water Lines | A | Cumulative Energy Savings (MWh or mTherms) | Achievable Economic RVT Potential | 0 | 0 | 0 | 0 | 0 | 0 | 0 | 0 | 0 | 0 | 0 | 0 | 0 | 0 | 0 | 0 | 0 | 0 | 0 | 0 | 0 | 0 | 0 | 0 | 0 | 0 | 0
F8_Commercial_Interruptible - Health_Existing_Space Heating_Natural Gas_Gas Boiler - Insulate Hot Water Lines_A_Achievable Economic RVT Potential | F8 | Commercial | Interruptible - Health | Existing | Space Heating | Natural Gas | Gas Boiler - Insulate Hot Water Lines | A | Cumulative Summer Peak Savings (MW) | Achievable Economic RVT Potential | 0 | 0 | 0 | 0 | 0 | 0 | 0 | 0 | 0 | 0 | 0 | 0 | 0 | 0 | 0 | 0 | 0 | 0 | 0 | 0 | 0 | 0 | 0 | 0 | 0 | 0 | 0
F9_Commercial_Interruptible - Health_Existing_Space Heating_Natural Gas_Gas Boiler - Insulate Hot Water Lines_A_Achievable Economic RVT Potential | F9 | Commercial | Interruptible - Health | Existing | Space Heating | Natural Gas | Gas Boiler - Insulate Hot Water Lines | A | Cumulative Winter Peak Savings (MW) | Achievable Economic RVT Potential | 0 | 0 | 0 | 0 | 0 | 0 | 0 | 0 | 0 | 0 | 0 | 0 | 0 | 0 | 0 | 0 | 0 | 0 | 0 | 0 | 0 | 0 | 0 | 0 | 0 | 0 | 0
F10_Commercial_Interruptible - Health_Existing_Space Heating_Natural Gas_Gas Boiler - Insulate Hot Water Lines_A_Achievable Economic RVT Potential | F10 | Commercial | Interruptible - Health | Existing | Space Heating | Natural Gas | Gas Boiler - Insulate Hot Water Lines | A | Purchases (Incremental) | Achievable Economic RVT Potential | 0 | 0 | 0 | 0 | 0 | 0 | 0 | 0 | 0 | 0 | 0 | 0 | 0 | 0 | 0 | 0 | 0 | 0 | 0 | 0 | 0 | 0 | 0 | 0 | 0 | 0 | 0
F11_Commercial_Interruptible - Health_Existing_Space Heating_Natural Gas_Gas Boiler - Insulate Hot Water Lines_A_Achievable Economic RVT Potential | F11 | Commercial | Interruptible - Health | Existing | Space Heating | Natural Gas | Gas Boiler - Insulate Hot Water Lines | A | Purchases (Cumulative) | Achievable Economic RVT Potential | 0 | 0 | 0 | 0 | 0 | 0 | 0 | 0 | 0 | 0 | 0 | 0 | 0 | 0 | 0 | 0 | 0 | 0 | 0 | 0 | 0 | 0 | 0 | 0 | 0 | 0 | 0
F1_Commercial_Interruptible - Health_Existing_Space Heating_Natural Gas_Condensing RTU_A_Achievable Economic RVT Potential | F1 | Commercial | Interruptible - Health | Existing | Space Heating | Natural Gas | Condensing RTU | A | Integrated Unit Energy Savings (kWh or therms) | Achievable Economic RVT Potential | 0 | 0 | 0.026501 | 0.026164 | 0.025781 | 0.025357 | 0.024887 | 0.024373 | 0.023805 | 0.023185 | 0.022524 | 0.021836 | 0.021146 | 0.020466 | 0.019815 | 0.01921 | 0.01867 | 0.018233 | 0.017902 | 0.01763 | 0.017432 | 0.017253 | 0.017192 | 0.017136 | 0.017084 | 0.017036 | 0.016992
F2_Commercial_Interruptible - Health_Existing_Space Heating_Natural Gas_Condensing RTU_A_Achievable Economic RVT Potential | F2 | Commercial | Interruptible - Health | Existing | Space Heating | Natural Gas | Condensing RTU | A | Integrated Unit Summer Peak Savings (kW) | Achievable Economic RVT Potential | 0 | 0 | 0 | 0 | 0 | 0 | 0 | 0 | 0 | 0 | 0 | 0 | 0 | 0 | 0 | 0 | 0 | 0 | 0 | 0 | 0 | 0 | 0 | 0 | 0 | 0 | 0
F3_Commercial_Interruptible - Health_Existing_Space Heating_Natural Gas_Condensing RTU_A_Achievable Economic RVT Potential | F3 | Commercial | Interruptible - Health | Existing | Space Heating | Natural Gas | Condensing RTU | A | Integrated Unit Winter Peak Savings (kW) | Achievable Economic RVT Potential | 0 | 0 | 0 | 0 | 0 | 0 | 0 | 0 | 0 | 0 | 0 | 0 | 0 | 0 | 0 | 0 | 0 | 0 | 0 | 0 | 0 | 0 | 0 | 0 | 0 | 0 | 0
F4_Commercial_Interruptible - Health_Existing_Space Heating_Natural Gas_Condensing RTU_A_Achievable Economic RVT Potential | F4 | Commercial | Interruptible - Health | Existing | Space Heating | Natural Gas | Condensing RTU | A | Incremental Energy Savings (MWh or mTherms) | Achievable Economic RVT Potential | 0 | 0 | 0 | 0 | 0 | 0 | 0 | 0 | 0 | 0 | 0 | 0 | 0 | 0 | 0 | 0 | 0 | 0 | 0 | 0 | 0 | 0 | 0 | 0 | 0 | 0 | 0
F5_Commercial_Interruptible - Health_Existing_Space Heating_Natural Gas_Condensing RTU_A_Achievable Economic RVT Potential | F5 | Commercial | Interruptible - Health | Existing | Space Heating | Natural Gas | Condensing RTU | A | Incremental Summer Peak Savings (MW) | Achievable Economic RVT Potential | 0 | 0 | 0 | 0 | 0 | 0 | 0 | 0 | 0 | 0 | 0 | 0 | 0 | 0 | 0 | 0 | 0 | 0 | 0 | 0 | 0 | 0 | 0 | 0 | 0 | 0 | 0
F6_Commercial_Interruptible - Health_Existing_Space Heating_Natural Gas_Condensing RTU_A_Achievable Economic RVT Potential | F6 | Commercial | Interruptible - Health | Existing | Space Heating | Natural Gas | Condensing RTU | A | Incremental Winter Peak Savings (MW) | Achievable Economic RVT Potential | 0 | 0 | 0 | 0 | 0 | 0 | 0 | 0 | 0 | 0 | 0 | 0 | 0 | 0 | 0 | 0 | 0 | 0 | 0 | 0 | 0 | 0 | 0 | 0 | 0 | 0 | 0
F7_Commercial_Interruptible - Health_Existing_Space Heating_Natural Gas_Condensing RTU_A_Achievable Economic RVT Potential | F7 | Commercial | Interruptible - Health | Existing | Space Heating | Natural Gas | Condensing RTU | A | Cumulative Energy Savings (MWh or mTherms) | Achievable Economic RVT Potential | 0 | 0 | 0 | 0 | 0 | 0 | 0 | 0 | 0 | 0 | 0 | 0 | 0 | 0 | 0 | 0 | 0 | 0 | 0 | 0 | 0 | 0 | 0 | 0 | 0 | 0 | 0
F8_Commercial_Interruptible - Health_Existing_Space Heating_Natural Gas_Condensing RTU_A_Achievable Economic RVT Potential | F8 | Commercial | Interruptible - Health | Existing | Space Heating | Natural Gas | Condensing RTU | A | Cumulative Summer Peak Savings (MW) | Achievable Economic RVT Potential | 0 | 0 | 0 | 0 | 0 | 0 | 0 | 0 | 0 | 0 | 0 | 0 | 0 | 0 | 0 | 0 | 0 | 0 | 0 | 0 | 0 | 0 | 0 | 0 | 0 | 0 | 0
F9_Commercial_Interruptible - Health_Existing_Space Heating_Natural Gas_Condensing RTU_A_Achievable Economic RVT Potential | F9 | Commercial | Interruptible - Health | Existing | Space Heating | Natural Gas | Condensing RTU | A | Cumulative Winter Peak Savings (MW) | Achievable Economic RVT Potential | 0 | 0 | 0 | 0 | 0 | 0 | 0 | 0 | 0 | 0 | 0 | 0 | 0 | 0 | 0 | 0 | 0 | 0 | 0 | 0 | 0 | 0 | 0 | 0 | 0 | 0 | 0
F10_Commercial_Interruptible - Health_Existing_Space Heating_Natural Gas_Condensing RTU_A_Achievable Economic RVT Potential | F10 | Commercial | Interruptible - Health | Existing | Space Heating | Natural Gas | Condensing RTU | A | Purchases (Incremental) | Achievable Economic RVT Potential | 0 | 0 | 0 | 0 | 0 | 0 | 0 | 0 | 0 | 0 | 0 | 0 | 0 | 0 | 0 | 0 | 0 | 0 | 0 | 0 | 0 | 0 | 0 | 0 | 0 | 0 | 0
F11_Commercial_Interruptible - Health_Existing_Space Heating_Natural Gas_Condensing RTU_A_Achievable Economic RVT Potential | F11 | Commercial | Interruptible - Health | Existing | Space Heating | Natural Gas | Condensing RTU | A | Purchases (Cumulative) | Achievable Economic RVT Potential | 0 | 0 | 0 | 0 | 0 | 0 | 0 | 0 | 0 | 0 | 0 | 0 | 0 | 0 | 0 | 0 | 0 | 0 | 0 | 0 | 0 | 0 | 0 | 0 | 0 | 0 | 0
F1_Commercial_Interruptible - Health_Existing_Space Heating_Natural Gas_Hydronic Heating Radiator Replacement_A_Achievable Economic RVT Potential | F1 | Commercial | Interruptible - Health | Existing | Space Heating | Natural Gas | Hydronic Heating Radiator Replacement | A | Integrated Unit Energy Savings (kWh or therms) | Achievable Economic RVT Potential | 0 | 0 | 36.0463 | 35.6795 | 35.2651 | 34.811 | 34.3053 | 33.7343 | 33.0925 | 32.3794 | 31.6014 | 30.7737 | 29.9354 | 29.1079 | 28.3141 | 27.5775 | 26.9264 | 26.4161 | 26.051 | 25.7645 | 25.5779 | 25.4137 | 25.3838 | 25.3568 | 25.3321 | 25.3097 | 25.2893
F2_Commercial_Interruptible - Health_Existing_Space Heating_Natural Gas_Hydronic Heating Radiator Replacement_A_Achievable Economic RVT Potential | F2 | Commercial | Interruptible - Health | Existing | Space Heating | Natural Gas | Hydronic Heating Radiator Replacement | A | Integrated Unit Summer Peak Savings (kW) | Achievable Economic RVT Potential | 0 | 0 | 0 | 0 | 0 | 0 | 0 | 0 | 0 | 0 | 0 | 0 | 0 | 0 | 0 | 0 | 0 | 0 | 0 | 0 | 0 | 0 | 0 | 0 | 0 | 0 | 0
F3_Commercial_Interruptible - Health_Existing_Space Heating_Natural Gas_Hydronic Heating Radiator Replacement_A_Achievable Economic RVT Potential | F3 | Commercial | Interruptible - Health | Existing | Space Heating | Natural Gas | Hydronic Heating Radiator Replacement | A | Integrated Unit Winter Peak Savings (kW) | Achievable Economic RVT Potential | 0 | 0 | 0 | 0 | 0 | 0 | 0 | 0 | 0 | 0 | 0 | 0 | 0 | 0 | 0 | 0 | 0 | 0 | 0 | 0 | 0 | 0 | 0 | 0 | 0 | 0 | 0
F4_Commercial_Interruptible - Health_Existing_Space Heating_Natural Gas_Hydronic Heating Radiator Replacement_A_Achievable Economic RVT Potential | F4 | Commercial | Interruptible - Health | Existing | Space Heating | Natural Gas | Hydronic Heating Radiator Replacement | A | Incremental Energy Savings (MWh or mTherms) | Achievable Economic RVT Potential | 0 | 0 | 0 | 0 | 0 | 0 | 0 | 0 | 0 | 0 | 0 | 0 | 0 | 0 | 0 | 0 | 0 | 0 | 0 | 0 | 0 | 0 | 0 | 0 | 0 | 0 | 0
F5_Commercial_Interruptible - Health_Existing_Space Heating_Natural Gas_Hydronic Heating Radiator Replacement_A_Achievable Economic RVT Potential | F5 | Commercial | Interruptible - Health | Existing | Space Heating | Natural Gas | Hydronic Heating Radiator Replacement | A | Incremental Summer Peak Savings (MW) | Achievable Economic RVT Potential | 0 | 0 | 0 | 0 | 0 | 0 | 0 | 0 | 0 | 0 | 0 | 0 | 0 | 0 | 0 | 0 | 0 | 0 | 0 | 0 | 0 | 0 | 0 | 0 | 0 | 0 | 0
F6_Commercial_Interruptible - Health_Existing_Space Heating_Natural Gas_Hydronic Heating Radiator Replacement_A_Achievable Economic RVT Potential | F6 | Commercial | Interruptible - Health | Existing | Space Heating | Natural Gas | Hydronic Heating Radiator Replacement | A | Incremental Winter Peak Savings (MW) | Achievable Economic RVT Potential | 0 | 0 | 0 | 0 | 0 | 0 | 0 | 0 | 0 | 0 | 0 | 0 | 0 | 0 | 0 | 0 | 0 | 0 | 0 | 0 | 0 | 0 | 0 | 0 | 0 | 0 | 0
F7_Commercial_Interruptible - Health_Existing_Space Heating_Natural Gas_Hydronic Heating Radiator Replacement_A_Achievable Economic RVT Potential | F7 | Commercial | Interruptible - Health | Existing | Space Heating | Natural Gas | Hydronic Heating Radiator Replacement | A | Cumulative Energy Savings (MWh or mTherms) | Achievable Economic RVT Potential | 0 | 0 | 0 | 0 | 0 | 0 | 0 | 0 | 0 | 0 | 0 | 0 | 0 | 0 | 0 | 0 | 0 | 0 | 0 | 0 | 0 | 0 | 0 | 0 | 0 | 0 | 0
F8_Commercial_Interruptible - Health_Existing_Space Heating_Natural Gas_Hydronic Heating Radiator Replacement_A_Achievable Economic RVT Potential | F8 | Commercial | Interruptible - Health | Existing | Space Heating | Natural Gas | Hydronic Heating Radiator Replacement | A | Cumulative Summer Peak Savings (MW) | Achievable Economic RVT Potential | 0 | 0 | 0 | 0 | 0 | 0 | 0 | 0 | 0 | 0 | 0 | 0 | 0 | 0 | 0 | 0 | 0 | 0 | 0 | 0 | 0 | 0 | 0 | 0 | 0 | 0 | 0
F9_Commercial_Interruptible - Health_Existing_Space Heating_Natural Gas_Hydronic Heating Radiator Replacement_A_Achievable Economic RVT Potential | F9 | Commercial | Interruptible - Health | Existing | Space Heating | Natural Gas | Hydronic Heating Radiator Replacement | A | Cumulative Winter Peak Savings (MW) | Achievable Economic RVT Potential | 0 | 0 | 0 | 0 | 0 | 0 | 0 | 0 | 0 | 0 | 0 | 0 | 0 | 0 | 0 | 0 | 0 | 0 | 0 | 0 | 0 | 0 | 0 | 0 | 0 | 0 | 0
F10_Commercial_Interruptible - Health_Existing_Space Heating_Natural Gas_Hydronic Heating Radiator Replacement_A_Achievable Economic RVT Potential | F10 | Commercial | Interruptible - Health | Existing | Space Heating | Natural Gas | Hydronic Heating Radiator Replacement | A | Purchases (Incremental) | Achievable Economic RVT Potential | 0 | 0 | 0 | 0 | 0 | 0 | 0 | 0 | 0 | 0 | 0 | 0 | 0 | 0 | 0 | 0 | 0 | 0 | 0 | 0 | 0 | 0 | 0 | 0 | 0 | 0 | 0
F11_Commercial_Interruptible - Health_Existing_Space Heating_Natural Gas_Hydronic Heating Radiator Replacement_A_Achievable Economic RVT Potential | F11 | Commercial | Interruptible - Health | Existing | Space Heating | Natural Gas | Hydronic Heating Radiator Replacement | A | Purchases (Cumulative) | Achievable Economic RVT Potential | 0 | 0 | 0 | 0 | 0 | 0 | 0 | 0 | 0 | 0 | 0 | 0 | 0 | 0 | 0 | 0 | 0 | 0 | 0 | 0 | 0 | 0 | 0 | 0 | 0 | 0 | 0
F1_Commercial_Interruptible - Health_Existing_Space Heating_Natural Gas_Thermostat - Connected_A_Achievable Economic RVT Potential | F1 | Commercial | Interruptible - Health | Existing | Space Heating | Natural Gas | Thermostat - Connected | A | Integrated Unit Energy Savings (kWh or therms) | Achievable Economic RVT Potential | 0 | 0 | 33.9283 | 33.5375 | 33.1022 | 32.63 | 32.1099 | 31.5294 | 30.8836 | 30.1727 | 29.403 | 28.5888 | 27.767 | 26.9575 | 26.1814 | 25.4606 | 24.8206 | 24.3123 | 23.9392 | 23.6395 | 23.4324 | 23.2465 | 23.2157 | 23.1876 | 23.162 | 23.1387 | 23.1174
F2_Commercial_Interruptible - Health_Existing_Space Heating_Natural Gas_Thermostat - Connected_A_Achievable Economic RVT Potential | F2 | Commercial | Interruptible - Health | Existing | Space Heating | Natural Gas | Thermostat - Connected | A | Integrated Unit Summer Peak Savings (kW) | Achievable Economic RVT Potential | 0 | 0 | 0 | 0 | 0 | 0 | 0 | 0 | 0 | 0 | 0 | 0 | 0 | 0 | 0 | 0 | 0 | 0 | 0 | 0 | 0 | 0 | 0 | 0 | 0 | 0 | 0
F3_Commercial_Interruptible - Health_Existing_Space Heating_Natural Gas_Thermostat - Connected_A_Achievable Economic RVT Potential | F3 | Commercial | Interruptible - Health | Existing | Space Heating | Natural Gas | Thermostat - Connected | A | Integrated Unit Winter Peak Savings (kW) | Achievable Economic RVT Potential | 0 | 0 | 0 | 0 | 0 | 0 | 0 | 0 | 0 | 0 | 0 | 0 | 0 | 0 | 0 | 0 | 0 | 0 | 0 | 0 | 0 | 0 | 0 | 0 | 0 | 0 | 0
F4_Commercial_Interruptible - Health_Existing_Space Heating_Natural Gas_Thermostat - Connected_A_Achievable Economic RVT Potential | F4 | Commercial | Interruptible - Health | Existing | Space Heating | Natural Gas | Thermostat - Connected | A | Incremental Energy Savings (MWh or mTherms) | Achievable Economic RVT Potential | 0 | 0 | 0 | 0 | 0 | 0 | 0 | 0 | 0 | 0 | 0 | 0 | 0 | 0 | 0 | 0 | 0 | 0 | 0 | 0 | 0 | 0 | 0 | 0 | 0 | 0 | 0
F5_Commercial_Interruptible - Health_Existing_Space Heating_Natural Gas_Thermostat - Connected_A_Achievable Economic RVT Potential | F5 | Commercial | Interruptible - Health | Existing | Space Heating | Natural Gas | Thermostat - Connected | A | Incremental Summer Peak Savings (MW) | Achievable Economic RVT Potential | 0 | 0 | 0 | 0 | 0 | 0 | 0 | 0 | 0 | 0 | 0 | 0 | 0 | 0 | 0 | 0 | 0 | 0 | 0 | 0 | 0 | 0 | 0 | 0 | 0 | 0 | 0
F6_Commercial_Interruptible - Health_Existing_Space Heating_Natural Gas_Thermostat - Connected_A_Achievable Economic RVT Potential | F6 | Commercial | Interruptible - Health | Existing | Space Heating | Natural Gas | Thermostat - Connected | A | Incremental Winter Peak Savings (MW) | Achievable Economic RVT Potential | 0 | 0 | 0 | 0 | 0 | 0 | 0 | 0 | 0 | 0 | 0 | 0 | 0 | 0 | 0 | 0 | 0 | 0 | 0 | 0 | 0 | 0 | 0 | 0 | 0 | 0 | 0
F7_Commercial_Interruptible - Health_Existing_Space Heating_Natural Gas_Thermostat - Connected_A_Achievable Economic RVT Potential | F7 | Commercial | Interruptible - Health | Existing | Space Heating | Natural Gas | Thermostat - Connected | A | Cumulative Energy Savings (MWh or mTherms) | Achievable Economic RVT Potential | 0 | 0 | 0 | 0 | 0 | 0 | 0 | 0 | 0 | 0 | 0 | 0 | 0 | 0 | 0 | 0 | 0 | 0 | 0 | 0 | 0 | 0 | 0 | 0 | 0 | 0 | 0
F8_Commercial_Interruptible - Health_Existing_Space Heating_Natural Gas_Thermostat - Connected_A_Achievable Economic RVT Potential | F8 | Commercial | Interruptible - Health | Existing | Space Heating | Natural Gas | Thermostat - Connected | A | Cumulative Summer Peak Savings (MW) | Achievable Economic RVT Potential | 0 | 0 | 0 | 0 | 0 | 0 | 0 | 0 | 0 | 0 | 0 | 0 | 0 | 0 | 0 | 0 | 0 | 0 | 0 | 0 | 0 | 0 | 0 | 0 | 0 | 0 | 0
F9_Commercial_Interruptible - Health_Existing_Space Heating_Natural Gas_Thermostat - Connected_A_Achievable Economic RVT Potential | F9 | Commercial | Interruptible - Health | Existing | Space Heating | Natural Gas | Thermostat - Connected | A | Cumulative Winter Peak Savings (MW) | Achievable Economic RVT Potential | 0 | 0 | 0 | 0 | 0 | 0 | 0 | 0 | 0 | 0 | 0 | 0 | 0 | 0 | 0 | 0 | 0 | 0 | 0 | 0 | 0 | 0 | 0 | 0 | 0 | 0 | 0
F10_Commercial_Interruptible - Health_Existing_Space Heating_Natural Gas_Thermostat - Connected_A_Achievable Economic RVT Potential | F10 | Commercial | Interruptible - Health | Existing | Space Heating | Natural Gas | Thermostat - Connected | A | Purchases (Incremental) | Achievable Economic RVT Potential | 0 | 0 | 0 | 0 | 0 | 0 | 0 | 0 | 0 | 0 | 0 | 0 | 0 | 0 | 0 | 0 | 0 | 0 | 0 | 0 | 0 | 0 | 0 | 0 | 0 | 0 | 0
F11_Commercial_Interruptible - Health_Existing_Space Heating_Natural Gas_Thermostat - Connected_A_Achievable Economic RVT Potential | F11 | Commercial | Interruptible - Health | Existing | Space Heating | Natural Gas | Thermostat - Connected | A | Purchases (Cumulative) | Achievable Economic RVT Potential | 0 | 0 | 0 | 0 | 0 | 0 | 0 | 0 | 0 | 0 | 0 | 0 | 0 | 0 | 0 | 0 | 0 | 0 | 0 | 0 | 0 | 0 | 0 | 0 | 0 | 0 | 0
F1_Commercial_Interruptible - Health_Existing_Water Heating_Natural Gas_Water Heater - Thermostatic Shower Restriction Valve_A_Achievable Economic RVT Potential | F1 | Commercial | Interruptible - Health | Existing | Water Heating | Natural Gas | Water Heater - Thermostatic Shower Restriction Valve | A | Integrated Unit Energy Savings (kWh or therms) | Achievable Economic RVT Potential | 0 | 0 | 15.2851 | 14.9495 | 14.6356 | 14.3332 | 14.0414 | 13.7534 | 13.4838 | 13.2328 | 13.0034 | 12.8023 | 12.6402 | 12.5159 | 12.4515 | 12.3835 | 12.3307 | 12.2887 | 12.2558 | 12.2294 | 12.2106 | 12.1972 | 12.1878 | 12.181 | 12.1719 | 12.1696 | 12.1678
F2_Commercial_Interruptible - Health_Existing_Water Heating_Natural Gas_Water Heater - Thermostatic Shower Restriction Valve_A_Achievable Economic RVT Potential | F2 | Commercial | Interruptible - Health | Existing | Water Heating | Natural Gas | Water Heater - Thermostatic Shower Restriction Valve | A | Integrated Unit Summer Peak Savings (kW) | Achievable Economic RVT Potential | 0 | 0 | 0 | 0 | 0 | 0 | 0 | 0 | 0 | 0 | 0 | 0 | 0 | 0 | 0 | 0 | 0 | 0 | 0 | 0 | 0 | 0 | 0 | 0 | 0 | 0 | 0
F3_Commercial_Interruptible - Health_Existing_Water Heating_Natural Gas_Water Heater - Thermostatic Shower Restriction Valve_A_Achievable Economic RVT Potential | F3 | Commercial | Interruptible - Health | Existing | Water Heating | Natural Gas | Water Heater - Thermostatic Shower Restriction Valve | A | Integrated Unit Winter Peak Savings (kW) | Achievable Economic RVT Potential | 0 | 0 | 0 | 0 | 0 | 0 | 0 | 0 | 0 | 0 | 0 | 0 | 0 | 0 | 0 | 0 | 0 | 0 | 0 | 0 | 0 | 0 | 0 | 0 | 0 | 0 | 0
F4_Commercial_Interruptible - Health_Existing_Water Heating_Natural Gas_Water Heater - Thermostatic Shower Restriction Valve_A_Achievable Economic RVT Potential | F4 | Commercial | Interruptible - Health | Existing | Water Heating | Natural Gas | Water Heater - Thermostatic Shower Restriction Valve | A | Incremental Energy Savings (MWh or mTherms) | Achievable Economic RVT Potential | 0 | 0 | 0 | 0 | 0 | 0 | 0 | 0 | 0 | 0 | 0 | 0 | 0 | 0 | 0 | 0 | 0 | 0 | 0 | 0 | 0 | 0 | 0 | 0 | 0 | 0 | 0
F5_Commercial_Interruptible - Health_Existing_Water Heating_Natural Gas_Water Heater - Thermostatic Shower Restriction Valve_A_Achievable Economic RVT Potential | F5 | Commercial | Interruptible - Health | Existing | Water Heating | Natural Gas | Water Heater - Thermostatic Shower Restriction Valve | A | Incremental Summer Peak Savings (MW) | Achievable Economic RVT Potential | 0 | 0 | 0 | 0 | 0 | 0 | 0 | 0 | 0 | 0 | 0 | 0 | 0 | 0 | 0 | 0 | 0 | 0 | 0 | 0 | 0 | 0 | 0 | 0 | 0 | 0 | 0
F6_Commercial_Interruptible - Health_Existing_Water Heating_Natural Gas_Water Heater - Thermostatic Shower Restriction Valve_A_Achievable Economic RVT Potential | F6 | Commercial | Interruptible - Health | Existing | Water Heating | Natural Gas | Water Heater - Thermostatic Shower Restriction Valve | A | Incremental Winter Peak Savings (MW) | Achievable Economic RVT Potential | 0 | 0 | 0 | 0 | 0 | 0 | 0 | 0 | 0 | 0 | 0 | 0 | 0 | 0 | 0 | 0 | 0 | 0 | 0 | 0 | 0 | 0 | 0 | 0 | 0 | 0 | 0
F7_Commercial_Interruptible - Health_Existing_Water Heating_Natural Gas_Water Heater - Thermostatic Shower Restriction Valve_A_Achievable Economic RVT Potential | F7 | Commercial | Interruptible - Health | Existing | Water Heating | Natural Gas | Water Heater - Thermostatic Shower Restriction Valve | A | Cumulative Energy Savings (MWh or mTherms) | Achievable Economic RVT Potential | 0 | 0 | 0 | 0 | 0 | 0 | 0 | 0 | 0 | 0 | 0 | 0 | 0 | 0 | 0 | 0 | 0 | 0 | 0 | 0 | 0 | 0 | 0 | 0 | 0 | 0 | 0
F8_Commercial_Interruptible - Health_Existing_Water Heating_Natural Gas_Water Heater - Thermostatic Shower Restriction Valve_A_Achievable Economic RVT Potential | F8 | Commercial | Interruptible - Health | Existing | Water Heating | Natural Gas | Water Heater - Thermostatic Shower Restriction Valve | A | Cumulative Summer Peak Savings (MW) | Achievable Economic RVT Potential | 0 | 0 | 0 | 0 | 0 | 0 | 0 | 0 | 0 | 0 | 0 | 0 | 0 | 0 | 0 | 0 | 0 | 0 | 0 | 0 | 0 | 0 | 0 | 0 | 0 | 0 | 0
F9_Commercial_Interruptible - Health_Existing_Water Heating_Natural Gas_Water Heater - Thermostatic Shower Restriction Valve_A_Achievable Economic RVT Potential | F9 | Commercial | Interruptible - Health | Existing | Water Heating | Natural Gas | Water Heater - Thermostatic Shower Restriction Valve | A | Cumulative Winter Peak Savings (MW) | Achievable Economic RVT Potential | 0 | 0 | 0 | 0 | 0 | 0 | 0 | 0 | 0 | 0 | 0 | 0 | 0 | 0 | 0 | 0 | 0 | 0 | 0 | 0 | 0 | 0 | 0 | 0 | 0 | 0 | 0
F10_Commercial_Interruptible - Health_Existing_Water Heating_Natural Gas_Water Heater - Thermostatic Shower Restriction Valve_A_Achievable Economic RVT Potential | F10 | Commercial | Interruptible - Health | Existing | Water Heating | Natural Gas | Water Heater - Thermostatic Shower Restriction Valve | A | Purchases (Incremental) | Achievable Economic RVT Potential | 0 | 0 | 0 | 0 | 0 | 0 | 0 | 0 | 0 | 0 | 0 | 0 | 0 | 0 | 0 | 0 | 0 | 0 | 0 | 0 | 0 | 0 | 0 | 0 | 0 | 0 | 0
F11_Commercial_Interruptible - Health_Existing_Water Heating_Natural Gas_Water Heater - Thermostatic Shower Restriction Valve_A_Achievable Economic RVT Potential | F11 | Commercial | Interruptible - Health | Existing | Water Heating | Natural Gas | Water Heater - Thermostatic Shower Restriction Valve | A | Purchases (Cumulative) | Achievable Economic RVT Potential | 0 | 0 | 0 | 0 | 0 | 0 | 0 | 0 | 0 | 0 | 0 | 0 | 0 | 0 | 0 | 0 | 0 | 0 | 0 | 0 | 0 | 0 | 0 | 0 | 0 | 0 | 0
F1_Commercial_Interruptible - Health_Existing_Water Heating_Natural Gas_Water Heater - Pre-Rinse Spray Valve_A_Achievable Economic RVT Potential | F1 | Commercial | Interruptible - Health | Existing | Water Heating | Natural Gas | Water Heater - Pre-Rinse Spray Valve | A | Integrated Unit Energy Savings (kWh or therms) | Achievable Economic RVT Potential | 0 | 0 | 16.1015 | 15.7287 | 15.3763 | 15.0339 | 14.6966 | 14.3602 | 14.0414 | 13.7431 | 13.4694 | 13.2306 | 13.0425 | 12.9016 | 12.8275 | 12.7531 | 12.6988 | 12.6556 | 12.6217 | 12.5944 | 12.5751 | 12.5613 | 12.5516 | 12.5446 | 12.5353 | 12.5329 | 12.531
F2_Commercial_Interruptible - Health_Existing_Water Heating_Natural Gas_Water Heater - Pre-Rinse Spray Valve_A_Achievable Economic RVT Potential | F2 | Commercial | Interruptible - Health | Existing | Water Heating | Natural Gas | Water Heater - Pre-Rinse Spray Valve | A | Integrated Unit Summer Peak Savings (kW) | Achievable Economic RVT Potential | 0 | 0 | 0 | 0 | 0 | 0 | 0 | 0 | 0 | 0 | 0 | 0 | 0 | 0 | 0 | 0 | 0 | 0 | 0 | 0 | 0 | 0 | 0 | 0 | 0 | 0 | 0
F3_Commercial_Interruptible - Health_Existing_Water Heating_Natural Gas_Water Heater - Pre-Rinse Spray Valve_A_Achievable Economic RVT Potential | F3 | Commercial | Interruptible - Health | Existing | Water Heating | Natural Gas | Water Heater - Pre-Rinse Spray Valve | A | Integrated Unit Winter Peak Savings (kW) | Achievable Economic RVT Potential | 0 | 0 | 0 | 0 | 0 | 0 | 0 | 0 | 0 | 0 | 0 | 0 | 0 | 0 | 0 | 0 | 0 | 0 | 0 | 0 | 0 | 0 | 0 | 0 | 0 | 0 | 0
F4_Commercial_Interruptible - Health_Existing_Water Heating_Natural Gas_Water Heater - Pre-Rinse Spray Valve_A_Achievable Economic RVT Potential | F4 | Commercial | Interruptible - Health | Existing | Water Heating | Natural Gas | Water Heater - Pre-Rinse Spray Valve | A | Incremental Energy Savings (MWh or mTherms) | Achievable Economic RVT Potential | 0 | 0 | 0 | 0 | 0 | 0 | 0 | 0 | 0 | 0 | 0 | 0 | 0 | 0 | 0 | 0 | 0 | 0 | 0 | 0 | 0 | 0 | 0 | 0 | 0 | 0 | 0
F5_Commercial_Interruptible - Health_Existing_Water Heating_Natural Gas_Water Heater - Pre-Rinse Spray Valve_A_Achievable Economic RVT Potential | F5 | Commercial | Interruptible - Health | Existing | Water Heating | Natural Gas | Water Heater - Pre-Rinse Spray Valve | A | Incremental Summer Peak Savings (MW) | Achievable Economic RVT Potential | 0 | 0 | 0 | 0 | 0 | 0 | 0 | 0 | 0 | 0 | 0 | 0 | 0 | 0 | 0 | 0 | 0 | 0 | 0 | 0 | 0 | 0 | 0 | 0 | 0 | 0 | 0
F6_Commercial_Interruptible - Health_Existing_Water Heating_Natural Gas_Water Heater - Pre-Rinse Spray Valve_A_Achievable Economic RVT Potential | F6 | Commercial | Interruptible - Health | Existing | Water Heating | Natural Gas | Water Heater - Pre-Rinse Spray Valve | A | Incremental Winter Peak Savings (MW) | Achievable Economic RVT Potential | 0 | 0 | 0 | 0 | 0 | 0 | 0 | 0 | 0 | 0 | 0 | 0 | 0 | 0 | 0 | 0 | 0 | 0 | 0 | 0 | 0 | 0 | 0 | 0 | 0 | 0 | 0
F7_Commercial_Interruptible - Health_Existing_Water Heating_Natural Gas_Water Heater - Pre-Rinse Spray Valve_A_Achievable Economic RVT Potential | F7 | Commercial | Interruptible - Health | Existing | Water Heating | Natural Gas | Water Heater - Pre-Rinse Spray Valve | A | Cumulative Energy Savings (MWh or mTherms) | Achievable Economic RVT Potential | 0 | 0 | 0 | 0 | 0 | 0 | 0 | 0 | 0 | 0 | 0 | 0 | 0 | 0 | 0 | 0 | 0 | 0 | 0 | 0 | 0 | 0 | 0 | 0 | 0 | 0 | 0
F8_Commercial_Interruptible - Health_Existing_Water Heating_Natural Gas_Water Heater - Pre-Rinse Spray Valve_A_Achievable Economic RVT Potential | F8 | Commercial | Interruptible - Health | Existing | Water Heating | Natural Gas | Water Heater - Pre-Rinse Spray Valve | A | Cumulative Summer Peak Savings (MW) | Achievable Economic RVT Potential | 0 | 0 | 0 | 0 | 0 | 0 | 0 | 0 | 0 | 0 | 0 | 0 | 0 | 0 | 0 | 0 | 0 | 0 | 0 | 0 | 0 | 0 | 0 | 0 | 0 | 0 | 0
F9_Commercial_Interruptible - Health_Existing_Water Heating_Natural Gas_Water Heater - Pre-Rinse Spray Valve_A_Achievable Economic RVT Potential | F9 | Commercial | Interruptible - Health | Existing | Water Heating | Natural Gas | Water Heater - Pre-Rinse Spray Valve | A | Cumulative Winter Peak Savings (MW) | Achievable Economic RVT Potential | 0 | 0 | 0 | 0 | 0 | 0 | 0 | 0 | 0 | 0 | 0 | 0 | 0 | 0 | 0 | 0 | 0 | 0 | 0 | 0 | 0 | 0 | 0 | 0 | 0 | 0 | 0
F10_Commercial_Interruptible - Health_Existing_Water Heating_Natural Gas_Water Heater - Pre-Rinse Spray Valve_A_Achievable Economic RVT Potential | F10 | Commercial | Interruptible - Health | Existing | Water Heating | Natural Gas | Water Heater - Pre-Rinse Spray Valve | A | Purchases (Incremental) | Achievable Economic RVT Potential | 0 | 0 | 0 | 0 | 0 | 0 | 0 | 0 | 0 | 0 | 0 | 0 | 0 | 0 | 0 | 0 | 0 | 0 | 0 | 0 | 0 | 0 | 0 | 0 | 0 | 0 | 0
F11_Commercial_Interruptible - Health_Existing_Water Heating_Natural Gas_Water Heater - Pre-Rinse Spray Valve_A_Achievable Economic RVT Potential | F11 | Commercial | Interruptible - Health | Existing | Water Heating | Natural Gas | Water Heater - Pre-Rinse Spray Valve | A | Purchases (Cumulative) | Achievable Economic RVT Potential | 0 | 0 | 0 | 0 | 0 | 0 | 0 | 0 | 0 | 0 | 0 | 0 | 0 | 0 | 0 | 0 | 0 | 0 | 0 | 0 | 0 | 0 | 0 | 0 | 0 | 0 | 0
F1_Commercial_Interruptible - Health_Existing_Water Heating_Natural Gas_Water Heater - Temperature Setback_A_Achievable Economic RVT Potential | F1 | Commercial | Interruptible - Health | Existing | Water Heating | Natural Gas | Water Heater - Temperature Setback | A | Integrated Unit Energy Savings (kWh or therms) | Achievable Economic RVT Potential | 0 | 0 | 99.7384 | 97.6616 | 95.6568 | 93.726 | 91.86 | 90.0257 | 88.2605 | 86.6179 | 85.1161 | 83.7999 | 82.7387 | 81.9255 | 81.5035 | 81.0584 | 80.7127 | 80.4381 | 80.2229 | 80.0497 | 79.9266 | 79.8394 | 79.7774 | 79.7332 | 79.6735 | 79.6585 | 79.6465
F2_Commercial_Interruptible - Health_Existing_Water Heating_Natural Gas_Water Heater - Temperature Setback_A_Achievable Economic RVT Potential | F2 | Commercial | Interruptible - Health | Existing | Water Heating | Natural Gas | Water Heater - Temperature Setback | A | Integrated Unit Summer Peak Savings (kW) | Achievable Economic RVT Potential | 0 | 0 | 0 | 0 | 0 | 0 | 0 | 0 | 0 | 0 | 0 | 0 | 0 | 0 | 0 | 0 | 0 | 0 | 0 | 0 | 0 | 0 | 0 | 0 | 0 | 0 | 0
F3_Commercial_Interruptible - Health_Existing_Water Heating_Natural Gas_Water Heater - Temperature Setback_A_Achievable Economic RVT Potential | F3 | Commercial | Interruptible - Health | Existing | Water Heating | Natural Gas | Water Heater - Temperature Setback | A | Integrated Unit Winter Peak Savings (kW) | Achievable Economic RVT Potential | 0 | 0 | 0 | 0 | 0 | 0 | 0 | 0 | 0 | 0 | 0 | 0 | 0 | 0 | 0 | 0 | 0 | 0 | 0 | 0 | 0 | 0 | 0 | 0 | 0 | 0 | 0
F4_Commercial_Interruptible - Health_Existing_Water Heating_Natural Gas_Water Heater - Temperature Setback_A_Achievable Economic RVT Potential | F4 | Commercial | Interruptible - Health | Existing | Water Heating | Natural Gas | Water Heater - Temperature Setback | A | Incremental Energy Savings (MWh or mTherms) | Achievable Economic RVT Potential | 0 | 0 | 0 | 0 | 0 | 0 | 0 | 0 | 0 | 0 | 0 | 0 | 0 | 0 | 0 | 0 | 0 | 0 | 0 | 0 | 0 | 0 | 0 | 0 | 0 | 0 | 0
F5_Commercial_Interruptible - Health_Existing_Water Heating_Natural Gas_Water Heater - Temperature Setback_A_Achievable Economic RVT Potential | F5 | Commercial | Interruptible - Health | Existing | Water Heating | Natural Gas | Water Heater - Temperature Setback | A | Incremental Summer Peak Savings (MW) | Achievable Economic RVT Potential | 0 | 0 | 0 | 0 | 0 | 0 | 0 | 0 | 0 | 0 | 0 | 0 | 0 | 0 | 0 | 0 | 0 | 0 | 0 | 0 | 0 | 0 | 0 | 0 | 0 | 0 | 0
F6_Commercial_Interruptible - Health_Existing_Water Heating_Natural Gas_Water Heater - Temperature Setback_A_Achievable Economic RVT Potential | F6 | Commercial | Interruptible - Health | Existing | Water Heating | Natural Gas | Water Heater - Temperature Setback | A | Incremental Winter Peak Savings (MW) | Achievable Economic RVT Potential | 0 | 0 | 0 | 0 | 0 | 0 | 0 | 0 | 0 | 0 | 0 | 0 | 0 | 0 | 0 | 0 | 0 | 0 | 0 | 0 | 0 | 0 | 0 | 0 | 0 | 0 | 0
F7_Commercial_Interruptible - Health_Existing_Water Heating_Natural Gas_Water Heater - Temperature Setback_A_Achievable Economic RVT Potential | F7 | Commercial | Interruptible - Health | Existing | Water Heating | Natural Gas | Water Heater - Temperature Setback | A | Cumulative Energy Savings (MWh or mTherms) | Achievable Economic RVT Potential | 0 | 0 | 0 | 0 | 0 | 0 | 0 | 0 | 0 | 0 | 0 | 0 | 0 | 0 | 0 | 0 | 0 | 0 | 0 | 0 | 0 | 0 | 0 | 0 | 0 | 0 | 0
F8_Commercial_Interruptible - Health_Existing_Water Heating_Natural Gas_Water Heater - Temperature Setback_A_Achievable Economic RVT Potential | F8 | Commercial | Interruptible - Health | Existing | Water Heating | Natural Gas | Water Heater - Temperature Setback | A | Cumulative Summer Peak Savings (MW) | Achievable Economic RVT Potential | 0 | 0 | 0 | 0 | 0 | 0 | 0 | 0 | 0 | 0 | 0 | 0 | 0 | 0 | 0 | 0 | 0 | 0 | 0 | 0 | 0 | 0 | 0 | 0 | 0 | 0 | 0
F9_Commercial_Interruptible - Health_Existing_Water Heating_Natural Gas_Water Heater - Temperature Setback_A_Achievable Economic RVT Potential | F9 | Commercial | Interruptible - Health | Existing | Water Heating | Natural Gas | Water Heater - Temperature Setback | A | Cumulative Winter Peak Savings (MW) | Achievable Economic RVT Potential | 0 | 0 | 0 | 0 | 0 | 0 | 0 | 0 | 0 | 0 | 0 | 0 | 0 | 0 | 0 | 0 | 0 | 0 | 0 | 0 | 0 | 0 | 0 | 0 | 0 | 0 | 0
F10_Commercial_Interruptible - Health_Existing_Water Heating_Natural Gas_Water Heater - Temperature Setback_A_Achievable Economic RVT Potential | F10 | Commercial | Interruptible - Health | Existing | Water Heating | Natural Gas | Water Heater - Temperature Setback | A | Purchases (Incremental) | Achievable Economic RVT Potential | 0 | 0 | 0 | 0 | 0 | 0 | 0 | 0 | 0 | 0 | 0 | 0 | 0 | 0 | 0 | 0 | 0 | 0 | 0 | 0 | 0 | 0 | 0 | 0 | 0 | 0 | 0
F11_Commercial_Interruptible - Health_Existing_Water Heating_Natural Gas_Water Heater - Temperature Setback_A_Achievable Economic RVT Potential | F11 | Commercial | Interruptible - Health | Existing | Water Heating | Natural Gas | Water Heater - Temperature Setback | A | Purchases (Cumulative) | Achievable Economic RVT Potential | 0 | 0 | 0 | 0 | 0 | 0 | 0 | 0 | 0 | 0 | 0 | 0 | 0 | 0 | 0 | 0 | 0 | 0 | 0 | 0 | 0 | 0 | 0 | 0 | 0 | 0 | 0
F1_Commercial_Interruptible - Health_Existing_Water Heating_Natural Gas_Water Heater - Faucet Aerators_A_Achievable Economic RVT Potential | F1 | Commercial | Interruptible - Health | Existing | Water Heating | Natural Gas | Water Heater - Faucet Aerators | A | Integrated Unit Energy Savings (kWh or therms) | Achievable Economic RVT Potential | 0 | 0 | 23.4245 | 22.9367 | 22.4659 | 22.0124 | 21.5741 | 21.1433 | 20.7288 | 20.343 | 19.9903 | 19.6812 | 19.4319 | 19.2409 | 19.1418 | 19.0373 | 18.9561 | 18.8916 | 18.8411 | 18.8004 | 18.7715 | 18.751 | 18.7364 | 18.726 | 18.712 | 18.7085 | 18.7057
F2_Commercial_Interruptible - Health_Existing_Water Heating_Natural Gas_Water Heater - Faucet Aerators_A_Achievable Economic RVT Potential | F2 | Commercial | Interruptible - Health | Existing | Water Heating | Natural Gas | Water Heater - Faucet Aerators | A | Integrated Unit Summer Peak Savings (kW) | Achievable Economic RVT Potential | 0 | 0 | 0 | 0 | 0 | 0 | 0 | 0 | 0 | 0 | 0 | 0 | 0 | 0 | 0 | 0 | 0 | 0 | 0 | 0 | 0 | 0 | 0 | 0 | 0 | 0 | 0
F3_Commercial_Interruptible - Health_Existing_Water Heating_Natural Gas_Water Heater - Faucet Aerators_A_Achievable Economic RVT Potential | F3 | Commercial | Interruptible - Health | Existing | Water Heating | Natural Gas | Water Heater - Faucet Aerators | A | Integrated Unit Winter Peak Savings (kW) | Achievable Economic RVT Potential | 0 | 0 | 0 | 0 | 0 | 0 | 0 | 0 | 0 | 0 | 0 | 0 | 0 | 0 | 0 | 0 | 0 | 0 | 0 | 0 | 0 | 0 | 0 | 0 | 0 | 0 | 0
F4_Commercial_Interruptible - Health_Existing_Water Heating_Natural Gas_Water Heater - Faucet Aerators_A_Achievable Economic RVT Potential | F4 | Commercial | Interruptible - Health | Existing | Water Heating | Natural Gas | Water Heater - Faucet Aerators | A | Incremental Energy Savings (MWh or mTherms) | Achievable Economic RVT Potential | 0 | 0 | 0 | 0 | 0 | 0 | 0 | 0 | 0 | 0 | 0 | 0 | 0 | 0 | 0 | 0 | 0 | 0 | 0 | 0 | 0 | 0 | 0 | 0 | 0 | 0 | 0
F5_Commercial_Interruptible - Health_Existing_Water Heating_Natural Gas_Water Heater - Faucet Aerators_A_Achievable Economic RVT Potential | F5 | Commercial | Interruptible - Health | Existing | Water Heating | Natural Gas | Water Heater - Faucet Aerators | A | Incremental Summer Peak Savings (MW) | Achievable Economic RVT Potential | 0 | 0 | 0 | 0 | 0 | 0 | 0 | 0 | 0 | 0 | 0 | 0 | 0 | 0 | 0 | 0 | 0 | 0 | 0 | 0 | 0 | 0 | 0 | 0 | 0 | 0 | 0
F6_Commercial_Interruptible - Health_Existing_Water Heating_Natural Gas_Water Heater - Faucet Aerators_A_Achievable Economic RVT Potential | F6 | Commercial | Interruptible - Health | Existing | Water Heating | Natural Gas | Water Heater - Faucet Aerators | A | Incremental Winter Peak Savings (MW) | Achievable Economic RVT Potential | 0 | 0 | 0 | 0 | 0 | 0 | 0 | 0 | 0 | 0 | 0 | 0 | 0 | 0 | 0 | 0 | 0 | 0 | 0 | 0 | 0 | 0 | 0 | 0 | 0 | 0 | 0
F7_Commercial_Interruptible - Health_Existing_Water Heating_Natural Gas_Water Heater - Faucet Aerators_A_Achievable Economic RVT Potential | F7 | Commercial | Interruptible - Health | Existing | Water Heating | Natural Gas | Water Heater - Faucet Aerators | A | Cumulative Energy Savings (MWh or mTherms) | Achievable Economic RVT Potential | 0 | 0 | 0 | 0 | 0 | 0 | 0 | 0 | 0 | 0 | 0 | 0 | 0 | 0 | 0 | 0 | 0 | 0 | 0 | 0 | 0 | 0 | 0 | 0 | 0 | 0 | 0
F8_Commercial_Interruptible - Health_Existing_Water Heating_Natural Gas_Water Heater - Faucet Aerators_A_Achievable Economic RVT Potential | F8 | Commercial | Interruptible - Health | Existing | Water Heating | Natural Gas | Water Heater - Faucet Aerators | A | Cumulative Summer Peak Savings (MW) | Achievable Economic RVT Potential | 0 | 0 | 0 | 0 | 0 | 0 | 0 | 0 | 0 | 0 | 0 | 0 | 0 | 0 | 0 | 0 | 0 | 0 | 0 | 0 | 0 | 0 | 0 | 0 | 0 | 0 | 0
F9_Commercial_Interruptible - Health_Existing_Water Heating_Natural Gas_Water Heater - Faucet Aerators_A_Achievable Economic RVT Potential | F9 | Commercial | Interruptible - Health | Existing | Water Heating | Natural Gas | Water Heater - Faucet Aerators | A | Cumulative Winter Peak Savings (MW) | Achievable Economic RVT Potential | 0 | 0 | 0 | 0 | 0 | 0 | 0 | 0 | 0 | 0 | 0 | 0 | 0 | 0 | 0 | 0 | 0 | 0 | 0 | 0 | 0 | 0 | 0 | 0 | 0 | 0 | 0
F10_Commercial_Interruptible - Health_Existing_Water Heating_Natural Gas_Water Heater - Faucet Aerators_A_Achievable Economic RVT Potential | F10 | Commercial | Interruptible - Health | Existing | Water Heating | Natural Gas | Water Heater - Faucet Aerators | A | Purchases (Incremental) | Achievable Economic RVT Potential | 0 | 0 | 0 | 0 | 0 | 0 | 0 | 0 | 0 | 0 | 0 | 0 | 0 | 0 | 0 | 0 | 0 | 0 | 0 | 0 | 0 | 0 | 0 | 0 | 0 | 0 | 0
F11_Commercial_Interruptible - Health_Existing_Water Heating_Natural Gas_Water Heater - Faucet Aerators_A_Achievable Economic RVT Potential | F11 | Commercial | Interruptible - Health | Existing | Water Heating | Natural Gas | Water Heater - Faucet Aerators | A | Purchases (Cumulative) | Achievable Economic RVT Potential | 0 | 0 | 0 | 0 | 0 | 0 | 0 | 0 | 0 | 0 | 0 | 0 | 0 | 0 | 0 | 0 | 0 | 0 | 0 | 0 | 0 | 0 | 0 | 0 | 0 | 0 | 0
F1_Commercial_Interruptible - Health_Existing_Water Heating_Natural Gas_Water Heater - Low-Flow Showerheads_A_Achievable Economic RVT Potential | F1 | Commercial | Interruptible - Health | Existing | Water Heating | Natural Gas | Water Heater - Low-Flow Showerheads | A | Integrated Unit Energy Savings (kWh or therms) | Achievable Economic RVT Potential | 0 | 0 | 50.0427 | 49.0006 | 47.9948 | 47.026 | 46.0897 | 45.1694 | 44.2838 | 43.4596 | 42.7061 | 42.0457 | 41.5132 | 41.1052 | 40.8935 | 40.6702 | 40.4967 | 40.359 | 40.2509 | 40.164 | 40.1023 | 40.0585 | 40.0275 | 40.0053 | 39.9753 | 39.9678 | 39.9617
F2_Commercial_Interruptible - Health_Existing_Water Heating_Natural Gas_Water Heater - Low-Flow Showerheads_A_Achievable Economic RVT Potential | F2 | Commercial | Interruptible - Health | Existing | Water Heating | Natural Gas | Water Heater - Low-Flow Showerheads | A | Integrated Unit Summer Peak Savings (kW) | Achievable Economic RVT Potential | 0 | 0 | 0 | 0 | 0 | 0 | 0 | 0 | 0 | 0 | 0 | 0 | 0 | 0 | 0 | 0 | 0 | 0 | 0 | 0 | 0 | 0 | 0 | 0 | 0 | 0 | 0
F3_Commercial_Interruptible - Health_Existing_Water Heating_Natural Gas_Water Heater - Low-Flow Showerheads_A_Achievable Economic RVT Potential | F3 | Commercial | Interruptible - Health | Existing | Water Heating | Natural Gas | Water Heater - Low-Flow Showerheads | A | Integrated Unit Winter Peak Savings (kW) | Achievable Economic RVT Potential | 0 | 0 | 0 | 0 | 0 | 0 | 0 | 0 | 0 | 0 | 0 | 0 | 0 | 0 | 0 | 0 | 0 | 0 | 0 | 0 | 0 | 0 | 0 | 0 | 0 | 0 | 0
F4_Commercial_Interruptible - Health_Existing_Water Heating_Natural Gas_Water Heater - Low-Flow Showerheads_A_Achievable Economic RVT Potential | F4 | Commercial | Interruptible - Health | Existing | Water Heating | Natural Gas | Water Heater - Low-Flow Showerheads | A | Incremental Energy Savings (MWh or mTherms) | Achievable Economic RVT Potential | 0 | 0 | 0 | 0 | 0 | 0 | 0 | 0 | 0 | 0 | 0 | 0 | 0 | 0 | 0 | 0 | 0 | 0 | 0 | 0 | 0 | 0 | 0 | 0 | 0 | 0 | 0
F5_Commercial_Interruptible - Health_Existing_Water Heating_Natural Gas_Water Heater - Low-Flow Showerheads_A_Achievable Economic RVT Potential | F5 | Commercial | Interruptible - Health | Existing | Water Heating | Natural Gas | Water Heater - Low-Flow Showerheads | A | Incremental Summer Peak Savings (MW) | Achievable Economic RVT Potential | 0 | 0 | 0 | 0 | 0 | 0 | 0 | 0 | 0 | 0 | 0 | 0 | 0 | 0 | 0 | 0 | 0 | 0 | 0 | 0 | 0 | 0 | 0 | 0 | 0 | 0 | 0
F6_Commercial_Interruptible - Health_Existing_Water Heating_Natural Gas_Water Heater - Low-Flow Showerheads_A_Achievable Economic RVT Potential | F6 | Commercial | Interruptible - Health | Existing | Water Heating | Natural Gas | Water Heater - Low-Flow Showerheads | A | Incremental Winter Peak Savings (MW) | Achievable Economic RVT Potential | 0 | 0 | 0 | 0 | 0 | 0 | 0 | 0 | 0 | 0 | 0 | 0 | 0 | 0 | 0 | 0 | 0 | 0 | 0 | 0 | 0 | 0 | 0 | 0 | 0 | 0 | 0
F7_Commercial_Interruptible - Health_Existing_Water Heating_Natural Gas_Water Heater - Low-Flow Showerheads_A_Achievable Economic RVT Potential | F7 | Commercial | Interruptible - Health | Existing | Water Heating | Natural Gas | Water Heater - Low-Flow Showerheads | A | Cumulative Energy Savings (MWh or mTherms) | Achievable Economic RVT Potential | 0 | 0 | 0 | 0 | 0 | 0 | 0 | 0 | 0 | 0 | 0 | 0 | 0 | 0 | 0 | 0 | 0 | 0 | 0 | 0 | 0 | 0 | 0 | 0 | 0 | 0 | 0
F8_Commercial_Interruptible - Health_Existing_Water Heating_Natural Gas_Water Heater - Low-Flow Showerheads_A_Achievable Economic RVT Potential | F8 | Commercial | Interruptible - Health | Existing | Water Heating | Natural Gas | Water Heater - Low-Flow Showerheads | A | Cumulative Summer Peak Savings (MW) | Achievable Economic RVT Potential | 0 | 0 | 0 | 0 | 0 | 0 | 0 | 0 | 0 | 0 | 0 | 0 | 0 | 0 | 0 | 0 | 0 | 0 | 0 | 0 | 0 | 0 | 0 | 0 | 0 | 0 | 0
F9_Commercial_Interruptible - Health_Existing_Water Heating_Natural Gas_Water Heater - Low-Flow Showerheads_A_Achievable Economic RVT Potential | F9 | Commercial | Interruptible - Health | Existing | Water Heating | Natural Gas | Water Heater - Low-Flow Showerheads | A | Cumulative Winter Peak Savings (MW) | Achievable Economic RVT Potential | 0 | 0 | 0 | 0 | 0 | 0 | 0 | 0 | 0 | 0 | 0 | 0 | 0 | 0 | 0 | 0 | 0 | 0 | 0 | 0 | 0 | 0 | 0 | 0 | 0 | 0 | 0
F10_Commercial_Interruptible - Health_Existing_Water Heating_Natural Gas_Water Heater - Low-Flow Showerheads_A_Achievable Economic RVT Potential | F10 | Commercial | Interruptible - Health | Existing | Water Heating | Natural Gas | Water Heater - Low-Flow Showerheads | A | Purchases (Incremental) | Achievable Economic RVT Potential | 0 | 0 | 0 | 0 | 0 | 0 | 0 | 0 | 0 | 0 | 0 | 0 | 0 | 0 | 0 | 0 | 0 | 0 | 0 | 0 | 0 | 0 | 0 | 0 | 0 | 0 | 0
F11_Commercial_Interruptible - Health_Existing_Water Heating_Natural Gas_Water Heater - Low-Flow Showerheads_A_Achievable Economic RVT Potential | F11 | Commercial | Interruptible - Health | Existing | Water Heating | Natural Gas | Water Heater - Low-Flow Showerheads | A | Purchases (Cumulative) | Achievable Economic RVT Potential | 0 | 0 | 0 | 0 | 0 | 0 | 0 | 0 | 0 | 0 | 0 | 0 | 0 | 0 | 0 | 0 | 0 | 0 | 0 | 0 | 0 | 0 | 0 | 0 | 0 | 0 | 0
F1_Commercial_Interruptible - Health_Existing_Water Heating_Natural Gas_Water Heater - Tank Blanket/Insulation_A_Achievable Economic RVT Potential | F1 | Commercial | Interruptible - Health | Existing | Water Heating | Natural Gas | Water Heater - Tank Blanket/Insulation | A | Integrated Unit Energy Savings (kWh or therms) | Achievable Economic RVT Potential | 0 | 0 | 193.3769 | 190.1773 | 187.2731 | 184.6418 | 182.2648 | 180.1343 | 178.2505 | 176.6129 | 175.132 | 173.782 | 172.6315 | 171.6552 | 170.833 | 169.929 | 169.2043 | 168.6287 | 168.1774 | 167.8144 | 167.5563 | 167.3734 | 167.2436 | 167.1509 | 167.0259 | 166.9943 | 166.9691
F2_Commercial_Interruptible - Health_Existing_Water Heating_Natural Gas_Water Heater - Tank Blanket/Insulation_A_Achievable Economic RVT Potential | F2 | Commercial | Interruptible - Health | Existing | Water Heating | Natural Gas | Water Heater - Tank Blanket/Insulation | A | Integrated Unit Summer Peak Savings (kW) | Achievable Economic RVT Potential | 0 | 0 | 0 | 0 | 0 | 0 | 0 | 0 | 0 | 0 | 0 | 0 | 0 | 0 | 0 | 0 | 0 | 0 | 0 | 0 | 0 | 0 | 0 | 0 | 0 | 0 | 0
F3_Commercial_Interruptible - Health_Existing_Water Heating_Natural Gas_Water Heater - Tank Blanket/Insulation_A_Achievable Economic RVT Potential | F3 | Commercial | Interruptible - Health | Existing | Water Heating | Natural Gas | Water Heater - Tank Blanket/Insulation | A | Integrated Unit Winter Peak Savings (kW) | Achievable Economic RVT Potential | 0 | 0 | 0 | 0 | 0 | 0 | 0 | 0 | 0 | 0 | 0 | 0 | 0 | 0 | 0 | 0 | 0 | 0 | 0 | 0 | 0 | 0 | 0 | 0 | 0 | 0 | 0
F4_Commercial_Interruptible - Health_Existing_Water Heating_Natural Gas_Water Heater - Tank Blanket/Insulation_A_Achievable Economic RVT Potential | F4 | Commercial | Interruptible - Health | Existing | Water Heating | Natural Gas | Water Heater - Tank Blanket/Insulation | A | Incremental Energy Savings (MWh or mTherms) | Achievable Economic RVT Potential | 0 | 0 | 0 | 0 | 0 | 0 | 0 | 0 | 0 | 0 | 0 | 0 | 0 | 0 | 0 | 0 | 0 | 0 | 0 | 0 | 0 | 0 | 0 | 0 | 0 | 0 | 0
F5_Commercial_Interruptible - Health_Existing_Water Heating_Natural Gas_Water Heater - Tank Blanket/Insulation_A_Achievable Economic RVT Potential | F5 | Commercial | Interruptible - Health | Existing | Water Heating | Natural Gas | Water Heater - Tank Blanket/Insulation | A | Incremental Summer Peak Savings (MW) | Achievable Economic RVT Potential | 0 | 0 | 0 | 0 | 0 | 0 | 0 | 0 | 0 | 0 | 0 | 0 | 0 | 0 | 0 | 0 | 0 | 0 | 0 | 0 | 0 | 0 | 0 | 0 | 0 | 0 | 0
F6_Commercial_Interruptible - Health_Existing_Water Heating_Natural Gas_Water Heater - Tank Blanket/Insulation_A_Achievable Economic RVT Potential | F6 | Commercial | Interruptible - Health | Existing | Water Heating | Natural Gas | Water Heater - Tank Blanket/Insulation | A | Incremental Winter Peak Savings (MW) | Achievable Economic RVT Potential | 0 | 0 | 0 | 0 | 0 | 0 | 0 | 0 | 0 | 0 | 0 | 0 | 0 | 0 | 0 | 0 | 0 | 0 | 0 | 0 | 0 | 0 | 0 | 0 | 0 | 0 | 0
F7_Commercial_Interruptible - Health_Existing_Water Heating_Natural Gas_Water Heater - Tank Blanket/Insulation_A_Achievable Economic RVT Potential | F7 | Commercial | Interruptible - Health | Existing | Water Heating | Natural Gas | Water Heater - Tank Blanket/Insulation | A | Cumulative Energy Savings (MWh or mTherms) | Achievable Economic RVT Potential | 0 | 0 | 0 | 0 | 0 | 0 | 0 | 0 | 0 | 0 | 0 | 0 | 0 | 0 | 0 | 0 | 0 | 0 | 0 | 0 | 0 | 0 | 0 | 0 | 0 | 0 | 0
F8_Commercial_Interruptible - Health_Existing_Water Heating_Natural Gas_Water Heater - Tank Blanket/Insulation_A_Achievable Economic RVT Potential | F8 | Commercial | Interruptible - Health | Existing | Water Heating | Natural Gas | Water Heater - Tank Blanket/Insulation | A | Cumulative Summer Peak Savings (MW) | Achievable Economic RVT Potential | 0 | 0 | 0 | 0 | 0 | 0 | 0 | 0 | 0 | 0 | 0 | 0 | 0 | 0 | 0 | 0 | 0 | 0 | 0 | 0 | 0 | 0 | 0 | 0 | 0 | 0 | 0
F9_Commercial_Interruptible - Health_Existing_Water Heating_Natural Gas_Water Heater - Tank Blanket/Insulation_A_Achievable Economic RVT Potential | F9 | Commercial | Interruptible - Health | Existing | Water Heating | Natural Gas | Water Heater - Tank Blanket/Insulation | A | Cumulative Winter Peak Savings (MW) | Achievable Economic RVT Potential | 0 | 0 | 0 | 0 | 0 | 0 | 0 | 0 | 0 | 0 | 0 | 0 | 0 | 0 | 0 | 0 | 0 | 0 | 0 | 0 | 0 | 0 | 0 | 0 | 0 | 0 | 0
F10_Commercial_Interruptible - Health_Existing_Water Heating_Natural Gas_Water Heater - Tank Blanket/Insulation_A_Achievable Economic RVT Potential | F10 | Commercial | Interruptible - Health | Existing | Water Heating | Natural Gas | Water Heater - Tank Blanket/Insulation | A | Purchases (Incremental) | Achievable Economic RVT Potential | 0 | 0 | 0 | 0 | 0 | 0 | 0 | 0 | 0 | 0 | 0 | 0 | 0 | 0 | 0 | 0 | 0 | 0 | 0 | 0 | 0 | 0 | 0 | 0 | 0 | 0 | 0
F11_Commercial_Interruptible - Health_Existing_Water Heating_Natural Gas_Water Heater - Tank Blanket/Insulation_A_Achievable Economic RVT Potential | F11 | Commercial | Interruptible - Health | Existing | Water Heating | Natural Gas | Water Heater - Tank Blanket/Insulation | A | Purchases (Cumulative) | Achievable Economic RVT Potential | 0 | 0 | 0 | 0 | 0 | 0 | 0 | 0 | 0 | 0 | 0 | 0 | 0 | 0 | 0 | 0 | 0 | 0 | 0 | 0 | 0 | 0 | 0 | 0 | 0 | 0 | 0
F1_Commercial_Interruptible - Health_Existing_Water Heating_Natural Gas_Water Heater - Drainwater Heat Recovery_A_Achievable Economic RVT Potential | F1 | Commercial | Interruptible - Health | Existing | Water Heating | Natural Gas | Water Heater - Drainwater Heat Recovery | A | Integrated Unit Energy Savings (kWh or therms) | Achievable Economic RVT Potential | 0 | 0 | 119.9101 | 117.2716 | 114.803 | 112.4233 | 110.1257 | 107.8576 | 105.7324 | 103.7541 | 101.9456 | 100.361 | 99.0837 | 98.1057 | 97.5977 | 97.0636 | 96.6496 | 96.3208 | 96.0631 | 95.8557 | 95.7083 | 95.6038 | 95.5297 | 95.4767 | 95.4053 | 95.3873 | 95.3729
F2_Commercial_Interruptible - Health_Existing_Water Heating_Natural Gas_Water Heater - Drainwater Heat Recovery_A_Achievable Economic RVT Potential | F2 | Commercial | Interruptible - Health | Existing | Water Heating | Natural Gas | Water Heater - Drainwater Heat Recovery | A | Integrated Unit Summer Peak Savings (kW) | Achievable Economic RVT Potential | 0 | 0 | 0 | 0 | 0 | 0 | 0 | 0 | 0 | 0 | 0 | 0 | 0 | 0 | 0 | 0 | 0 | 0 | 0 | 0 | 0 | 0 | 0 | 0 | 0 | 0 | 0
F3_Commercial_Interruptible - Health_Existing_Water Heating_Natural Gas_Water Heater - Drainwater Heat Recovery_A_Achievable Economic RVT Potential | F3 | Commercial | Interruptible - Health | Existing | Water Heating | Natural Gas | Water Heater - Drainwater Heat Recovery | A | Integrated Unit Winter Peak Savings (kW) | Achievable Economic RVT Potential | 0 | 0 | 0 | 0 | 0 | 0 | 0 | 0 | 0 | 0 | 0 | 0 | 0 | 0 | 0 | 0 | 0 | 0 | 0 | 0 | 0 | 0 | 0 | 0 | 0 | 0 | 0
F4_Commercial_Interruptible - Health_Existing_Water Heating_Natural Gas_Water Heater - Drainwater Heat Recovery_A_Achievable Economic RVT Potential | F4 | Commercial | Interruptible - Health | Existing | Water Heating | Natural Gas | Water Heater - Drainwater Heat Recovery | A | Incremental Energy Savings (MWh or mTherms) | Achievable Economic RVT Potential | 0 | 0 | 0 | 0 | 0 | 0 | 0 | 0 | 0 | 0 | 0 | 0 | 0 | 0 | 0 | 0 | 0 | 0 | 0 | 0 | 0 | 0 | 0 | 0 | 0 | 0 | 0
F5_Commercial_Interruptible - Health_Existing_Water Heating_Natural Gas_Water Heater - Drainwater Heat Recovery_A_Achievable Economic RVT Potential | F5 | Commercial | Interruptible - Health | Existing | Water Heating | Natural Gas | Water Heater - Drainwater Heat Recovery | A | Incremental Summer Peak Savings (MW) | Achievable Economic RVT Potential | 0 | 0 | 0 | 0 | 0 | 0 | 0 | 0 | 0 | 0 | 0 | 0 | 0 | 0 | 0 | 0 | 0 | 0 | 0 | 0 | 0 | 0 | 0 | 0 | 0 | 0 | 0
F6_Commercial_Interruptible - Health_Existing_Water Heating_Natural Gas_Water Heater - Drainwater Heat Recovery_A_Achievable Economic RVT Potential | F6 | Commercial | Interruptible - Health | Existing | Water Heating | Natural Gas | Water Heater - Drainwater Heat Recovery | A | Incremental Winter Peak Savings (MW) | Achievable Economic RVT Potential | 0 | 0 | 0 | 0 | 0 | 0 | 0 | 0 | 0 | 0 | 0 | 0 | 0 | 0 | 0 | 0 | 0 | 0 | 0 | 0 | 0 | 0 | 0 | 0 | 0 | 0 | 0
F7_Commercial_Interruptible - Health_Existing_Water Heating_Natural Gas_Water Heater - Drainwater Heat Recovery_A_Achievable Economic RVT Potential | F7 | Commercial | Interruptible - Health | Existing | Water Heating | Natural Gas | Water Heater - Drainwater Heat Recovery | A | Cumulative Energy Savings (MWh or mTherms) | Achievable Economic RVT Potential | 0 | 0 | 0 | 0 | 0 | 0 | 0 | 0 | 0 | 0 | 0 | 0 | 0 | 0 | 0 | 0 | 0 | 0 | 0 | 0 | 0 | 0 | 0 | 0 | 0 | 0 | 0
F8_Commercial_Interruptible - Health_Existing_Water Heating_Natural Gas_Water Heater - Drainwater Heat Recovery_A_Achievable Economic RVT Potential | F8 | Commercial | Interruptible - Health | Existing | Water Heating | Natural Gas | Water Heater - Drainwater Heat Recovery | A | Cumulative Summer Peak Savings (MW) | Achievable Economic RVT Potential | 0 | 0 | 0 | 0 | 0 | 0 | 0 | 0 | 0 | 0 | 0 | 0 | 0 | 0 | 0 | 0 | 0 | 0 | 0 | 0 | 0 | 0 | 0 | 0 | 0 | 0 | 0
F9_Commercial_Interruptible - Health_Existing_Water Heating_Natural Gas_Water Heater - Drainwater Heat Recovery_A_Achievable Economic RVT Potential | F9 | Commercial | Interruptible - Health | Existing | Water Heating | Natural Gas | Water Heater - Drainwater Heat Recovery | A | Cumulative Winter Peak Savings (MW) | Achievable Economic RVT Potential | 0 | 0 | 0 | 0 | 0 | 0 | 0 | 0 | 0 | 0 | 0 | 0 | 0 | 0 | 0 | 0 | 0 | 0 | 0 | 0 | 0 | 0 | 0 | 0 | 0 | 0 | 0
F10_Commercial_Interruptible - Health_Existing_Water Heating_Natural Gas_Water Heater - Drainwater Heat Recovery_A_Achievable Economic RVT Potential | F10 | Commercial | Interruptible - Health | Existing | Water Heating | Natural Gas | Water Heater - Drainwater Heat Recovery | A | Purchases (Incremental) | Achievable Economic RVT Potential | 0 | 0 | 0 | 0 | 0 | 0 | 0 | 0 | 0 | 0 | 0 | 0 | 0 | 0 | 0 | 0 | 0 | 0 | 0 | 0 | 0 | 0 | 0 | 0 | 0 | 0 | 0
F11_Commercial_Interruptible - Health_Existing_Water Heating_Natural Gas_Water Heater - Drainwater Heat Recovery_A_Achievable Economic RVT Potential | F11 | Commercial | Interruptible - Health | Existing | Water Heating | Natural Gas | Water Heater - Drainwater Heat Recovery | A | Purchases (Cumulative) | Achievable Economic RVT Potential | 0 | 0 | 0 | 0 | 0 | 0 | 0 | 0 | 0 | 0 | 0 | 0 | 0 | 0 | 0 | 0 | 0 | 0 | 0 | 0 | 0 | 0 | 0 | 0 | 0 | 0 | 0
F1_Commercial_Interruptible - Health_Existing_Water Heating_Natural Gas_Water Heater - Circulation Pump Controls_A_Achievable Economic RVT Potential | F1 | Commercial | Interruptible - Health | Existing | Water Heating | Natural Gas | Water Heater - Circulation Pump Controls | A | Integrated Unit Energy Savings (kWh or therms) | Achievable Economic RVT Potential | 0 | 0 | 6321.1955 | 6212.5133 | 6112.7095 | 6021.176 | 5937.3055 | 5860.5591 | 5791.2998 | 5730.0255 | 5674.436 | 5624.2625 | 5582.0839 | 5547.1413 | 5518.5632 | 5488.426 | 5465.0208 | 5446.429 | 5431.8533 | 5420.1269 | 5411.7922 | 5405.8861 | 5401.6938 | 5398.6975 | 5394.6595 | 5393.641 | 5392.8262
F2_Commercial_Interruptible - Health_Existing_Water Heating_Natural Gas_Water Heater - Circulation Pump Controls_A_Achievable Economic RVT Potential | F2 | Commercial | Interruptible - Health | Existing | Water Heating | Natural Gas | Water Heater - Circulation Pump Controls | A | Integrated Unit Summer Peak Savings (kW) | Achievable Economic RVT Potential | 0 | 0 | 0 | 0 | 0 | 0 | 0 | 0 | 0 | 0 | 0 | 0 | 0 | 0 | 0 | 0 | 0 | 0 | 0 | 0 | 0 | 0 | 0 | 0 | 0 | 0 | 0
F3_Commercial_Interruptible - Health_Existing_Water Heating_Natural Gas_Water Heater - Circulation Pump Controls_A_Achievable Economic RVT Potential | F3 | Commercial | Interruptible - Health | Existing | Water Heating | Natural Gas | Water Heater - Circulation Pump Controls | A | Integrated Unit Winter Peak Savings (kW) | Achievable Economic RVT Potential | 0 | 0 | 0 | 0 | 0 | 0 | 0 | 0 | 0 | 0 | 0 | 0 | 0 | 0 | 0 | 0 | 0 | 0 | 0 | 0 | 0 | 0 | 0 | 0 | 0 | 0 | 0
F4_Commercial_Interruptible - Health_Existing_Water Heating_Natural Gas_Water Heater - Circulation Pump Controls_A_Achievable Economic RVT Potential | F4 | Commercial | Interruptible - Health | Existing | Water Heating | Natural Gas | Water Heater - Circulation Pump Controls | A | Incremental Energy Savings (MWh or mTherms) | Achievable Economic RVT Potential | 0 | 0 | 0 | 0 | 0 | 0 | 0 | 0 | 0 | 0 | 0 | 0 | 0 | 0 | 0 | 0 | 0 | 0 | 0 | 0 | 0 | 0 | 0 | 0 | 0 | 0 | 0
F5_Commercial_Interruptible - Health_Existing_Water Heating_Natural Gas_Water Heater - Circulation Pump Controls_A_Achievable Economic RVT Potential | F5 | Commercial | Interruptible - Health | Existing | Water Heating | Natural Gas | Water Heater - Circulation Pump Controls | A | Incremental Summer Peak Savings (MW) | Achievable Economic RVT Potential | 0 | 0 | 0 | 0 | 0 | 0 | 0 | 0 | 0 | 0 | 0 | 0 | 0 | 0 | 0 | 0 | 0 | 0 | 0 | 0 | 0 | 0 | 0 | 0 | 0 | 0 | 0
F6_Commercial_Interruptible - Health_Existing_Water Heating_Natural Gas_Water Heater - Circulation Pump Controls_A_Achievable Economic RVT Potential | F6 | Commercial | Interruptible - Health | Existing | Water Heating | Natural Gas | Water Heater - Circulation Pump Controls | A | Incremental Winter Peak Savings (MW) | Achievable Economic RVT Potential | 0 | 0 | 0 | 0 | 0 | 0 | 0 | 0 | 0 | 0 | 0 | 0 | 0 | 0 | 0 | 0 | 0 | 0 | 0 | 0 | 0 | 0 | 0 | 0 | 0 | 0 | 0
F7_Commercial_Interruptible - Health_Existing_Water Heating_Natural Gas_Water Heater - Circulation Pump Controls_A_Achievable Economic RVT Potential | F7 | Commercial | Interruptible - Health | Existing | Water Heating | Natural Gas | Water Heater - Circulation Pump Controls | A | Cumulative Energy Savings (MWh or mTherms) | Achievable Economic RVT Potential | 0 | 0 | 0 | 0 | 0 | 0 | 0 | 0 | 0 | 0 | 0 | 0 | 0 | 0 | 0 | 0 | 0 | 0 | 0 | 0 | 0 | 0 | 0 | 0 | 0 | 0 | 0
F8_Commercial_Interruptible - Health_Existing_Water Heating_Natural Gas_Water Heater - Circulation Pump Controls_A_Achievable Economic RVT Potential | F8 | Commercial | Interruptible - Health | Existing | Water Heating | Natural Gas | Water Heater - Circulation Pump Controls | A | Cumulative Summer Peak Savings (MW) | Achievable Economic RVT Potential | 0 | 0 | 0 | 0 | 0 | 0 | 0 | 0 | 0 | 0 | 0 | 0 | 0 | 0 | 0 | 0 | 0 | 0 | 0 | 0 | 0 | 0 | 0 | 0 | 0 | 0 | 0
F9_Commercial_Interruptible - Health_Existing_Water Heating_Natural Gas_Water Heater - Circulation Pump Controls_A_Achievable Economic RVT Potential | F9 | Commercial | Interruptible - Health | Existing | Water Heating | Natural Gas | Water Heater - Circulation Pump Controls | A | Cumulative Winter Peak Savings (MW) | Achievable Economic RVT Potential | 0 | 0 | 0 | 0 | 0 | 0 | 0 | 0 | 0 | 0 | 0 | 0 | 0 | 0 | 0 | 0 | 0 | 0 | 0 | 0 | 0 | 0 | 0 | 0 | 0 | 0 | 0
F10_Commercial_Interruptible - Health_Existing_Water Heating_Natural Gas_Water Heater - Circulation Pump Controls_A_Achievable Economic RVT Potential | F10 | Commercial | Interruptible - Health | Existing | Water Heating | Natural Gas | Water Heater - Circulation Pump Controls | A | Purchases (Incremental) | Achievable Economic RVT Potential | 0 | 0 | 0 | 0 | 0 | 0 | 0 | 0 | 0 | 0 | 0 | 0 | 0 | 0 | 0 | 0 | 0 | 0 | 0 | 0 | 0 | 0 | 0 | 0 | 0 | 0 | 0
F11_Commercial_Interruptible - Health_Existing_Water Heating_Natural Gas_Water Heater - Circulation Pump Controls_A_Achievable Economic RVT Potential | F11 | Commercial | Interruptible - Health | Existing | Water Heating | Natural Gas | Water Heater - Circulation Pump Controls | A | Purchases (Cumulative) | Achievable Economic RVT Potential | 0 | 0 | 0 | 0 | 0 | 0 | 0 | 0 | 0 | 0 | 0 | 0 | 0 | 0 | 0 | 0 | 0 | 0 | 0 | 0 | 0 | 0 | 0 | 0 | 0 | 0 | 0
F1_Commercial_Interruptible - Health_Existing_Water Heating_Natural Gas_Water Heater - Pipe Insulation_A_Achievable Economic RVT Potential | F1 | Commercial | Interruptible - Health | Existing | Water Heating | Natural Gas | Water Heater - Pipe Insulation | A | Integrated Unit Energy Savings (kWh or therms) | Achievable Economic RVT Potential | 0 | 0 | 4.8134 | 4.7077 | 4.6088 | 4.5136 | 4.4217 | 4.331 | 4.2461 | 4.1671 | 4.0948 | 4.0315 | 3.9804 | 3.9413 | 3.921 | 3.8996 | 3.883 | 3.8698 | 3.8594 | 3.8511 | 3.8452 | 3.841 | 3.838 | 3.8359 | 3.833 | 3.8323 | 3.8317
F2_Commercial_Interruptible - Health_Existing_Water Heating_Natural Gas_Water Heater - Pipe Insulation_A_Achievable Economic RVT Potential | F2 | Commercial | Interruptible - Health | Existing | Water Heating | Natural Gas | Water Heater - Pipe Insulation | A | Integrated Unit Summer Peak Savings (kW) | Achievable Economic RVT Potential | 0 | 0 | 0 | 0 | 0 | 0 | 0 | 0 | 0 | 0 | 0 | 0 | 0 | 0 | 0 | 0 | 0 | 0 | 0 | 0 | 0 | 0 | 0 | 0 | 0 | 0 | 0
F3_Commercial_Interruptible - Health_Existing_Water Heating_Natural Gas_Water Heater - Pipe Insulation_A_Achievable Economic RVT Potential | F3 | Commercial | Interruptible - Health | Existing | Water Heating | Natural Gas | Water Heater - Pipe Insulation | A | Integrated Unit Winter Peak Savings (kW) | Achievable Economic RVT Potential | 0 | 0 | 0 | 0 | 0 | 0 | 0 | 0 | 0 | 0 | 0 | 0 | 0 | 0 | 0 | 0 | 0 | 0 | 0 | 0 | 0 | 0 | 0 | 0 | 0 | 0 | 0
F4_Commercial_Interruptible - Health_Existing_Water Heating_Natural Gas_Water Heater - Pipe Insulation_A_Achievable Economic RVT Potential | F4 | Commercial | Interruptible - Health | Existing | Water Heating | Natural Gas | Water Heater - Pipe Insulation | A | Incremental Energy Savings (MWh or mTherms) | Achievable Economic RVT Potential | 0 | 0 | 0 | 0 | 0 | 0 | 0 | 0 | 0 | 0 | 0 | 0 | 0 | 0 | 0 | 0 | 0 | 0 | 0 | 0 | 0 | 0 | 0 | 0 | 0 | 0 | 0
F5_Commercial_Interruptible - Health_Existing_Water Heating_Natural Gas_Water Heater - Pipe Insulation_A_Achievable Economic RVT Potential | F5 | Commercial | Interruptible - Health | Existing | Water Heating | Natural Gas | Water Heater - Pipe Insulation | A | Incremental Summer Peak Savings (MW) | Achievable Economic RVT Potential | 0 | 0 | 0 | 0 | 0 | 0 | 0 | 0 | 0 | 0 | 0 | 0 | 0 | 0 | 0 | 0 | 0 | 0 | 0 | 0 | 0 | 0 | 0 | 0 | 0 | 0 | 0
F6_Commercial_Interruptible - Health_Existing_Water Heating_Natural Gas_Water Heater - Pipe Insulation_A_Achievable Economic RVT Potential | F6 | Commercial | Interruptible - Health | Existing | Water Heating | Natural Gas | Water Heater - Pipe Insulation | A | Incremental Winter Peak Savings (MW) | Achievable Economic RVT Potential | 0 | 0 | 0 | 0 | 0 | 0 | 0 | 0 | 0 | 0 | 0 | 0 | 0 | 0 | 0 | 0 | 0 | 0 | 0 | 0 | 0 | 0 | 0 | 0 | 0 | 0 | 0
F7_Commercial_Interruptible - Health_Existing_Water Heating_Natural Gas_Water Heater - Pipe Insulation_A_Achievable Economic RVT Potential | F7 | Commercial | Interruptible - Health | Existing | Water Heating | Natural Gas | Water Heater - Pipe Insulation | A | Cumulative Energy Savings (MWh or mTherms) | Achievable Economic RVT Potential | 0 | 0 | 0 | 0 | 0 | 0 | 0 | 0 | 0 | 0 | 0 | 0 | 0 | 0 | 0 | 0 | 0 | 0 | 0 | 0 | 0 | 0 | 0 | 0 | 0 | 0 | 0
F8_Commercial_Interruptible - Health_Existing_Water Heating_Natural Gas_Water Heater - Pipe Insulation_A_Achievable Economic RVT Potential | F8 | Commercial | Interruptible - Health | Existing | Water Heating | Natural Gas | Water Heater - Pipe Insulation | A | Cumulative Summer Peak Savings (MW) | Achievable Economic RVT Potential | 0 | 0 | 0 | 0 | 0 | 0 | 0 | 0 | 0 | 0 | 0 | 0 | 0 | 0 | 0 | 0 | 0 | 0 | 0 | 0 | 0 | 0 | 0 | 0 | 0 | 0 | 0
F9_Commercial_Interruptible - Health_Existing_Water Heating_Natural Gas_Water Heater - Pipe Insulation_A_Achievable Economic RVT Potential | F9 | Commercial | Interruptible - Health | Existing | Water Heating | Natural Gas | Water Heater - Pipe Insulation | A | Cumulative Winter Peak Savings (MW) | Achievable Economic RVT Potential | 0 | 0 | 0 | 0 | 0 | 0 | 0 | 0 | 0 | 0 | 0 | 0 | 0 | 0 | 0 | 0 | 0 | 0 | 0 | 0 | 0 | 0 | 0 | 0 | 0 | 0 | 0
F10_Commercial_Interruptible - Health_Existing_Water Heating_Natural Gas_Water Heater - Pipe Insulation_A_Achievable Economic RVT Potential | F10 | Commercial | Interruptible - Health | Existing | Water Heating | Natural Gas | Water Heater - Pipe Insulation | A | Purchases (Incremental) | Achievable Economic RVT Potential | 0 | 0 | 0 | 0 | 0 | 0 | 0 | 0 | 0 | 0 | 0 | 0 | 0 | 0 | 0 | 0 | 0 | 0 | 0 | 0 | 0 | 0 | 0 | 0 | 0 | 0 | 0
F11_Commercial_Interruptible - Health_Existing_Water Heating_Natural Gas_Water Heater - Pipe Insulation_A_Achievable Economic RVT Potential | F11 | Commercial | Interruptible - Health | Existing | Water Heating | Natural Gas | Water Heater - Pipe Insulation | A | Purchases (Cumulative) | Achievable Economic RVT Potential | 0 | 0 | 0 | 0 | 0 | 0 | 0 | 0 | 0 | 0 | 0 | 0 | 0 | 0 | 0 | 0 | 0 | 0 | 0 | 0 | 0 | 0 | 0 | 0 | 0 | 0 | 0
F1_Commercial_Interruptible - Health_Existing_Water Heating_Natural Gas_Water Heater - Motion Control Faucet_A_Achievable Economic RVT Potential | F1 | Commercial | Interruptible - Health | Existing | Water Heating | Natural Gas | Water Heater - Motion Control Faucet | A | Integrated Unit Energy Savings (kWh or therms) | Achievable Economic RVT Potential | 0 | 0 | 0 | 0 | 0 | 0 | 0 | 0 | 0 | 0 | 0 | 0 | 0 | 0 | 0 | 0 | 0 | 0 | 0 | 0 | 0 | 0 | 0 | 0 | 0 | 0 | 0
F2_Commercial_Interruptible - Health_Existing_Water Heating_Natural Gas_Water Heater - Motion Control Faucet_A_Achievable Economic RVT Potential | F2 | Commercial | Interruptible - Health | Existing | Water Heating | Natural Gas | Water Heater - Motion Control Faucet | A | Integrated Unit Summer Peak Savings (kW) | Achievable Economic RVT Potential | 0 | 0 | 0 | 0 | 0 | 0 | 0 | 0 | 0 | 0 | 0 | 0 | 0 | 0 | 0 | 0 | 0 | 0 | 0 | 0 | 0 | 0 | 0 | 0 | 0 | 0 | 0
F3_Commercial_Interruptible - Health_Existing_Water Heating_Natural Gas_Water Heater - Motion Control Faucet_A_Achievable Economic RVT Potential | F3 | Commercial | Interruptible - Health | Existing | Water Heating | Natural Gas | Water Heater - Motion Control Faucet | A | Integrated Unit Winter Peak Savings (kW) | Achievable Economic RVT Potential | 0 | 0 | 0 | 0 | 0 | 0 | 0 | 0 | 0 | 0 | 0 | 0 | 0 | 0 | 0 | 0 | 0 | 0 | 0 | 0 | 0 | 0 | 0 | 0 | 0 | 0 | 0
F4_Commercial_Interruptible - Health_Existing_Water Heating_Natural Gas_Water Heater - Motion Control Faucet_A_Achievable Economic RVT Potential | F4 | Commercial | Interruptible - Health | Existing | Water Heating | Natural Gas | Water Heater - Motion Control Faucet | A | Incremental Energy Savings (MWh or mTherms) | Achievable Economic RVT Potential | 0 | 0 | 0 | 0 | 0 | 0 | 0 | 0 | 0 | 0 | 0 | 0 | 0 | 0 | 0 | 0 | 0 | 0 | 0 | 0 | 0 | 0 | 0 | 0 | 0 | 0 | 0
F5_Commercial_Interruptible - Health_Existing_Water Heating_Natural Gas_Water Heater - Motion Control Faucet_A_Achievable Economic RVT Potential | F5 | Commercial | Interruptible - Health | Existing | Water Heating | Natural Gas | Water Heater - Motion Control Faucet | A | Incremental Summer Peak Savings (MW) | Achievable Economic RVT Potential | 0 | 0 | 0 | 0 | 0 | 0 | 0 | 0 | 0 | 0 | 0 | 0 | 0 | 0 | 0 | 0 | 0 | 0 | 0 | 0 | 0 | 0 | 0 | 0 | 0 | 0 | 0
F6_Commercial_Interruptible - Health_Existing_Water Heating_Natural Gas_Water Heater - Motion Control Faucet_A_Achievable Economic RVT Potential | F6 | Commercial | Interruptible - Health | Existing | Water Heating | Natural Gas | Water Heater - Motion Control Faucet | A | Incremental Winter Peak Savings (MW) | Achievable Economic RVT Potential | 0 | 0 | 0 | 0 | 0 | 0 | 0 | 0 | 0 | 0 | 0 | 0 | 0 | 0 | 0 | 0 | 0 | 0 | 0 | 0 | 0 | 0 | 0 | 0 | 0 | 0 | 0
F7_Commercial_Interruptible - Health_Existing_Water Heating_Natural Gas_Water Heater - Motion Control Faucet_A_Achievable Economic RVT Potential | F7 | Commercial | Interruptible - Health | Existing | Water Heating | Natural Gas | Water Heater - Motion Control Faucet | A | Cumulative Energy Savings (MWh or mTherms) | Achievable Economic RVT Potential | 0 | 0 | 0 | 0 | 0 | 0 | 0 | 0 | 0 | 0 | 0 | 0 | 0 | 0 | 0 | 0 | 0 | 0 | 0 | 0 | 0 | 0 | 0 | 0 | 0 | 0 | 0
F8_Commercial_Interruptible - Health_Existing_Water Heating_Natural Gas_Water Heater - Motion Control Faucet_A_Achievable Economic RVT Potential | F8 | Commercial | Interruptible - Health | Existing | Water Heating | Natural Gas | Water Heater - Motion Control Faucet | A | Cumulative Summer Peak Savings (MW) | Achievable Economic RVT Potential | 0 | 0 | 0 | 0 | 0 | 0 | 0 | 0 | 0 | 0 | 0 | 0 | 0 | 0 | 0 | 0 | 0 | 0 | 0 | 0 | 0 | 0 | 0 | 0 | 0 | 0 | 0
F9_Commercial_Interruptible - Health_Existing_Water Heating_Natural Gas_Water Heater - Motion Control Faucet_A_Achievable Economic RVT Potential | F9 | Commercial | Interruptible - Health | Existing | Water Heating | Natural Gas | Water Heater - Motion Control Faucet | A | Cumulative Winter Peak Savings (MW) | Achievable Economic RVT Potential | 0 | 0 | 0 | 0 | 0 | 0 | 0 | 0 | 0 | 0 | 0 | 0 | 0 | 0 | 0 | 0 | 0 | 0 | 0 | 0 | 0 | 0 | 0 | 0 | 0 | 0 | 0
F10_Commercial_Interruptible - Health_Existing_Water Heating_Natural Gas_Water Heater - Motion Control Faucet_A_Achievable Economic RVT Potential | F10 | Commercial | Interruptible - Health | Existing | Water Heating | Natural Gas | Water Heater - Motion Control Faucet | A | Purchases (Incremental) | Achievable Economic RVT Potential | 0 | 0 | 0 | 0 | 0 | 0 | 0 | 0 | 0 | 0 | 0 | 0 | 0 | 0 | 0 | 0 | 0 | 0 | 0 | 0 | 0 | 0 | 0 | 0 | 0 | 0 | 0
F11_Commercial_Interruptible - Health_Existing_Water Heating_Natural Gas_Water Heater - Motion Control Faucet_A_Achievable Economic RVT Potential | F11 | Commercial | Interruptible - Health | Existing | Water Heating | Natural Gas | Water Heater - Motion Control Faucet | A | Purchases (Cumulative) | Achievable Economic RVT Potential | 0 | 0 | 0 | 0 | 0 | 0 | 0 | 0 | 0 | 0 | 0 | 0 | 0 | 0 | 0 | 0 | 0 | 0 | 0 | 0 | 0 | 0 | 0 | 0 | 0 | 0 | 0
F1_Commercial_Interruptible - Health_Existing_Water Heating_Natural Gas_Water Heater - Solar System_A_Achievable Economic RVT Potential | F1 | Commercial | Interruptible - Health | Existing | Water Heating | Natural Gas | Water Heater - Solar System | A | Integrated Unit Energy Savings (kWh or therms) | Achievable Economic RVT Potential | 0 | 0 | 38.5 | 37.6528 | 36.8602 | 36.0962 | 35.3585 | 34.6302 | 33.9479 | 33.3127 | 32.732 | 32.2233 | 31.8132 | 31.4992 | 31.3361 | 31.1646 | 31.0317 | 30.9261 | 30.8433 | 30.7768 | 30.7294 | 30.6959 | 30.6721 | 30.6551 | 30.6321 | 30.6264 | 30.6217
F2_Commercial_Interruptible - Health_Existing_Water Heating_Natural Gas_Water Heater - Solar System_A_Achievable Economic RVT Potential | F2 | Commercial | Interruptible - Health | Existing | Water Heating | Natural Gas | Water Heater - Solar System | A | Integrated Unit Summer Peak Savings (kW) | Achievable Economic RVT Potential | 0 | 0 | 0 | 0 | 0 | 0 | 0 | 0 | 0 | 0 | 0 | 0 | 0 | 0 | 0 | 0 | 0 | 0 | 0 | 0 | 0 | 0 | 0 | 0 | 0 | 0 | 0
F3_Commercial_Interruptible - Health_Existing_Water Heating_Natural Gas_Water Heater - Solar System_A_Achievable Economic RVT Potential | F3 | Commercial | Interruptible - Health | Existing | Water Heating | Natural Gas | Water Heater - Solar System | A | Integrated Unit Winter Peak Savings (kW) | Achievable Economic RVT Potential | 0 | 0 | 0 | 0 | 0 | 0 | 0 | 0 | 0 | 0 | 0 | 0 | 0 | 0 | 0 | 0 | 0 | 0 | 0 | 0 | 0 | 0 | 0 | 0 | 0 | 0 | 0
F4_Commercial_Interruptible - Health_Existing_Water Heating_Natural Gas_Water Heater - Solar System_A_Achievable Economic RVT Potential | F4 | Commercial | Interruptible - Health | Existing | Water Heating | Natural Gas | Water Heater - Solar System | A | Incremental Energy Savings (MWh or mTherms) | Achievable Economic RVT Potential | 0 | 0 | 0 | 0 | 0 | 0 | 0 | 0 | 0 | 0 | 0 | 0 | 0 | 0 | 0 | 0 | 0 | 0 | 0 | 0 | 0 | 0 | 0 | 0 | 0 | 0 | 0
F5_Commercial_Interruptible - Health_Existing_Water Heating_Natural Gas_Water Heater - Solar System_A_Achievable Economic RVT Potential | F5 | Commercial | Interruptible - Health | Existing | Water Heating | Natural Gas | Water Heater - Solar System | A | Incremental Summer Peak Savings (MW) | Achievable Economic RVT Potential | 0 | 0 | 0 | 0 | 0 | 0 | 0 | 0 | 0 | 0 | 0 | 0 | 0 | 0 | 0 | 0 | 0 | 0 | 0 | 0 | 0 | 0 | 0 | 0 | 0 | 0 | 0
F6_Commercial_Interruptible - Health_Existing_Water Heating_Natural Gas_Water Heater - Solar System_A_Achievable Economic RVT Potential | F6 | Commercial | Interruptible - Health | Existing | Water Heating | Natural Gas | Water Heater - Solar System | A | Incremental Winter Peak Savings (MW) | Achievable Economic RVT Potential | 0 | 0 | 0 | 0 | 0 | 0 | 0 | 0 | 0 | 0 | 0 | 0 | 0 | 0 | 0 | 0 | 0 | 0 | 0 | 0 | 0 | 0 | 0 | 0 | 0 | 0 | 0
F7_Commercial_Interruptible - Health_Existing_Water Heating_Natural Gas_Water Heater - Solar System_A_Achievable Economic RVT Potential | F7 | Commercial | Interruptible - Health | Existing | Water Heating | Natural Gas | Water Heater - Solar System | A | Cumulative Energy Savings (MWh or mTherms) | Achievable Economic RVT Potential | 0 | 0 | 0 | 0 | 0 | 0 | 0 | 0 | 0 | 0 | 0 | 0 | 0 | 0 | 0 | 0 | 0 | 0 | 0 | 0 | 0 | 0 | 0 | 0 | 0 | 0 | 0
F8_Commercial_Interruptible - Health_Existing_Water Heating_Natural Gas_Water Heater - Solar System_A_Achievable Economic RVT Potential | F8 | Commercial | Interruptible - Health | Existing | Water Heating | Natural Gas | Water Heater - Solar System | A | Cumulative Summer Peak Savings (MW) | Achievable Economic RVT Potential | 0 | 0 | 0 | 0 | 0 | 0 | 0 | 0 | 0 | 0 | 0 | 0 | 0 | 0 | 0 | 0 | 0 | 0 | 0 | 0 | 0 | 0 | 0 | 0 | 0 | 0 | 0
F9_Commercial_Interruptible - Health_Existing_Water Heating_Natural Gas_Water Heater - Solar System_A_Achievable Economic RVT Potential | F9 | Commercial | Interruptible - Health | Existing | Water Heating | Natural Gas | Water Heater - Solar System | A | Cumulative Winter Peak Savings (MW) | Achievable Economic RVT Potential | 0 | 0 | 0 | 0 | 0 | 0 | 0 | 0 | 0 | 0 | 0 | 0 | 0 | 0 | 0 | 0 | 0 | 0 | 0 | 0 | 0 | 0 | 0 | 0 | 0 | 0 | 0
F10_Commercial_Interruptible - Health_Existing_Water Heating_Natural Gas_Water Heater - Solar System_A_Achievable Economic RVT Potential | F10 | Commercial | Interruptible - Health | Existing | Water Heating | Natural Gas | Water Heater - Solar System | A | Purchases (Incremental) | Achievable Economic RVT Potential | 0 | 0 | 0 | 0 | 0 | 0 | 0 | 0 | 0 | 0 | 0 | 0 | 0 | 0 | 0 | 0 | 0 | 0 | 0 | 0 | 0 | 0 | 0 | 0 | 0 | 0 | 0
F11_Commercial_Interruptible - Health_Existing_Water Heating_Natural Gas_Water Heater - Solar System_A_Achievable Economic RVT Potential | F11 | Commercial | Interruptible - Health | Existing | Water Heating | Natural Gas | Water Heater - Solar System | A | Purchases (Cumulative) | Achievable Economic RVT Potential | 0 | 0 | 0 | 0 | 0 | 0 | 0 | 0 | 0 | 0 | 0 | 0 | 0 | 0 | 0 | 0 | 0 | 0 | 0 | 0 | 0 | 0 | 0 | 0 | 0 | 0 | 0
F1_Commercial_Interruptible - Health_Existing_Water Heating_Natural Gas_Commercial Laundry - Ozone Treatment_A_Achievable Economic RVT Potential | F1 | Commercial | Interruptible - Health | Existing | Water Heating | Natural Gas | Commercial Laundry - Ozone Treatment | A | Integrated Unit Energy Savings (kWh or therms) | Achievable Economic RVT Potential | 0 | 0 | 1756.3261 | 1716.1429 | 1678.2524 | 1641.5252 | 1605.8721 | 1570.4428 | 1537.0142 | 1505.8046 | 1477.144 | 1452.0756 | 1431.9609 | 1416.7132 | 1408.7181 | 1400.6095 | 1394.6366 | 1389.8921 | 1386.1725 | 1383.18 | 1381.053 | 1379.5458 | 1378.476 | 1377.7114 | 1376.6809 | 1376.421 | 1376.213
F2_Commercial_Interruptible - Health_Existing_Water Heating_Natural Gas_Commercial Laundry - Ozone Treatment_A_Achievable Economic RVT Potential | F2 | Commercial | Interruptible - Health | Existing | Water Heating | Natural Gas | Commercial Laundry - Ozone Treatment | A | Integrated Unit Summer Peak Savings (kW) | Achievable Economic RVT Potential | 0 | 0 | 0 | 0 | 0 | 0 | 0 | 0 | 0 | 0 | 0 | 0 | 0 | 0 | 0 | 0 | 0 | 0 | 0 | 0 | 0 | 0 | 0 | 0 | 0 | 0 | 0
F3_Commercial_Interruptible - Health_Existing_Water Heating_Natural Gas_Commercial Laundry - Ozone Treatment_A_Achievable Economic RVT Potential | F3 | Commercial | Interruptible - Health | Existing | Water Heating | Natural Gas | Commercial Laundry - Ozone Treatment | A | Integrated Unit Winter Peak Savings (kW) | Achievable Economic RVT Potential | 0 | 0 | 0 | 0 | 0 | 0 | 0 | 0 | 0 | 0 | 0 | 0 | 0 | 0 | 0 | 0 | 0 | 0 | 0 | 0 | 0 | 0 | 0 | 0 | 0 | 0 | 0
F4_Commercial_Interruptible - Health_Existing_Water Heating_Natural Gas_Commercial Laundry - Ozone Treatment_A_Achievable Economic RVT Potential | F4 | Commercial | Interruptible - Health | Existing | Water Heating | Natural Gas | Commercial Laundry - Ozone Treatment | A | Incremental Energy Savings (MWh or mTherms) | Achievable Economic RVT Potential | 0 | 0 | 0 | 0 | 0 | 0 | 0 | 0 | 0 | 0 | 0 | 0 | 0 | 0 | 0 | 0 | 0 | 0 | 0 | 0 | 0 | 0 | 0 | 0 | 0 | 0 | 0
F5_Commercial_Interruptible - Health_Existing_Water Heating_Natural Gas_Commercial Laundry - Ozone Treatment_A_Achievable Economic RVT Potential | F5 | Commercial | Interruptible - Health | Existing | Water Heating | Natural Gas | Commercial Laundry - Ozone Treatment | A | Incremental Summer Peak Savings (MW) | Achievable Economic RVT Potential | 0 | 0 | 0 | 0 | 0 | 0 | 0 | 0 | 0 | 0 | 0 | 0 | 0 | 0 | 0 | 0 | 0 | 0 | 0 | 0 | 0 | 0 | 0 | 0 | 0 | 0 | 0
F6_Commercial_Interruptible - Health_Existing_Water Heating_Natural Gas_Commercial Laundry - Ozone Treatment_A_Achievable Economic RVT Potential | F6 | Commercial | Interruptible - Health | Existing | Water Heating | Natural Gas | Commercial Laundry - Ozone Treatment | A | Incremental Winter Peak Savings (MW) | Achievable Economic RVT Potential | 0 | 0 | 0 | 0 | 0 | 0 | 0 | 0 | 0 | 0 | 0 | 0 | 0 | 0 | 0 | 0 | 0 | 0 | 0 | 0 | 0 | 0 | 0 | 0 | 0 | 0 | 0
F7_Commercial_Interruptible - Health_Existing_Water Heating_Natural Gas_Commercial Laundry - Ozone Treatment_A_Achievable Economic RVT Potential | F7 | Commercial | Interruptible - Health | Existing | Water Heating | Natural Gas | Commercial Laundry - Ozone Treatment | A | Cumulative Energy Savings (MWh or mTherms) | Achievable Economic RVT Potential | 0 | 0 | 0 | 0 | 0 | 0 | 0 | 0 | 0 | 0 | 0 | 0 | 0 | 0 | 0 | 0 | 0 | 0 | 0 | 0 | 0 | 0 | 0 | 0 | 0 | 0 | 0
F8_Commercial_Interruptible - Health_Existing_Water Heating_Natural Gas_Commercial Laundry - Ozone Treatment_A_Achievable Economic RVT Potential | F8 | Commercial | Interruptible - Health | Existing | Water Heating | Natural Gas | Commercial Laundry - Ozone Treatment | A | Cumulative Summer Peak Savings (MW) | Achievable Economic RVT Potential | 0 | 0 | 0 | 0 | 0 | 0 | 0 | 0 | 0 | 0 | 0 | 0 | 0 | 0 | 0 | 0 | 0 | 0 | 0 | 0 | 0 | 0 | 0 | 0 | 0 | 0 | 0
F9_Commercial_Interruptible - Health_Existing_Water Heating_Natural Gas_Commercial Laundry - Ozone Treatment_A_Achievable Economic RVT Potential | F9 | Commercial | Interruptible - Health | Existing | Water Heating | Natural Gas | Commercial Laundry - Ozone Treatment | A | Cumulative Winter Peak Savings (MW) | Achievable Economic RVT Potential | 0 | 0 | 0 | 0 | 0 | 0 | 0 | 0 | 0 | 0 | 0 | 0 | 0 | 0 | 0 | 0 | 0 | 0 | 0 | 0 | 0 | 0 | 0 | 0 | 0 | 0 | 0
F10_Commercial_Interruptible - Health_Existing_Water Heating_Natural Gas_Commercial Laundry - Ozone Treatment_A_Achievable Economic RVT Potential | F10 | Commercial | Interruptible - Health | Existing | Water Heating | Natural Gas | Commercial Laundry - Ozone Treatment | A | Purchases (Incremental) | Achievable Economic RVT Potential | 0 | 0 | 0 | 0 | 0 | 0 | 0 | 0 | 0 | 0 | 0 | 0 | 0 | 0 | 0 | 0 | 0 | 0 | 0 | 0 | 0 | 0 | 0 | 0 | 0 | 0 | 0
F11_Commercial_Interruptible - Health_Existing_Water Heating_Natural Gas_Commercial Laundry - Ozone Treatment_A_Achievable Economic RVT Potential | F11 | Commercial | Interruptible - Health | Existing | Water Heating | Natural Gas | Commercial Laundry - Ozone Treatment | A | Purchases (Cumulative) | Achievable Economic RVT Potential | 0 | 0 | 0 | 0 | 0 | 0 | 0 | 0 | 0 | 0 | 0 | 0 | 0 | 0 | 0 | 0 | 0 | 0 | 0 | 0 | 0 | 0 | 0 | 0 | 0 | 0 | 0
F1_Commercial_Interruptible - Health_Existing_Water Heating_Natural Gas_Commercial Laundry - ENERGY STAR Washer_A_Achievable Economic RVT Potential | F1 | Commercial | Interruptible - Health | Existing | Water Heating | Natural Gas | Commercial Laundry - ENERGY STAR Washer | A | Integrated Unit Energy Savings (kWh or therms) | Achievable Economic RVT Potential | 0 | 0 | 34.0122 | 33.2249 | 32.4805 | 31.7573 | 31.045 | 30.3344 | 29.661 | 29.0311 | 28.453 | 27.9486 | 27.5512 | 27.2535 | 27.0971 | 26.94 | 26.8251 | 26.7338 | 26.6623 | 26.6047 | 26.5638 | 26.5348 | 26.5142 | 26.4995 | 26.4797 | 26.4747 | 26.4707
F2_Commercial_Interruptible - Health_Existing_Water Heating_Natural Gas_Commercial Laundry - ENERGY STAR Washer_A_Achievable Economic RVT Potential | F2 | Commercial | Interruptible - Health | Existing | Water Heating | Natural Gas | Commercial Laundry - ENERGY STAR Washer | A | Integrated Unit Summer Peak Savings (kW) | Achievable Economic RVT Potential | 0 | 0 | 0 | 0 | 0 | 0 | 0 | 0 | 0 | 0 | 0 | 0 | 0 | 0 | 0 | 0 | 0 | 0 | 0 | 0 | 0 | 0 | 0 | 0 | 0 | 0 | 0
F3_Commercial_Interruptible - Health_Existing_Water Heating_Natural Gas_Commercial Laundry - ENERGY STAR Washer_A_Achievable Economic RVT Potential | F3 | Commercial | Interruptible - Health | Existing | Water Heating | Natural Gas | Commercial Laundry - ENERGY STAR Washer | A | Integrated Unit Winter Peak Savings (kW) | Achievable Economic RVT Potential | 0 | 0 | 0 | 0 | 0 | 0 | 0 | 0 | 0 | 0 | 0 | 0 | 0 | 0 | 0 | 0 | 0 | 0 | 0 | 0 | 0 | 0 | 0 | 0 | 0 | 0 | 0
F4_Commercial_Interruptible - Health_Existing_Water Heating_Natural Gas_Commercial Laundry - ENERGY STAR Washer_A_Achievable Economic RVT Potential | F4 | Commercial | Interruptible - Health | Existing | Water Heating | Natural Gas | Commercial Laundry - ENERGY STAR Washer | A | Incremental Energy Savings (MWh or mTherms) | Achievable Economic RVT Potential | 0 | 0 | 3.7007e-05 | 5.45e-05 | 7.9783e-05 | 0.00010512 | 0.00013369 | 0.00017856 | 0.00021011 | 0.00018303 | 0.00014013 | 6.6928e-05 | 0 | 0 | 0 | 0 | 0 | 0 | 0 | 0 | 0 | 0 | 0 | 0 | 0 | 0 | 0
F5_Commercial_Interruptible - Health_Existing_Water Heating_Natural Gas_Commercial Laundry - ENERGY STAR Washer_A_Achievable Economic RVT Potential | F5 | Commercial | Interruptible - Health | Existing | Water Heating | Natural Gas | Commercial Laundry - ENERGY STAR Washer | A | Incremental Summer Peak Savings (MW) | Achievable Economic RVT Potential | 0 | 0 | 0 | 0 | 0 | 0 | 0 | 0 | 0 | 0 | 0 | 0 | 0 | 0 | 0 | 0 | 0 | 0 | 0 | 0 | 0 | 0 | 0 | 0 | 0 | 0 | 0
F6_Commercial_Interruptible - Health_Existing_Water Heating_Natural Gas_Commercial Laundry - ENERGY STAR Washer_A_Achievable Economic RVT Potential | F6 | Commercial | Interruptible - Health | Existing | Water Heating | Natural Gas | Commercial Laundry - ENERGY STAR Washer | A | Incremental Winter Peak Savings (MW) | Achievable Economic RVT Potential | 0 | 0 | 0 | 0 | 0 | 0 | 0 | 0 | 0 | 0 | 0 | 0 | 0 | 0 | 0 | 0 | 0 | 0 | 0 | 0 | 0 | 0 | 0 | 0 | 0 | 0 | 0
F7_Commercial_Interruptible - Health_Existing_Water Heating_Natural Gas_Commercial Laundry - ENERGY STAR Washer_A_Achievable Economic RVT Potential | F7 | Commercial | Interruptible - Health | Existing | Water Heating | Natural Gas | Commercial Laundry - ENERGY STAR Washer | A | Cumulative Energy Savings (MWh or mTherms) | Achievable Economic RVT Potential | 0 | 0 | 3.7007e-05 | 9.065e-05 | 0.0001684 | 0.00026977 | 0.00039741 | 0.00056687 | 0.0007644 | 0.0009312 | 0.0010528 | 0.001101 | 0.0010854 | 0.0010737 | 0.0010675 | 0.0010613 | 0.0010568 | 0.0010532 | 0.0010504 | 0.0010481 | 0.0010465 | 0.0010454 | 0.0010445 | 0.001044 | 0.0010432 | 0.001043 | 0.0010428
F8_Commercial_Interruptible - Health_Existing_Water Heating_Natural Gas_Commercial Laundry - ENERGY STAR Washer_A_Achievable Economic RVT Potential | F8 | Commercial | Interruptible - Health | Existing | Water Heating | Natural Gas | Commercial Laundry - ENERGY STAR Washer | A | Cumulative Summer Peak Savings (MW) | Achievable Economic RVT Potential | 0 | 0 | 0 | 0 | 0 | 0 | 0 | 0 | 0 | 0 | 0 | 0 | 0 | 0 | 0 | 0 | 0 | 0 | 0 | 0 | 0 | 0 | 0 | 0 | 0 | 0 | 0
F9_Commercial_Interruptible - Health_Existing_Water Heating_Natural Gas_Commercial Laundry - ENERGY STAR Washer_A_Achievable Economic RVT Potential | F9 | Commercial | Interruptible - Health | Existing | Water Heating | Natural Gas | Commercial Laundry - ENERGY STAR Washer | A | Cumulative Winter Peak Savings (MW) | Achievable Economic RVT Potential | 0 | 0 | 0 | 0 | 0 | 0 | 0 | 0 | 0 | 0 | 0 | 0 | 0 | 0 | 0 | 0 | 0 | 0 | 0 | 0 | 0 | 0 | 0 | 0 | 0 | 0 | 0
F10_Commercial_Interruptible - Health_Existing_Water Heating_Natural Gas_Commercial Laundry - ENERGY STAR Washer_A_Achievable Economic RVT Potential | F10 | Commercial | Interruptible - Health | Existing | Water Heating | Natural Gas | Commercial Laundry - ENERGY STAR Washer | A | Purchases (Incremental) | Achievable Economic RVT Potential | 0 | 0 | 0.001088 | 0.0016403 | 0.0024563 | 0.00331 | 0.0043065 | 0.0058863 | 0.0070838 | 0.0063046 | 0.004925 | 0.0023947 | 0 | 0 | 0 | 0 | 0 | 0 | 0 | 0 | 0 | 0 | 0 | 0 | 0 | 0 | 0
F11_Commercial_Interruptible - Health_Existing_Water Heating_Natural Gas_Commercial Laundry - ENERGY STAR Washer_A_Achievable Economic RVT Potential | F11 | Commercial | Interruptible - Health | Existing | Water Heating | Natural Gas | Commercial Laundry - ENERGY STAR Washer | A | Purchases (Cumulative) | Achievable Economic RVT Potential | 0 | 0 | 0.001088 | 0.0027284 | 0.0051847 | 0.0084948 | 0.012801 | 0.018687 | 0.025771 | 0.032076 | 0.037001 | 0.039396 | 0.039396 | 0.039396 | 0.039396 | 0.039396 | 0.039396 | 0.039396 | 0.039396 | 0.039396 | 0.039396 | 0.039396 | 0.039396 | 0.039396 | 0.039396 | 0.039396 | 0.039396
F1_Commercial_Interruptible - Health_Existing_Water Heating_Natural Gas_Water Heater - Efficient Dishwasher_A_Achievable Economic RVT Potential | F1 | Commercial | Interruptible - Health | Existing | Water Heating | Natural Gas | Water Heater - Efficient Dishwasher | A | Integrated Unit Energy Savings (kWh or therms) | Achievable Economic RVT Potential | 0 | 0 | 98.483 | 96.2034 | 94.0477 | 91.9537 | 89.9166 | 87.887 | 85.9672 | 84.1724 | 82.5249 | 81.086 | 79.9514 | 79.1001 | 78.6537 | 78.201 | 77.8675 | 77.6026 | 77.3949 | 77.2278 | 77.1091 | 77.0249 | 76.9652 | 76.9225 | 76.8649 | 76.8504 | 76.8388
F2_Commercial_Interruptible - Health_Existing_Water Heating_Natural Gas_Water Heater - Efficient Dishwasher_A_Achievable Economic RVT Potential | F2 | Commercial | Interruptible - Health | Existing | Water Heating | Natural Gas | Water Heater - Efficient Dishwasher | A | Integrated Unit Summer Peak Savings (kW) | Achievable Economic RVT Potential | 0 | 0 | 0 | 0 | 0 | 0 | 0 | 0 | 0 | 0 | 0 | 0 | 0 | 0 | 0 | 0 | 0 | 0 | 0 | 0 | 0 | 0 | 0 | 0 | 0 | 0 | 0
F3_Commercial_Interruptible - Health_Existing_Water Heating_Natural Gas_Water Heater - Efficient Dishwasher_A_Achievable Economic RVT Potential | F3 | Commercial | Interruptible - Health | Existing | Water Heating | Natural Gas | Water Heater - Efficient Dishwasher | A | Integrated Unit Winter Peak Savings (kW) | Achievable Economic RVT Potential | 0 | 0 | 0 | 0 | 0 | 0 | 0 | 0 | 0 | 0 | 0 | 0 | 0 | 0 | 0 | 0 | 0 | 0 | 0 | 0 | 0 | 0 | 0 | 0 | 0 | 0 | 0
F4_Commercial_Interruptible - Health_Existing_Water Heating_Natural Gas_Water Heater - Efficient Dishwasher_A_Achievable Economic RVT Potential | F4 | Commercial | Interruptible - Health | Existing | Water Heating | Natural Gas | Water Heater - Efficient Dishwasher | A | Incremental Energy Savings (MWh or mTherms) | Achievable Economic RVT Potential | 0 | 0 | 0.0038669 | 0.0056948 | 0.0083366 | 0.010984 | 0.013974 | 0.018669 | 0.021976 | 0.022456 | 0.019552 | 0.014195 | 0.0083814 | 0.0039054 | 0 | 0 | 0 | 0 | 0 | 0 | 0 | 0 | 0 | 0 | 0 | 0 | 0
F5_Commercial_Interruptible - Health_Existing_Water Heating_Natural Gas_Water Heater - Efficient Dishwasher_A_Achievable Economic RVT Potential | F5 | Commercial | Interruptible - Health | Existing | Water Heating | Natural Gas | Water Heater - Efficient Dishwasher | A | Incremental Summer Peak Savings (MW) | Achievable Economic RVT Potential | 0 | 0 | 0 | 0 | 0 | 0 | 0 | 0 | 0 | 0 | 0 | 0 | 0 | 0 | 0 | 0 | 0 | 0 | 0 | 0 | 0 | 0 | 0 | 0 | 0 | 0 | 0
F6_Commercial_Interruptible - Health_Existing_Water Heating_Natural Gas_Water Heater - Efficient Dishwasher_A_Achievable Economic RVT Potential | F6 | Commercial | Interruptible - Health | Existing | Water Heating | Natural Gas | Water Heater - Efficient Dishwasher | A | Incremental Winter Peak Savings (MW) | Achievable Economic RVT Potential | 0 | 0 | 0 | 0 | 0 | 0 | 0 | 0 | 0 | 0 | 0 | 0 | 0 | 0 | 0 | 0 | 0 | 0 | 0 | 0 | 0 | 0 | 0 | 0 | 0 | 0 | 0
F7_Commercial_Interruptible - Health_Existing_Water Heating_Natural Gas_Water Heater - Efficient Dishwasher_A_Achievable Economic RVT Potential | F7 | Commercial | Interruptible - Health | Existing | Water Heating | Natural Gas | Water Heater - Efficient Dishwasher | A | Cumulative Energy Savings (MWh or mTherms) | Achievable Economic RVT Potential | 0 | 0 | 0.0038669 | 0.0094722 | 0.017597 | 0.028189 | 0.041538 | 0.059269 | 0.079951 | 0.10074 | 0.11832 | 0.13045 | 0.13701 | 0.13945 | 0.13867 | 0.13787 | 0.13728 | 0.13681 | 0.13645 | 0.13615 | 0.13594 | 0.13579 | 0.13569 | 0.13561 | 0.13551 | 0.13549 | 0.13547
F8_Commercial_Interruptible - Health_Existing_Water Heating_Natural Gas_Water Heater - Efficient Dishwasher_A_Achievable Economic RVT Potential | F8 | Commercial | Interruptible - Health | Existing | Water Heating | Natural Gas | Water Heater - Efficient Dishwasher | A | Cumulative Summer Peak Savings (MW) | Achievable Economic RVT Potential | 0 | 0 | 0 | 0 | 0 | 0 | 0 | 0 | 0 | 0 | 0 | 0 | 0 | 0 | 0 | 0 | 0 | 0 | 0 | 0 | 0 | 0 | 0 | 0 | 0 | 0 | 0
F9_Commercial_Interruptible - Health_Existing_Water Heating_Natural Gas_Water Heater - Efficient Dishwasher_A_Achievable Economic RVT Potential | F9 | Commercial | Interruptible - Health | Existing | Water Heating | Natural Gas | Water Heater - Efficient Dishwasher | A | Cumulative Winter Peak Savings (MW) | Achievable Economic RVT Potential | 0 | 0 | 0 | 0 | 0 | 0 | 0 | 0 | 0 | 0 | 0 | 0 | 0 | 0 | 0 | 0 | 0 | 0 | 0 | 0 | 0 | 0 | 0 | 0 | 0 | 0 | 0
F10_Commercial_Interruptible - Health_Existing_Water Heating_Natural Gas_Water Heater - Efficient Dishwasher_A_Achievable Economic RVT Potential | F10 | Commercial | Interruptible - Health | Existing | Water Heating | Natural Gas | Water Heater - Efficient Dishwasher | A | Purchases (Incremental) | Achievable Economic RVT Potential | 0 | 0 | 0.039265 | 0.059195 | 0.088643 | 0.11945 | 0.15541 | 0.21242 | 0.25564 | 0.26678 | 0.23692 | 0.17506 | 0.10483 | 0.049373 | 0 | 0 | 0 | 0 | 0 | 0 | 0 | 0 | 0 | 0 | 0 | 0 | 0
F11_Commercial_Interruptible - Health_Existing_Water Heating_Natural Gas_Water Heater - Efficient Dishwasher_A_Achievable Economic RVT Potential | F11 | Commercial | Interruptible - Health | Existing | Water Heating | Natural Gas | Water Heater - Efficient Dishwasher | A | Purchases (Cumulative) | Achievable Economic RVT Potential | 0 | 0 | 0.039265 | 0.09846 | 0.1871 | 0.30655 | 0.46196 | 0.67438 | 0.93002 | 1.1968 | 1.4337 | 1.6088 | 1.7136 | 1.763 | 1.763 | 1.763 | 1.763 | 1.763 | 1.763 | 1.763 | 1.763 | 1.763 | 1.763 | 1.763 | 1.763 | 1.763 | 1.763
F1_Commercial_Interruptible - Health_Existing_Water Heating_Natural Gas_Commercial Laundry - Alternative Dry-Cleaning Methods_A_Achievable Economic RVT Potential | F1 | Commercial | Interruptible - Health | Existing | Water Heating | Natural Gas | Commercial Laundry - Alternative Dry-Cleaning Methods | A | Integrated Unit Energy Savings (kWh or therms) | Achievable Economic RVT Potential | 0 | 0 | 0 | 0 | 0 | 0 | 0 | 0 | 0 | 0 | 0 | 0 | 0 | 0 | 0 | 0 | 0 | 0 | 0 | 0 | 0 | 0 | 0 | 0 | 0 | 0 | 0
F2_Commercial_Interruptible - Health_Existing_Water Heating_Natural Gas_Commercial Laundry - Alternative Dry-Cleaning Methods_A_Achievable Economic RVT Potential | F2 | Commercial | Interruptible - Health | Existing | Water Heating | Natural Gas | Commercial Laundry - Alternative Dry-Cleaning Methods | A | Integrated Unit Summer Peak Savings (kW) | Achievable Economic RVT Potential | 0 | 0 | 0 | 0 | 0 | 0 | 0 | 0 | 0 | 0 | 0 | 0 | 0 | 0 | 0 | 0 | 0 | 0 | 0 | 0 | 0 | 0 | 0 | 0 | 0 | 0 | 0
F3_Commercial_Interruptible - Health_Existing_Water Heating_Natural Gas_Commercial Laundry - Alternative Dry-Cleaning Methods_A_Achievable Economic RVT Potential | F3 | Commercial | Interruptible - Health | Existing | Water Heating | Natural Gas | Commercial Laundry - Alternative Dry-Cleaning Methods | A | Integrated Unit Winter Peak Savings (kW) | Achievable Economic RVT Potential | 0 | 0 | 0 | 0 | 0 | 0 | 0 | 0 | 0 | 0 | 0 | 0 | 0 | 0 | 0 | 0 | 0 | 0 | 0 | 0 | 0 | 0 | 0 | 0 | 0 | 0 | 0
F4_Commercial_Interruptible - Health_Existing_Water Heating_Natural Gas_Commercial Laundry - Alternative Dry-Cleaning Methods_A_Achievable Economic RVT Potential | F4 | Commercial | Interruptible - Health | Existing | Water Heating | Natural Gas | Commercial Laundry - Alternative Dry-Cleaning Methods | A | Incremental Energy Savings (MWh or mTherms) | Achievable Economic RVT Potential | 0 | 0 | 0 | 0 | 0 | 0 | 0 | 0 | 0 | 0 | 0 | 0 | 0 | 0 | 0 | 0 | 0 | 0 | 0 | 0 | 0 | 0 | 0 | 0 | 0 | 0 | 0
F5_Commercial_Interruptible - Health_Existing_Water Heating_Natural Gas_Commercial Laundry - Alternative Dry-Cleaning Methods_A_Achievable Economic RVT Potential | F5 | Commercial | Interruptible - Health | Existing | Water Heating | Natural Gas | Commercial Laundry - Alternative Dry-Cleaning Methods | A | Incremental Summer Peak Savings (MW) | Achievable Economic RVT Potential | 0 | 0 | 0 | 0 | 0 | 0 | 0 | 0 | 0 | 0 | 0 | 0 | 0 | 0 | 0 | 0 | 0 | 0 | 0 | 0 | 0 | 0 | 0 | 0 | 0 | 0 | 0
F6_Commercial_Interruptible - Health_Existing_Water Heating_Natural Gas_Commercial Laundry - Alternative Dry-Cleaning Methods_A_Achievable Economic RVT Potential | F6 | Commercial | Interruptible - Health | Existing | Water Heating | Natural Gas | Commercial Laundry - Alternative Dry-Cleaning Methods | A | Incremental Winter Peak Savings (MW) | Achievable Economic RVT Potential | 0 | 0 | 0 | 0 | 0 | 0 | 0 | 0 | 0 | 0 | 0 | 0 | 0 | 0 | 0 | 0 | 0 | 0 | 0 | 0 | 0 | 0 | 0 | 0 | 0 | 0 | 0
F7_Commercial_Interruptible - Health_Existing_Water Heating_Natural Gas_Commercial Laundry - Alternative Dry-Cleaning Methods_A_Achievable Economic RVT Potential | F7 | Commercial | Interruptible - Health | Existing | Water Heating | Natural Gas | Commercial Laundry - Alternative Dry-Cleaning Methods | A | Cumulative Energy Savings (MWh or mTherms) | Achievable Economic RVT Potential | 0 | 0 | 0 | 0 | 0 | 0 | 0 | 0 | 0 | 0 | 0 | 0 | 0 | 0 | 0 | 0 | 0 | 0 | 0 | 0 | 0 | 0 | 0 | 0 | 0 | 0 | 0
F8_Commercial_Interruptible - Health_Existing_Water Heating_Natural Gas_Commercial Laundry - Alternative Dry-Cleaning Methods_A_Achievable Economic RVT Potential | F8 | Commercial | Interruptible - Health | Existing | Water Heating | Natural Gas | Commercial Laundry - Alternative Dry-Cleaning Methods | A | Cumulative Summer Peak Savings (MW) | Achievable Economic RVT Potential | 0 | 0 | 0 | 0 | 0 | 0 | 0 | 0 | 0 | 0 | 0 | 0 | 0 | 0 | 0 | 0 | 0 | 0 | 0 | 0 | 0 | 0 | 0 | 0 | 0 | 0 | 0
F9_Commercial_Interruptible - Health_Existing_Water Heating_Natural Gas_Commercial Laundry - Alternative Dry-Cleaning Methods_A_Achievable Economic RVT Potential | F9 | Commercial | Interruptible - Health | Existing | Water Heating | Natural Gas | Commercial Laundry - Alternative Dry-Cleaning Methods | A | Cumulative Winter Peak Savings (MW) | Achievable Economic RVT Potential | 0 | 0 | 0 | 0 | 0 | 0 | 0 | 0 | 0 | 0 | 0 | 0 | 0 | 0 | 0 | 0 | 0 | 0 | 0 | 0 | 0 | 0 | 0 | 0 | 0 | 0 | 0
F10_Commercial_Interruptible - Health_Existing_Water Heating_Natural Gas_Commercial Laundry - Alternative Dry-Cleaning Methods_A_Achievable Economic RVT Potential | F10 | Commercial | Interruptible - Health | Existing | Water Heating | Natural Gas | Commercial Laundry - Alternative Dry-Cleaning Methods | A | Purchases (Incremental) | Achievable Economic RVT Potential | 0 | 0 | 0 | 0 | 0 | 0 | 0 | 0 | 0 | 0 | 0 | 0 | 0 | 0 | 0 | 0 | 0 | 0 | 0 | 0 | 0 | 0 | 0 | 0 | 0 | 0 | 0
F11_Commercial_Interruptible - Health_Existing_Water Heating_Natural Gas_Commercial Laundry - Alternative Dry-Cleaning Methods_A_Achievable Economic RVT Potential | F11 | Commercial | Interruptible - Health | Existing | Water Heating | Natural Gas | Commercial Laundry - Alternative Dry-Cleaning Methods | A | Purchases (Cumulative) | Achievable Economic RVT Potential | 0 | 0 | 0 | 0 | 0 | 0 | 0 | 0 | 0 | 0 | 0 | 0 | 0 | 0 | 0 | 0 | 0 | 0 | 0 | 0 | 0 | 0 | 0 | 0 | 0 | 0 | 0
F1_Commercial_Interruptible - Health_Existing_Space Heating_Natural Gas_Advanced Kitchen Ventilation Controls_A_Achievable Economic RVT Potential | F1 | Commercial | Interruptible - Health | Existing | Space Heating | Natural Gas | Advanced Kitchen Ventilation Controls | A | Integrated Unit Energy Savings (kWh or therms) | Achievable Economic RVT Potential | 0 | 0 | 0.040873 | 0.040672 | 0.040448 | 0.040205 | 0.039934 | 0.039631 | 0.039288 | 0.038901 | 0.03847 | 0.037999 | 0.037499 | 0.036985 | 0.03648 | 0.036005 | 0.035579 | 0.035233 | 0.034971 | 0.034762 | 0.034615 | 0.034488 | 0.034442 | 0.034401 | 0.034363 | 0.034329 | 0.034298
F2_Commercial_Interruptible - Health_Existing_Space Heating_Natural Gas_Advanced Kitchen Ventilation Controls_A_Achievable Economic RVT Potential | F2 | Commercial | Interruptible - Health | Existing | Space Heating | Natural Gas | Advanced Kitchen Ventilation Controls | A | Integrated Unit Summer Peak Savings (kW) | Achievable Economic RVT Potential | 0 | 0 | 0 | 0 | 0 | 0 | 0 | 0 | 0 | 0 | 0 | 0 | 0 | 0 | 0 | 0 | 0 | 0 | 0 | 0 | 0 | 0 | 0 | 0 | 0 | 0 | 0
F3_Commercial_Interruptible - Health_Existing_Space Heating_Natural Gas_Advanced Kitchen Ventilation Controls_A_Achievable Economic RVT Potential | F3 | Commercial | Interruptible - Health | Existing | Space Heating | Natural Gas | Advanced Kitchen Ventilation Controls | A | Integrated Unit Winter Peak Savings (kW) | Achievable Economic RVT Potential | 0 | 0 | 0 | 0 | 0 | 0 | 0 | 0 | 0 | 0 | 0 | 0 | 0 | 0 | 0 | 0 | 0 | 0 | 0 | 0 | 0 | 0 | 0 | 0 | 0 | 0 | 0
F4_Commercial_Interruptible - Health_Existing_Space Heating_Natural Gas_Advanced Kitchen Ventilation Controls_A_Achievable Economic RVT Potential | F4 | Commercial | Interruptible - Health | Existing | Space Heating | Natural Gas | Advanced Kitchen Ventilation Controls | A | Incremental Energy Savings (MWh or mTherms) | Achievable Economic RVT Potential | 0 | 0 | 0 | 0 | 0 | 0 | 0 | 0 | 0 | 0 | 0 | 0 | 0 | 0 | 0 | 0 | 0 | 0 | 0 | 0 | 0 | 0 | 0 | 0 | 0 | 0 | 0
F5_Commercial_Interruptible - Health_Existing_Space Heating_Natural Gas_Advanced Kitchen Ventilation Controls_A_Achievable Economic RVT Potential | F5 | Commercial | Interruptible - Health | Existing | Space Heating | Natural Gas | Advanced Kitchen Ventilation Controls | A | Incremental Summer Peak Savings (MW) | Achievable Economic RVT Potential | 0 | 0 | 0 | 0 | 0 | 0 | 0 | 0 | 0 | 0 | 0 | 0 | 0 | 0 | 0 | 0 | 0 | 0 | 0 | 0 | 0 | 0 | 0 | 0 | 0 | 0 | 0
F6_Commercial_Interruptible - Health_Existing_Space Heating_Natural Gas_Advanced Kitchen Ventilation Controls_A_Achievable Economic RVT Potential | F6 | Commercial | Interruptible - Health | Existing | Space Heating | Natural Gas | Advanced Kitchen Ventilation Controls | A | Incremental Winter Peak Savings (MW) | Achievable Economic RVT Potential | 0 | 0 | 0 | 0 | 0 | 0 | 0 | 0 | 0 | 0 | 0 | 0 | 0 | 0 | 0 | 0 | 0 | 0 | 0 | 0 | 0 | 0 | 0 | 0 | 0 | 0 | 0
F7_Commercial_Interruptible - Health_Existing_Space Heating_Natural Gas_Advanced Kitchen Ventilation Controls_A_Achievable Economic RVT Potential | F7 | Commercial | Interruptible - Health | Existing | Space Heating | Natural Gas | Advanced Kitchen Ventilation Controls | A | Cumulative Energy Savings (MWh or mTherms) | Achievable Economic RVT Potential | 0 | 0 | 0 | 0 | 0 | 0 | 0 | 0 | 0 | 0 | 0 | 0 | 0 | 0 | 0 | 0 | 0 | 0 | 0 | 0 | 0 | 0 | 0 | 0 | 0 | 0 | 0
F8_Commercial_Interruptible - Health_Existing_Space Heating_Natural Gas_Advanced Kitchen Ventilation Controls_A_Achievable Economic RVT Potential | F8 | Commercial | Interruptible - Health | Existing | Space Heating | Natural Gas | Advanced Kitchen Ventilation Controls | A | Cumulative Summer Peak Savings (MW) | Achievable Economic RVT Potential | 0 | 0 | 0 | 0 | 0 | 0 | 0 | 0 | 0 | 0 | 0 | 0 | 0 | 0 | 0 | 0 | 0 | 0 | 0 | 0 | 0 | 0 | 0 | 0 | 0 | 0 | 0
F9_Commercial_Interruptible - Health_Existing_Space Heating_Natural Gas_Advanced Kitchen Ventilation Controls_A_Achievable Economic RVT Potential | F9 | Commercial | Interruptible - Health | Existing | Space Heating | Natural Gas | Advanced Kitchen Ventilation Controls | A | Cumulative Winter Peak Savings (MW) | Achievable Economic RVT Potential | 0 | 0 | 0 | 0 | 0 | 0 | 0 | 0 | 0 | 0 | 0 | 0 | 0 | 0 | 0 | 0 | 0 | 0 | 0 | 0 | 0 | 0 | 0 | 0 | 0 | 0 | 0
F10_Commercial_Interruptible - Health_Existing_Space Heating_Natural Gas_Advanced Kitchen Ventilation Controls_A_Achievable Economic RVT Potential | F10 | Commercial | Interruptible - Health | Existing | Space Heating | Natural Gas | Advanced Kitchen Ventilation Controls | A | Purchases (Incremental) | Achievable Economic RVT Potential | 0 | 0 | 0 | 0 | 0 | 0 | 0 | 0 | 0 | 0 | 0 | 0 | 0 | 0 | 0 | 0 | 0 | 0 | 0 | 0 | 0 | 0 | 0 | 0 | 0 | 0 | 0
F11_Commercial_Interruptible - Health_Existing_Space Heating_Natural Gas_Advanced Kitchen Ventilation Controls_A_Achievable Economic RVT Potential | F11 | Commercial | Interruptible - Health | Existing | Space Heating | Natural Gas | Advanced Kitchen Ventilation Controls | A | Purchases (Cumulative) | Achievable Economic RVT Potential | 0 | 0 | 0 | 0 | 0 | 0 | 0 | 0 | 0 | 0 | 0 | 0 | 0 | 0 | 0 | 0 | 0 | 0 | 0 | 0 | 0 | 0 | 0 | 0 | 0 | 0 | 0
F1_Commercial_Interruptible - Health_Existing_Space Heating_Natural Gas_Infiltration Control - Loading Dock Sealing_A_Achievable Economic RVT Potential | F1 | Commercial | Interruptible - Health | Existing | Space Heating | Natural Gas | Infiltration Control - Loading Dock Sealing | A | Integrated Unit Energy Savings (kWh or therms) | Achievable Economic RVT Potential | 0 | 0 | 212.9695 | 210.5164 | 207.7841 | 204.8196 | 201.555 | 197.9112 | 193.8578 | 189.3953 | 184.5635 | 179.453 | 174.2944 | 169.2131 | 164.3416 | 159.8169 | 155.7998 | 152.6095 | 150.2671 | 148.3859 | 147.0862 | 145.9195 | 145.7261 | 145.5498 | 145.389 | 145.2425 | 145.1089
F2_Commercial_Interruptible - Health_Existing_Space Heating_Natural Gas_Infiltration Control - Loading Dock Sealing_A_Achievable Economic RVT Potential | F2 | Commercial | Interruptible - Health | Existing | Space Heating | Natural Gas | Infiltration Control - Loading Dock Sealing | A | Integrated Unit Summer Peak Savings (kW) | Achievable Economic RVT Potential | 0 | 0 | 0 | 0 | 0 | 0 | 0 | 0 | 0 | 0 | 0 | 0 | 0 | 0 | 0 | 0 | 0 | 0 | 0 | 0 | 0 | 0 | 0 | 0 | 0 | 0 | 0
F3_Commercial_Interruptible - Health_Existing_Space Heating_Natural Gas_Infiltration Control - Loading Dock Sealing_A_Achievable Economic RVT Potential | F3 | Commercial | Interruptible - Health | Existing | Space Heating | Natural Gas | Infiltration Control - Loading Dock Sealing | A | Integrated Unit Winter Peak Savings (kW) | Achievable Economic RVT Potential | 0 | 0 | 0 | 0 | 0 | 0 | 0 | 0 | 0 | 0 | 0 | 0 | 0 | 0 | 0 | 0 | 0 | 0 | 0 | 0 | 0 | 0 | 0 | 0 | 0 | 0 | 0
F4_Commercial_Interruptible - Health_Existing_Space Heating_Natural Gas_Infiltration Control - Loading Dock Sealing_A_Achievable Economic RVT Potential | F4 | Commercial | Interruptible - Health | Existing | Space Heating | Natural Gas | Infiltration Control - Loading Dock Sealing | A | Incremental Energy Savings (MWh or mTherms) | Achievable Economic RVT Potential | 0 | 0 | 0 | 0 | 0 | 0 | 0 | 0 | 0 | 0 | 0 | 0 | 0 | 0 | 0 | 0 | 0 | 0 | 0 | 0 | 0 | 0 | 0 | 0 | 0 | 0 | 0
F5_Commercial_Interruptible - Health_Existing_Space Heating_Natural Gas_Infiltration Control - Loading Dock Sealing_A_Achievable Economic RVT Potential | F5 | Commercial | Interruptible - Health | Existing | Space Heating | Natural Gas | Infiltration Control - Loading Dock Sealing | A | Incremental Summer Peak Savings (MW) | Achievable Economic RVT Potential | 0 | 0 | 0 | 0 | 0 | 0 | 0 | 0 | 0 | 0 | 0 | 0 | 0 | 0 | 0 | 0 | 0 | 0 | 0 | 0 | 0 | 0 | 0 | 0 | 0 | 0 | 0
F6_Commercial_Interruptible - Health_Existing_Space Heating_Natural Gas_Infiltration Control - Loading Dock Sealing_A_Achievable Economic RVT Potential | F6 | Commercial | Interruptible - Health | Existing | Space Heating | Natural Gas | Infiltration Control - Loading Dock Sealing | A | Incremental Winter Peak Savings (MW) | Achievable Economic RVT Potential | 0 | 0 | 0 | 0 | 0 | 0 | 0 | 0 | 0 | 0 | 0 | 0 | 0 | 0 | 0 | 0 | 0 | 0 | 0 | 0 | 0 | 0 | 0 | 0 | 0 | 0 | 0
F7_Commercial_Interruptible - Health_Existing_Space Heating_Natural Gas_Infiltration Control - Loading Dock Sealing_A_Achievable Economic RVT Potential | F7 | Commercial | Interruptible - Health | Existing | Space Heating | Natural Gas | Infiltration Control - Loading Dock Sealing | A | Cumulative Energy Savings (MWh or mTherms) | Achievable Economic RVT Potential | 0 | 0 | 0 | 0 | 0 | 0 | 0 | 0 | 0 | 0 | 0 | 0 | 0 | 0 | 0 | 0 | 0 | 0 | 0 | 0 | 0 | 0 | 0 | 0 | 0 | 0 | 0
F8_Commercial_Interruptible - Health_Existing_Space Heating_Natural Gas_Infiltration Control - Loading Dock Sealing_A_Achievable Economic RVT Potential | F8 | Commercial | Interruptible - Health | Existing | Space Heating | Natural Gas | Infiltration Control - Loading Dock Sealing | A | Cumulative Summer Peak Savings (MW) | Achievable Economic RVT Potential | 0 | 0 | 0 | 0 | 0 | 0 | 0 | 0 | 0 | 0 | 0 | 0 | 0 | 0 | 0 | 0 | 0 | 0 | 0 | 0 | 0 | 0 | 0 | 0 | 0 | 0 | 0
F9_Commercial_Interruptible - Health_Existing_Space Heating_Natural Gas_Infiltration Control - Loading Dock Sealing_A_Achievable Economic RVT Potential | F9 | Commercial | Interruptible - Health | Existing | Space Heating | Natural Gas | Infiltration Control - Loading Dock Sealing | A | Cumulative Winter Peak Savings (MW) | Achievable Economic RVT Potential | 0 | 0 | 0 | 0 | 0 | 0 | 0 | 0 | 0 | 0 | 0 | 0 | 0 | 0 | 0 | 0 | 0 | 0 | 0 | 0 | 0 | 0 | 0 | 0 | 0 | 0 | 0
F10_Commercial_Interruptible - Health_Existing_Space Heating_Natural Gas_Infiltration Control - Loading Dock Sealing_A_Achievable Economic RVT Potential | F10 | Commercial | Interruptible - Health | Existing | Space Heating | Natural Gas | Infiltration Control - Loading Dock Sealing | A | Purchases (Incremental) | Achievable Economic RVT Potential | 0 | 0 | 0 | 0 | 0 | 0 | 0 | 0 | 0 | 0 | 0 | 0 | 0 | 0 | 0 | 0 | 0 | 0 | 0 | 0 | 0 | 0 | 0 | 0 | 0 | 0 | 0
F11_Commercial_Interruptible - Health_Existing_Space Heating_Natural Gas_Infiltration Control - Loading Dock Sealing_A_Achievable Economic RVT Potential | F11 | Commercial | Interruptible - Health | Existing | Space Heating | Natural Gas | Infiltration Control - Loading Dock Sealing | A | Purchases (Cumulative) | Achievable Economic RVT Potential | 0 | 0 | 0 | 0 | 0 | 0 | 0 | 0 | 0 | 0 | 0 | 0 | 0 | 0 | 0 | 0 | 0 | 0 | 0 | 0 | 0 | 0 | 0 | 0 | 0 | 0 | 0
F1_Commercial_Interruptible - Health_Existing_Space Heating_Natural Gas_Greenhouse Heat Curtain_A_Achievable Economic RVT Potential | F1 | Commercial | Interruptible - Health | Existing | Space Heating | Natural Gas | Greenhouse Heat Curtain | A | Integrated Unit Energy Savings (kWh or therms) | Achievable Economic RVT Potential | 0 | 0 | 186.305 | 184.7507 | 182.9858 | 181.0424 | 178.8593 | 176.3759 | 173.5449 | 170.3375 | 166.7563 | 162.8526 | 158.7298 | 154.5316 | 150.4368 | 146.6222 | 143.2364 | 140.5665 | 138.6357 | 137.1145 | 136.1102 | 135.2249 | 135.0466 | 134.884 | 134.7358 | 134.6008 | 134.4776
F2_Commercial_Interruptible - Health_Existing_Space Heating_Natural Gas_Greenhouse Heat Curtain_A_Achievable Economic RVT Potential | F2 | Commercial | Interruptible - Health | Existing | Space Heating | Natural Gas | Greenhouse Heat Curtain | A | Integrated Unit Summer Peak Savings (kW) | Achievable Economic RVT Potential | 0 | 0 | 0 | 0 | 0 | 0 | 0 | 0 | 0 | 0 | 0 | 0 | 0 | 0 | 0 | 0 | 0 | 0 | 0 | 0 | 0 | 0 | 0 | 0 | 0 | 0 | 0
F3_Commercial_Interruptible - Health_Existing_Space Heating_Natural Gas_Greenhouse Heat Curtain_A_Achievable Economic RVT Potential | F3 | Commercial | Interruptible - Health | Existing | Space Heating | Natural Gas | Greenhouse Heat Curtain | A | Integrated Unit Winter Peak Savings (kW) | Achievable Economic RVT Potential | 0 | 0 | 0 | 0 | 0 | 0 | 0 | 0 | 0 | 0 | 0 | 0 | 0 | 0 | 0 | 0 | 0 | 0 | 0 | 0 | 0 | 0 | 0 | 0 | 0 | 0 | 0
F4_Commercial_Interruptible - Health_Existing_Space Heating_Natural Gas_Greenhouse Heat Curtain_A_Achievable Economic RVT Potential | F4 | Commercial | Interruptible - Health | Existing | Space Heating | Natural Gas | Greenhouse Heat Curtain | A | Incremental Energy Savings (MWh or mTherms) | Achievable Economic RVT Potential | 0 | 0 | 0 | 0 | 0 | 0 | 0 | 0 | 0 | 0 | 0 | 0 | 0 | 0 | 0 | 0 | 0 | 0 | 0 | 0 | 0 | 0 | 0 | 0 | 0 | 0 | 0
F5_Commercial_Interruptible - Health_Existing_Space Heating_Natural Gas_Greenhouse Heat Curtain_A_Achievable Economic RVT Potential | F5 | Commercial | Interruptible - Health | Existing | Space Heating | Natural Gas | Greenhouse Heat Curtain | A | Incremental Summer Peak Savings (MW) | Achievable Economic RVT Potential | 0 | 0 | 0 | 0 | 0 | 0 | 0 | 0 | 0 | 0 | 0 | 0 | 0 | 0 | 0 | 0 | 0 | 0 | 0 | 0 | 0 | 0 | 0 | 0 | 0 | 0 | 0
F6_Commercial_Interruptible - Health_Existing_Space Heating_Natural Gas_Greenhouse Heat Curtain_A_Achievable Economic RVT Potential | F6 | Commercial | Interruptible - Health | Existing | Space Heating | Natural Gas | Greenhouse Heat Curtain | A | Incremental Winter Peak Savings (MW) | Achievable Economic RVT Potential | 0 | 0 | 0 | 0 | 0 | 0 | 0 | 0 | 0 | 0 | 0 | 0 | 0 | 0 | 0 | 0 | 0 | 0 | 0 | 0 | 0 | 0 | 0 | 0 | 0 | 0 | 0
F7_Commercial_Interruptible - Health_Existing_Space Heating_Natural Gas_Greenhouse Heat Curtain_A_Achievable Economic RVT Potential | F7 | Commercial | Interruptible - Health | Existing | Space Heating | Natural Gas | Greenhouse Heat Curtain | A | Cumulative Energy Savings (MWh or mTherms) | Achievable Economic RVT Potential | 0 | 0 | 0 | 0 | 0 | 0 | 0 | 0 | 0 | 0 | 0 | 0 | 0 | 0 | 0 | 0 | 0 | 0 | 0 | 0 | 0 | 0 | 0 | 0 | 0 | 0 | 0
F8_Commercial_Interruptible - Health_Existing_Space Heating_Natural Gas_Greenhouse Heat Curtain_A_Achievable Economic RVT Potential | F8 | Commercial | Interruptible - Health | Existing | Space Heating | Natural Gas | Greenhouse Heat Curtain | A | Cumulative Summer Peak Savings (MW) | Achievable Economic RVT Potential | 0 | 0 | 0 | 0 | 0 | 0 | 0 | 0 | 0 | 0 | 0 | 0 | 0 | 0 | 0 | 0 | 0 | 0 | 0 | 0 | 0 | 0 | 0 | 0 | 0 | 0 | 0
F9_Commercial_Interruptible - Health_Existing_Space Heating_Natural Gas_Greenhouse Heat Curtain_A_Achievable Economic RVT Potential | F9 | Commercial | Interruptible - Health | Existing | Space Heating | Natural Gas | Greenhouse Heat Curtain | A | Cumulative Winter Peak Savings (MW) | Achievable Economic RVT Potential | 0 | 0 | 0 | 0 | 0 | 0 | 0 | 0 | 0 | 0 | 0 | 0 | 0 | 0 | 0 | 0 | 0 | 0 | 0 | 0 | 0 | 0 | 0 | 0 | 0 | 0 | 0
F10_Commercial_Interruptible - Health_Existing_Space Heating_Natural Gas_Greenhouse Heat Curtain_A_Achievable Economic RVT Potential | F10 | Commercial | Interruptible - Health | Existing | Space Heating | Natural Gas | Greenhouse Heat Curtain | A | Purchases (Incremental) | Achievable Economic RVT Potential | 0 | 0 | 0 | 0 | 0 | 0 | 0 | 0 | 0 | 0 | 0 | 0 | 0 | 0 | 0 | 0 | 0 | 0 | 0 | 0 | 0 | 0 | 0 | 0 | 0 | 0 | 0
F11_Commercial_Interruptible - Health_Existing_Space Heating_Natural Gas_Greenhouse Heat Curtain_A_Achievable Economic RVT Potential | F11 | Commercial | Interruptible - Health | Existing | Space Heating | Natural Gas | Greenhouse Heat Curtain | A | Purchases (Cumulative) | Achievable Economic RVT Potential | 0 | 0 | 0 | 0 | 0 | 0 | 0 | 0 | 0 | 0 | 0 | 0 | 0 | 0 | 0 | 0 | 0 | 0 | 0 | 0 | 0 | 0 | 0 | 0 | 0 | 0 | 0
F1_Commercial_Interruptible - Health_Existing_Space Heating_Natural Gas_Ventilation - Parking Garages, Demand Controlled_A_Achievable Economic RVT Potential | F1 | Commercial | Interruptible - Health | Existing | Space Heating | Natural Gas | Ventilation - Parking Garages, Demand Controlled | A | Integrated Unit Energy Savings (kWh or therms) | Achievable Economic RVT Potential | 0 | 0 | 0 | 0 | 0 | 0 | 0 | 0 | 0 | 0 | 0 | 0 | 0 | 0 | 0 | 0 | 0 | 0 | 0 | 0 | 0 | 0 | 0 | 0 | 0 | 0 | 0
F2_Commercial_Interruptible - Health_Existing_Space Heating_Natural Gas_Ventilation - Parking Garages, Demand Controlled_A_Achievable Economic RVT Potential | F2 | Commercial | Interruptible - Health | Existing | Space Heating | Natural Gas | Ventilation - Parking Garages, Demand Controlled | A | Integrated Unit Summer Peak Savings (kW) | Achievable Economic RVT Potential | 0 | 0 | 0 | 0 | 0 | 0 | 0 | 0 | 0 | 0 | 0 | 0 | 0 | 0 | 0 | 0 | 0 | 0 | 0 | 0 | 0 | 0 | 0 | 0 | 0 | 0 | 0
F3_Commercial_Interruptible - Health_Existing_Space Heating_Natural Gas_Ventilation - Parking Garages, Demand Controlled_A_Achievable Economic RVT Potential | F3 | Commercial | Interruptible - Health | Existing | Space Heating | Natural Gas | Ventilation - Parking Garages, Demand Controlled | A | Integrated Unit Winter Peak Savings (kW) | Achievable Economic RVT Potential | 0 | 0 | 0 | 0 | 0 | 0 | 0 | 0 | 0 | 0 | 0 | 0 | 0 | 0 | 0 | 0 | 0 | 0 | 0 | 0 | 0 | 0 | 0 | 0 | 0 | 0 | 0
F4_Commercial_Interruptible - Health_Existing_Space Heating_Natural Gas_Ventilation - Parking Garages, Demand Controlled_A_Achievable Economic RVT Potential | F4 | Commercial | Interruptible - Health | Existing | Space Heating | Natural Gas | Ventilation - Parking Garages, Demand Controlled | A | Incremental Energy Savings (MWh or mTherms) | Achievable Economic RVT Potential | 0 | 0 | 0 | 0 | 0 | 0 | 0 | 0 | 0 | 0 | 0 | 0 | 0 | 0 | 0 | 0 | 0 | 0 | 0 | 0 | 0 | 0 | 0 | 0 | 0 | 0 | 0
F5_Commercial_Interruptible - Health_Existing_Space Heating_Natural Gas_Ventilation - Parking Garages, Demand Controlled_A_Achievable Economic RVT Potential | F5 | Commercial | Interruptible - Health | Existing | Space Heating | Natural Gas | Ventilation - Parking Garages, Demand Controlled | A | Incremental Summer Peak Savings (MW) | Achievable Economic RVT Potential | 0 | 0 | 0 | 0 | 0 | 0 | 0 | 0 | 0 | 0 | 0 | 0 | 0 | 0 | 0 | 0 | 0 | 0 | 0 | 0 | 0 | 0 | 0 | 0 | 0 | 0 | 0
F6_Commercial_Interruptible - Health_Existing_Space Heating_Natural Gas_Ventilation - Parking Garages, Demand Controlled_A_Achievable Economic RVT Potential | F6 | Commercial | Interruptible - Health | Existing | Space Heating | Natural Gas | Ventilation - Parking Garages, Demand Controlled | A | Incremental Winter Peak Savings (MW) | Achievable Economic RVT Potential | 0 | 0 | 0 | 0 | 0 | 0 | 0 | 0 | 0 | 0 | 0 | 0 | 0 | 0 | 0 | 0 | 0 | 0 | 0 | 0 | 0 | 0 | 0 | 0 | 0 | 0 | 0
F7_Commercial_Interruptible - Health_Existing_Space Heating_Natural Gas_Ventilation - Parking Garages, Demand Controlled_A_Achievable Economic RVT Potential | F7 | Commercial | Interruptible - Health | Existing | Space Heating | Natural Gas | Ventilation - Parking Garages, Demand Controlled | A | Cumulative Energy Savings (MWh or mTherms) | Achievable Economic RVT Potential | 0 | 0 | 0 | 0 | 0 | 0 | 0 | 0 | 0 | 0 | 0 | 0 | 0 | 0 | 0 | 0 | 0 | 0 | 0 | 0 | 0 | 0 | 0 | 0 | 0 | 0 | 0
F8_Commercial_Interruptible - Health_Existing_Space Heating_Natural Gas_Ventilation - Parking Garages, Demand Controlled_A_Achievable Economic RVT Potential | F8 | Commercial | Interruptible - Health | Existing | Space Heating | Natural Gas | Ventilation - Parking Garages, Demand Controlled | A | Cumulative Summer Peak Savings (MW) | Achievable Economic RVT Potential | 0 | 0 | 0 | 0 | 0 | 0 | 0 | 0 | 0 | 0 | 0 | 0 | 0 | 0 | 0 | 0 | 0 | 0 | 0 | 0 | 0 | 0 | 0 | 0 | 0 | 0 | 0
F9_Commercial_Interruptible - Health_Existing_Space Heating_Natural Gas_Ventilation - Parking Garages, Demand Controlled_A_Achievable Economic RVT Potential | F9 | Commercial | Interruptible - Health | Existing | Space Heating | Natural Gas | Ventilation - Parking Garages, Demand Controlled | A | Cumulative Winter Peak Savings (MW) | Achievable Economic RVT Potential | 0 | 0 | 0 | 0 | 0 | 0 | 0 | 0 | 0 | 0 | 0 | 0 | 0 | 0 | 0 | 0 | 0 | 0 | 0 | 0 | 0 | 0 | 0 | 0 | 0 | 0 | 0
F10_Commercial_Interruptible - Health_Existing_Space Heating_Natural Gas_Ventilation - Parking Garages, Demand Controlled_A_Achievable Economic RVT Potential | F10 | Commercial | Interruptible - Health | Existing | Space Heating | Natural Gas | Ventilation - Parking Garages, Demand Controlled | A | Purchases (Incremental) | Achievable Economic RVT Potential | 0 | 0 | 0 | 0 | 0 | 0 | 0 | 0 | 0 | 0 | 0 | 0 | 0 | 0 | 0 | 0 | 0 | 0 | 0 | 0 | 0 | 0 | 0 | 0 | 0 | 0 | 0
F11_Commercial_Interruptible - Health_Existing_Space Heating_Natural Gas_Ventilation - Parking Garages, Demand Controlled_A_Achievable Economic RVT Potential | F11 | Commercial | Interruptible - Health | Existing | Space Heating | Natural Gas | Ventilation - Parking Garages, Demand Controlled | A | Purchases (Cumulative) | Achievable Economic RVT Potential | 0 | 0 | 0 | 0 | 0 | 0 | 0 | 0 | 0 | 0 | 0 | 0 | 0 | 0 | 0 | 0 | 0 | 0 | 0 | 0 | 0 | 0 | 0 | 0 | 0 | 0 | 0
F1_Commercial_Interruptible - Health_Existing_Miscellaneous_Natural Gas_Pool Heater - Night Covers_A_Achievable Economic RVT Potential | F1 | Commercial | Interruptible - Health | Existing | Miscellaneous | Natural Gas | Pool Heater - Night Covers | A | Integrated Unit Energy Savings (kWh or therms) | Achievable Economic RVT Potential | 0 | 0 | 0 | 0 | 0 | 0 | 0 | 0 | 0 | 0 | 0 | 0 | 0 | 0 | 0 | 0 | 0 | 0 | 0 | 0 | 0 | 0 | 0 | 0 | 0 | 0 | 0
F2_Commercial_Interruptible - Health_Existing_Miscellaneous_Natural Gas_Pool Heater - Night Covers_A_Achievable Economic RVT Potential | F2 | Commercial | Interruptible - Health | Existing | Miscellaneous | Natural Gas | Pool Heater - Night Covers | A | Integrated Unit Summer Peak Savings (kW) | Achievable Economic RVT Potential | 0 | 0 | 0 | 0 | 0 | 0 | 0 | 0 | 0 | 0 | 0 | 0 | 0 | 0 | 0 | 0 | 0 | 0 | 0 | 0 | 0 | 0 | 0 | 0 | 0 | 0 | 0
F3_Commercial_Interruptible - Health_Existing_Miscellaneous_Natural Gas_Pool Heater - Night Covers_A_Achievable Economic RVT Potential | F3 | Commercial | Interruptible - Health | Existing | Miscellaneous | Natural Gas | Pool Heater - Night Covers | A | Integrated Unit Winter Peak Savings (kW) | Achievable Economic RVT Potential | 0 | 0 | 0 | 0 | 0 | 0 | 0 | 0 | 0 | 0 | 0 | 0 | 0 | 0 | 0 | 0 | 0 | 0 | 0 | 0 | 0 | 0 | 0 | 0 | 0 | 0 | 0
F4_Commercial_Interruptible - Health_Existing_Miscellaneous_Natural Gas_Pool Heater - Night Covers_A_Achievable Economic RVT Potential | F4 | Commercial | Interruptible - Health | Existing | Miscellaneous | Natural Gas | Pool Heater - Night Covers | A | Incremental Energy Savings (MWh or mTherms) | Achievable Economic RVT Potential | 0 | 0 | 0 | 0 | 0 | 0 | 0 | 0 | 0 | 0 | 0 | 0 | 0 | 0 | 0 | 0 | 0 | 0 | 0 | 0 | 0 | 0 | 0 | 0 | 0 | 0 | 0
F5_Commercial_Interruptible - Health_Existing_Miscellaneous_Natural Gas_Pool Heater - Night Covers_A_Achievable Economic RVT Potential | F5 | Commercial | Interruptible - Health | Existing | Miscellaneous | Natural Gas | Pool Heater - Night Covers | A | Incremental Summer Peak Savings (MW) | Achievable Economic RVT Potential | 0 | 0 | 0 | 0 | 0 | 0 | 0 | 0 | 0 | 0 | 0 | 0 | 0 | 0 | 0 | 0 | 0 | 0 | 0 | 0 | 0 | 0 | 0 | 0 | 0 | 0 | 0
F6_Commercial_Interruptible - Health_Existing_Miscellaneous_Natural Gas_Pool Heater - Night Covers_A_Achievable Economic RVT Potential | F6 | Commercial | Interruptible - Health | Existing | Miscellaneous | Natural Gas | Pool Heater - Night Covers | A | Incremental Winter Peak Savings (MW) | Achievable Economic RVT Potential | 0 | 0 | 0 | 0 | 0 | 0 | 0 | 0 | 0 | 0 | 0 | 0 | 0 | 0 | 0 | 0 | 0 | 0 | 0 | 0 | 0 | 0 | 0 | 0 | 0 | 0 | 0
F7_Commercial_Interruptible - Health_Existing_Miscellaneous_Natural Gas_Pool Heater - Night Covers_A_Achievable Economic RVT Potential | F7 | Commercial | Interruptible - Health | Existing | Miscellaneous | Natural Gas | Pool Heater - Night Covers | A | Cumulative Energy Savings (MWh or mTherms) | Achievable Economic RVT Potential | 0 | 0 | 0 | 0 | 0 | 0 | 0 | 0 | 0 | 0 | 0 | 0 | 0 | 0 | 0 | 0 | 0 | 0 | 0 | 0 | 0 | 0 | 0 | 0 | 0 | 0 | 0
F8_Commercial_Interruptible - Health_Existing_Miscellaneous_Natural Gas_Pool Heater - Night Covers_A_Achievable Economic RVT Potential | F8 | Commercial | Interruptible - Health | Existing | Miscellaneous | Natural Gas | Pool Heater - Night Covers | A | Cumulative Summer Peak Savings (MW) | Achievable Economic RVT Potential | 0 | 0 | 0 | 0 | 0 | 0 | 0 | 0 | 0 | 0 | 0 | 0 | 0 | 0 | 0 | 0 | 0 | 0 | 0 | 0 | 0 | 0 | 0 | 0 | 0 | 0 | 0
F9_Commercial_Interruptible - Health_Existing_Miscellaneous_Natural Gas_Pool Heater - Night Covers_A_Achievable Economic RVT Potential | F9 | Commercial | Interruptible - Health | Existing | Miscellaneous | Natural Gas | Pool Heater - Night Covers | A | Cumulative Winter Peak Savings (MW) | Achievable Economic RVT Potential | 0 | 0 | 0 | 0 | 0 | 0 | 0 | 0 | 0 | 0 | 0 | 0 | 0 | 0 | 0 | 0 | 0 | 0 | 0 | 0 | 0 | 0 | 0 | 0 | 0 | 0 | 0
F10_Commercial_Interruptible - Health_Existing_Miscellaneous_Natural Gas_Pool Heater - Night Covers_A_Achievable Economic RVT Potential | F10 | Commercial | Interruptible - Health | Existing | Miscellaneous | Natural Gas | Pool Heater - Night Covers | A | Purchases (Incremental) | Achievable Economic RVT Potential | 0 | 0 | 0 | 0 | 0 | 0 | 0 | 0 | 0 | 0 | 0 | 0 | 0 | 0 | 0 | 0 | 0 | 0 | 0 | 0 | 0 | 0 | 0 | 0 | 0 | 0 | 0
F11_Commercial_Interruptible - Health_Existing_Miscellaneous_Natural Gas_Pool Heater - Night Covers_A_Achievable Economic RVT Potential | F11 | Commercial | Interruptible - Health | Existing | Miscellaneous | Natural Gas | Pool Heater - Night Covers | A | Purchases (Cumulative) | Achievable Economic RVT Potential | 0 | 0 | 0 | 0 | 0 | 0 | 0 | 0 | 0 | 0 | 0 | 0 | 0 | 0 | 0 | 0 | 0 | 0 | 0 | 0 | 0 | 0 | 0 | 0 | 0 | 0 | 0
F1_Commercial_Interruptible - Health_Existing_Space Heating_Natural Gas_Advanced New Construction Designs_A_Achievable Economic RVT Potential | F1 | Commercial | Interruptible - Health | Existing | Space Heating | Natural Gas | Advanced New Construction Designs | A | Integrated Unit Energy Savings (kWh or therms) | Achievable Economic RVT Potential | 0 | 0 | 0 | 0 | 0 | 0 | 0 | 0 | 0 | 0 | 0 | 0 | 0 | 0 | 0 | 0 | 0 | 0 | 0 | 0 | 0 | 0 | 0 | 0 | 0 | 0 | 0
F2_Commercial_Interruptible - Health_Existing_Space Heating_Natural Gas_Advanced New Construction Designs_A_Achievable Economic RVT Potential | F2 | Commercial | Interruptible - Health | Existing | Space Heating | Natural Gas | Advanced New Construction Designs | A | Integrated Unit Summer Peak Savings (kW) | Achievable Economic RVT Potential | 0 | 0 | 0 | 0 | 0 | 0 | 0 | 0 | 0 | 0 | 0 | 0 | 0 | 0 | 0 | 0 | 0 | 0 | 0 | 0 | 0 | 0 | 0 | 0 | 0 | 0 | 0
F3_Commercial_Interruptible - Health_Existing_Space Heating_Natural Gas_Advanced New Construction Designs_A_Achievable Economic RVT Potential | F3 | Commercial | Interruptible - Health | Existing | Space Heating | Natural Gas | Advanced New Construction Designs | A | Integrated Unit Winter Peak Savings (kW) | Achievable Economic RVT Potential | 0 | 0 | 0 | 0 | 0 | 0 | 0 | 0 | 0 | 0 | 0 | 0 | 0 | 0 | 0 | 0 | 0 | 0 | 0 | 0 | 0 | 0 | 0 | 0 | 0 | 0 | 0
F4_Commercial_Interruptible - Health_Existing_Space Heating_Natural Gas_Advanced New Construction Designs_A_Achievable Economic RVT Potential | F4 | Commercial | Interruptible - Health | Existing | Space Heating | Natural Gas | Advanced New Construction Designs | A | Incremental Energy Savings (MWh or mTherms) | Achievable Economic RVT Potential | 0 | 0 | 0 | 0 | 0 | 0 | 0 | 0 | 0 | 0 | 0 | 0 | 0 | 0 | 0 | 0 | 0 | 0 | 0 | 0 | 0 | 0 | 0 | 0 | 0 | 0 | 0
F5_Commercial_Interruptible - Health_Existing_Space Heating_Natural Gas_Advanced New Construction Designs_A_Achievable Economic RVT Potential | F5 | Commercial | Interruptible - Health | Existing | Space Heating | Natural Gas | Advanced New Construction Designs | A | Incremental Summer Peak Savings (MW) | Achievable Economic RVT Potential | 0 | 0 | 0 | 0 | 0 | 0 | 0 | 0 | 0 | 0 | 0 | 0 | 0 | 0 | 0 | 0 | 0 | 0 | 0 | 0 | 0 | 0 | 0 | 0 | 0 | 0 | 0
F6_Commercial_Interruptible - Health_Existing_Space Heating_Natural Gas_Advanced New Construction Designs_A_Achievable Economic RVT Potential | F6 | Commercial | Interruptible - Health | Existing | Space Heating | Natural Gas | Advanced New Construction Designs | A | Incremental Winter Peak Savings (MW) | Achievable Economic RVT Potential | 0 | 0 | 0 | 0 | 0 | 0 | 0 | 0 | 0 | 0 | 0 | 0 | 0 | 0 | 0 | 0 | 0 | 0 | 0 | 0 | 0 | 0 | 0 | 0 | 0 | 0 | 0
F7_Commercial_Interruptible - Health_Existing_Space Heating_Natural Gas_Advanced New Construction Designs_A_Achievable Economic RVT Potential | F7 | Commercial | Interruptible - Health | Existing | Space Heating | Natural Gas | Advanced New Construction Designs | A | Cumulative Energy Savings (MWh or mTherms) | Achievable Economic RVT Potential | 0 | 0 | 0 | 0 | 0 | 0 | 0 | 0 | 0 | 0 | 0 | 0 | 0 | 0 | 0 | 0 | 0 | 0 | 0 | 0 | 0 | 0 | 0 | 0 | 0 | 0 | 0
F8_Commercial_Interruptible - Health_Existing_Space Heating_Natural Gas_Advanced New Construction Designs_A_Achievable Economic RVT Potential | F8 | Commercial | Interruptible - Health | Existing | Space Heating | Natural Gas | Advanced New Construction Designs | A | Cumulative Summer Peak Savings (MW) | Achievable Economic RVT Potential | 0 | 0 | 0 | 0 | 0 | 0 | 0 | 0 | 0 | 0 | 0 | 0 | 0 | 0 | 0 | 0 | 0 | 0 | 0 | 0 | 0 | 0 | 0 | 0 | 0 | 0 | 0
F9_Commercial_Interruptible - Health_Existing_Space Heating_Natural Gas_Advanced New Construction Designs_A_Achievable Economic RVT Potential | F9 | Commercial | Interruptible - Health | Existing | Space Heating | Natural Gas | Advanced New Construction Designs | A | Cumulative Winter Peak Savings (MW) | Achievable Economic RVT Potential | 0 | 0 | 0 | 0 | 0 | 0 | 0 | 0 | 0 | 0 | 0 | 0 | 0 | 0 | 0 | 0 | 0 | 0 | 0 | 0 | 0 | 0 | 0 | 0 | 0 | 0 | 0
F10_Commercial_Interruptible - Health_Existing_Space Heating_Natural Gas_Advanced New Construction Designs_A_Achievable Economic RVT Potential | F10 | Commercial | Interruptible - Health | Existing | Space Heating | Natural Gas | Advanced New Construction Designs | A | Purchases (Incremental) | Achievable Economic RVT Potential | 0 | 0 | 0 | 0 | 0 | 0 | 0 | 0 | 0 | 0 | 0 | 0 | 0 | 0 | 0 | 0 | 0 | 0 | 0 | 0 | 0 | 0 | 0 | 0 | 0 | 0 | 0
F11_Commercial_Interruptible - Health_Existing_Space Heating_Natural Gas_Advanced New Construction Designs_A_Achievable Economic RVT Potential | F11 | Commercial | Interruptible - Health | Existing | Space Heating | Natural Gas | Advanced New Construction Designs | A | Purchases (Cumulative) | Achievable Economic RVT Potential | 0 | 0 | 0 | 0 | 0 | 0 | 0 | 0 | 0 | 0 | 0 | 0 | 0 | 0 | 0 | 0 | 0 | 0 | 0 | 0 | 0 | 0 | 0 | 0 | 0 | 0 | 0
F1_Commercial_Interruptible - Health_Existing_Water Heating_Natural Gas_Advanced New Construction Designs_A_Achievable Economic RVT Potential | F1 | Commercial | Interruptible - Health | Existing | Water Heating | Natural Gas | Advanced New Construction Designs | A | Integrated Unit Energy Savings (kWh or therms) | Achievable Economic RVT Potential | 0 | 0 | 0 | 0 | 0 | 0 | 0 | 0 | 0 | 0 | 0 | 0 | 0 | 0 | 0 | 0 | 0 | 0 | 0 | 0 | 0 | 0 | 0 | 0 | 0 | 0 | 0
F2_Commercial_Interruptible - Health_Existing_Water Heating_Natural Gas_Advanced New Construction Designs_A_Achievable Economic RVT Potential | F2 | Commercial | Interruptible - Health | Existing | Water Heating | Natural Gas | Advanced New Construction Designs | A | Integrated Unit Summer Peak Savings (kW) | Achievable Economic RVT Potential | 0 | 0 | 0 | 0 | 0 | 0 | 0 | 0 | 0 | 0 | 0 | 0 | 0 | 0 | 0 | 0 | 0 | 0 | 0 | 0 | 0 | 0 | 0 | 0 | 0 | 0 | 0
F3_Commercial_Interruptible - Health_Existing_Water Heating_Natural Gas_Advanced New Construction Designs_A_Achievable Economic RVT Potential | F3 | Commercial | Interruptible - Health | Existing | Water Heating | Natural Gas | Advanced New Construction Designs | A | Integrated Unit Winter Peak Savings (kW) | Achievable Economic RVT Potential | 0 | 0 | 0 | 0 | 0 | 0 | 0 | 0 | 0 | 0 | 0 | 0 | 0 | 0 | 0 | 0 | 0 | 0 | 0 | 0 | 0 | 0 | 0 | 0 | 0 | 0 | 0
F4_Commercial_Interruptible - Health_Existing_Water Heating_Natural Gas_Advanced New Construction Designs_A_Achievable Economic RVT Potential | F4 | Commercial | Interruptible - Health | Existing | Water Heating | Natural Gas | Advanced New Construction Designs | A | Incremental Energy Savings (MWh or mTherms) | Achievable Economic RVT Potential | 0 | 0 | 0 | 0 | 0 | 0 | 0 | 0 | 0 | 0 | 0 | 0 | 0 | 0 | 0 | 0 | 0 | 0 | 0 | 0 | 0 | 0 | 0 | 0 | 0 | 0 | 0
F5_Commercial_Interruptible - Health_Existing_Water Heating_Natural Gas_Advanced New Construction Designs_A_Achievable Economic RVT Potential | F5 | Commercial | Interruptible - Health | Existing | Water Heating | Natural Gas | Advanced New Construction Designs | A | Incremental Summer Peak Savings (MW) | Achievable Economic RVT Potential | 0 | 0 | 0 | 0 | 0 | 0 | 0 | 0 | 0 | 0 | 0 | 0 | 0 | 0 | 0 | 0 | 0 | 0 | 0 | 0 | 0 | 0 | 0 | 0 | 0 | 0 | 0
F6_Commercial_Interruptible - Health_Existing_Water Heating_Natural Gas_Advanced New Construction Designs_A_Achievable Economic RVT Potential | F6 | Commercial | Interruptible - Health | Existing | Water Heating | Natural Gas | Advanced New Construction Designs | A | Incremental Winter Peak Savings (MW) | Achievable Economic RVT Potential | 0 | 0 | 0 | 0 | 0 | 0 | 0 | 0 | 0 | 0 | 0 | 0 | 0 | 0 | 0 | 0 | 0 | 0 | 0 | 0 | 0 | 0 | 0 | 0 | 0 | 0 | 0
F7_Commercial_Interruptible - Health_Existing_Water Heating_Natural Gas_Advanced New Construction Designs_A_Achievable Economic RVT Potential | F7 | Commercial | Interruptible - Health | Existing | Water Heating | Natural Gas | Advanced New Construction Designs | A | Cumulative Energy Savings (MWh or mTherms) | Achievable Economic RVT Potential | 0 | 0 | 0 | 0 | 0 | 0 | 0 | 0 | 0 | 0 | 0 | 0 | 0 | 0 | 0 | 0 | 0 | 0 | 0 | 0 | 0 | 0 | 0 | 0 | 0 | 0 | 0
F8_Commercial_Interruptible - Health_Existing_Water Heating_Natural Gas_Advanced New Construction Designs_A_Achievable Economic RVT Potential | F8 | Commercial | Interruptible - Health | Existing | Water Heating | Natural Gas | Advanced New Construction Designs | A | Cumulative Summer Peak Savings (MW) | Achievable Economic RVT Potential | 0 | 0 | 0 | 0 | 0 | 0 | 0 | 0 | 0 | 0 | 0 | 0 | 0 | 0 | 0 | 0 | 0 | 0 | 0 | 0 | 0 | 0 | 0 | 0 | 0 | 0 | 0
F9_Commercial_Interruptible - Health_Existing_Water Heating_Natural Gas_Advanced New Construction Designs_A_Achievable Economic RVT Potential | F9 | Commercial | Interruptible - Health | Existing | Water Heating | Natural Gas | Advanced New Construction Designs | A | Cumulative Winter Peak Savings (MW) | Achievable Economic RVT Potential | 0 | 0 | 0 | 0 | 0 | 0 | 0 | 0 | 0 | 0 | 0 | 0 | 0 | 0 | 0 | 0 | 0 | 0 | 0 | 0 | 0 | 0 | 0 | 0 | 0 | 0 | 0
F10_Commercial_Interruptible - Health_Existing_Water Heating_Natural Gas_Advanced New Construction Designs_A_Achievable Economic RVT Potential | F10 | Commercial | Interruptible - Health | Existing | Water Heating | Natural Gas | Advanced New Construction Designs | A | Purchases (Incremental) | Achievable Economic RVT Potential | 0 | 0 | 0 | 0 | 0 | 0 | 0 | 0 | 0 | 0 | 0 | 0 | 0 | 0 | 0 | 0 | 0 | 0 | 0 | 0 | 0 | 0 | 0 | 0 | 0 | 0 | 0
F11_Commercial_Interruptible - Health_Existing_Water Heating_Natural Gas_Advanced New Construction Designs_A_Achievable Economic RVT Potential | F11 | Commercial | Interruptible - Health | Existing | Water Heating | Natural Gas | Advanced New Construction Designs | A | Purchases (Cumulative) | Achievable Economic RVT Potential | 0 | 0 | 0 | 0 | 0 | 0 | 0 | 0 | 0 | 0 | 0 | 0 | 0 | 0 | 0 | 0 | 0 | 0 | 0 | 0 | 0 | 0 | 0 | 0 | 0 | 0 | 0
F1_Commercial_Interruptible - Health_Existing_Space Heating_Natural Gas_Strategic Energy Management_A_Achievable Economic RVT Potential | F1 | Commercial | Interruptible - Health | Existing | Space Heating | Natural Gas | Strategic Energy Management | A | Integrated Unit Energy Savings (kWh or therms) | Achievable Economic RVT Potential | 0 | 0 | 0.024834 | 0.024493 | 0.024118 | 0.023731 | 0.023327 | 0.022888 | 0.022402 | 0.021872 | 0.021306 | 0.020714 | 0.020119 | 0.019532 | 0.01897 | 0.018448 | 0.017984 | 0.017616 | 0.017345 | 0.017128 | 0.016978 | 0.016844 | 0.016821 | 0.016801 | 0.016782 | 0.016765 | 0.01675
F2_Commercial_Interruptible - Health_Existing_Space Heating_Natural Gas_Strategic Energy Management_A_Achievable Economic RVT Potential | F2 | Commercial | Interruptible - Health | Existing | Space Heating | Natural Gas | Strategic Energy Management | A | Integrated Unit Summer Peak Savings (kW) | Achievable Economic RVT Potential | 0 | 0 | 0 | 0 | 0 | 0 | 0 | 0 | 0 | 0 | 0 | 0 | 0 | 0 | 0 | 0 | 0 | 0 | 0 | 0 | 0 | 0 | 0 | 0 | 0 | 0 | 0
F3_Commercial_Interruptible - Health_Existing_Space Heating_Natural Gas_Strategic Energy Management_A_Achievable Economic RVT Potential | F3 | Commercial | Interruptible - Health | Existing | Space Heating | Natural Gas | Strategic Energy Management | A | Integrated Unit Winter Peak Savings (kW) | Achievable Economic RVT Potential | 0 | 0 | 0 | 0 | 0 | 0 | 0 | 0 | 0 | 0 | 0 | 0 | 0 | 0 | 0 | 0 | 0 | 0 | 0 | 0 | 0 | 0 | 0 | 0 | 0 | 0 | 0
F4_Commercial_Interruptible - Health_Existing_Space Heating_Natural Gas_Strategic Energy Management_A_Achievable Economic RVT Potential | F4 | Commercial | Interruptible - Health | Existing | Space Heating | Natural Gas | Strategic Energy Management | A | Incremental Energy Savings (MWh or mTherms) | Achievable Economic RVT Potential | 0 | 0 | 0 | 0 | 0 | 0 | 0 | 0 | 0 | 0 | 0 | 0 | 0 | 0 | 0 | 0 | 0 | 0 | 0 | 0 | 0 | 0 | 0 | 0 | 0 | 0 | 0
F5_Commercial_Interruptible - Health_Existing_Space Heating_Natural Gas_Strategic Energy Management_A_Achievable Economic RVT Potential | F5 | Commercial | Interruptible - Health | Existing | Space Heating | Natural Gas | Strategic Energy Management | A | Incremental Summer Peak Savings (MW) | Achievable Economic RVT Potential | 0 | 0 | 0 | 0 | 0 | 0 | 0 | 0 | 0 | 0 | 0 | 0 | 0 | 0 | 0 | 0 | 0 | 0 | 0 | 0 | 0 | 0 | 0 | 0 | 0 | 0 | 0
F6_Commercial_Interruptible - Health_Existing_Space Heating_Natural Gas_Strategic Energy Management_A_Achievable Economic RVT Potential | F6 | Commercial | Interruptible - Health | Existing | Space Heating | Natural Gas | Strategic Energy Management | A | Incremental Winter Peak Savings (MW) | Achievable Economic RVT Potential | 0 | 0 | 0 | 0 | 0 | 0 | 0 | 0 | 0 | 0 | 0 | 0 | 0 | 0 | 0 | 0 | 0 | 0 | 0 | 0 | 0 | 0 | 0 | 0 | 0 | 0 | 0
F7_Commercial_Interruptible - Health_Existing_Space Heating_Natural Gas_Strategic Energy Management_A_Achievable Economic RVT Potential | F7 | Commercial | Interruptible - Health | Existing | Space Heating | Natural Gas | Strategic Energy Management | A | Cumulative Energy Savings (MWh or mTherms) | Achievable Economic RVT Potential | 0 | 0 | 0 | 0 | 0 | 0 | 0 | 0 | 0 | 0 | 0 | 0 | 0 | 0 | 0 | 0 | 0 | 0 | 0 | 0 | 0 | 0 | 0 | 0 | 0 | 0 | 0
F8_Commercial_Interruptible - Health_Existing_Space Heating_Natural Gas_Strategic Energy Management_A_Achievable Economic RVT Potential | F8 | Commercial | Interruptible - Health | Existing | Space Heating | Natural Gas | Strategic Energy Management | A | Cumulative Summer Peak Savings (MW) | Achievable Economic RVT Potential | 0 | 0 | 0 | 0 | 0 | 0 | 0 | 0 | 0 | 0 | 0 | 0 | 0 | 0 | 0 | 0 | 0 | 0 | 0 | 0 | 0 | 0 | 0 | 0 | 0 | 0 | 0
F9_Commercial_Interruptible - Health_Existing_Space Heating_Natural Gas_Strategic Energy Management_A_Achievable Economic RVT Potential | F9 | Commercial | Interruptible - Health | Existing | Space Heating | Natural Gas | Strategic Energy Management | A | Cumulative Winter Peak Savings (MW) | Achievable Economic RVT Potential | 0 | 0 | 0 | 0 | 0 | 0 | 0 | 0 | 0 | 0 | 0 | 0 | 0 | 0 | 0 | 0 | 0 | 0 | 0 | 0 | 0 | 0 | 0 | 0 | 0 | 0 | 0
F10_Commercial_Interruptible - Health_Existing_Space Heating_Natural Gas_Strategic Energy Management_A_Achievable Economic RVT Potential | F10 | Commercial | Interruptible - Health | Existing | Space Heating | Natural Gas | Strategic Energy Management | A | Purchases (Incremental) | Achievable Economic RVT Potential | 0 | 0 | 0 | 0 | 0 | 0 | 0 | 0 | 0 | 0 | 0 | 0 | 0 | 0 | 0 | 0 | 0 | 0 | 0 | 0 | 0 | 0 | 0 | 0 | 0 | 0 | 0
F11_Commercial_Interruptible - Health_Existing_Space Heating_Natural Gas_Strategic Energy Management_A_Achievable Economic RVT Potential | F11 | Commercial | Interruptible - Health | Existing | Space Heating | Natural Gas | Strategic Energy Management | A | Purchases (Cumulative) | Achievable Economic RVT Potential | 0 | 0 | 0 | 0 | 0 | 0 | 0 | 0 | 0 | 0 | 0 | 0 | 0 | 0 | 0 | 0 | 0 | 0 | 0 | 0 | 0 | 0 | 0 | 0 | 0 | 0 | 0
F1_Commercial_Interruptible - Health_Existing_Water Heating_Natural Gas_Strategic Energy Management_A_Achievable Economic RVT Potential | F1 | Commercial | Interruptible - Health | Existing | Water Heating | Natural Gas | Strategic Energy Management | A | Integrated Unit Energy Savings (kWh or therms) | Achievable Economic RVT Potential | 0 | 0 | 0.022937 | 0.022372 | 0.021837 | 0.021334 | 0.020855 | 0.020377 | 0.019925 | 0.019501 | 0.019113 | 0.018774 | 0.018507 | 0.018307 | 0.018202 | 0.018096 | 0.018019 | 0.017958 | 0.01791 | 0.017871 | 0.017844 | 0.017824 | 0.01781 | 0.017801 | 0.017787 | 0.017784 | 0.017781
F2_Commercial_Interruptible - Health_Existing_Water Heating_Natural Gas_Strategic Energy Management_A_Achievable Economic RVT Potential | F2 | Commercial | Interruptible - Health | Existing | Water Heating | Natural Gas | Strategic Energy Management | A | Integrated Unit Summer Peak Savings (kW) | Achievable Economic RVT Potential | 0 | 0 | 0 | 0 | 0 | 0 | 0 | 0 | 0 | 0 | 0 | 0 | 0 | 0 | 0 | 0 | 0 | 0 | 0 | 0 | 0 | 0 | 0 | 0 | 0 | 0 | 0
F3_Commercial_Interruptible - Health_Existing_Water Heating_Natural Gas_Strategic Energy Management_A_Achievable Economic RVT Potential | F3 | Commercial | Interruptible - Health | Existing | Water Heating | Natural Gas | Strategic Energy Management | A | Integrated Unit Winter Peak Savings (kW) | Achievable Economic RVT Potential | 0 | 0 | 0 | 0 | 0 | 0 | 0 | 0 | 0 | 0 | 0 | 0 | 0 | 0 | 0 | 0 | 0 | 0 | 0 | 0 | 0 | 0 | 0 | 0 | 0 | 0 | 0
F4_Commercial_Interruptible - Health_Existing_Water Heating_Natural Gas_Strategic Energy Management_A_Achievable Economic RVT Potential | F4 | Commercial | Interruptible - Health | Existing | Water Heating | Natural Gas | Strategic Energy Management | A | Incremental Energy Savings (MWh or mTherms) | Achievable Economic RVT Potential | 0 | 0 | 0 | 0 | 0 | 0 | 0 | 0 | 0 | 0 | 0 | 0 | 0 | 0 | 0 | 0 | 0 | 0 | 0 | 0 | 0 | 0 | 0 | 0 | 0 | 0 | 0
F5_Commercial_Interruptible - Health_Existing_Water Heating_Natural Gas_Strategic Energy Management_A_Achievable Economic RVT Potential | F5 | Commercial | Interruptible - Health | Existing | Water Heating | Natural Gas | Strategic Energy Management | A | Incremental Summer Peak Savings (MW) | Achievable Economic RVT Potential | 0 | 0 | 0 | 0 | 0 | 0 | 0 | 0 | 0 | 0 | 0 | 0 | 0 | 0 | 0 | 0 | 0 | 0 | 0 | 0 | 0 | 0 | 0 | 0 | 0 | 0 | 0
F6_Commercial_Interruptible - Health_Existing_Water Heating_Natural Gas_Strategic Energy Management_A_Achievable Economic RVT Potential | F6 | Commercial | Interruptible - Health | Existing | Water Heating | Natural Gas | Strategic Energy Management | A | Incremental Winter Peak Savings (MW) | Achievable Economic RVT Potential | 0 | 0 | 0 | 0 | 0 | 0 | 0 | 0 | 0 | 0 | 0 | 0 | 0 | 0 | 0 | 0 | 0 | 0 | 0 | 0 | 0 | 0 | 0 | 0 | 0 | 0 | 0
F7_Commercial_Interruptible - Health_Existing_Water Heating_Natural Gas_Strategic Energy Management_A_Achievable Economic RVT Potential | F7 | Commercial | Interruptible - Health | Existing | Water Heating | Natural Gas | Strategic Energy Management | A | Cumulative Energy Savings (MWh or mTherms) | Achievable Economic RVT Potential | 0 | 0 | 0 | 0 | 0 | 0 | 0 | 0 | 0 | 0 | 0 | 0 | 0 | 0 | 0 | 0 | 0 | 0 | 0 | 0 | 0 | 0 | 0 | 0 | 0 | 0 | 0
F8_Commercial_Interruptible - Health_Existing_Water Heating_Natural Gas_Strategic Energy Management_A_Achievable Economic RVT Potential | F8 | Commercial | Interruptible - Health | Existing | Water Heating | Natural Gas | Strategic Energy Management | A | Cumulative Summer Peak Savings (MW) | Achievable Economic RVT Potential | 0 | 0 | 0 | 0 | 0 | 0 | 0 | 0 | 0 | 0 | 0 | 0 | 0 | 0 | 0 | 0 | 0 | 0 | 0 | 0 | 0 | 0 | 0 | 0 | 0 | 0 | 0
F9_Commercial_Interruptible - Health_Existing_Water Heating_Natural Gas_Strategic Energy Management_A_Achievable Economic RVT Potential | F9 | Commercial | Interruptible - Health | Existing | Water Heating | Natural Gas | Strategic Energy Management | A | Cumulative Winter Peak Savings (MW) | Achievable Economic RVT Potential | 0 | 0 | 0 | 0 | 0 | 0 | 0 | 0 | 0 | 0 | 0 | 0 | 0 | 0 | 0 | 0 | 0 | 0 | 0 | 0 | 0 | 0 | 0 | 0 | 0 | 0 | 0
F10_Commercial_Interruptible - Health_Existing_Water Heating_Natural Gas_Strategic Energy Management_A_Achievable Economic RVT Potential | F10 | Commercial | Interruptible - Health | Existing | Water Heating | Natural Gas | Strategic Energy Management | A | Purchases (Incremental) | Achievable Economic RVT Potential | 0 | 0 | 0 | 0 | 0 | 0 | 0 | 0 | 0 | 0 | 0 | 0 | 0 | 0 | 0 | 0 | 0 | 0 | 0 | 0 | 0 | 0 | 0 | 0 | 0 | 0 | 0
F11_Commercial_Interruptible - Health_Existing_Water Heating_Natural Gas_Strategic Energy Management_A_Achievable Economic RVT Potential | F11 | Commercial | Interruptible - Health | Existing | Water Heating | Natural Gas | Strategic Energy Management | A | Purchases (Cumulative) | Achievable Economic RVT Potential | 0 | 0 | 0 | 0 | 0 | 0 | 0 | 0 | 0 | 0 | 0 | 0 | 0 | 0 | 0 | 0 | 0 | 0 | 0 | 0 | 0 | 0 | 0 | 0 | 0 | 0 | 0
F1_Commercial_Interruptible - Health_Existing_Space Heating_Natural Gas_Retrocommissioning_A_Achievable Economic RVT Potential | F1 | Commercial | Interruptible - Health | Existing | Space Heating | Natural Gas | Retrocommissioning | A | Integrated Unit Energy Savings (kWh or therms) | Achievable Economic RVT Potential | 0 | 0 | 0.030517 | 0.030144 | 0.029727 | 0.029274 | 0.028775 | 0.028233 | 0.027634 | 0.026981 | 0.026282 | 0.025552 | 0.024818 | 0.024094 | 0.023401 | 0.022756 | 0.022184 | 0.02173 | 0.021397 | 0.021129 | 0.020944 | 0.020777 | 0.02075 | 0.020725 | 0.020702 | 0.020681 | 0.020662
F2_Commercial_Interruptible - Health_Existing_Space Heating_Natural Gas_Retrocommissioning_A_Achievable Economic RVT Potential | F2 | Commercial | Interruptible - Health | Existing | Space Heating | Natural Gas | Retrocommissioning | A | Integrated Unit Summer Peak Savings (kW) | Achievable Economic RVT Potential | 0 | 0 | 0 | 0 | 0 | 0 | 0 | 0 | 0 | 0 | 0 | 0 | 0 | 0 | 0 | 0 | 0 | 0 | 0 | 0 | 0 | 0 | 0 | 0 | 0 | 0 | 0
F3_Commercial_Interruptible - Health_Existing_Space Heating_Natural Gas_Retrocommissioning_A_Achievable Economic RVT Potential | F3 | Commercial | Interruptible - Health | Existing | Space Heating | Natural Gas | Retrocommissioning | A | Integrated Unit Winter Peak Savings (kW) | Achievable Economic RVT Potential | 0 | 0 | 0 | 0 | 0 | 0 | 0 | 0 | 0 | 0 | 0 | 0 | 0 | 0 | 0 | 0 | 0 | 0 | 0 | 0 | 0 | 0 | 0 | 0 | 0 | 0 | 0
F4_Commercial_Interruptible - Health_Existing_Space Heating_Natural Gas_Retrocommissioning_A_Achievable Economic RVT Potential | F4 | Commercial | Interruptible - Health | Existing | Space Heating | Natural Gas | Retrocommissioning | A | Incremental Energy Savings (MWh or mTherms) | Achievable Economic RVT Potential | 0 | 0 | 0 | 0 | 0 | 0 | 0 | 0 | 0 | 0 | 0 | 0 | 0 | 0 | 0 | 0 | 0 | 0 | 0 | 0 | 0 | 0 | 0 | 0 | 0 | 0 | 0
F5_Commercial_Interruptible - Health_Existing_Space Heating_Natural Gas_Retrocommissioning_A_Achievable Economic RVT Potential | F5 | Commercial | Interruptible - Health | Existing | Space Heating | Natural Gas | Retrocommissioning | A | Incremental Summer Peak Savings (MW) | Achievable Economic RVT Potential | 0 | 0 | 0 | 0 | 0 | 0 | 0 | 0 | 0 | 0 | 0 | 0 | 0 | 0 | 0 | 0 | 0 | 0 | 0 | 0 | 0 | 0 | 0 | 0 | 0 | 0 | 0
F6_Commercial_Interruptible - Health_Existing_Space Heating_Natural Gas_Retrocommissioning_A_Achievable Economic RVT Potential | F6 | Commercial | Interruptible - Health | Existing | Space Heating | Natural Gas | Retrocommissioning | A | Incremental Winter Peak Savings (MW) | Achievable Economic RVT Potential | 0 | 0 | 0 | 0 | 0 | 0 | 0 | 0 | 0 | 0 | 0 | 0 | 0 | 0 | 0 | 0 | 0 | 0 | 0 | 0 | 0 | 0 | 0 | 0 | 0 | 0 | 0
F7_Commercial_Interruptible - Health_Existing_Space Heating_Natural Gas_Retrocommissioning_A_Achievable Economic RVT Potential | F7 | Commercial | Interruptible - Health | Existing | Space Heating | Natural Gas | Retrocommissioning | A | Cumulative Energy Savings (MWh or mTherms) | Achievable Economic RVT Potential | 0 | 0 | 0 | 0 | 0 | 0 | 0 | 0 | 0 | 0 | 0 | 0 | 0 | 0 | 0 | 0 | 0 | 0 | 0 | 0 | 0 | 0 | 0 | 0 | 0 | 0 | 0
F8_Commercial_Interruptible - Health_Existing_Space Heating_Natural Gas_Retrocommissioning_A_Achievable Economic RVT Potential | F8 | Commercial | Interruptible - Health | Existing | Space Heating | Natural Gas | Retrocommissioning | A | Cumulative Summer Peak Savings (MW) | Achievable Economic RVT Potential | 0 | 0 | 0 | 0 | 0 | 0 | 0 | 0 | 0 | 0 | 0 | 0 | 0 | 0 | 0 | 0 | 0 | 0 | 0 | 0 | 0 | 0 | 0 | 0 | 0 | 0 | 0
F9_Commercial_Interruptible - Health_Existing_Space Heating_Natural Gas_Retrocommissioning_A_Achievable Economic RVT Potential | F9 | Commercial | Interruptible - Health | Existing | Space Heating | Natural Gas | Retrocommissioning | A | Cumulative Winter Peak Savings (MW) | Achievable Economic RVT Potential | 0 | 0 | 0 | 0 | 0 | 0 | 0 | 0 | 0 | 0 | 0 | 0 | 0 | 0 | 0 | 0 | 0 | 0 | 0 | 0 | 0 | 0 | 0 | 0 | 0 | 0 | 0
F10_Commercial_Interruptible - Health_Existing_Space Heating_Natural Gas_Retrocommissioning_A_Achievable Economic RVT Potential | F10 | Commercial | Interruptible - Health | Existing | Space Heating | Natural Gas | Retrocommissioning | A | Purchases (Incremental) | Achievable Economic RVT Potential | 0 | 0 | 0 | 0 | 0 | 0 | 0 | 0 | 0 | 0 | 0 | 0 | 0 | 0 | 0 | 0 | 0 | 0 | 0 | 0 | 0 | 0 | 0 | 0 | 0 | 0 | 0
F11_Commercial_Interruptible - Health_Existing_Space Heating_Natural Gas_Retrocommissioning_A_Achievable Economic RVT Potential | F11 | Commercial | Interruptible - Health | Existing | Space Heating | Natural Gas | Retrocommissioning | A | Purchases (Cumulative) | Achievable Economic RVT Potential | 0 | 0 | 0 | 0 | 0 | 0 | 0 | 0 | 0 | 0 | 0 | 0 | 0 | 0 | 0 | 0 | 0 | 0 | 0 | 0 | 0 | 0 | 0 | 0 | 0 | 0 | 0
F1_Commercial_Interruptible - Health_Existing_Water Heating_Natural Gas_Retrocommissioning_A_Achievable Economic RVT Potential | F1 | Commercial | Interruptible - Health | Existing | Water Heating | Natural Gas | Retrocommissioning | A | Integrated Unit Energy Savings (kWh or therms) | Achievable Economic RVT Potential | 0 | 0 | 0.028186 | 0.027533 | 0.026916 | 0.026316 | 0.025726 | 0.025136 | 0.024578 | 0.024056 | 0.023577 | 0.023159 | 0.022829 | 0.022583 | 0.022453 | 0.022323 | 0.022228 | 0.022152 | 0.022093 | 0.022045 | 0.022011 | 0.021987 | 0.02197 | 0.021958 | 0.021942 | 0.021937 | 0.021934
F2_Commercial_Interruptible - Health_Existing_Water Heating_Natural Gas_Retrocommissioning_A_Achievable Economic RVT Potential | F2 | Commercial | Interruptible - Health | Existing | Water Heating | Natural Gas | Retrocommissioning | A | Integrated Unit Summer Peak Savings (kW) | Achievable Economic RVT Potential | 0 | 0 | 0 | 0 | 0 | 0 | 0 | 0 | 0 | 0 | 0 | 0 | 0 | 0 | 0 | 0 | 0 | 0 | 0 | 0 | 0 | 0 | 0 | 0 | 0 | 0 | 0
F3_Commercial_Interruptible - Health_Existing_Water Heating_Natural Gas_Retrocommissioning_A_Achievable Economic RVT Potential | F3 | Commercial | Interruptible - Health | Existing | Water Heating | Natural Gas | Retrocommissioning | A | Integrated Unit Winter Peak Savings (kW) | Achievable Economic RVT Potential | 0 | 0 | 0 | 0 | 0 | 0 | 0 | 0 | 0 | 0 | 0 | 0 | 0 | 0 | 0 | 0 | 0 | 0 | 0 | 0 | 0 | 0 | 0 | 0 | 0 | 0 | 0
F4_Commercial_Interruptible - Health_Existing_Water Heating_Natural Gas_Retrocommissioning_A_Achievable Economic RVT Potential | F4 | Commercial | Interruptible - Health | Existing | Water Heating | Natural Gas | Retrocommissioning | A | Incremental Energy Savings (MWh or mTherms) | Achievable Economic RVT Potential | 0 | 0 | 0 | 0 | 0 | 0 | 0 | 0 | 0 | 0 | 0 | 0 | 0 | 0 | 0 | 0 | 0 | 0 | 0 | 0 | 0 | 0 | 0 | 0 | 0 | 0 | 0
F5_Commercial_Interruptible - Health_Existing_Water Heating_Natural Gas_Retrocommissioning_A_Achievable Economic RVT Potential | F5 | Commercial | Interruptible - Health | Existing | Water Heating | Natural Gas | Retrocommissioning | A | Incremental Summer Peak Savings (MW) | Achievable Economic RVT Potential | 0 | 0 | 0 | 0 | 0 | 0 | 0 | 0 | 0 | 0 | 0 | 0 | 0 | 0 | 0 | 0 | 0 | 0 | 0 | 0 | 0 | 0 | 0 | 0 | 0 | 0 | 0
F6_Commercial_Interruptible - Health_Existing_Water Heating_Natural Gas_Retrocommissioning_A_Achievable Economic RVT Potential | F6 | Commercial | Interruptible - Health | Existing | Water Heating | Natural Gas | Retrocommissioning | A | Incremental Winter Peak Savings (MW) | Achievable Economic RVT Potential | 0 | 0 | 0 | 0 | 0 | 0 | 0 | 0 | 0 | 0 | 0 | 0 | 0 | 0 | 0 | 0 | 0 | 0 | 0 | 0 | 0 | 0 | 0 | 0 | 0 | 0 | 0
F7_Commercial_Interruptible - Health_Existing_Water Heating_Natural Gas_Retrocommissioning_A_Achievable Economic RVT Potential | F7 | Commercial | Interruptible - Health | Existing | Water Heating | Natural Gas | Retrocommissioning | A | Cumulative Energy Savings (MWh or mTherms) | Achievable Economic RVT Potential | 0 | 0 | 0 | 0 | 0 | 0 | 0 | 0 | 0 | 0 | 0 | 0 | 0 | 0 | 0 | 0 | 0 | 0 | 0 | 0 | 0 | 0 | 0 | 0 | 0 | 0 | 0
F8_Commercial_Interruptible - Health_Existing_Water Heating_Natural Gas_Retrocommissioning_A_Achievable Economic RVT Potential | F8 | Commercial | Interruptible - Health | Existing | Water Heating | Natural Gas | Retrocommissioning | A | Cumulative Summer Peak Savings (MW) | Achievable Economic RVT Potential | 0 | 0 | 0 | 0 | 0 | 0 | 0 | 0 | 0 | 0 | 0 | 0 | 0 | 0 | 0 | 0 | 0 | 0 | 0 | 0 | 0 | 0 | 0 | 0 | 0 | 0 | 0
F9_Commercial_Interruptible - Health_Existing_Water Heating_Natural Gas_Retrocommissioning_A_Achievable Economic RVT Potential | F9 | Commercial | Interruptible - Health | Existing | Water Heating | Natural Gas | Retrocommissioning | A | Cumulative Winter Peak Savings (MW) | Achievable Economic RVT Potential | 0 | 0 | 0 | 0 | 0 | 0 | 0 | 0 | 0 | 0 | 0 | 0 | 0 | 0 | 0 | 0 | 0 | 0 | 0 | 0 | 0 | 0 | 0 | 0 | 0 | 0 | 0
F10_Commercial_Interruptible - Health_Existing_Water Heating_Natural Gas_Retrocommissioning_A_Achievable Economic RVT Potential | F10 | Commercial | Interruptible - Health | Existing | Water Heating | Natural Gas | Retrocommissioning | A | Purchases (Incremental) | Achievable Economic RVT Potential | 0 | 0 | 0 | 0 | 0 | 0 | 0 | 0 | 0 | 0 | 0 | 0 | 0 | 0 | 0 | 0 | 0 | 0 | 0 | 0 | 0 | 0 | 0 | 0 | 0 | 0 | 0
F11_Commercial_Interruptible - Health_Existing_Water Heating_Natural Gas_Retrocommissioning_A_Achievable Economic RVT Potential | F11 | Commercial | Interruptible - Health | Existing | Water Heating | Natural Gas | Retrocommissioning | A | Purchases (Cumulative) | Achievable Economic RVT Potential | 0 | 0 | 0 | 0 | 0 | 0 | 0 | 0 | 0 | 0 | 0 | 0 | 0 | 0 | 0 | 0 | 0 | 0 | 0 | 0 | 0 | 0 | 0 | 0 | 0 | 0 | 0
F1_Commercial_Interruptible - Health_New_Space Heating_Natural Gas_Insulation - Ceiling_A_Achievable Economic RVT Potential | F1 | Commercial | Interruptible - Health | New | Space Heating | Natural Gas | Insulation - Ceiling | A | Integrated Unit Energy Savings (kWh or therms) | Achievable Economic RVT Potential | 0 | 0 | 0 | 0 | 0 | 0 | 0 | 0 | 0 | 0 | 0 | 0 | 0 | 0 | 0 | 0 | 0 | 0 | 0 | 0 | 0 | 0 | 0 | 0 | 0 | 0 | 0
F2_Commercial_Interruptible - Health_New_Space Heating_Natural Gas_Insulation - Ceiling_A_Achievable Economic RVT Potential | F2 | Commercial | Interruptible - Health | New | Space Heating | Natural Gas | Insulation - Ceiling | A | Integrated Unit Summer Peak Savings (kW) | Achievable Economic RVT Potential | 0 | 0 | 0 | 0 | 0 | 0 | 0 | 0 | 0 | 0 | 0 | 0 | 0 | 0 | 0 | 0 | 0 | 0 | 0 | 0 | 0 | 0 | 0 | 0 | 0 | 0 | 0
F3_Commercial_Interruptible - Health_New_Space Heating_Natural Gas_Insulation - Ceiling_A_Achievable Economic RVT Potential | F3 | Commercial | Interruptible - Health | New | Space Heating | Natural Gas | Insulation - Ceiling | A | Integrated Unit Winter Peak Savings (kW) | Achievable Economic RVT Potential | 0 | 0 | 0 | 0 | 0 | 0 | 0 | 0 | 0 | 0 | 0 | 0 | 0 | 0 | 0 | 0 | 0 | 0 | 0 | 0 | 0 | 0 | 0 | 0 | 0 | 0 | 0
F4_Commercial_Interruptible - Health_New_Space Heating_Natural Gas_Insulation - Ceiling_A_Achievable Economic RVT Potential | F4 | Commercial | Interruptible - Health | New | Space Heating | Natural Gas | Insulation - Ceiling | A | Incremental Energy Savings (MWh or mTherms) | Achievable Economic RVT Potential | 0 | 0 | 0 | 0 | 0 | 0 | 0 | 0 | 0 | 0 | 0 | 0 | 0 | 0 | 0 | 0 | 0 | 0 | 0 | 0 | 0 | 0 | 0 | 0 | 0 | 0 | 0
F5_Commercial_Interruptible - Health_New_Space Heating_Natural Gas_Insulation - Ceiling_A_Achievable Economic RVT Potential | F5 | Commercial | Interruptible - Health | New | Space Heating | Natural Gas | Insulation - Ceiling | A | Incremental Summer Peak Savings (MW) | Achievable Economic RVT Potential | 0 | 0 | 0 | 0 | 0 | 0 | 0 | 0 | 0 | 0 | 0 | 0 | 0 | 0 | 0 | 0 | 0 | 0 | 0 | 0 | 0 | 0 | 0 | 0 | 0 | 0 | 0
F6_Commercial_Interruptible - Health_New_Space Heating_Natural Gas_Insulation - Ceiling_A_Achievable Economic RVT Potential | F6 | Commercial | Interruptible - Health | New | Space Heating | Natural Gas | Insulation - Ceiling | A | Incremental Winter Peak Savings (MW) | Achievable Economic RVT Potential | 0 | 0 | 0 | 0 | 0 | 0 | 0 | 0 | 0 | 0 | 0 | 0 | 0 | 0 | 0 | 0 | 0 | 0 | 0 | 0 | 0 | 0 | 0 | 0 | 0 | 0 | 0
F7_Commercial_Interruptible - Health_New_Space Heating_Natural Gas_Insulation - Ceiling_A_Achievable Economic RVT Potential | F7 | Commercial | Interruptible - Health | New | Space Heating | Natural Gas | Insulation - Ceiling | A | Cumulative Energy Savings (MWh or mTherms) | Achievable Economic RVT Potential | 0 | 0 | 0 | 0 | 0 | 0 | 0 | 0 | 0 | 0 | 0 | 0 | 0 | 0 | 0 | 0 | 0 | 0 | 0 | 0 | 0 | 0 | 0 | 0 | 0 | 0 | 0
F8_Commercial_Interruptible - Health_New_Space Heating_Natural Gas_Insulation - Ceiling_A_Achievable Economic RVT Potential | F8 | Commercial | Interruptible - Health | New | Space Heating | Natural Gas | Insulation - Ceiling | A | Cumulative Summer Peak Savings (MW) | Achievable Economic RVT Potential | 0 | 0 | 0 | 0 | 0 | 0 | 0 | 0 | 0 | 0 | 0 | 0 | 0 | 0 | 0 | 0 | 0 | 0 | 0 | 0 | 0 | 0 | 0 | 0 | 0 | 0 | 0
F9_Commercial_Interruptible - Health_New_Space Heating_Natural Gas_Insulation - Ceiling_A_Achievable Economic RVT Potential | F9 | Commercial | Interruptible - Health | New | Space Heating | Natural Gas | Insulation - Ceiling | A | Cumulative Winter Peak Savings (MW) | Achievable Economic RVT Potential | 0 | 0 | 0 | 0 | 0 | 0 | 0 | 0 | 0 | 0 | 0 | 0 | 0 | 0 | 0 | 0 | 0 | 0 | 0 | 0 | 0 | 0 | 0 | 0 | 0 | 0 | 0
F10_Commercial_Interruptible - Health_New_Space Heating_Natural Gas_Insulation - Ceiling_A_Achievable Economic RVT Potential | F10 | Commercial | Interruptible - Health | New | Space Heating | Natural Gas | Insulation - Ceiling | A | Purchases (Incremental) | Achievable Economic RVT Potential | 0 | 0 | 0 | 0 | 0 | 0 | 0 | 0 | 0 | 0 | 0 | 0 | 0 | 0 | 0 | 0 | 0 | 0 | 0 | 0 | 0 | 0 | 0 | 0 | 0 | 0 | 0
F11_Commercial_Interruptible - Health_New_Space Heating_Natural Gas_Insulation - Ceiling_A_Achievable Economic RVT Potential | F11 | Commercial | Interruptible - Health | New | Space Heating | Natural Gas | Insulation - Ceiling | A | Purchases (Cumulative) | Achievable Economic RVT Potential | 0 | 0 | 0 | 0 | 0 | 0 | 0 | 0 | 0 | 0 | 0 | 0 | 0 | 0 | 0 | 0 | 0 | 0 | 0 | 0 | 0 | 0 | 0 | 0 | 0 | 0 | 0
F1_Commercial_Interruptible - Health_New_Space Heating_Natural Gas_Insulation - Ducting_A_Achievable Economic RVT Potential | F1 | Commercial | Interruptible - Health | New | Space Heating | Natural Gas | Insulation - Ducting | A | Integrated Unit Energy Savings (kWh or therms) | Achievable Economic RVT Potential | 0 | 0 | 0 | 0 | 0 | 0 | 0 | 0 | 0 | 0 | 0 | 0 | 0 | 0 | 0 | 0 | 0 | 0 | 0 | 0 | 0 | 0 | 0 | 0 | 0 | 0 | 0
F2_Commercial_Interruptible - Health_New_Space Heating_Natural Gas_Insulation - Ducting_A_Achievable Economic RVT Potential | F2 | Commercial | Interruptible - Health | New | Space Heating | Natural Gas | Insulation - Ducting | A | Integrated Unit Summer Peak Savings (kW) | Achievable Economic RVT Potential | 0 | 0 | 0 | 0 | 0 | 0 | 0 | 0 | 0 | 0 | 0 | 0 | 0 | 0 | 0 | 0 | 0 | 0 | 0 | 0 | 0 | 0 | 0 | 0 | 0 | 0 | 0
F3_Commercial_Interruptible - Health_New_Space Heating_Natural Gas_Insulation - Ducting_A_Achievable Economic RVT Potential | F3 | Commercial | Interruptible - Health | New | Space Heating | Natural Gas | Insulation - Ducting | A | Integrated Unit Winter Peak Savings (kW) | Achievable Economic RVT Potential | 0 | 0 | 0 | 0 | 0 | 0 | 0 | 0 | 0 | 0 | 0 | 0 | 0 | 0 | 0 | 0 | 0 | 0 | 0 | 0 | 0 | 0 | 0 | 0 | 0 | 0 | 0
F4_Commercial_Interruptible - Health_New_Space Heating_Natural Gas_Insulation - Ducting_A_Achievable Economic RVT Potential | F4 | Commercial | Interruptible - Health | New | Space Heating | Natural Gas | Insulation - Ducting | A | Incremental Energy Savings (MWh or mTherms) | Achievable Economic RVT Potential | 0 | 0 | 0 | 0 | 0 | 0 | 0 | 0 | 0 | 0 | 0 | 0 | 0 | 0 | 0 | 0 | 0 | 0 | 0 | 0 | 0 | 0 | 0 | 0 | 0 | 0 | 0
F5_Commercial_Interruptible - Health_New_Space Heating_Natural Gas_Insulation - Ducting_A_Achievable Economic RVT Potential | F5 | Commercial | Interruptible - Health | New | Space Heating | Natural Gas | Insulation - Ducting | A | Incremental Summer Peak Savings (MW) | Achievable Economic RVT Potential | 0 | 0 | 0 | 0 | 0 | 0 | 0 | 0 | 0 | 0 | 0 | 0 | 0 | 0 | 0 | 0 | 0 | 0 | 0 | 0 | 0 | 0 | 0 | 0 | 0 | 0 | 0
F6_Commercial_Interruptible - Health_New_Space Heating_Natural Gas_Insulation - Ducting_A_Achievable Economic RVT Potential | F6 | Commercial | Interruptible - Health | New | Space Heating | Natural Gas | Insulation - Ducting | A | Incremental Winter Peak Savings (MW) | Achievable Economic RVT Potential | 0 | 0 | 0 | 0 | 0 | 0 | 0 | 0 | 0 | 0 | 0 | 0 | 0 | 0 | 0 | 0 | 0 | 0 | 0 | 0 | 0 | 0 | 0 | 0 | 0 | 0 | 0
F7_Commercial_Interruptible - Health_New_Space Heating_Natural Gas_Insulation - Ducting_A_Achievable Economic RVT Potential | F7 | Commercial | Interruptible - Health | New | Space Heating | Natural Gas | Insulation - Ducting | A | Cumulative Energy Savings (MWh or mTherms) | Achievable Economic RVT Potential | 0 | 0 | 0 | 0 | 0 | 0 | 0 | 0 | 0 | 0 | 0 | 0 | 0 | 0 | 0 | 0 | 0 | 0 | 0 | 0 | 0 | 0 | 0 | 0 | 0 | 0 | 0
F8_Commercial_Interruptible - Health_New_Space Heating_Natural Gas_Insulation - Ducting_A_Achievable Economic RVT Potential | F8 | Commercial | Interruptible - Health | New | Space Heating | Natural Gas | Insulation - Ducting | A | Cumulative Summer Peak Savings (MW) | Achievable Economic RVT Potential | 0 | 0 | 0 | 0 | 0 | 0 | 0 | 0 | 0 | 0 | 0 | 0 | 0 | 0 | 0 | 0 | 0 | 0 | 0 | 0 | 0 | 0 | 0 | 0 | 0 | 0 | 0
F9_Commercial_Interruptible - Health_New_Space Heating_Natural Gas_Insulation - Ducting_A_Achievable Economic RVT Potential | F9 | Commercial | Interruptible - Health | New | Space Heating | Natural Gas | Insulation - Ducting | A | Cumulative Winter Peak Savings (MW) | Achievable Economic RVT Potential | 0 | 0 | 0 | 0 | 0 | 0 | 0 | 0 | 0 | 0 | 0 | 0 | 0 | 0 | 0 | 0 | 0 | 0 | 0 | 0 | 0 | 0 | 0 | 0 | 0 | 0 | 0
F10_Commercial_Interruptible - Health_New_Space Heating_Natural Gas_Insulation - Ducting_A_Achievable Economic RVT Potential | F10 | Commercial | Interruptible - Health | New | Space Heating | Natural Gas | Insulation - Ducting | A | Purchases (Incremental) | Achievable Economic RVT Potential | 0 | 0 | 0 | 0 | 0 | 0 | 0 | 0 | 0 | 0 | 0 | 0 | 0 | 0 | 0 | 0 | 0 | 0 | 0 | 0 | 0 | 0 | 0 | 0 | 0 | 0 | 0
F11_Commercial_Interruptible - Health_New_Space Heating_Natural Gas_Insulation - Ducting_A_Achievable Economic RVT Potential | F11 | Commercial | Interruptible - Health | New | Space Heating | Natural Gas | Insulation - Ducting | A | Purchases (Cumulative) | Achievable Economic RVT Potential | 0 | 0 | 0 | 0 | 0 | 0 | 0 | 0 | 0 | 0 | 0 | 0 | 0 | 0 | 0 | 0 | 0 | 0 | 0 | 0 | 0 | 0 | 0 | 0 | 0 | 0 | 0
F1_Commercial_Interruptible - Health_New_Space Heating_Natural Gas_Insulation - Wall Cavity_A_Achievable Economic RVT Potential | F1 | Commercial | Interruptible - Health | New | Space Heating | Natural Gas | Insulation - Wall Cavity | A | Integrated Unit Energy Savings (kWh or therms) | Achievable Economic RVT Potential | 0 | 0 | 0 | 0 | 0 | 0 | 0 | 0 | 0 | 0 | 0 | 0 | 0 | 0 | 0 | 0 | 0 | 0 | 0 | 0 | 0 | 0 | 0 | 0 | 0 | 0 | 0
F2_Commercial_Interruptible - Health_New_Space Heating_Natural Gas_Insulation - Wall Cavity_A_Achievable Economic RVT Potential | F2 | Commercial | Interruptible - Health | New | Space Heating | Natural Gas | Insulation - Wall Cavity | A | Integrated Unit Summer Peak Savings (kW) | Achievable Economic RVT Potential | 0 | 0 | 0 | 0 | 0 | 0 | 0 | 0 | 0 | 0 | 0 | 0 | 0 | 0 | 0 | 0 | 0 | 0 | 0 | 0 | 0 | 0 | 0 | 0 | 0 | 0 | 0
F3_Commercial_Interruptible - Health_New_Space Heating_Natural Gas_Insulation - Wall Cavity_A_Achievable Economic RVT Potential | F3 | Commercial | Interruptible - Health | New | Space Heating | Natural Gas | Insulation - Wall Cavity | A | Integrated Unit Winter Peak Savings (kW) | Achievable Economic RVT Potential | 0 | 0 | 0 | 0 | 0 | 0 | 0 | 0 | 0 | 0 | 0 | 0 | 0 | 0 | 0 | 0 | 0 | 0 | 0 | 0 | 0 | 0 | 0 | 0 | 0 | 0 | 0
F4_Commercial_Interruptible - Health_New_Space Heating_Natural Gas_Insulation - Wall Cavity_A_Achievable Economic RVT Potential | F4 | Commercial | Interruptible - Health | New | Space Heating | Natural Gas | Insulation - Wall Cavity | A | Incremental Energy Savings (MWh or mTherms) | Achievable Economic RVT Potential | 0 | 0 | 0 | 0 | 0 | 0 | 0 | 0 | 0 | 0 | 0 | 0 | 0 | 0 | 0 | 0 | 0 | 0 | 0 | 0 | 0 | 0 | 0 | 0 | 0 | 0 | 0
F5_Commercial_Interruptible - Health_New_Space Heating_Natural Gas_Insulation - Wall Cavity_A_Achievable Economic RVT Potential | F5 | Commercial | Interruptible - Health | New | Space Heating | Natural Gas | Insulation - Wall Cavity | A | Incremental Summer Peak Savings (MW) | Achievable Economic RVT Potential | 0 | 0 | 0 | 0 | 0 | 0 | 0 | 0 | 0 | 0 | 0 | 0 | 0 | 0 | 0 | 0 | 0 | 0 | 0 | 0 | 0 | 0 | 0 | 0 | 0 | 0 | 0
F6_Commercial_Interruptible - Health_New_Space Heating_Natural Gas_Insulation - Wall Cavity_A_Achievable Economic RVT Potential | F6 | Commercial | Interruptible - Health | New | Space Heating | Natural Gas | Insulation - Wall Cavity | A | Incremental Winter Peak Savings (MW) | Achievable Economic RVT Potential | 0 | 0 | 0 | 0 | 0 | 0 | 0 | 0 | 0 | 0 | 0 | 0 | 0 | 0 | 0 | 0 | 0 | 0 | 0 | 0 | 0 | 0 | 0 | 0 | 0 | 0 | 0
F7_Commercial_Interruptible - Health_New_Space Heating_Natural Gas_Insulation - Wall Cavity_A_Achievable Economic RVT Potential | F7 | Commercial | Interruptible - Health | New | Space Heating | Natural Gas | Insulation - Wall Cavity | A | Cumulative Energy Savings (MWh or mTherms) | Achievable Economic RVT Potential | 0 | 0 | 0 | 0 | 0 | 0 | 0 | 0 | 0 | 0 | 0 | 0 | 0 | 0 | 0 | 0 | 0 | 0 | 0 | 0 | 0 | 0 | 0 | 0 | 0 | 0 | 0
F8_Commercial_Interruptible - Health_New_Space Heating_Natural Gas_Insulation - Wall Cavity_A_Achievable Economic RVT Potential | F8 | Commercial | Interruptible - Health | New | Space Heating | Natural Gas | Insulation - Wall Cavity | A | Cumulative Summer Peak Savings (MW) | Achievable Economic RVT Potential | 0 | 0 | 0 | 0 | 0 | 0 | 0 | 0 | 0 | 0 | 0 | 0 | 0 | 0 | 0 | 0 | 0 | 0 | 0 | 0 | 0 | 0 | 0 | 0 | 0 | 0 | 0
F9_Commercial_Interruptible - Health_New_Space Heating_Natural Gas_Insulation - Wall Cavity_A_Achievable Economic RVT Potential | F9 | Commercial | Interruptible - Health | New | Space Heating | Natural Gas | Insulation - Wall Cavity | A | Cumulative Winter Peak Savings (MW) | Achievable Economic RVT Potential | 0 | 0 | 0 | 0 | 0 | 0 | 0 | 0 | 0 | 0 | 0 | 0 | 0 | 0 | 0 | 0 | 0 | 0 | 0 | 0 | 0 | 0 | 0 | 0 | 0 | 0 | 0
F10_Commercial_Interruptible - Health_New_Space Heating_Natural Gas_Insulation - Wall Cavity_A_Achievable Economic RVT Potential | F10 | Commercial | Interruptible - Health | New | Space Heating | Natural Gas | Insulation - Wall Cavity | A | Purchases (Incremental) | Achievable Economic RVT Potential | 0 | 0 | 0 | 0 | 0 | 0 | 0 | 0 | 0 | 0 | 0 | 0 | 0 | 0 | 0 | 0 | 0 | 0 | 0 | 0 | 0 | 0 | 0 | 0 | 0 | 0 | 0
F11_Commercial_Interruptible - Health_New_Space Heating_Natural Gas_Insulation - Wall Cavity_A_Achievable Economic RVT Potential | F11 | Commercial | Interruptible - Health | New | Space Heating | Natural Gas | Insulation - Wall Cavity | A | Purchases (Cumulative) | Achievable Economic RVT Potential | 0 | 0 | 0 | 0 | 0 | 0 | 0 | 0 | 0 | 0 | 0 | 0 | 0 | 0 | 0 | 0 | 0 | 0 | 0 | 0 | 0 | 0 | 0 | 0 | 0 | 0 | 0
F1_Commercial_Interruptible - Health_New_Space Heating_Natural Gas_Green Roof - Vegetated Rooftop_A_Achievable Economic RVT Potential | F1 | Commercial | Interruptible - Health | New | Space Heating | Natural Gas | Green Roof - Vegetated Rooftop | A | Integrated Unit Energy Savings (kWh or therms) | Achievable Economic RVT Potential | 0 | 0 | 0 | 0 | 0 | 0 | 0 | 0 | 0 | 0 | 0 | 0 | 0 | 0 | 0 | 0 | 0 | 0 | 0 | 0 | 0 | 0 | 0 | 0 | 0 | 0 | 0
F2_Commercial_Interruptible - Health_New_Space Heating_Natural Gas_Green Roof - Vegetated Rooftop_A_Achievable Economic RVT Potential | F2 | Commercial | Interruptible - Health | New | Space Heating | Natural Gas | Green Roof - Vegetated Rooftop | A | Integrated Unit Summer Peak Savings (kW) | Achievable Economic RVT Potential | 0 | 0 | 0 | 0 | 0 | 0 | 0 | 0 | 0 | 0 | 0 | 0 | 0 | 0 | 0 | 0 | 0 | 0 | 0 | 0 | 0 | 0 | 0 | 0 | 0 | 0 | 0
F3_Commercial_Interruptible - Health_New_Space Heating_Natural Gas_Green Roof - Vegetated Rooftop_A_Achievable Economic RVT Potential | F3 | Commercial | Interruptible - Health | New | Space Heating | Natural Gas | Green Roof - Vegetated Rooftop | A | Integrated Unit Winter Peak Savings (kW) | Achievable Economic RVT Potential | 0 | 0 | 0 | 0 | 0 | 0 | 0 | 0 | 0 | 0 | 0 | 0 | 0 | 0 | 0 | 0 | 0 | 0 | 0 | 0 | 0 | 0 | 0 | 0 | 0 | 0 | 0
F4_Commercial_Interruptible - Health_New_Space Heating_Natural Gas_Green Roof - Vegetated Rooftop_A_Achievable Economic RVT Potential | F4 | Commercial | Interruptible - Health | New | Space Heating | Natural Gas | Green Roof - Vegetated Rooftop | A | Incremental Energy Savings (MWh or mTherms) | Achievable Economic RVT Potential | 0 | 0 | 0 | 0 | 0 | 0 | 0 | 0 | 0 | 0 | 0 | 0 | 0 | 0 | 0 | 0 | 0 | 0 | 0 | 0 | 0 | 0 | 0 | 0 | 0 | 0 | 0
F5_Commercial_Interruptible - Health_New_Space Heating_Natural Gas_Green Roof - Vegetated Rooftop_A_Achievable Economic RVT Potential | F5 | Commercial | Interruptible - Health | New | Space Heating | Natural Gas | Green Roof - Vegetated Rooftop | A | Incremental Summer Peak Savings (MW) | Achievable Economic RVT Potential | 0 | 0 | 0 | 0 | 0 | 0 | 0 | 0 | 0 | 0 | 0 | 0 | 0 | 0 | 0 | 0 | 0 | 0 | 0 | 0 | 0 | 0 | 0 | 0 | 0 | 0 | 0
F6_Commercial_Interruptible - Health_New_Space Heating_Natural Gas_Green Roof - Vegetated Rooftop_A_Achievable Economic RVT Potential | F6 | Commercial | Interruptible - Health | New | Space Heating | Natural Gas | Green Roof - Vegetated Rooftop | A | Incremental Winter Peak Savings (MW) | Achievable Economic RVT Potential | 0 | 0 | 0 | 0 | 0 | 0 | 0 | 0 | 0 | 0 | 0 | 0 | 0 | 0 | 0 | 0 | 0 | 0 | 0 | 0 | 0 | 0 | 0 | 0 | 0 | 0 | 0
F7_Commercial_Interruptible - Health_New_Space Heating_Natural Gas_Green Roof - Vegetated Rooftop_A_Achievable Economic RVT Potential | F7 | Commercial | Interruptible - Health | New | Space Heating | Natural Gas | Green Roof - Vegetated Rooftop | A | Cumulative Energy Savings (MWh or mTherms) | Achievable Economic RVT Potential | 0 | 0 | 0 | 0 | 0 | 0 | 0 | 0 | 0 | 0 | 0 | 0 | 0 | 0 | 0 | 0 | 0 | 0 | 0 | 0 | 0 | 0 | 0 | 0 | 0 | 0 | 0
F8_Commercial_Interruptible - Health_New_Space Heating_Natural Gas_Green Roof - Vegetated Rooftop_A_Achievable Economic RVT Potential | F8 | Commercial | Interruptible - Health | New | Space Heating | Natural Gas | Green Roof - Vegetated Rooftop | A | Cumulative Summer Peak Savings (MW) | Achievable Economic RVT Potential | 0 | 0 | 0 | 0 | 0 | 0 | 0 | 0 | 0 | 0 | 0 | 0 | 0 | 0 | 0 | 0 | 0 | 0 | 0 | 0 | 0 | 0 | 0 | 0 | 0 | 0 | 0
F9_Commercial_Interruptible - Health_New_Space Heating_Natural Gas_Green Roof - Vegetated Rooftop_A_Achievable Economic RVT Potential | F9 | Commercial | Interruptible - Health | New | Space Heating | Natural Gas | Green Roof - Vegetated Rooftop | A | Cumulative Winter Peak Savings (MW) | Achievable Economic RVT Potential | 0 | 0 | 0 | 0 | 0 | 0 | 0 | 0 | 0 | 0 | 0 | 0 | 0 | 0 | 0 | 0 | 0 | 0 | 0 | 0 | 0 | 0 | 0 | 0 | 0 | 0 | 0
F10_Commercial_Interruptible - Health_New_Space Heating_Natural Gas_Green Roof - Vegetated Rooftop_A_Achievable Economic RVT Potential | F10 | Commercial | Interruptible - Health | New | Space Heating | Natural Gas | Green Roof - Vegetated Rooftop | A | Purchases (Incremental) | Achievable Economic RVT Potential | 0 | 0 | 0 | 0 | 0 | 0 | 0 | 0 | 0 | 0 | 0 | 0 | 0 | 0 | 0 | 0 | 0 | 0 | 0 | 0 | 0 | 0 | 0 | 0 | 0 | 0 | 0
F11_Commercial_Interruptible - Health_New_Space Heating_Natural Gas_Green Roof - Vegetated Rooftop_A_Achievable Economic RVT Potential | F11 | Commercial | Interruptible - Health | New | Space Heating | Natural Gas | Green Roof - Vegetated Rooftop | A | Purchases (Cumulative) | Achievable Economic RVT Potential | 0 | 0 | 0 | 0 | 0 | 0 | 0 | 0 | 0 | 0 | 0 | 0 | 0 | 0 | 0 | 0 | 0 | 0 | 0 | 0 | 0 | 0 | 0 | 0 | 0 | 0 | 0
F1_Commercial_Interruptible - Health_New_Space Heating_Natural Gas_Ducting - Repair and Sealing_A_Achievable Economic RVT Potential | F1 | Commercial | Interruptible - Health | New | Space Heating | Natural Gas | Ducting - Repair and Sealing | A | Integrated Unit Energy Savings (kWh or therms) | Achievable Economic RVT Potential | 0 | 0 | 0 | 0 | 0 | 0 | 0 | 0 | 0 | 0 | 0 | 0 | 0 | 0 | 0 | 0 | 0 | 0 | 0 | 0 | 0 | 0 | 0 | 0 | 0 | 0 | 0
F2_Commercial_Interruptible - Health_New_Space Heating_Natural Gas_Ducting - Repair and Sealing_A_Achievable Economic RVT Potential | F2 | Commercial | Interruptible - Health | New | Space Heating | Natural Gas | Ducting - Repair and Sealing | A | Integrated Unit Summer Peak Savings (kW) | Achievable Economic RVT Potential | 0 | 0 | 0 | 0 | 0 | 0 | 0 | 0 | 0 | 0 | 0 | 0 | 0 | 0 | 0 | 0 | 0 | 0 | 0 | 0 | 0 | 0 | 0 | 0 | 0 | 0 | 0
F3_Commercial_Interruptible - Health_New_Space Heating_Natural Gas_Ducting - Repair and Sealing_A_Achievable Economic RVT Potential | F3 | Commercial | Interruptible - Health | New | Space Heating | Natural Gas | Ducting - Repair and Sealing | A | Integrated Unit Winter Peak Savings (kW) | Achievable Economic RVT Potential | 0 | 0 | 0 | 0 | 0 | 0 | 0 | 0 | 0 | 0 | 0 | 0 | 0 | 0 | 0 | 0 | 0 | 0 | 0 | 0 | 0 | 0 | 0 | 0 | 0 | 0 | 0
F4_Commercial_Interruptible - Health_New_Space Heating_Natural Gas_Ducting - Repair and Sealing_A_Achievable Economic RVT Potential | F4 | Commercial | Interruptible - Health | New | Space Heating | Natural Gas | Ducting - Repair and Sealing | A | Incremental Energy Savings (MWh or mTherms) | Achievable Economic RVT Potential | 0 | 0 | 0 | 0 | 0 | 0 | 0 | 0 | 0 | 0 | 0 | 0 | 0 | 0 | 0 | 0 | 0 | 0 | 0 | 0 | 0 | 0 | 0 | 0 | 0 | 0 | 0
F5_Commercial_Interruptible - Health_New_Space Heating_Natural Gas_Ducting - Repair and Sealing_A_Achievable Economic RVT Potential | F5 | Commercial | Interruptible - Health | New | Space Heating | Natural Gas | Ducting - Repair and Sealing | A | Incremental Summer Peak Savings (MW) | Achievable Economic RVT Potential | 0 | 0 | 0 | 0 | 0 | 0 | 0 | 0 | 0 | 0 | 0 | 0 | 0 | 0 | 0 | 0 | 0 | 0 | 0 | 0 | 0 | 0 | 0 | 0 | 0 | 0 | 0
F6_Commercial_Interruptible - Health_New_Space Heating_Natural Gas_Ducting - Repair and Sealing_A_Achievable Economic RVT Potential | F6 | Commercial | Interruptible - Health | New | Space Heating | Natural Gas | Ducting - Repair and Sealing | A | Incremental Winter Peak Savings (MW) | Achievable Economic RVT Potential | 0 | 0 | 0 | 0 | 0 | 0 | 0 | 0 | 0 | 0 | 0 | 0 | 0 | 0 | 0 | 0 | 0 | 0 | 0 | 0 | 0 | 0 | 0 | 0 | 0 | 0 | 0
F7_Commercial_Interruptible - Health_New_Space Heating_Natural Gas_Ducting - Repair and Sealing_A_Achievable Economic RVT Potential | F7 | Commercial | Interruptible - Health | New | Space Heating | Natural Gas | Ducting - Repair and Sealing | A | Cumulative Energy Savings (MWh or mTherms) | Achievable Economic RVT Potential | 0 | 0 | 0 | 0 | 0 | 0 | 0 | 0 | 0 | 0 | 0 | 0 | 0 | 0 | 0 | 0 | 0 | 0 | 0 | 0 | 0 | 0 | 0 | 0 | 0 | 0 | 0
F8_Commercial_Interruptible - Health_New_Space Heating_Natural Gas_Ducting - Repair and Sealing_A_Achievable Economic RVT Potential | F8 | Commercial | Interruptible - Health | New | Space Heating | Natural Gas | Ducting - Repair and Sealing | A | Cumulative Summer Peak Savings (MW) | Achievable Economic RVT Potential | 0 | 0 | 0 | 0 | 0 | 0 | 0 | 0 | 0 | 0 | 0 | 0 | 0 | 0 | 0 | 0 | 0 | 0 | 0 | 0 | 0 | 0 | 0 | 0 | 0 | 0 | 0
F9_Commercial_Interruptible - Health_New_Space Heating_Natural Gas_Ducting - Repair and Sealing_A_Achievable Economic RVT Potential | F9 | Commercial | Interruptible - Health | New | Space Heating | Natural Gas | Ducting - Repair and Sealing | A | Cumulative Winter Peak Savings (MW) | Achievable Economic RVT Potential | 0 | 0 | 0 | 0 | 0 | 0 | 0 | 0 | 0 | 0 | 0 | 0 | 0 | 0 | 0 | 0 | 0 | 0 | 0 | 0 | 0 | 0 | 0 | 0 | 0 | 0 | 0
F10_Commercial_Interruptible - Health_New_Space Heating_Natural Gas_Ducting - Repair and Sealing_A_Achievable Economic RVT Potential | F10 | Commercial | Interruptible - Health | New | Space Heating | Natural Gas | Ducting - Repair and Sealing | A | Purchases (Incremental) | Achievable Economic RVT Potential | 0 | 0 | 0 | 0 | 0 | 0 | 0 | 0 | 0 | 0 | 0 | 0 | 0 | 0 | 0 | 0 | 0 | 0 | 0 | 0 | 0 | 0 | 0 | 0 | 0 | 0 | 0
F11_Commercial_Interruptible - Health_New_Space Heating_Natural Gas_Ducting - Repair and Sealing_A_Achievable Economic RVT Potential | F11 | Commercial | Interruptible - Health | New | Space Heating | Natural Gas | Ducting - Repair and Sealing | A | Purchases (Cumulative) | Achievable Economic RVT Potential | 0 | 0 | 0 | 0 | 0 | 0 | 0 | 0 | 0 | 0 | 0 | 0 | 0 | 0 | 0 | 0 | 0 | 0 | 0 | 0 | 0 | 0 | 0 | 0 | 0 | 0 | 0
F1_Commercial_Interruptible - Health_New_Space Heating_Natural Gas_Windows - High Efficiency Glazing_A_Achievable Economic RVT Potential | F1 | Commercial | Interruptible - Health | New | Space Heating | Natural Gas | Windows - High Efficiency Glazing | A | Integrated Unit Energy Savings (kWh or therms) | Achievable Economic RVT Potential | 0 | 0 | 0 | 0 | 0 | 0 | 0 | 0 | 0 | 0 | 0 | 0 | 0 | 0 | 0 | 0 | 0 | 0 | 0 | 0 | 0 | 0 | 0 | 0 | 0 | 0 | 0
F2_Commercial_Interruptible - Health_New_Space Heating_Natural Gas_Windows - High Efficiency Glazing_A_Achievable Economic RVT Potential | F2 | Commercial | Interruptible - Health | New | Space Heating | Natural Gas | Windows - High Efficiency Glazing | A | Integrated Unit Summer Peak Savings (kW) | Achievable Economic RVT Potential | 0 | 0 | 0 | 0 | 0 | 0 | 0 | 0 | 0 | 0 | 0 | 0 | 0 | 0 | 0 | 0 | 0 | 0 | 0 | 0 | 0 | 0 | 0 | 0 | 0 | 0 | 0
F3_Commercial_Interruptible - Health_New_Space Heating_Natural Gas_Windows - High Efficiency Glazing_A_Achievable Economic RVT Potential | F3 | Commercial | Interruptible - Health | New | Space Heating | Natural Gas | Windows - High Efficiency Glazing | A | Integrated Unit Winter Peak Savings (kW) | Achievable Economic RVT Potential | 0 | 0 | 0 | 0 | 0 | 0 | 0 | 0 | 0 | 0 | 0 | 0 | 0 | 0 | 0 | 0 | 0 | 0 | 0 | 0 | 0 | 0 | 0 | 0 | 0 | 0 | 0
F4_Commercial_Interruptible - Health_New_Space Heating_Natural Gas_Windows - High Efficiency Glazing_A_Achievable Economic RVT Potential | F4 | Commercial | Interruptible - Health | New | Space Heating | Natural Gas | Windows - High Efficiency Glazing | A | Incremental Energy Savings (MWh or mTherms) | Achievable Economic RVT Potential | 0 | 0 | 0 | 0 | 0 | 0 | 0 | 0 | 0 | 0 | 0 | 0 | 0 | 0 | 0 | 0 | 0 | 0 | 0 | 0 | 0 | 0 | 0 | 0 | 0 | 0 | 0
F5_Commercial_Interruptible - Health_New_Space Heating_Natural Gas_Windows - High Efficiency Glazing_A_Achievable Economic RVT Potential | F5 | Commercial | Interruptible - Health | New | Space Heating | Natural Gas | Windows - High Efficiency Glazing | A | Incremental Summer Peak Savings (MW) | Achievable Economic RVT Potential | 0 | 0 | 0 | 0 | 0 | 0 | 0 | 0 | 0 | 0 | 0 | 0 | 0 | 0 | 0 | 0 | 0 | 0 | 0 | 0 | 0 | 0 | 0 | 0 | 0 | 0 | 0
F6_Commercial_Interruptible - Health_New_Space Heating_Natural Gas_Windows - High Efficiency Glazing_A_Achievable Economic RVT Potential | F6 | Commercial | Interruptible - Health | New | Space Heating | Natural Gas | Windows - High Efficiency Glazing | A | Incremental Winter Peak Savings (MW) | Achievable Economic RVT Potential | 0 | 0 | 0 | 0 | 0 | 0 | 0 | 0 | 0 | 0 | 0 | 0 | 0 | 0 | 0 | 0 | 0 | 0 | 0 | 0 | 0 | 0 | 0 | 0 | 0 | 0 | 0
F7_Commercial_Interruptible - Health_New_Space Heating_Natural Gas_Windows - High Efficiency Glazing_A_Achievable Economic RVT Potential | F7 | Commercial | Interruptible - Health | New | Space Heating | Natural Gas | Windows - High Efficiency Glazing | A | Cumulative Energy Savings (MWh or mTherms) | Achievable Economic RVT Potential | 0 | 0 | 0 | 0 | 0 | 0 | 0 | 0 | 0 | 0 | 0 | 0 | 0 | 0 | 0 | 0 | 0 | 0 | 0 | 0 | 0 | 0 | 0 | 0 | 0 | 0 | 0
F8_Commercial_Interruptible - Health_New_Space Heating_Natural Gas_Windows - High Efficiency Glazing_A_Achievable Economic RVT Potential | F8 | Commercial | Interruptible - Health | New | Space Heating | Natural Gas | Windows - High Efficiency Glazing | A | Cumulative Summer Peak Savings (MW) | Achievable Economic RVT Potential | 0 | 0 | 0 | 0 | 0 | 0 | 0 | 0 | 0 | 0 | 0 | 0 | 0 | 0 | 0 | 0 | 0 | 0 | 0 | 0 | 0 | 0 | 0 | 0 | 0 | 0 | 0
F9_Commercial_Interruptible - Health_New_Space Heating_Natural Gas_Windows - High Efficiency Glazing_A_Achievable Economic RVT Potential | F9 | Commercial | Interruptible - Health | New | Space Heating | Natural Gas | Windows - High Efficiency Glazing | A | Cumulative Winter Peak Savings (MW) | Achievable Economic RVT Potential | 0 | 0 | 0 | 0 | 0 | 0 | 0 | 0 | 0 | 0 | 0 | 0 | 0 | 0 | 0 | 0 | 0 | 0 | 0 | 0 | 0 | 0 | 0 | 0 | 0 | 0 | 0
F10_Commercial_Interruptible - Health_New_Space Heating_Natural Gas_Windows - High Efficiency Glazing_A_Achievable Economic RVT Potential | F10 | Commercial | Interruptible - Health | New | Space Heating | Natural Gas | Windows - High Efficiency Glazing | A | Purchases (Incremental) | Achievable Economic RVT Potential | 0 | 0 | 0 | 0 | 0 | 0 | 0 | 0 | 0 | 0 | 0 | 0 | 0 | 0 | 0 | 0 | 0 | 0 | 0 | 0 | 0 | 0 | 0 | 0 | 0 | 0 | 0
F11_Commercial_Interruptible - Health_New_Space Heating_Natural Gas_Windows - High Efficiency Glazing_A_Achievable Economic RVT Potential | F11 | Commercial | Interruptible - Health | New | Space Heating | Natural Gas | Windows - High Efficiency Glazing | A | Purchases (Cumulative) | Achievable Economic RVT Potential | 0 | 0 | 0 | 0 | 0 | 0 | 0 | 0 | 0 | 0 | 0 | 0 | 0 | 0 | 0 | 0 | 0 | 0 | 0 | 0 | 0 | 0 | 0 | 0 | 0 | 0 | 0
F1_Commercial_Interruptible - Health_New_Space Heating_Natural Gas_Windows - Secondary Glazing Systems_A_Achievable Economic RVT Potential | F1 | Commercial | Interruptible - Health | New | Space Heating | Natural Gas | Windows - Secondary Glazing Systems | A | Integrated Unit Energy Savings (kWh or therms) | Achievable Economic RVT Potential | 0 | 0 | 0 | 0 | 0 | 0 | 0 | 0 | 0 | 0 | 0 | 0 | 0 | 0 | 0 | 0 | 0 | 0 | 0 | 0 | 0 | 0 | 0 | 0 | 0 | 0 | 0
F2_Commercial_Interruptible - Health_New_Space Heating_Natural Gas_Windows - Secondary Glazing Systems_A_Achievable Economic RVT Potential | F2 | Commercial | Interruptible - Health | New | Space Heating | Natural Gas | Windows - Secondary Glazing Systems | A | Integrated Unit Summer Peak Savings (kW) | Achievable Economic RVT Potential | 0 | 0 | 0 | 0 | 0 | 0 | 0 | 0 | 0 | 0 | 0 | 0 | 0 | 0 | 0 | 0 | 0 | 0 | 0 | 0 | 0 | 0 | 0 | 0 | 0 | 0 | 0
F3_Commercial_Interruptible - Health_New_Space Heating_Natural Gas_Windows - Secondary Glazing Systems_A_Achievable Economic RVT Potential | F3 | Commercial | Interruptible - Health | New | Space Heating | Natural Gas | Windows - Secondary Glazing Systems | A | Integrated Unit Winter Peak Savings (kW) | Achievable Economic RVT Potential | 0 | 0 | 0 | 0 | 0 | 0 | 0 | 0 | 0 | 0 | 0 | 0 | 0 | 0 | 0 | 0 | 0 | 0 | 0 | 0 | 0 | 0 | 0 | 0 | 0 | 0 | 0
F4_Commercial_Interruptible - Health_New_Space Heating_Natural Gas_Windows - Secondary Glazing Systems_A_Achievable Economic RVT Potential | F4 | Commercial | Interruptible - Health | New | Space Heating | Natural Gas | Windows - Secondary Glazing Systems | A | Incremental Energy Savings (MWh or mTherms) | Achievable Economic RVT Potential | 0 | 0 | 0 | 0 | 0 | 0 | 0 | 0 | 0 | 0 | 0 | 0 | 0 | 0 | 0 | 0 | 0 | 0 | 0 | 0 | 0 | 0 | 0 | 0 | 0 | 0 | 0
F5_Commercial_Interruptible - Health_New_Space Heating_Natural Gas_Windows - Secondary Glazing Systems_A_Achievable Economic RVT Potential | F5 | Commercial | Interruptible - Health | New | Space Heating | Natural Gas | Windows - Secondary Glazing Systems | A | Incremental Summer Peak Savings (MW) | Achievable Economic RVT Potential | 0 | 0 | 0 | 0 | 0 | 0 | 0 | 0 | 0 | 0 | 0 | 0 | 0 | 0 | 0 | 0 | 0 | 0 | 0 | 0 | 0 | 0 | 0 | 0 | 0 | 0 | 0
F6_Commercial_Interruptible - Health_New_Space Heating_Natural Gas_Windows - Secondary Glazing Systems_A_Achievable Economic RVT Potential | F6 | Commercial | Interruptible - Health | New | Space Heating | Natural Gas | Windows - Secondary Glazing Systems | A | Incremental Winter Peak Savings (MW) | Achievable Economic RVT Potential | 0 | 0 | 0 | 0 | 0 | 0 | 0 | 0 | 0 | 0 | 0 | 0 | 0 | 0 | 0 | 0 | 0 | 0 | 0 | 0 | 0 | 0 | 0 | 0 | 0 | 0 | 0
F7_Commercial_Interruptible - Health_New_Space Heating_Natural Gas_Windows - Secondary Glazing Systems_A_Achievable Economic RVT Potential | F7 | Commercial | Interruptible - Health | New | Space Heating | Natural Gas | Windows - Secondary Glazing Systems | A | Cumulative Energy Savings (MWh or mTherms) | Achievable Economic RVT Potential | 0 | 0 | 0 | 0 | 0 | 0 | 0 | 0 | 0 | 0 | 0 | 0 | 0 | 0 | 0 | 0 | 0 | 0 | 0 | 0 | 0 | 0 | 0 | 0 | 0 | 0 | 0
F8_Commercial_Interruptible - Health_New_Space Heating_Natural Gas_Windows - Secondary Glazing Systems_A_Achievable Economic RVT Potential | F8 | Commercial | Interruptible - Health | New | Space Heating | Natural Gas | Windows - Secondary Glazing Systems | A | Cumulative Summer Peak Savings (MW) | Achievable Economic RVT Potential | 0 | 0 | 0 | 0 | 0 | 0 | 0 | 0 | 0 | 0 | 0 | 0 | 0 | 0 | 0 | 0 | 0 | 0 | 0 | 0 | 0 | 0 | 0 | 0 | 0 | 0 | 0
F9_Commercial_Interruptible - Health_New_Space Heating_Natural Gas_Windows - Secondary Glazing Systems_A_Achievable Economic RVT Potential | F9 | Commercial | Interruptible - Health | New | Space Heating | Natural Gas | Windows - Secondary Glazing Systems | A | Cumulative Winter Peak Savings (MW) | Achievable Economic RVT Potential | 0 | 0 | 0 | 0 | 0 | 0 | 0 | 0 | 0 | 0 | 0 | 0 | 0 | 0 | 0 | 0 | 0 | 0 | 0 | 0 | 0 | 0 | 0 | 0 | 0 | 0 | 0
F10_Commercial_Interruptible - Health_New_Space Heating_Natural Gas_Windows - Secondary Glazing Systems_A_Achievable Economic RVT Potential | F10 | Commercial | Interruptible - Health | New | Space Heating | Natural Gas | Windows - Secondary Glazing Systems | A | Purchases (Incremental) | Achievable Economic RVT Potential | 0 | 0 | 0 | 0 | 0 | 0 | 0 | 0 | 0 | 0 | 0 | 0 | 0 | 0 | 0 | 0 | 0 | 0 | 0 | 0 | 0 | 0 | 0 | 0 | 0 | 0 | 0
F11_Commercial_Interruptible - Health_New_Space Heating_Natural Gas_Windows - Secondary Glazing Systems_A_Achievable Economic RVT Potential | F11 | Commercial | Interruptible - Health | New | Space Heating | Natural Gas | Windows - Secondary Glazing Systems | A | Purchases (Cumulative) | Achievable Economic RVT Potential | 0 | 0 | 0 | 0 | 0 | 0 | 0 | 0 | 0 | 0 | 0 | 0 | 0 | 0 | 0 | 0 | 0 | 0 | 0 | 0 | 0 | 0 | 0 | 0 | 0 | 0 | 0
F1_Commercial_Interruptible - Health_New_Space Heating_Natural Gas_HVAC - Energy Recovery Ventilator_A_Achievable Economic RVT Potential | F1 | Commercial | Interruptible - Health | New | Space Heating | Natural Gas | HVAC - Energy Recovery Ventilator | A | Integrated Unit Energy Savings (kWh or therms) | Achievable Economic RVT Potential | 0 | 0 | 0 | 0 | 0 | 0 | 0 | 0 | 0 | 0 | 0 | 0 | 0 | 0 | 0 | 0 | 0 | 0 | 0 | 0 | 0 | 0 | 0 | 0 | 0 | 0 | 0
F2_Commercial_Interruptible - Health_New_Space Heating_Natural Gas_HVAC - Energy Recovery Ventilator_A_Achievable Economic RVT Potential | F2 | Commercial | Interruptible - Health | New | Space Heating | Natural Gas | HVAC - Energy Recovery Ventilator | A | Integrated Unit Summer Peak Savings (kW) | Achievable Economic RVT Potential | 0 | 0 | 0 | 0 | 0 | 0 | 0 | 0 | 0 | 0 | 0 | 0 | 0 | 0 | 0 | 0 | 0 | 0 | 0 | 0 | 0 | 0 | 0 | 0 | 0 | 0 | 0
F3_Commercial_Interruptible - Health_New_Space Heating_Natural Gas_HVAC - Energy Recovery Ventilator_A_Achievable Economic RVT Potential | F3 | Commercial | Interruptible - Health | New | Space Heating | Natural Gas | HVAC - Energy Recovery Ventilator | A | Integrated Unit Winter Peak Savings (kW) | Achievable Economic RVT Potential | 0 | 0 | 0 | 0 | 0 | 0 | 0 | 0 | 0 | 0 | 0 | 0 | 0 | 0 | 0 | 0 | 0 | 0 | 0 | 0 | 0 | 0 | 0 | 0 | 0 | 0 | 0
F4_Commercial_Interruptible - Health_New_Space Heating_Natural Gas_HVAC - Energy Recovery Ventilator_A_Achievable Economic RVT Potential | F4 | Commercial | Interruptible - Health | New | Space Heating | Natural Gas | HVAC - Energy Recovery Ventilator | A | Incremental Energy Savings (MWh or mTherms) | Achievable Economic RVT Potential | 0 | 0 | 0 | 0 | 0 | 0 | 0 | 0 | 0 | 0 | 0 | 0 | 0 | 0 | 0 | 0 | 0 | 0 | 0 | 0 | 0 | 0 | 0 | 0 | 0 | 0 | 0
F5_Commercial_Interruptible - Health_New_Space Heating_Natural Gas_HVAC - Energy Recovery Ventilator_A_Achievable Economic RVT Potential | F5 | Commercial | Interruptible - Health | New | Space Heating | Natural Gas | HVAC - Energy Recovery Ventilator | A | Incremental Summer Peak Savings (MW) | Achievable Economic RVT Potential | 0 | 0 | 0 | 0 | 0 | 0 | 0 | 0 | 0 | 0 | 0 | 0 | 0 | 0 | 0 | 0 | 0 | 0 | 0 | 0 | 0 | 0 | 0 | 0 | 0 | 0 | 0
F6_Commercial_Interruptible - Health_New_Space Heating_Natural Gas_HVAC - Energy Recovery Ventilator_A_Achievable Economic RVT Potential | F6 | Commercial | Interruptible - Health | New | Space Heating | Natural Gas | HVAC - Energy Recovery Ventilator | A | Incremental Winter Peak Savings (MW) | Achievable Economic RVT Potential | 0 | 0 | 0 | 0 | 0 | 0 | 0 | 0 | 0 | 0 | 0 | 0 | 0 | 0 | 0 | 0 | 0 | 0 | 0 | 0 | 0 | 0 | 0 | 0 | 0 | 0 | 0
F7_Commercial_Interruptible - Health_New_Space Heating_Natural Gas_HVAC - Energy Recovery Ventilator_A_Achievable Economic RVT Potential | F7 | Commercial | Interruptible - Health | New | Space Heating | Natural Gas | HVAC - Energy Recovery Ventilator | A | Cumulative Energy Savings (MWh or mTherms) | Achievable Economic RVT Potential | 0 | 0 | 0 | 0 | 0 | 0 | 0 | 0 | 0 | 0 | 0 | 0 | 0 | 0 | 0 | 0 | 0 | 0 | 0 | 0 | 0 | 0 | 0 | 0 | 0 | 0 | 0
F8_Commercial_Interruptible - Health_New_Space Heating_Natural Gas_HVAC - Energy Recovery Ventilator_A_Achievable Economic RVT Potential | F8 | Commercial | Interruptible - Health | New | Space Heating | Natural Gas | HVAC - Energy Recovery Ventilator | A | Cumulative Summer Peak Savings (MW) | Achievable Economic RVT Potential | 0 | 0 | 0 | 0 | 0 | 0 | 0 | 0 | 0 | 0 | 0 | 0 | 0 | 0 | 0 | 0 | 0 | 0 | 0 | 0 | 0 | 0 | 0 | 0 | 0 | 0 | 0
F9_Commercial_Interruptible - Health_New_Space Heating_Natural Gas_HVAC - Energy Recovery Ventilator_A_Achievable Economic RVT Potential | F9 | Commercial | Interruptible - Health | New | Space Heating | Natural Gas | HVAC - Energy Recovery Ventilator | A | Cumulative Winter Peak Savings (MW) | Achievable Economic RVT Potential | 0 | 0 | 0 | 0 | 0 | 0 | 0 | 0 | 0 | 0 | 0 | 0 | 0 | 0 | 0 | 0 | 0 | 0 | 0 | 0 | 0 | 0 | 0 | 0 | 0 | 0 | 0
F10_Commercial_Interruptible - Health_New_Space Heating_Natural Gas_HVAC - Energy Recovery Ventilator_A_Achievable Economic RVT Potential | F10 | Commercial | Interruptible - Health | New | Space Heating | Natural Gas | HVAC - Energy Recovery Ventilator | A | Purchases (Incremental) | Achievable Economic RVT Potential | 0 | 0 | 0 | 0 | 0 | 0 | 0 | 0 | 0 | 0 | 0 | 0 | 0 | 0 | 0 | 0 | 0 | 0 | 0 | 0 | 0 | 0 | 0 | 0 | 0 | 0 | 0
F11_Commercial_Interruptible - Health_New_Space Heating_Natural Gas_HVAC - Energy Recovery Ventilator_A_Achievable Economic RVT Potential | F11 | Commercial | Interruptible - Health | New | Space Heating | Natural Gas | HVAC - Energy Recovery Ventilator | A | Purchases (Cumulative) | Achievable Economic RVT Potential | 0 | 0 | 0 | 0 | 0 | 0 | 0 | 0 | 0 | 0 | 0 | 0 | 0 | 0 | 0 | 0 | 0 | 0 | 0 | 0 | 0 | 0 | 0 | 0 | 0 | 0 | 0
F1_Commercial_Interruptible - Health_New_Space Heating_Natural Gas_Building Shell - Air Sealing (Infiltration Control)_A_Achievable Economic RVT Potential | F1 | Commercial | Interruptible - Health | New | Space Heating | Natural Gas | Building Shell - Air Sealing (Infiltration Control) | A | Integrated Unit Energy Savings (kWh or therms) | Achievable Economic RVT Potential | 0 | 0 | 0 | 0 | 0 | 0 | 0 | 0 | 0 | 0 | 0 | 0 | 0 | 0 | 0 | 0 | 0 | 0 | 0 | 0 | 0 | 0 | 0 | 0 | 0 | 0 | 0
F2_Commercial_Interruptible - Health_New_Space Heating_Natural Gas_Building Shell - Air Sealing (Infiltration Control)_A_Achievable Economic RVT Potential | F2 | Commercial | Interruptible - Health | New | Space Heating | Natural Gas | Building Shell - Air Sealing (Infiltration Control) | A | Integrated Unit Summer Peak Savings (kW) | Achievable Economic RVT Potential | 0 | 0 | 0 | 0 | 0 | 0 | 0 | 0 | 0 | 0 | 0 | 0 | 0 | 0 | 0 | 0 | 0 | 0 | 0 | 0 | 0 | 0 | 0 | 0 | 0 | 0 | 0
F3_Commercial_Interruptible - Health_New_Space Heating_Natural Gas_Building Shell - Air Sealing (Infiltration Control)_A_Achievable Economic RVT Potential | F3 | Commercial | Interruptible - Health | New | Space Heating | Natural Gas | Building Shell - Air Sealing (Infiltration Control) | A | Integrated Unit Winter Peak Savings (kW) | Achievable Economic RVT Potential | 0 | 0 | 0 | 0 | 0 | 0 | 0 | 0 | 0 | 0 | 0 | 0 | 0 | 0 | 0 | 0 | 0 | 0 | 0 | 0 | 0 | 0 | 0 | 0 | 0 | 0 | 0
F4_Commercial_Interruptible - Health_New_Space Heating_Natural Gas_Building Shell - Air Sealing (Infiltration Control)_A_Achievable Economic RVT Potential | F4 | Commercial | Interruptible - Health | New | Space Heating | Natural Gas | Building Shell - Air Sealing (Infiltration Control) | A | Incremental Energy Savings (MWh or mTherms) | Achievable Economic RVT Potential | 0 | 0 | 0 | 0 | 0 | 0 | 0 | 0 | 0 | 0 | 0 | 0 | 0 | 0 | 0 | 0 | 0 | 0 | 0 | 0 | 0 | 0 | 0 | 0 | 0 | 0 | 0
F5_Commercial_Interruptible - Health_New_Space Heating_Natural Gas_Building Shell - Air Sealing (Infiltration Control)_A_Achievable Economic RVT Potential | F5 | Commercial | Interruptible - Health | New | Space Heating | Natural Gas | Building Shell - Air Sealing (Infiltration Control) | A | Incremental Summer Peak Savings (MW) | Achievable Economic RVT Potential | 0 | 0 | 0 | 0 | 0 | 0 | 0 | 0 | 0 | 0 | 0 | 0 | 0 | 0 | 0 | 0 | 0 | 0 | 0 | 0 | 0 | 0 | 0 | 0 | 0 | 0 | 0
F6_Commercial_Interruptible - Health_New_Space Heating_Natural Gas_Building Shell - Air Sealing (Infiltration Control)_A_Achievable Economic RVT Potential | F6 | Commercial | Interruptible - Health | New | Space Heating | Natural Gas | Building Shell - Air Sealing (Infiltration Control) | A | Incremental Winter Peak Savings (MW) | Achievable Economic RVT Potential | 0 | 0 | 0 | 0 | 0 | 0 | 0 | 0 | 0 | 0 | 0 | 0 | 0 | 0 | 0 | 0 | 0 | 0 | 0 | 0 | 0 | 0 | 0 | 0 | 0 | 0 | 0
F7_Commercial_Interruptible - Health_New_Space Heating_Natural Gas_Building Shell - Air Sealing (Infiltration Control)_A_Achievable Economic RVT Potential | F7 | Commercial | Interruptible - Health | New | Space Heating | Natural Gas | Building Shell - Air Sealing (Infiltration Control) | A | Cumulative Energy Savings (MWh or mTherms) | Achievable Economic RVT Potential | 0 | 0 | 0 | 0 | 0 | 0 | 0 | 0 | 0 | 0 | 0 | 0 | 0 | 0 | 0 | 0 | 0 | 0 | 0 | 0 | 0 | 0 | 0 | 0 | 0 | 0 | 0
F8_Commercial_Interruptible - Health_New_Space Heating_Natural Gas_Building Shell - Air Sealing (Infiltration Control)_A_Achievable Economic RVT Potential | F8 | Commercial | Interruptible - Health | New | Space Heating | Natural Gas | Building Shell - Air Sealing (Infiltration Control) | A | Cumulative Summer Peak Savings (MW) | Achievable Economic RVT Potential | 0 | 0 | 0 | 0 | 0 | 0 | 0 | 0 | 0 | 0 | 0 | 0 | 0 | 0 | 0 | 0 | 0 | 0 | 0 | 0 | 0 | 0 | 0 | 0 | 0 | 0 | 0
F9_Commercial_Interruptible - Health_New_Space Heating_Natural Gas_Building Shell - Air Sealing (Infiltration Control)_A_Achievable Economic RVT Potential | F9 | Commercial | Interruptible - Health | New | Space Heating | Natural Gas | Building Shell - Air Sealing (Infiltration Control) | A | Cumulative Winter Peak Savings (MW) | Achievable Economic RVT Potential | 0 | 0 | 0 | 0 | 0 | 0 | 0 | 0 | 0 | 0 | 0 | 0 | 0 | 0 | 0 | 0 | 0 | 0 | 0 | 0 | 0 | 0 | 0 | 0 | 0 | 0 | 0
F10_Commercial_Interruptible - Health_New_Space Heating_Natural Gas_Building Shell - Air Sealing (Infiltration Control)_A_Achievable Economic RVT Potential | F10 | Commercial | Interruptible - Health | New | Space Heating | Natural Gas | Building Shell - Air Sealing (Infiltration Control) | A | Purchases (Incremental) | Achievable Economic RVT Potential | 0 | 0 | 0 | 0 | 0 | 0 | 0 | 0 | 0 | 0 | 0 | 0 | 0 | 0 | 0 | 0 | 0 | 0 | 0 | 0 | 0 | 0 | 0 | 0 | 0 | 0 | 0
F11_Commercial_Interruptible - Health_New_Space Heating_Natural Gas_Building Shell - Air Sealing (Infiltration Control)_A_Achievable Economic RVT Potential | F11 | Commercial | Interruptible - Health | New | Space Heating | Natural Gas | Building Shell - Air Sealing (Infiltration Control) | A | Purchases (Cumulative) | Achievable Economic RVT Potential | 0 | 0 | 0 | 0 | 0 | 0 | 0 | 0 | 0 | 0 | 0 | 0 | 0 | 0 | 0 | 0 | 0 | 0 | 0 | 0 | 0 | 0 | 0 | 0 | 0 | 0 | 0
F1_Commercial_Interruptible - Health_New_Space Heating_Natural Gas_Ventilation - Demand Controlled_A_Achievable Economic RVT Potential | F1 | Commercial | Interruptible - Health | New | Space Heating | Natural Gas | Ventilation - Demand Controlled | A | Integrated Unit Energy Savings (kWh or therms) | Achievable Economic RVT Potential | 0 | 0 | 0 | 0 | 0 | 0 | 0 | 0 | 0 | 0 | 0 | 0 | 0 | 0 | 0 | 0 | 0 | 0 | 0 | 0 | 0 | 0 | 0 | 0 | 0 | 0 | 0
F2_Commercial_Interruptible - Health_New_Space Heating_Natural Gas_Ventilation - Demand Controlled_A_Achievable Economic RVT Potential | F2 | Commercial | Interruptible - Health | New | Space Heating | Natural Gas | Ventilation - Demand Controlled | A | Integrated Unit Summer Peak Savings (kW) | Achievable Economic RVT Potential | 0 | 0 | 0 | 0 | 0 | 0 | 0 | 0 | 0 | 0 | 0 | 0 | 0 | 0 | 0 | 0 | 0 | 0 | 0 | 0 | 0 | 0 | 0 | 0 | 0 | 0 | 0
F3_Commercial_Interruptible - Health_New_Space Heating_Natural Gas_Ventilation - Demand Controlled_A_Achievable Economic RVT Potential | F3 | Commercial | Interruptible - Health | New | Space Heating | Natural Gas | Ventilation - Demand Controlled | A | Integrated Unit Winter Peak Savings (kW) | Achievable Economic RVT Potential | 0 | 0 | 0 | 0 | 0 | 0 | 0 | 0 | 0 | 0 | 0 | 0 | 0 | 0 | 0 | 0 | 0 | 0 | 0 | 0 | 0 | 0 | 0 | 0 | 0 | 0 | 0
F4_Commercial_Interruptible - Health_New_Space Heating_Natural Gas_Ventilation - Demand Controlled_A_Achievable Economic RVT Potential | F4 | Commercial | Interruptible - Health | New | Space Heating | Natural Gas | Ventilation - Demand Controlled | A | Incremental Energy Savings (MWh or mTherms) | Achievable Economic RVT Potential | 0 | 0 | 0 | 0 | 0 | 0 | 0 | 0 | 0 | 0 | 0 | 0 | 0 | 0 | 0 | 0 | 0 | 0 | 0 | 0 | 0 | 0 | 0 | 0 | 0 | 0 | 0
F5_Commercial_Interruptible - Health_New_Space Heating_Natural Gas_Ventilation - Demand Controlled_A_Achievable Economic RVT Potential | F5 | Commercial | Interruptible - Health | New | Space Heating | Natural Gas | Ventilation - Demand Controlled | A | Incremental Summer Peak Savings (MW) | Achievable Economic RVT Potential | 0 | 0 | 0 | 0 | 0 | 0 | 0 | 0 | 0 | 0 | 0 | 0 | 0 | 0 | 0 | 0 | 0 | 0 | 0 | 0 | 0 | 0 | 0 | 0 | 0 | 0 | 0
F6_Commercial_Interruptible - Health_New_Space Heating_Natural Gas_Ventilation - Demand Controlled_A_Achievable Economic RVT Potential | F6 | Commercial | Interruptible - Health | New | Space Heating | Natural Gas | Ventilation - Demand Controlled | A | Incremental Winter Peak Savings (MW) | Achievable Economic RVT Potential | 0 | 0 | 0 | 0 | 0 | 0 | 0 | 0 | 0 | 0 | 0 | 0 | 0 | 0 | 0 | 0 | 0 | 0 | 0 | 0 | 0 | 0 | 0 | 0 | 0 | 0 | 0
F7_Commercial_Interruptible - Health_New_Space Heating_Natural Gas_Ventilation - Demand Controlled_A_Achievable Economic RVT Potential | F7 | Commercial | Interruptible - Health | New | Space Heating | Natural Gas | Ventilation - Demand Controlled | A | Cumulative Energy Savings (MWh or mTherms) | Achievable Economic RVT Potential | 0 | 0 | 0 | 0 | 0 | 0 | 0 | 0 | 0 | 0 | 0 | 0 | 0 | 0 | 0 | 0 | 0 | 0 | 0 | 0 | 0 | 0 | 0 | 0 | 0 | 0 | 0
F8_Commercial_Interruptible - Health_New_Space Heating_Natural Gas_Ventilation - Demand Controlled_A_Achievable Economic RVT Potential | F8 | Commercial | Interruptible - Health | New | Space Heating | Natural Gas | Ventilation - Demand Controlled | A | Cumulative Summer Peak Savings (MW) | Achievable Economic RVT Potential | 0 | 0 | 0 | 0 | 0 | 0 | 0 | 0 | 0 | 0 | 0 | 0 | 0 | 0 | 0 | 0 | 0 | 0 | 0 | 0 | 0 | 0 | 0 | 0 | 0 | 0 | 0
F9_Commercial_Interruptible - Health_New_Space Heating_Natural Gas_Ventilation - Demand Controlled_A_Achievable Economic RVT Potential | F9 | Commercial | Interruptible - Health | New | Space Heating | Natural Gas | Ventilation - Demand Controlled | A | Cumulative Winter Peak Savings (MW) | Achievable Economic RVT Potential | 0 | 0 | 0 | 0 | 0 | 0 | 0 | 0 | 0 | 0 | 0 | 0 | 0 | 0 | 0 | 0 | 0 | 0 | 0 | 0 | 0 | 0 | 0 | 0 | 0 | 0 | 0
F10_Commercial_Interruptible - Health_New_Space Heating_Natural Gas_Ventilation - Demand Controlled_A_Achievable Economic RVT Potential | F10 | Commercial | Interruptible - Health | New | Space Heating | Natural Gas | Ventilation - Demand Controlled | A | Purchases (Incremental) | Achievable Economic RVT Potential | 0 | 0 | 0 | 0 | 0 | 0 | 0 | 0 | 0 | 0 | 0 | 0 | 0 | 0 | 0 | 0 | 0 | 0 | 0 | 0 | 0 | 0 | 0 | 0 | 0 | 0 | 0
F11_Commercial_Interruptible - Health_New_Space Heating_Natural Gas_Ventilation - Demand Controlled_A_Achievable Economic RVT Potential | F11 | Commercial | Interruptible - Health | New | Space Heating | Natural Gas | Ventilation - Demand Controlled | A | Purchases (Cumulative) | Achievable Economic RVT Potential | 0 | 0 | 0 | 0 | 0 | 0 | 0 | 0 | 0 | 0 | 0 | 0 | 0 | 0 | 0 | 0 | 0 | 0 | 0 | 0 | 0 | 0 | 0 | 0 | 0 | 0 | 0
F1_Commercial_Interruptible - Health_New_Space Heating_Natural Gas_HVAC - Dedicated Outdoor Air System (DOAS)_A_Achievable Economic RVT Potential | F1 | Commercial | Interruptible - Health | New | Space Heating | Natural Gas | HVAC - Dedicated Outdoor Air System (DOAS) | A | Integrated Unit Energy Savings (kWh or therms) | Achievable Economic RVT Potential | 0 | 0 | 0 | 0 | 0 | 0 | 0 | 0 | 0 | 0 | 0 | 0 | 0 | 0 | 0 | 0 | 0 | 0 | 0 | 0 | 0 | 0 | 0 | 0 | 0 | 0 | 0
F2_Commercial_Interruptible - Health_New_Space Heating_Natural Gas_HVAC - Dedicated Outdoor Air System (DOAS)_A_Achievable Economic RVT Potential | F2 | Commercial | Interruptible - Health | New | Space Heating | Natural Gas | HVAC - Dedicated Outdoor Air System (DOAS) | A | Integrated Unit Summer Peak Savings (kW) | Achievable Economic RVT Potential | 0 | 0 | 0 | 0 | 0 | 0 | 0 | 0 | 0 | 0 | 0 | 0 | 0 | 0 | 0 | 0 | 0 | 0 | 0 | 0 | 0 | 0 | 0 | 0 | 0 | 0 | 0
F3_Commercial_Interruptible - Health_New_Space Heating_Natural Gas_HVAC - Dedicated Outdoor Air System (DOAS)_A_Achievable Economic RVT Potential | F3 | Commercial | Interruptible - Health | New | Space Heating | Natural Gas | HVAC - Dedicated Outdoor Air System (DOAS) | A | Integrated Unit Winter Peak Savings (kW) | Achievable Economic RVT Potential | 0 | 0 | 0 | 0 | 0 | 0 | 0 | 0 | 0 | 0 | 0 | 0 | 0 | 0 | 0 | 0 | 0 | 0 | 0 | 0 | 0 | 0 | 0 | 0 | 0 | 0 | 0
F4_Commercial_Interruptible - Health_New_Space Heating_Natural Gas_HVAC - Dedicated Outdoor Air System (DOAS)_A_Achievable Economic RVT Potential | F4 | Commercial | Interruptible - Health | New | Space Heating | Natural Gas | HVAC - Dedicated Outdoor Air System (DOAS) | A | Incremental Energy Savings (MWh or mTherms) | Achievable Economic RVT Potential | 0 | 0 | 0 | 0 | 0 | 0 | 0 | 0 | 0 | 0 | 0 | 0 | 0 | 0 | 0 | 0 | 0 | 0 | 0 | 0 | 0 | 0 | 0 | 0 | 0 | 0 | 0
F5_Commercial_Interruptible - Health_New_Space Heating_Natural Gas_HVAC - Dedicated Outdoor Air System (DOAS)_A_Achievable Economic RVT Potential | F5 | Commercial | Interruptible - Health | New | Space Heating | Natural Gas | HVAC - Dedicated Outdoor Air System (DOAS) | A | Incremental Summer Peak Savings (MW) | Achievable Economic RVT Potential | 0 | 0 | 0 | 0 | 0 | 0 | 0 | 0 | 0 | 0 | 0 | 0 | 0 | 0 | 0 | 0 | 0 | 0 | 0 | 0 | 0 | 0 | 0 | 0 | 0 | 0 | 0
F6_Commercial_Interruptible - Health_New_Space Heating_Natural Gas_HVAC - Dedicated Outdoor Air System (DOAS)_A_Achievable Economic RVT Potential | F6 | Commercial | Interruptible - Health | New | Space Heating | Natural Gas | HVAC - Dedicated Outdoor Air System (DOAS) | A | Incremental Winter Peak Savings (MW) | Achievable Economic RVT Potential | 0 | 0 | 0 | 0 | 0 | 0 | 0 | 0 | 0 | 0 | 0 | 0 | 0 | 0 | 0 | 0 | 0 | 0 | 0 | 0 | 0 | 0 | 0 | 0 | 0 | 0 | 0
F7_Commercial_Interruptible - Health_New_Space Heating_Natural Gas_HVAC - Dedicated Outdoor Air System (DOAS)_A_Achievable Economic RVT Potential | F7 | Commercial | Interruptible - Health | New | Space Heating | Natural Gas | HVAC - Dedicated Outdoor Air System (DOAS) | A | Cumulative Energy Savings (MWh or mTherms) | Achievable Economic RVT Potential | 0 | 0 | 0 | 0 | 0 | 0 | 0 | 0 | 0 | 0 | 0 | 0 | 0 | 0 | 0 | 0 | 0 | 0 | 0 | 0 | 0 | 0 | 0 | 0 | 0 | 0 | 0
F8_Commercial_Interruptible - Health_New_Space Heating_Natural Gas_HVAC - Dedicated Outdoor Air System (DOAS)_A_Achievable Economic RVT Potential | F8 | Commercial | Interruptible - Health | New | Space Heating | Natural Gas | HVAC - Dedicated Outdoor Air System (DOAS) | A | Cumulative Summer Peak Savings (MW) | Achievable Economic RVT Potential | 0 | 0 | 0 | 0 | 0 | 0 | 0 | 0 | 0 | 0 | 0 | 0 | 0 | 0 | 0 | 0 | 0 | 0 | 0 | 0 | 0 | 0 | 0 | 0 | 0 | 0 | 0
F9_Commercial_Interruptible - Health_New_Space Heating_Natural Gas_HVAC - Dedicated Outdoor Air System (DOAS)_A_Achievable Economic RVT Potential | F9 | Commercial | Interruptible - Health | New | Space Heating | Natural Gas | HVAC - Dedicated Outdoor Air System (DOAS) | A | Cumulative Winter Peak Savings (MW) | Achievable Economic RVT Potential | 0 | 0 | 0 | 0 | 0 | 0 | 0 | 0 | 0 | 0 | 0 | 0 | 0 | 0 | 0 | 0 | 0 | 0 | 0 | 0 | 0 | 0 | 0 | 0 | 0 | 0 | 0
F10_Commercial_Interruptible - Health_New_Space Heating_Natural Gas_HVAC - Dedicated Outdoor Air System (DOAS)_A_Achievable Economic RVT Potential | F10 | Commercial | Interruptible - Health | New | Space Heating | Natural Gas | HVAC - Dedicated Outdoor Air System (DOAS) | A | Purchases (Incremental) | Achievable Economic RVT Potential | 0 | 0 | 0 | 0 | 0 | 0 | 0 | 0 | 0 | 0 | 0 | 0 | 0 | 0 | 0 | 0 | 0 | 0 | 0 | 0 | 0 | 0 | 0 | 0 | 0 | 0 | 0
F11_Commercial_Interruptible - Health_New_Space Heating_Natural Gas_HVAC - Dedicated Outdoor Air System (DOAS)_A_Achievable Economic RVT Potential | F11 | Commercial | Interruptible - Health | New | Space Heating | Natural Gas | HVAC - Dedicated Outdoor Air System (DOAS) | A | Purchases (Cumulative) | Achievable Economic RVT Potential | 0 | 0 | 0 | 0 | 0 | 0 | 0 | 0 | 0 | 0 | 0 | 0 | 0 | 0 | 0 | 0 | 0 | 0 | 0 | 0 | 0 | 0 | 0 | 0 | 0 | 0 | 0
F1_Commercial_Interruptible - Health_New_Space Heating_Natural Gas_Destratification Fans (HVLS)_A_Achievable Economic RVT Potential | F1 | Commercial | Interruptible - Health | New | Space Heating | Natural Gas | Destratification Fans (HVLS) | A | Integrated Unit Energy Savings (kWh or therms) | Achievable Economic RVT Potential | 0 | 0 | 0 | 0 | 0 | 0 | 0 | 0 | 0 | 0 | 0 | 0 | 0 | 0 | 0 | 0 | 0 | 0 | 0 | 0 | 0 | 0 | 0 | 0 | 0 | 0 | 0
F2_Commercial_Interruptible - Health_New_Space Heating_Natural Gas_Destratification Fans (HVLS)_A_Achievable Economic RVT Potential | F2 | Commercial | Interruptible - Health | New | Space Heating | Natural Gas | Destratification Fans (HVLS) | A | Integrated Unit Summer Peak Savings (kW) | Achievable Economic RVT Potential | 0 | 0 | 0 | 0 | 0 | 0 | 0 | 0 | 0 | 0 | 0 | 0 | 0 | 0 | 0 | 0 | 0 | 0 | 0 | 0 | 0 | 0 | 0 | 0 | 0 | 0 | 0
F3_Commercial_Interruptible - Health_New_Space Heating_Natural Gas_Destratification Fans (HVLS)_A_Achievable Economic RVT Potential | F3 | Commercial | Interruptible - Health | New | Space Heating | Natural Gas | Destratification Fans (HVLS) | A | Integrated Unit Winter Peak Savings (kW) | Achievable Economic RVT Potential | 0 | 0 | 0 | 0 | 0 | 0 | 0 | 0 | 0 | 0 | 0 | 0 | 0 | 0 | 0 | 0 | 0 | 0 | 0 | 0 | 0 | 0 | 0 | 0 | 0 | 0 | 0
F4_Commercial_Interruptible - Health_New_Space Heating_Natural Gas_Destratification Fans (HVLS)_A_Achievable Economic RVT Potential | F4 | Commercial | Interruptible - Health | New | Space Heating | Natural Gas | Destratification Fans (HVLS) | A | Incremental Energy Savings (MWh or mTherms) | Achievable Economic RVT Potential | 0 | 0 | 0 | 0 | 0 | 0 | 0 | 0 | 0 | 0 | 0 | 0 | 0 | 0 | 0 | 0 | 0 | 0 | 0 | 0 | 0 | 0 | 0 | 0 | 0 | 0 | 0
F5_Commercial_Interruptible - Health_New_Space Heating_Natural Gas_Destratification Fans (HVLS)_A_Achievable Economic RVT Potential | F5 | Commercial | Interruptible - Health | New | Space Heating | Natural Gas | Destratification Fans (HVLS) | A | Incremental Summer Peak Savings (MW) | Achievable Economic RVT Potential | 0 | 0 | 0 | 0 | 0 | 0 | 0 | 0 | 0 | 0 | 0 | 0 | 0 | 0 | 0 | 0 | 0 | 0 | 0 | 0 | 0 | 0 | 0 | 0 | 0 | 0 | 0
F6_Commercial_Interruptible - Health_New_Space Heating_Natural Gas_Destratification Fans (HVLS)_A_Achievable Economic RVT Potential | F6 | Commercial | Interruptible - Health | New | Space Heating | Natural Gas | Destratification Fans (HVLS) | A | Incremental Winter Peak Savings (MW) | Achievable Economic RVT Potential | 0 | 0 | 0 | 0 | 0 | 0 | 0 | 0 | 0 | 0 | 0 | 0 | 0 | 0 | 0 | 0 | 0 | 0 | 0 | 0 | 0 | 0 | 0 | 0 | 0 | 0 | 0
F7_Commercial_Interruptible - Health_New_Space Heating_Natural Gas_Destratification Fans (HVLS)_A_Achievable Economic RVT Potential | F7 | Commercial | Interruptible - Health | New | Space Heating | Natural Gas | Destratification Fans (HVLS) | A | Cumulative Energy Savings (MWh or mTherms) | Achievable Economic RVT Potential | 0 | 0 | 0 | 0 | 0 | 0 | 0 | 0 | 0 | 0 | 0 | 0 | 0 | 0 | 0 | 0 | 0 | 0 | 0 | 0 | 0 | 0 | 0 | 0 | 0 | 0 | 0
F8_Commercial_Interruptible - Health_New_Space Heating_Natural Gas_Destratification Fans (HVLS)_A_Achievable Economic RVT Potential | F8 | Commercial | Interruptible - Health | New | Space Heating | Natural Gas | Destratification Fans (HVLS) | A | Cumulative Summer Peak Savings (MW) | Achievable Economic RVT Potential | 0 | 0 | 0 | 0 | 0 | 0 | 0 | 0 | 0 | 0 | 0 | 0 | 0 | 0 | 0 | 0 | 0 | 0 | 0 | 0 | 0 | 0 | 0 | 0 | 0 | 0 | 0
F9_Commercial_Interruptible - Health_New_Space Heating_Natural Gas_Destratification Fans (HVLS)_A_Achievable Economic RVT Potential | F9 | Commercial | Interruptible - Health | New | Space Heating | Natural Gas | Destratification Fans (HVLS) | A | Cumulative Winter Peak Savings (MW) | Achievable Economic RVT Potential | 0 | 0 | 0 | 0 | 0 | 0 | 0 | 0 | 0 | 0 | 0 | 0 | 0 | 0 | 0 | 0 | 0 | 0 | 0 | 0 | 0 | 0 | 0 | 0 | 0 | 0 | 0
F10_Commercial_Interruptible - Health_New_Space Heating_Natural Gas_Destratification Fans (HVLS)_A_Achievable Economic RVT Potential | F10 | Commercial | Interruptible - Health | New | Space Heating | Natural Gas | Destratification Fans (HVLS) | A | Purchases (Incremental) | Achievable Economic RVT Potential | 0 | 0 | 0 | 0 | 0 | 0 | 0 | 0 | 0 | 0 | 0 | 0 | 0 | 0 | 0 | 0 | 0 | 0 | 0 | 0 | 0 | 0 | 0 | 0 | 0 | 0 | 0
F11_Commercial_Interruptible - Health_New_Space Heating_Natural Gas_Destratification Fans (HVLS)_A_Achievable Economic RVT Potential | F11 | Commercial | Interruptible - Health | New | Space Heating | Natural Gas | Destratification Fans (HVLS) | A | Purchases (Cumulative) | Achievable Economic RVT Potential | 0 | 0 | 0 | 0 | 0 | 0 | 0 | 0 | 0 | 0 | 0 | 0 | 0 | 0 | 0 | 0 | 0 | 0 | 0 | 0 | 0 | 0 | 0 | 0 | 0 | 0 | 0
F1_Commercial_Interruptible - Health_New_Space Heating_Natural Gas_Gas Boiler - Maintenance_A_Achievable Economic RVT Potential | F1 | Commercial | Interruptible - Health | New | Space Heating | Natural Gas | Gas Boiler - Maintenance | A | Integrated Unit Energy Savings (kWh or therms) | Achievable Economic RVT Potential | 0 | 0 | 0 | 0 | 0 | 0 | 0 | 0 | 0 | 0 | 0 | 0 | 0 | 0 | 0 | 0 | 0 | 0 | 0 | 0 | 0 | 0 | 0 | 0 | 0 | 0 | 0
F2_Commercial_Interruptible - Health_New_Space Heating_Natural Gas_Gas Boiler - Maintenance_A_Achievable Economic RVT Potential | F2 | Commercial | Interruptible - Health | New | Space Heating | Natural Gas | Gas Boiler - Maintenance | A | Integrated Unit Summer Peak Savings (kW) | Achievable Economic RVT Potential | 0 | 0 | 0 | 0 | 0 | 0 | 0 | 0 | 0 | 0 | 0 | 0 | 0 | 0 | 0 | 0 | 0 | 0 | 0 | 0 | 0 | 0 | 0 | 0 | 0 | 0 | 0
F3_Commercial_Interruptible - Health_New_Space Heating_Natural Gas_Gas Boiler - Maintenance_A_Achievable Economic RVT Potential | F3 | Commercial | Interruptible - Health | New | Space Heating | Natural Gas | Gas Boiler - Maintenance | A | Integrated Unit Winter Peak Savings (kW) | Achievable Economic RVT Potential | 0 | 0 | 0 | 0 | 0 | 0 | 0 | 0 | 0 | 0 | 0 | 0 | 0 | 0 | 0 | 0 | 0 | 0 | 0 | 0 | 0 | 0 | 0 | 0 | 0 | 0 | 0
F4_Commercial_Interruptible - Health_New_Space Heating_Natural Gas_Gas Boiler - Maintenance_A_Achievable Economic RVT Potential | F4 | Commercial | Interruptible - Health | New | Space Heating | Natural Gas | Gas Boiler - Maintenance | A | Incremental Energy Savings (MWh or mTherms) | Achievable Economic RVT Potential | 0 | 0 | 0 | 0 | 0 | 0 | 0 | 0 | 0 | 0 | 0 | 0 | 0 | 0 | 0 | 0 | 0 | 0 | 0 | 0 | 0 | 0 | 0 | 0 | 0 | 0 | 0
F5_Commercial_Interruptible - Health_New_Space Heating_Natural Gas_Gas Boiler - Maintenance_A_Achievable Economic RVT Potential | F5 | Commercial | Interruptible - Health | New | Space Heating | Natural Gas | Gas Boiler - Maintenance | A | Incremental Summer Peak Savings (MW) | Achievable Economic RVT Potential | 0 | 0 | 0 | 0 | 0 | 0 | 0 | 0 | 0 | 0 | 0 | 0 | 0 | 0 | 0 | 0 | 0 | 0 | 0 | 0 | 0 | 0 | 0 | 0 | 0 | 0 | 0
F6_Commercial_Interruptible - Health_New_Space Heating_Natural Gas_Gas Boiler - Maintenance_A_Achievable Economic RVT Potential | F6 | Commercial | Interruptible - Health | New | Space Heating | Natural Gas | Gas Boiler - Maintenance | A | Incremental Winter Peak Savings (MW) | Achievable Economic RVT Potential | 0 | 0 | 0 | 0 | 0 | 0 | 0 | 0 | 0 | 0 | 0 | 0 | 0 | 0 | 0 | 0 | 0 | 0 | 0 | 0 | 0 | 0 | 0 | 0 | 0 | 0 | 0
F7_Commercial_Interruptible - Health_New_Space Heating_Natural Gas_Gas Boiler - Maintenance_A_Achievable Economic RVT Potential | F7 | Commercial | Interruptible - Health | New | Space Heating | Natural Gas | Gas Boiler - Maintenance | A | Cumulative Energy Savings (MWh or mTherms) | Achievable Economic RVT Potential | 0 | 0 | 0 | 0 | 0 | 0 | 0 | 0 | 0 | 0 | 0 | 0 | 0 | 0 | 0 | 0 | 0 | 0 | 0 | 0 | 0 | 0 | 0 | 0 | 0 | 0 | 0
F8_Commercial_Interruptible - Health_New_Space Heating_Natural Gas_Gas Boiler - Maintenance_A_Achievable Economic RVT Potential | F8 | Commercial | Interruptible - Health | New | Space Heating | Natural Gas | Gas Boiler - Maintenance | A | Cumulative Summer Peak Savings (MW) | Achievable Economic RVT Potential | 0 | 0 | 0 | 0 | 0 | 0 | 0 | 0 | 0 | 0 | 0 | 0 | 0 | 0 | 0 | 0 | 0 | 0 | 0 | 0 | 0 | 0 | 0 | 0 | 0 | 0 | 0
F9_Commercial_Interruptible - Health_New_Space Heating_Natural Gas_Gas Boiler - Maintenance_A_Achievable Economic RVT Potential | F9 | Commercial | Interruptible - Health | New | Space Heating | Natural Gas | Gas Boiler - Maintenance | A | Cumulative Winter Peak Savings (MW) | Achievable Economic RVT Potential | 0 | 0 | 0 | 0 | 0 | 0 | 0 | 0 | 0 | 0 | 0 | 0 | 0 | 0 | 0 | 0 | 0 | 0 | 0 | 0 | 0 | 0 | 0 | 0 | 0 | 0 | 0
F10_Commercial_Interruptible - Health_New_Space Heating_Natural Gas_Gas Boiler - Maintenance_A_Achievable Economic RVT Potential | F10 | Commercial | Interruptible - Health | New | Space Heating | Natural Gas | Gas Boiler - Maintenance | A | Purchases (Incremental) | Achievable Economic RVT Potential | 0 | 0 | 0 | 0 | 0 | 0 | 0 | 0 | 0 | 0 | 0 | 0 | 0 | 0 | 0 | 0 | 0 | 0 | 0 | 0 | 0 | 0 | 0 | 0 | 0 | 0 | 0
F11_Commercial_Interruptible - Health_New_Space Heating_Natural Gas_Gas Boiler - Maintenance_A_Achievable Economic RVT Potential | F11 | Commercial | Interruptible - Health | New | Space Heating | Natural Gas | Gas Boiler - Maintenance | A | Purchases (Cumulative) | Achievable Economic RVT Potential | 0 | 0 | 0 | 0 | 0 | 0 | 0 | 0 | 0 | 0 | 0 | 0 | 0 | 0 | 0 | 0 | 0 | 0 | 0 | 0 | 0 | 0 | 0 | 0 | 0 | 0 | 0
F1_Commercial_Interruptible - Health_New_Space Heating_Natural Gas_Gas Furnace - Maintenance_A_Achievable Economic RVT Potential | F1 | Commercial | Interruptible - Health | New | Space Heating | Natural Gas | Gas Furnace - Maintenance | A | Integrated Unit Energy Savings (kWh or therms) | Achievable Economic RVT Potential | 0 | 0 | 0 | 0 | 0 | 0 | 0 | 0 | 0 | 0 | 0 | 0 | 0 | 0 | 0 | 0 | 0 | 0 | 0 | 0 | 0 | 0 | 0 | 0 | 0 | 0 | 0
F2_Commercial_Interruptible - Health_New_Space Heating_Natural Gas_Gas Furnace - Maintenance_A_Achievable Economic RVT Potential | F2 | Commercial | Interruptible - Health | New | Space Heating | Natural Gas | Gas Furnace - Maintenance | A | Integrated Unit Summer Peak Savings (kW) | Achievable Economic RVT Potential | 0 | 0 | 0 | 0 | 0 | 0 | 0 | 0 | 0 | 0 | 0 | 0 | 0 | 0 | 0 | 0 | 0 | 0 | 0 | 0 | 0 | 0 | 0 | 0 | 0 | 0 | 0
F3_Commercial_Interruptible - Health_New_Space Heating_Natural Gas_Gas Furnace - Maintenance_A_Achievable Economic RVT Potential | F3 | Commercial | Interruptible - Health | New | Space Heating | Natural Gas | Gas Furnace - Maintenance | A | Integrated Unit Winter Peak Savings (kW) | Achievable Economic RVT Potential | 0 | 0 | 0 | 0 | 0 | 0 | 0 | 0 | 0 | 0 | 0 | 0 | 0 | 0 | 0 | 0 | 0 | 0 | 0 | 0 | 0 | 0 | 0 | 0 | 0 | 0 | 0
F4_Commercial_Interruptible - Health_New_Space Heating_Natural Gas_Gas Furnace - Maintenance_A_Achievable Economic RVT Potential | F4 | Commercial | Interruptible - Health | New | Space Heating | Natural Gas | Gas Furnace - Maintenance | A | Incremental Energy Savings (MWh or mTherms) | Achievable Economic RVT Potential | 0 | 0 | 0 | 0 | 0 | 0 | 0 | 0 | 0 | 0 | 0 | 0 | 0 | 0 | 0 | 0 | 0 | 0 | 0 | 0 | 0 | 0 | 0 | 0 | 0 | 0 | 0
F5_Commercial_Interruptible - Health_New_Space Heating_Natural Gas_Gas Furnace - Maintenance_A_Achievable Economic RVT Potential | F5 | Commercial | Interruptible - Health | New | Space Heating | Natural Gas | Gas Furnace - Maintenance | A | Incremental Summer Peak Savings (MW) | Achievable Economic RVT Potential | 0 | 0 | 0 | 0 | 0 | 0 | 0 | 0 | 0 | 0 | 0 | 0 | 0 | 0 | 0 | 0 | 0 | 0 | 0 | 0 | 0 | 0 | 0 | 0 | 0 | 0 | 0
F6_Commercial_Interruptible - Health_New_Space Heating_Natural Gas_Gas Furnace - Maintenance_A_Achievable Economic RVT Potential | F6 | Commercial | Interruptible - Health | New | Space Heating | Natural Gas | Gas Furnace - Maintenance | A | Incremental Winter Peak Savings (MW) | Achievable Economic RVT Potential | 0 | 0 | 0 | 0 | 0 | 0 | 0 | 0 | 0 | 0 | 0 | 0 | 0 | 0 | 0 | 0 | 0 | 0 | 0 | 0 | 0 | 0 | 0 | 0 | 0 | 0 | 0
F7_Commercial_Interruptible - Health_New_Space Heating_Natural Gas_Gas Furnace - Maintenance_A_Achievable Economic RVT Potential | F7 | Commercial | Interruptible - Health | New | Space Heating | Natural Gas | Gas Furnace - Maintenance | A | Cumulative Energy Savings (MWh or mTherms) | Achievable Economic RVT Potential | 0 | 0 | 0 | 0 | 0 | 0 | 0 | 0 | 0 | 0 | 0 | 0 | 0 | 0 | 0 | 0 | 0 | 0 | 0 | 0 | 0 | 0 | 0 | 0 | 0 | 0 | 0
F8_Commercial_Interruptible - Health_New_Space Heating_Natural Gas_Gas Furnace - Maintenance_A_Achievable Economic RVT Potential | F8 | Commercial | Interruptible - Health | New | Space Heating | Natural Gas | Gas Furnace - Maintenance | A | Cumulative Summer Peak Savings (MW) | Achievable Economic RVT Potential | 0 | 0 | 0 | 0 | 0 | 0 | 0 | 0 | 0 | 0 | 0 | 0 | 0 | 0 | 0 | 0 | 0 | 0 | 0 | 0 | 0 | 0 | 0 | 0 | 0 | 0 | 0
F9_Commercial_Interruptible - Health_New_Space Heating_Natural Gas_Gas Furnace - Maintenance_A_Achievable Economic RVT Potential | F9 | Commercial | Interruptible - Health | New | Space Heating | Natural Gas | Gas Furnace - Maintenance | A | Cumulative Winter Peak Savings (MW) | Achievable Economic RVT Potential | 0 | 0 | 0 | 0 | 0 | 0 | 0 | 0 | 0 | 0 | 0 | 0 | 0 | 0 | 0 | 0 | 0 | 0 | 0 | 0 | 0 | 0 | 0 | 0 | 0 | 0 | 0
F10_Commercial_Interruptible - Health_New_Space Heating_Natural Gas_Gas Furnace - Maintenance_A_Achievable Economic RVT Potential | F10 | Commercial | Interruptible - Health | New | Space Heating | Natural Gas | Gas Furnace - Maintenance | A | Purchases (Incremental) | Achievable Economic RVT Potential | 0 | 0 | 0 | 0 | 0 | 0 | 0 | 0 | 0 | 0 | 0 | 0 | 0 | 0 | 0 | 0 | 0 | 0 | 0 | 0 | 0 | 0 | 0 | 0 | 0 | 0 | 0
F11_Commercial_Interruptible - Health_New_Space Heating_Natural Gas_Gas Furnace - Maintenance_A_Achievable Economic RVT Potential | F11 | Commercial | Interruptible - Health | New | Space Heating | Natural Gas | Gas Furnace - Maintenance | A | Purchases (Cumulative) | Achievable Economic RVT Potential | 0 | 0 | 0 | 0 | 0 | 0 | 0 | 0 | 0 | 0 | 0 | 0 | 0 | 0 | 0 | 0 | 0 | 0 | 0 | 0 | 0 | 0 | 0 | 0 | 0 | 0 | 0
F1_Commercial_Interruptible - Health_New_Space Heating_Natural Gas_Gas Boiler - Hot Water Reset_A_Achievable Economic RVT Potential | F1 | Commercial | Interruptible - Health | New | Space Heating | Natural Gas | Gas Boiler - Hot Water Reset | A | Integrated Unit Energy Savings (kWh or therms) | Achievable Economic RVT Potential | 0 | 0 | 0 | 0 | 0 | 0 | 0 | 0 | 0 | 0 | 0 | 0 | 0 | 0 | 0 | 0 | 0 | 0 | 0 | 0 | 0 | 0 | 0 | 0 | 0 | 0 | 0
F2_Commercial_Interruptible - Health_New_Space Heating_Natural Gas_Gas Boiler - Hot Water Reset_A_Achievable Economic RVT Potential | F2 | Commercial | Interruptible - Health | New | Space Heating | Natural Gas | Gas Boiler - Hot Water Reset | A | Integrated Unit Summer Peak Savings (kW) | Achievable Economic RVT Potential | 0 | 0 | 0 | 0 | 0 | 0 | 0 | 0 | 0 | 0 | 0 | 0 | 0 | 0 | 0 | 0 | 0 | 0 | 0 | 0 | 0 | 0 | 0 | 0 | 0 | 0 | 0
F3_Commercial_Interruptible - Health_New_Space Heating_Natural Gas_Gas Boiler - Hot Water Reset_A_Achievable Economic RVT Potential | F3 | Commercial | Interruptible - Health | New | Space Heating | Natural Gas | Gas Boiler - Hot Water Reset | A | Integrated Unit Winter Peak Savings (kW) | Achievable Economic RVT Potential | 0 | 0 | 0 | 0 | 0 | 0 | 0 | 0 | 0 | 0 | 0 | 0 | 0 | 0 | 0 | 0 | 0 | 0 | 0 | 0 | 0 | 0 | 0 | 0 | 0 | 0 | 0
F4_Commercial_Interruptible - Health_New_Space Heating_Natural Gas_Gas Boiler - Hot Water Reset_A_Achievable Economic RVT Potential | F4 | Commercial | Interruptible - Health | New | Space Heating | Natural Gas | Gas Boiler - Hot Water Reset | A | Incremental Energy Savings (MWh or mTherms) | Achievable Economic RVT Potential | 0 | 0 | 0 | 0 | 0 | 0 | 0 | 0 | 0 | 0 | 0 | 0 | 0 | 0 | 0 | 0 | 0 | 0 | 0 | 0 | 0 | 0 | 0 | 0 | 0 | 0 | 0
F5_Commercial_Interruptible - Health_New_Space Heating_Natural Gas_Gas Boiler - Hot Water Reset_A_Achievable Economic RVT Potential | F5 | Commercial | Interruptible - Health | New | Space Heating | Natural Gas | Gas Boiler - Hot Water Reset | A | Incremental Summer Peak Savings (MW) | Achievable Economic RVT Potential | 0 | 0 | 0 | 0 | 0 | 0 | 0 | 0 | 0 | 0 | 0 | 0 | 0 | 0 | 0 | 0 | 0 | 0 | 0 | 0 | 0 | 0 | 0 | 0 | 0 | 0 | 0
F6_Commercial_Interruptible - Health_New_Space Heating_Natural Gas_Gas Boiler - Hot Water Reset_A_Achievable Economic RVT Potential | F6 | Commercial | Interruptible - Health | New | Space Heating | Natural Gas | Gas Boiler - Hot Water Reset | A | Incremental Winter Peak Savings (MW) | Achievable Economic RVT Potential | 0 | 0 | 0 | 0 | 0 | 0 | 0 | 0 | 0 | 0 | 0 | 0 | 0 | 0 | 0 | 0 | 0 | 0 | 0 | 0 | 0 | 0 | 0 | 0 | 0 | 0 | 0
F7_Commercial_Interruptible - Health_New_Space Heating_Natural Gas_Gas Boiler - Hot Water Reset_A_Achievable Economic RVT Potential | F7 | Commercial | Interruptible - Health | New | Space Heating | Natural Gas | Gas Boiler - Hot Water Reset | A | Cumulative Energy Savings (MWh or mTherms) | Achievable Economic RVT Potential | 0 | 0 | 0 | 0 | 0 | 0 | 0 | 0 | 0 | 0 | 0 | 0 | 0 | 0 | 0 | 0 | 0 | 0 | 0 | 0 | 0 | 0 | 0 | 0 | 0 | 0 | 0
F8_Commercial_Interruptible - Health_New_Space Heating_Natural Gas_Gas Boiler - Hot Water Reset_A_Achievable Economic RVT Potential | F8 | Commercial | Interruptible - Health | New | Space Heating | Natural Gas | Gas Boiler - Hot Water Reset | A | Cumulative Summer Peak Savings (MW) | Achievable Economic RVT Potential | 0 | 0 | 0 | 0 | 0 | 0 | 0 | 0 | 0 | 0 | 0 | 0 | 0 | 0 | 0 | 0 | 0 | 0 | 0 | 0 | 0 | 0 | 0 | 0 | 0 | 0 | 0
F9_Commercial_Interruptible - Health_New_Space Heating_Natural Gas_Gas Boiler - Hot Water Reset_A_Achievable Economic RVT Potential | F9 | Commercial | Interruptible - Health | New | Space Heating | Natural Gas | Gas Boiler - Hot Water Reset | A | Cumulative Winter Peak Savings (MW) | Achievable Economic RVT Potential | 0 | 0 | 0 | 0 | 0 | 0 | 0 | 0 | 0 | 0 | 0 | 0 | 0 | 0 | 0 | 0 | 0 | 0 | 0 | 0 | 0 | 0 | 0 | 0 | 0 | 0 | 0
F10_Commercial_Interruptible - Health_New_Space Heating_Natural Gas_Gas Boiler - Hot Water Reset_A_Achievable Economic RVT Potential | F10 | Commercial | Interruptible - Health | New | Space Heating | Natural Gas | Gas Boiler - Hot Water Reset | A | Purchases (Incremental) | Achievable Economic RVT Potential | 0 | 0 | 0 | 0 | 0 | 0 | 0 | 0 | 0 | 0 | 0 | 0 | 0 | 0 | 0 | 0 | 0 | 0 | 0 | 0 | 0 | 0 | 0 | 0 | 0 | 0 | 0
F11_Commercial_Interruptible - Health_New_Space Heating_Natural Gas_Gas Boiler - Hot Water Reset_A_Achievable Economic RVT Potential | F11 | Commercial | Interruptible - Health | New | Space Heating | Natural Gas | Gas Boiler - Hot Water Reset | A | Purchases (Cumulative) | Achievable Economic RVT Potential | 0 | 0 | 0 | 0 | 0 | 0 | 0 | 0 | 0 | 0 | 0 | 0 | 0 | 0 | 0 | 0 | 0 | 0 | 0 | 0 | 0 | 0 | 0 | 0 | 0 | 0 | 0
F1_Commercial_Interruptible - Health_New_Space Heating_Natural Gas_Gas Boiler - Steam Trap Replacement_A_Achievable Economic RVT Potential | F1 | Commercial | Interruptible - Health | New | Space Heating | Natural Gas | Gas Boiler - Steam Trap Replacement | A | Integrated Unit Energy Savings (kWh or therms) | Achievable Economic RVT Potential | 0 | 0 | 0 | 0 | 0 | 0 | 0 | 0 | 0 | 0 | 0 | 0 | 0 | 0 | 0 | 0 | 0 | 0 | 0 | 0 | 0 | 0 | 0 | 0 | 0 | 0 | 0
F2_Commercial_Interruptible - Health_New_Space Heating_Natural Gas_Gas Boiler - Steam Trap Replacement_A_Achievable Economic RVT Potential | F2 | Commercial | Interruptible - Health | New | Space Heating | Natural Gas | Gas Boiler - Steam Trap Replacement | A | Integrated Unit Summer Peak Savings (kW) | Achievable Economic RVT Potential | 0 | 0 | 0 | 0 | 0 | 0 | 0 | 0 | 0 | 0 | 0 | 0 | 0 | 0 | 0 | 0 | 0 | 0 | 0 | 0 | 0 | 0 | 0 | 0 | 0 | 0 | 0
F3_Commercial_Interruptible - Health_New_Space Heating_Natural Gas_Gas Boiler - Steam Trap Replacement_A_Achievable Economic RVT Potential | F3 | Commercial | Interruptible - Health | New | Space Heating | Natural Gas | Gas Boiler - Steam Trap Replacement | A | Integrated Unit Winter Peak Savings (kW) | Achievable Economic RVT Potential | 0 | 0 | 0 | 0 | 0 | 0 | 0 | 0 | 0 | 0 | 0 | 0 | 0 | 0 | 0 | 0 | 0 | 0 | 0 | 0 | 0 | 0 | 0 | 0 | 0 | 0 | 0
F4_Commercial_Interruptible - Health_New_Space Heating_Natural Gas_Gas Boiler - Steam Trap Replacement_A_Achievable Economic RVT Potential | F4 | Commercial | Interruptible - Health | New | Space Heating | Natural Gas | Gas Boiler - Steam Trap Replacement | A | Incremental Energy Savings (MWh or mTherms) | Achievable Economic RVT Potential | 0 | 0 | 0 | 0 | 0 | 0 | 0 | 0 | 0 | 0 | 0 | 0 | 0 | 0 | 0 | 0 | 0 | 0 | 0 | 0 | 0 | 0 | 0 | 0 | 0 | 0 | 0
F5_Commercial_Interruptible - Health_New_Space Heating_Natural Gas_Gas Boiler - Steam Trap Replacement_A_Achievable Economic RVT Potential | F5 | Commercial | Interruptible - Health | New | Space Heating | Natural Gas | Gas Boiler - Steam Trap Replacement | A | Incremental Summer Peak Savings (MW) | Achievable Economic RVT Potential | 0 | 0 | 0 | 0 | 0 | 0 | 0 | 0 | 0 | 0 | 0 | 0 | 0 | 0 | 0 | 0 | 0 | 0 | 0 | 0 | 0 | 0 | 0 | 0 | 0 | 0 | 0
F6_Commercial_Interruptible - Health_New_Space Heating_Natural Gas_Gas Boiler - Steam Trap Replacement_A_Achievable Economic RVT Potential | F6 | Commercial | Interruptible - Health | New | Space Heating | Natural Gas | Gas Boiler - Steam Trap Replacement | A | Incremental Winter Peak Savings (MW) | Achievable Economic RVT Potential | 0 | 0 | 0 | 0 | 0 | 0 | 0 | 0 | 0 | 0 | 0 | 0 | 0 | 0 | 0 | 0 | 0 | 0 | 0 | 0 | 0 | 0 | 0 | 0 | 0 | 0 | 0
F7_Commercial_Interruptible - Health_New_Space Heating_Natural Gas_Gas Boiler - Steam Trap Replacement_A_Achievable Economic RVT Potential | F7 | Commercial | Interruptible - Health | New | Space Heating | Natural Gas | Gas Boiler - Steam Trap Replacement | A | Cumulative Energy Savings (MWh or mTherms) | Achievable Economic RVT Potential | 0 | 0 | 0 | 0 | 0 | 0 | 0 | 0 | 0 | 0 | 0 | 0 | 0 | 0 | 0 | 0 | 0 | 0 | 0 | 0 | 0 | 0 | 0 | 0 | 0 | 0 | 0
F8_Commercial_Interruptible - Health_New_Space Heating_Natural Gas_Gas Boiler - Steam Trap Replacement_A_Achievable Economic RVT Potential | F8 | Commercial | Interruptible - Health | New | Space Heating | Natural Gas | Gas Boiler - Steam Trap Replacement | A | Cumulative Summer Peak Savings (MW) | Achievable Economic RVT Potential | 0 | 0 | 0 | 0 | 0 | 0 | 0 | 0 | 0 | 0 | 0 | 0 | 0 | 0 | 0 | 0 | 0 | 0 | 0 | 0 | 0 | 0 | 0 | 0 | 0 | 0 | 0
F9_Commercial_Interruptible - Health_New_Space Heating_Natural Gas_Gas Boiler - Steam Trap Replacement_A_Achievable Economic RVT Potential | F9 | Commercial | Interruptible - Health | New | Space Heating | Natural Gas | Gas Boiler - Steam Trap Replacement | A | Cumulative Winter Peak Savings (MW) | Achievable Economic RVT Potential | 0 | 0 | 0 | 0 | 0 | 0 | 0 | 0 | 0 | 0 | 0 | 0 | 0 | 0 | 0 | 0 | 0 | 0 | 0 | 0 | 0 | 0 | 0 | 0 | 0 | 0 | 0
F10_Commercial_Interruptible - Health_New_Space Heating_Natural Gas_Gas Boiler - Steam Trap Replacement_A_Achievable Economic RVT Potential | F10 | Commercial | Interruptible - Health | New | Space Heating | Natural Gas | Gas Boiler - Steam Trap Replacement | A | Purchases (Incremental) | Achievable Economic RVT Potential | 0 | 0 | 0 | 0 | 0 | 0 | 0 | 0 | 0 | 0 | 0 | 0 | 0 | 0 | 0 | 0 | 0 | 0 | 0 | 0 | 0 | 0 | 0 | 0 | 0 | 0 | 0
F11_Commercial_Interruptible - Health_New_Space Heating_Natural Gas_Gas Boiler - Steam Trap Replacement_A_Achievable Economic RVT Potential | F11 | Commercial | Interruptible - Health | New | Space Heating | Natural Gas | Gas Boiler - Steam Trap Replacement | A | Purchases (Cumulative) | Achievable Economic RVT Potential | 0 | 0 | 0 | 0 | 0 | 0 | 0 | 0 | 0 | 0 | 0 | 0 | 0 | 0 | 0 | 0 | 0 | 0 | 0 | 0 | 0 | 0 | 0 | 0 | 0 | 0 | 0
F1_Commercial_Interruptible - Health_New_Space Heating_Natural Gas_Gas Boiler - High Turndown Burner_A_Achievable Economic RVT Potential | F1 | Commercial | Interruptible - Health | New | Space Heating | Natural Gas | Gas Boiler - High Turndown Burner | A | Integrated Unit Energy Savings (kWh or therms) | Achievable Economic RVT Potential | 0 | 0 | 0 | 0 | 0 | 0 | 0 | 0 | 0 | 0 | 0 | 0 | 0 | 0 | 0 | 0 | 0 | 0 | 0 | 0 | 0 | 0 | 0 | 0 | 0 | 0 | 0
F2_Commercial_Interruptible - Health_New_Space Heating_Natural Gas_Gas Boiler - High Turndown Burner_A_Achievable Economic RVT Potential | F2 | Commercial | Interruptible - Health | New | Space Heating | Natural Gas | Gas Boiler - High Turndown Burner | A | Integrated Unit Summer Peak Savings (kW) | Achievable Economic RVT Potential | 0 | 0 | 0 | 0 | 0 | 0 | 0 | 0 | 0 | 0 | 0 | 0 | 0 | 0 | 0 | 0 | 0 | 0 | 0 | 0 | 0 | 0 | 0 | 0 | 0 | 0 | 0
F3_Commercial_Interruptible - Health_New_Space Heating_Natural Gas_Gas Boiler - High Turndown Burner_A_Achievable Economic RVT Potential | F3 | Commercial | Interruptible - Health | New | Space Heating | Natural Gas | Gas Boiler - High Turndown Burner | A | Integrated Unit Winter Peak Savings (kW) | Achievable Economic RVT Potential | 0 | 0 | 0 | 0 | 0 | 0 | 0 | 0 | 0 | 0 | 0 | 0 | 0 | 0 | 0 | 0 | 0 | 0 | 0 | 0 | 0 | 0 | 0 | 0 | 0 | 0 | 0
F4_Commercial_Interruptible - Health_New_Space Heating_Natural Gas_Gas Boiler - High Turndown Burner_A_Achievable Economic RVT Potential | F4 | Commercial | Interruptible - Health | New | Space Heating | Natural Gas | Gas Boiler - High Turndown Burner | A | Incremental Energy Savings (MWh or mTherms) | Achievable Economic RVT Potential | 0 | 0 | 0 | 0 | 0 | 0 | 0 | 0 | 0 | 0 | 0 | 0 | 0 | 0 | 0 | 0 | 0 | 0 | 0 | 0 | 0 | 0 | 0 | 0 | 0 | 0 | 0
F5_Commercial_Interruptible - Health_New_Space Heating_Natural Gas_Gas Boiler - High Turndown Burner_A_Achievable Economic RVT Potential | F5 | Commercial | Interruptible - Health | New | Space Heating | Natural Gas | Gas Boiler - High Turndown Burner | A | Incremental Summer Peak Savings (MW) | Achievable Economic RVT Potential | 0 | 0 | 0 | 0 | 0 | 0 | 0 | 0 | 0 | 0 | 0 | 0 | 0 | 0 | 0 | 0 | 0 | 0 | 0 | 0 | 0 | 0 | 0 | 0 | 0 | 0 | 0
F6_Commercial_Interruptible - Health_New_Space Heating_Natural Gas_Gas Boiler - High Turndown Burner_A_Achievable Economic RVT Potential | F6 | Commercial | Interruptible - Health | New | Space Heating | Natural Gas | Gas Boiler - High Turndown Burner | A | Incremental Winter Peak Savings (MW) | Achievable Economic RVT Potential | 0 | 0 | 0 | 0 | 0 | 0 | 0 | 0 | 0 | 0 | 0 | 0 | 0 | 0 | 0 | 0 | 0 | 0 | 0 | 0 | 0 | 0 | 0 | 0 | 0 | 0 | 0
F7_Commercial_Interruptible - Health_New_Space Heating_Natural Gas_Gas Boiler - High Turndown Burner_A_Achievable Economic RVT Potential | F7 | Commercial | Interruptible - Health | New | Space Heating | Natural Gas | Gas Boiler - High Turndown Burner | A | Cumulative Energy Savings (MWh or mTherms) | Achievable Economic RVT Potential | 0 | 0 | 0 | 0 | 0 | 0 | 0 | 0 | 0 | 0 | 0 | 0 | 0 | 0 | 0 | 0 | 0 | 0 | 0 | 0 | 0 | 0 | 0 | 0 | 0 | 0 | 0
F8_Commercial_Interruptible - Health_New_Space Heating_Natural Gas_Gas Boiler - High Turndown Burner_A_Achievable Economic RVT Potential | F8 | Commercial | Interruptible - Health | New | Space Heating | Natural Gas | Gas Boiler - High Turndown Burner | A | Cumulative Summer Peak Savings (MW) | Achievable Economic RVT Potential | 0 | 0 | 0 | 0 | 0 | 0 | 0 | 0 | 0 | 0 | 0 | 0 | 0 | 0 | 0 | 0 | 0 | 0 | 0 | 0 | 0 | 0 | 0 | 0 | 0 | 0 | 0
F9_Commercial_Interruptible - Health_New_Space Heating_Natural Gas_Gas Boiler - High Turndown Burner_A_Achievable Economic RVT Potential | F9 | Commercial | Interruptible - Health | New | Space Heating | Natural Gas | Gas Boiler - High Turndown Burner | A | Cumulative Winter Peak Savings (MW) | Achievable Economic RVT Potential | 0 | 0 | 0 | 0 | 0 | 0 | 0 | 0 | 0 | 0 | 0 | 0 | 0 | 0 | 0 | 0 | 0 | 0 | 0 | 0 | 0 | 0 | 0 | 0 | 0 | 0 | 0
F10_Commercial_Interruptible - Health_New_Space Heating_Natural Gas_Gas Boiler - High Turndown Burner_A_Achievable Economic RVT Potential | F10 | Commercial | Interruptible - Health | New | Space Heating | Natural Gas | Gas Boiler - High Turndown Burner | A | Purchases (Incremental) | Achievable Economic RVT Potential | 0 | 0 | 0 | 0 | 0 | 0 | 0 | 0 | 0 | 0 | 0 | 0 | 0 | 0 | 0 | 0 | 0 | 0 | 0 | 0 | 0 | 0 | 0 | 0 | 0 | 0 | 0
F11_Commercial_Interruptible - Health_New_Space Heating_Natural Gas_Gas Boiler - High Turndown Burner_A_Achievable Economic RVT Potential | F11 | Commercial | Interruptible - Health | New | Space Heating | Natural Gas | Gas Boiler - High Turndown Burner | A | Purchases (Cumulative) | Achievable Economic RVT Potential | 0 | 0 | 0 | 0 | 0 | 0 | 0 | 0 | 0 | 0 | 0 | 0 | 0 | 0 | 0 | 0 | 0 | 0 | 0 | 0 | 0 | 0 | 0 | 0 | 0 | 0 | 0
F1_Commercial_Interruptible - Health_New_Space Heating_Natural Gas_Gas Boiler - Burner Control Optimization_A_Achievable Economic RVT Potential | F1 | Commercial | Interruptible - Health | New | Space Heating | Natural Gas | Gas Boiler - Burner Control Optimization | A | Integrated Unit Energy Savings (kWh or therms) | Achievable Economic RVT Potential | 0 | 0 | 0 | 0 | 0 | 0 | 0 | 0 | 0 | 0 | 0 | 0 | 0 | 0 | 0 | 0 | 0 | 0 | 0 | 0 | 0 | 0 | 0 | 0 | 0 | 0 | 0
F2_Commercial_Interruptible - Health_New_Space Heating_Natural Gas_Gas Boiler - Burner Control Optimization_A_Achievable Economic RVT Potential | F2 | Commercial | Interruptible - Health | New | Space Heating | Natural Gas | Gas Boiler - Burner Control Optimization | A | Integrated Unit Summer Peak Savings (kW) | Achievable Economic RVT Potential | 0 | 0 | 0 | 0 | 0 | 0 | 0 | 0 | 0 | 0 | 0 | 0 | 0 | 0 | 0 | 0 | 0 | 0 | 0 | 0 | 0 | 0 | 0 | 0 | 0 | 0 | 0
F3_Commercial_Interruptible - Health_New_Space Heating_Natural Gas_Gas Boiler - Burner Control Optimization_A_Achievable Economic RVT Potential | F3 | Commercial | Interruptible - Health | New | Space Heating | Natural Gas | Gas Boiler - Burner Control Optimization | A | Integrated Unit Winter Peak Savings (kW) | Achievable Economic RVT Potential | 0 | 0 | 0 | 0 | 0 | 0 | 0 | 0 | 0 | 0 | 0 | 0 | 0 | 0 | 0 | 0 | 0 | 0 | 0 | 0 | 0 | 0 | 0 | 0 | 0 | 0 | 0
F4_Commercial_Interruptible - Health_New_Space Heating_Natural Gas_Gas Boiler - Burner Control Optimization_A_Achievable Economic RVT Potential | F4 | Commercial | Interruptible - Health | New | Space Heating | Natural Gas | Gas Boiler - Burner Control Optimization | A | Incremental Energy Savings (MWh or mTherms) | Achievable Economic RVT Potential | 0 | 0 | 0 | 0 | 0 | 0 | 0 | 0 | 0 | 0 | 0 | 0 | 0 | 0 | 0 | 0 | 0 | 0 | 0 | 0 | 0 | 0 | 0 | 0 | 0 | 0 | 0
F5_Commercial_Interruptible - Health_New_Space Heating_Natural Gas_Gas Boiler - Burner Control Optimization_A_Achievable Economic RVT Potential | F5 | Commercial | Interruptible - Health | New | Space Heating | Natural Gas | Gas Boiler - Burner Control Optimization | A | Incremental Summer Peak Savings (MW) | Achievable Economic RVT Potential | 0 | 0 | 0 | 0 | 0 | 0 | 0 | 0 | 0 | 0 | 0 | 0 | 0 | 0 | 0 | 0 | 0 | 0 | 0 | 0 | 0 | 0 | 0 | 0 | 0 | 0 | 0
F6_Commercial_Interruptible - Health_New_Space Heating_Natural Gas_Gas Boiler - Burner Control Optimization_A_Achievable Economic RVT Potential | F6 | Commercial | Interruptible - Health | New | Space Heating | Natural Gas | Gas Boiler - Burner Control Optimization | A | Incremental Winter Peak Savings (MW) | Achievable Economic RVT Potential | 0 | 0 | 0 | 0 | 0 | 0 | 0 | 0 | 0 | 0 | 0 | 0 | 0 | 0 | 0 | 0 | 0 | 0 | 0 | 0 | 0 | 0 | 0 | 0 | 0 | 0 | 0
F7_Commercial_Interruptible - Health_New_Space Heating_Natural Gas_Gas Boiler - Burner Control Optimization_A_Achievable Economic RVT Potential | F7 | Commercial | Interruptible - Health | New | Space Heating | Natural Gas | Gas Boiler - Burner Control Optimization | A | Cumulative Energy Savings (MWh or mTherms) | Achievable Economic RVT Potential | 0 | 0 | 0 | 0 | 0 | 0 | 0 | 0 | 0 | 0 | 0 | 0 | 0 | 0 | 0 | 0 | 0 | 0 | 0 | 0 | 0 | 0 | 0 | 0 | 0 | 0 | 0
F8_Commercial_Interruptible - Health_New_Space Heating_Natural Gas_Gas Boiler - Burner Control Optimization_A_Achievable Economic RVT Potential | F8 | Commercial | Interruptible - Health | New | Space Heating | Natural Gas | Gas Boiler - Burner Control Optimization | A | Cumulative Summer Peak Savings (MW) | Achievable Economic RVT Potential | 0 | 0 | 0 | 0 | 0 | 0 | 0 | 0 | 0 | 0 | 0 | 0 | 0 | 0 | 0 | 0 | 0 | 0 | 0 | 0 | 0 | 0 | 0 | 0 | 0 | 0 | 0
F9_Commercial_Interruptible - Health_New_Space Heating_Natural Gas_Gas Boiler - Burner Control Optimization_A_Achievable Economic RVT Potential | F9 | Commercial | Interruptible - Health | New | Space Heating | Natural Gas | Gas Boiler - Burner Control Optimization | A | Cumulative Winter Peak Savings (MW) | Achievable Economic RVT Potential | 0 | 0 | 0 | 0 | 0 | 0 | 0 | 0 | 0 | 0 | 0 | 0 | 0 | 0 | 0 | 0 | 0 | 0 | 0 | 0 | 0 | 0 | 0 | 0 | 0 | 0 | 0
F10_Commercial_Interruptible - Health_New_Space Heating_Natural Gas_Gas Boiler - Burner Control Optimization_A_Achievable Economic RVT Potential | F10 | Commercial | Interruptible - Health | New | Space Heating | Natural Gas | Gas Boiler - Burner Control Optimization | A | Purchases (Incremental) | Achievable Economic RVT Potential | 0 | 0 | 0 | 0 | 0 | 0 | 0 | 0 | 0 | 0 | 0 | 0 | 0 | 0 | 0 | 0 | 0 | 0 | 0 | 0 | 0 | 0 | 0 | 0 | 0 | 0 | 0
F11_Commercial_Interruptible - Health_New_Space Heating_Natural Gas_Gas Boiler - Burner Control Optimization_A_Achievable Economic RVT Potential | F11 | Commercial | Interruptible - Health | New | Space Heating | Natural Gas | Gas Boiler - Burner Control Optimization | A | Purchases (Cumulative) | Achievable Economic RVT Potential | 0 | 0 | 0 | 0 | 0 | 0 | 0 | 0 | 0 | 0 | 0 | 0 | 0 | 0 | 0 | 0 | 0 | 0 | 0 | 0 | 0 | 0 | 0 | 0 | 0 | 0 | 0
F1_Commercial_Interruptible - Health_New_Space Heating_Natural Gas_Gas Boiler - Stack Economizer_A_Achievable Economic RVT Potential | F1 | Commercial | Interruptible - Health | New | Space Heating | Natural Gas | Gas Boiler - Stack Economizer | A | Integrated Unit Energy Savings (kWh or therms) | Achievable Economic RVT Potential | 0 | 0 | 0 | 0 | 0 | 0 | 0 | 0 | 0 | 0 | 0 | 0 | 0 | 0 | 0 | 0 | 0 | 0 | 0 | 0 | 0 | 0 | 0 | 0 | 0 | 0 | 0
F2_Commercial_Interruptible - Health_New_Space Heating_Natural Gas_Gas Boiler - Stack Economizer_A_Achievable Economic RVT Potential | F2 | Commercial | Interruptible - Health | New | Space Heating | Natural Gas | Gas Boiler - Stack Economizer | A | Integrated Unit Summer Peak Savings (kW) | Achievable Economic RVT Potential | 0 | 0 | 0 | 0 | 0 | 0 | 0 | 0 | 0 | 0 | 0 | 0 | 0 | 0 | 0 | 0 | 0 | 0 | 0 | 0 | 0 | 0 | 0 | 0 | 0 | 0 | 0
F3_Commercial_Interruptible - Health_New_Space Heating_Natural Gas_Gas Boiler - Stack Economizer_A_Achievable Economic RVT Potential | F3 | Commercial | Interruptible - Health | New | Space Heating | Natural Gas | Gas Boiler - Stack Economizer | A | Integrated Unit Winter Peak Savings (kW) | Achievable Economic RVT Potential | 0 | 0 | 0 | 0 | 0 | 0 | 0 | 0 | 0 | 0 | 0 | 0 | 0 | 0 | 0 | 0 | 0 | 0 | 0 | 0 | 0 | 0 | 0 | 0 | 0 | 0 | 0
F4_Commercial_Interruptible - Health_New_Space Heating_Natural Gas_Gas Boiler - Stack Economizer_A_Achievable Economic RVT Potential | F4 | Commercial | Interruptible - Health | New | Space Heating | Natural Gas | Gas Boiler - Stack Economizer | A | Incremental Energy Savings (MWh or mTherms) | Achievable Economic RVT Potential | 0 | 0 | 0 | 0 | 0 | 0 | 0 | 0 | 0 | 0 | 0 | 0 | 0 | 0 | 0 | 0 | 0 | 0 | 0 | 0 | 0 | 0 | 0 | 0 | 0 | 0 | 0
F5_Commercial_Interruptible - Health_New_Space Heating_Natural Gas_Gas Boiler - Stack Economizer_A_Achievable Economic RVT Potential | F5 | Commercial | Interruptible - Health | New | Space Heating | Natural Gas | Gas Boiler - Stack Economizer | A | Incremental Summer Peak Savings (MW) | Achievable Economic RVT Potential | 0 | 0 | 0 | 0 | 0 | 0 | 0 | 0 | 0 | 0 | 0 | 0 | 0 | 0 | 0 | 0 | 0 | 0 | 0 | 0 | 0 | 0 | 0 | 0 | 0 | 0 | 0
F6_Commercial_Interruptible - Health_New_Space Heating_Natural Gas_Gas Boiler - Stack Economizer_A_Achievable Economic RVT Potential | F6 | Commercial | Interruptible - Health | New | Space Heating | Natural Gas | Gas Boiler - Stack Economizer | A | Incremental Winter Peak Savings (MW) | Achievable Economic RVT Potential | 0 | 0 | 0 | 0 | 0 | 0 | 0 | 0 | 0 | 0 | 0 | 0 | 0 | 0 | 0 | 0 | 0 | 0 | 0 | 0 | 0 | 0 | 0 | 0 | 0 | 0 | 0
F7_Commercial_Interruptible - Health_New_Space Heating_Natural Gas_Gas Boiler - Stack Economizer_A_Achievable Economic RVT Potential | F7 | Commercial | Interruptible - Health | New | Space Heating | Natural Gas | Gas Boiler - Stack Economizer | A | Cumulative Energy Savings (MWh or mTherms) | Achievable Economic RVT Potential | 0 | 0 | 0 | 0 | 0 | 0 | 0 | 0 | 0 | 0 | 0 | 0 | 0 | 0 | 0 | 0 | 0 | 0 | 0 | 0 | 0 | 0 | 0 | 0 | 0 | 0 | 0
F8_Commercial_Interruptible - Health_New_Space Heating_Natural Gas_Gas Boiler - Stack Economizer_A_Achievable Economic RVT Potential | F8 | Commercial | Interruptible - Health | New | Space Heating | Natural Gas | Gas Boiler - Stack Economizer | A | Cumulative Summer Peak Savings (MW) | Achievable Economic RVT Potential | 0 | 0 | 0 | 0 | 0 | 0 | 0 | 0 | 0 | 0 | 0 | 0 | 0 | 0 | 0 | 0 | 0 | 0 | 0 | 0 | 0 | 0 | 0 | 0 | 0 | 0 | 0
F9_Commercial_Interruptible - Health_New_Space Heating_Natural Gas_Gas Boiler - Stack Economizer_A_Achievable Economic RVT Potential | F9 | Commercial | Interruptible - Health | New | Space Heating | Natural Gas | Gas Boiler - Stack Economizer | A | Cumulative Winter Peak Savings (MW) | Achievable Economic RVT Potential | 0 | 0 | 0 | 0 | 0 | 0 | 0 | 0 | 0 | 0 | 0 | 0 | 0 | 0 | 0 | 0 | 0 | 0 | 0 | 0 | 0 | 0 | 0 | 0 | 0 | 0 | 0
F10_Commercial_Interruptible - Health_New_Space Heating_Natural Gas_Gas Boiler - Stack Economizer_A_Achievable Economic RVT Potential | F10 | Commercial | Interruptible - Health | New | Space Heating | Natural Gas | Gas Boiler - Stack Economizer | A | Purchases (Incremental) | Achievable Economic RVT Potential | 0 | 0 | 0 | 0 | 0 | 0 | 0 | 0 | 0 | 0 | 0 | 0 | 0 | 0 | 0 | 0 | 0 | 0 | 0 | 0 | 0 | 0 | 0 | 0 | 0 | 0 | 0
F11_Commercial_Interruptible - Health_New_Space Heating_Natural Gas_Gas Boiler - Stack Economizer_A_Achievable Economic RVT Potential | F11 | Commercial | Interruptible - Health | New | Space Heating | Natural Gas | Gas Boiler - Stack Economizer | A | Purchases (Cumulative) | Achievable Economic RVT Potential | 0 | 0 | 0 | 0 | 0 | 0 | 0 | 0 | 0 | 0 | 0 | 0 | 0 | 0 | 0 | 0 | 0 | 0 | 0 | 0 | 0 | 0 | 0 | 0 | 0 | 0 | 0
F1_Commercial_Interruptible - Health_New_Space Heating_Natural Gas_Gas Boiler - Thermostatic Radiator Valves_A_Achievable Economic RVT Potential | F1 | Commercial | Interruptible - Health | New | Space Heating | Natural Gas | Gas Boiler - Thermostatic Radiator Valves | A | Integrated Unit Energy Savings (kWh or therms) | Achievable Economic RVT Potential | 0 | 0 | 0 | 0 | 0 | 0 | 0 | 0 | 0 | 0 | 0 | 0 | 0 | 0 | 0 | 0 | 0 | 0 | 0 | 0 | 0 | 0 | 0 | 0 | 0 | 0 | 0
F2_Commercial_Interruptible - Health_New_Space Heating_Natural Gas_Gas Boiler - Thermostatic Radiator Valves_A_Achievable Economic RVT Potential | F2 | Commercial | Interruptible - Health | New | Space Heating | Natural Gas | Gas Boiler - Thermostatic Radiator Valves | A | Integrated Unit Summer Peak Savings (kW) | Achievable Economic RVT Potential | 0 | 0 | 0 | 0 | 0 | 0 | 0 | 0 | 0 | 0 | 0 | 0 | 0 | 0 | 0 | 0 | 0 | 0 | 0 | 0 | 0 | 0 | 0 | 0 | 0 | 0 | 0
F3_Commercial_Interruptible - Health_New_Space Heating_Natural Gas_Gas Boiler - Thermostatic Radiator Valves_A_Achievable Economic RVT Potential | F3 | Commercial | Interruptible - Health | New | Space Heating | Natural Gas | Gas Boiler - Thermostatic Radiator Valves | A | Integrated Unit Winter Peak Savings (kW) | Achievable Economic RVT Potential | 0 | 0 | 0 | 0 | 0 | 0 | 0 | 0 | 0 | 0 | 0 | 0 | 0 | 0 | 0 | 0 | 0 | 0 | 0 | 0 | 0 | 0 | 0 | 0 | 0 | 0 | 0
F4_Commercial_Interruptible - Health_New_Space Heating_Natural Gas_Gas Boiler - Thermostatic Radiator Valves_A_Achievable Economic RVT Potential | F4 | Commercial | Interruptible - Health | New | Space Heating | Natural Gas | Gas Boiler - Thermostatic Radiator Valves | A | Incremental Energy Savings (MWh or mTherms) | Achievable Economic RVT Potential | 0 | 0 | 0 | 0 | 0 | 0 | 0 | 0 | 0 | 0 | 0 | 0 | 0 | 0 | 0 | 0 | 0 | 0 | 0 | 0 | 0 | 0 | 0 | 0 | 0 | 0 | 0
F5_Commercial_Interruptible - Health_New_Space Heating_Natural Gas_Gas Boiler - Thermostatic Radiator Valves_A_Achievable Economic RVT Potential | F5 | Commercial | Interruptible - Health | New | Space Heating | Natural Gas | Gas Boiler - Thermostatic Radiator Valves | A | Incremental Summer Peak Savings (MW) | Achievable Economic RVT Potential | 0 | 0 | 0 | 0 | 0 | 0 | 0 | 0 | 0 | 0 | 0 | 0 | 0 | 0 | 0 | 0 | 0 | 0 | 0 | 0 | 0 | 0 | 0 | 0 | 0 | 0 | 0
F6_Commercial_Interruptible - Health_New_Space Heating_Natural Gas_Gas Boiler - Thermostatic Radiator Valves_A_Achievable Economic RVT Potential | F6 | Commercial | Interruptible - Health | New | Space Heating | Natural Gas | Gas Boiler - Thermostatic Radiator Valves | A | Incremental Winter Peak Savings (MW) | Achievable Economic RVT Potential | 0 | 0 | 0 | 0 | 0 | 0 | 0 | 0 | 0 | 0 | 0 | 0 | 0 | 0 | 0 | 0 | 0 | 0 | 0 | 0 | 0 | 0 | 0 | 0 | 0 | 0 | 0
F7_Commercial_Interruptible - Health_New_Space Heating_Natural Gas_Gas Boiler - Thermostatic Radiator Valves_A_Achievable Economic RVT Potential | F7 | Commercial | Interruptible - Health | New | Space Heating | Natural Gas | Gas Boiler - Thermostatic Radiator Valves | A | Cumulative Energy Savings (MWh or mTherms) | Achievable Economic RVT Potential | 0 | 0 | 0 | 0 | 0 | 0 | 0 | 0 | 0 | 0 | 0 | 0 | 0 | 0 | 0 | 0 | 0 | 0 | 0 | 0 | 0 | 0 | 0 | 0 | 0 | 0 | 0
F8_Commercial_Interruptible - Health_New_Space Heating_Natural Gas_Gas Boiler - Thermostatic Radiator Valves_A_Achievable Economic RVT Potential | F8 | Commercial | Interruptible - Health | New | Space Heating | Natural Gas | Gas Boiler - Thermostatic Radiator Valves | A | Cumulative Summer Peak Savings (MW) | Achievable Economic RVT Potential | 0 | 0 | 0 | 0 | 0 | 0 | 0 | 0 | 0 | 0 | 0 | 0 | 0 | 0 | 0 | 0 | 0 | 0 | 0 | 0 | 0 | 0 | 0 | 0 | 0 | 0 | 0
F9_Commercial_Interruptible - Health_New_Space Heating_Natural Gas_Gas Boiler - Thermostatic Radiator Valves_A_Achievable Economic RVT Potential | F9 | Commercial | Interruptible - Health | New | Space Heating | Natural Gas | Gas Boiler - Thermostatic Radiator Valves | A | Cumulative Winter Peak Savings (MW) | Achievable Economic RVT Potential | 0 | 0 | 0 | 0 | 0 | 0 | 0 | 0 | 0 | 0 | 0 | 0 | 0 | 0 | 0 | 0 | 0 | 0 | 0 | 0 | 0 | 0 | 0 | 0 | 0 | 0 | 0
F10_Commercial_Interruptible - Health_New_Space Heating_Natural Gas_Gas Boiler - Thermostatic Radiator Valves_A_Achievable Economic RVT Potential | F10 | Commercial | Interruptible - Health | New | Space Heating | Natural Gas | Gas Boiler - Thermostatic Radiator Valves | A | Purchases (Incremental) | Achievable Economic RVT Potential | 0 | 0 | 0 | 0 | 0 | 0 | 0 | 0 | 0 | 0 | 0 | 0 | 0 | 0 | 0 | 0 | 0 | 0 | 0 | 0 | 0 | 0 | 0 | 0 | 0 | 0 | 0
F11_Commercial_Interruptible - Health_New_Space Heating_Natural Gas_Gas Boiler - Thermostatic Radiator Valves_A_Achievable Economic RVT Potential | F11 | Commercial | Interruptible - Health | New | Space Heating | Natural Gas | Gas Boiler - Thermostatic Radiator Valves | A | Purchases (Cumulative) | Achievable Economic RVT Potential | 0 | 0 | 0 | 0 | 0 | 0 | 0 | 0 | 0 | 0 | 0 | 0 | 0 | 0 | 0 | 0 | 0 | 0 | 0 | 0 | 0 | 0 | 0 | 0 | 0 | 0 | 0
F1_Commercial_Interruptible - Health_New_Space Heating_Natural Gas_HVAC - Shut Off Damper_A_Achievable Economic RVT Potential | F1 | Commercial | Interruptible - Health | New | Space Heating | Natural Gas | HVAC - Shut Off Damper | A | Integrated Unit Energy Savings (kWh or therms) | Achievable Economic RVT Potential | 0 | 0 | 0 | 0 | 0 | 0 | 0 | 0 | 0 | 0 | 0 | 0 | 0 | 0 | 0 | 0 | 0 | 0 | 0 | 0 | 0 | 0 | 0 | 0 | 0 | 0 | 0
F2_Commercial_Interruptible - Health_New_Space Heating_Natural Gas_HVAC - Shut Off Damper_A_Achievable Economic RVT Potential | F2 | Commercial | Interruptible - Health | New | Space Heating | Natural Gas | HVAC - Shut Off Damper | A | Integrated Unit Summer Peak Savings (kW) | Achievable Economic RVT Potential | 0 | 0 | 0 | 0 | 0 | 0 | 0 | 0 | 0 | 0 | 0 | 0 | 0 | 0 | 0 | 0 | 0 | 0 | 0 | 0 | 0 | 0 | 0 | 0 | 0 | 0 | 0
F3_Commercial_Interruptible - Health_New_Space Heating_Natural Gas_HVAC - Shut Off Damper_A_Achievable Economic RVT Potential | F3 | Commercial | Interruptible - Health | New | Space Heating | Natural Gas | HVAC - Shut Off Damper | A | Integrated Unit Winter Peak Savings (kW) | Achievable Economic RVT Potential | 0 | 0 | 0 | 0 | 0 | 0 | 0 | 0 | 0 | 0 | 0 | 0 | 0 | 0 | 0 | 0 | 0 | 0 | 0 | 0 | 0 | 0 | 0 | 0 | 0 | 0 | 0
F4_Commercial_Interruptible - Health_New_Space Heating_Natural Gas_HVAC - Shut Off Damper_A_Achievable Economic RVT Potential | F4 | Commercial | Interruptible - Health | New | Space Heating | Natural Gas | HVAC - Shut Off Damper | A | Incremental Energy Savings (MWh or mTherms) | Achievable Economic RVT Potential | 0 | 0 | 0 | 0 | 0 | 0 | 0 | 0 | 0 | 0 | 0 | 0 | 0 | 0 | 0 | 0 | 0 | 0 | 0 | 0 | 0 | 0 | 0 | 0 | 0 | 0 | 0
F5_Commercial_Interruptible - Health_New_Space Heating_Natural Gas_HVAC - Shut Off Damper_A_Achievable Economic RVT Potential | F5 | Commercial | Interruptible - Health | New | Space Heating | Natural Gas | HVAC - Shut Off Damper | A | Incremental Summer Peak Savings (MW) | Achievable Economic RVT Potential | 0 | 0 | 0 | 0 | 0 | 0 | 0 | 0 | 0 | 0 | 0 | 0 | 0 | 0 | 0 | 0 | 0 | 0 | 0 | 0 | 0 | 0 | 0 | 0 | 0 | 0 | 0
F6_Commercial_Interruptible - Health_New_Space Heating_Natural Gas_HVAC - Shut Off Damper_A_Achievable Economic RVT Potential | F6 | Commercial | Interruptible - Health | New | Space Heating | Natural Gas | HVAC - Shut Off Damper | A | Incremental Winter Peak Savings (MW) | Achievable Economic RVT Potential | 0 | 0 | 0 | 0 | 0 | 0 | 0 | 0 | 0 | 0 | 0 | 0 | 0 | 0 | 0 | 0 | 0 | 0 | 0 | 0 | 0 | 0 | 0 | 0 | 0 | 0 | 0
F7_Commercial_Interruptible - Health_New_Space Heating_Natural Gas_HVAC - Shut Off Damper_A_Achievable Economic RVT Potential | F7 | Commercial | Interruptible - Health | New | Space Heating | Natural Gas | HVAC - Shut Off Damper | A | Cumulative Energy Savings (MWh or mTherms) | Achievable Economic RVT Potential | 0 | 0 | 0 | 0 | 0 | 0 | 0 | 0 | 0 | 0 | 0 | 0 | 0 | 0 | 0 | 0 | 0 | 0 | 0 | 0 | 0 | 0 | 0 | 0 | 0 | 0 | 0
F8_Commercial_Interruptible - Health_New_Space Heating_Natural Gas_HVAC - Shut Off Damper_A_Achievable Economic RVT Potential | F8 | Commercial | Interruptible - Health | New | Space Heating | Natural Gas | HVAC - Shut Off Damper | A | Cumulative Summer Peak Savings (MW) | Achievable Economic RVT Potential | 0 | 0 | 0 | 0 | 0 | 0 | 0 | 0 | 0 | 0 | 0 | 0 | 0 | 0 | 0 | 0 | 0 | 0 | 0 | 0 | 0 | 0 | 0 | 0 | 0 | 0 | 0
F9_Commercial_Interruptible - Health_New_Space Heating_Natural Gas_HVAC - Shut Off Damper_A_Achievable Economic RVT Potential | F9 | Commercial | Interruptible - Health | New | Space Heating | Natural Gas | HVAC - Shut Off Damper | A | Cumulative Winter Peak Savings (MW) | Achievable Economic RVT Potential | 0 | 0 | 0 | 0 | 0 | 0 | 0 | 0 | 0 | 0 | 0 | 0 | 0 | 0 | 0 | 0 | 0 | 0 | 0 | 0 | 0 | 0 | 0 | 0 | 0 | 0 | 0
F10_Commercial_Interruptible - Health_New_Space Heating_Natural Gas_HVAC - Shut Off Damper_A_Achievable Economic RVT Potential | F10 | Commercial | Interruptible - Health | New | Space Heating | Natural Gas | HVAC - Shut Off Damper | A | Purchases (Incremental) | Achievable Economic RVT Potential | 0 | 0 | 0 | 0 | 0 | 0 | 0 | 0 | 0 | 0 | 0 | 0 | 0 | 0 | 0 | 0 | 0 | 0 | 0 | 0 | 0 | 0 | 0 | 0 | 0 | 0 | 0
F11_Commercial_Interruptible - Health_New_Space Heating_Natural Gas_HVAC - Shut Off Damper_A_Achievable Economic RVT Potential | F11 | Commercial | Interruptible - Health | New | Space Heating | Natural Gas | HVAC - Shut Off Damper | A | Purchases (Cumulative) | Achievable Economic RVT Potential | 0 | 0 | 0 | 0 | 0 | 0 | 0 | 0 | 0 | 0 | 0 | 0 | 0 | 0 | 0 | 0 | 0 | 0 | 0 | 0 | 0 | 0 | 0 | 0 | 0 | 0 | 0
F1_Commercial_Interruptible - Health_New_Space Heating_Natural Gas_Gas Furnace - Tube Inserts_A_Achievable Economic RVT Potential | F1 | Commercial | Interruptible - Health | New | Space Heating | Natural Gas | Gas Furnace - Tube Inserts | A | Integrated Unit Energy Savings (kWh or therms) | Achievable Economic RVT Potential | 0 | 0 | 0 | 0 | 0 | 0 | 0 | 0 | 0 | 0 | 0 | 0 | 0 | 0 | 0 | 0 | 0 | 0 | 0 | 0 | 0 | 0 | 0 | 0 | 0 | 0 | 0
F2_Commercial_Interruptible - Health_New_Space Heating_Natural Gas_Gas Furnace - Tube Inserts_A_Achievable Economic RVT Potential | F2 | Commercial | Interruptible - Health | New | Space Heating | Natural Gas | Gas Furnace - Tube Inserts | A | Integrated Unit Summer Peak Savings (kW) | Achievable Economic RVT Potential | 0 | 0 | 0 | 0 | 0 | 0 | 0 | 0 | 0 | 0 | 0 | 0 | 0 | 0 | 0 | 0 | 0 | 0 | 0 | 0 | 0 | 0 | 0 | 0 | 0 | 0 | 0
F3_Commercial_Interruptible - Health_New_Space Heating_Natural Gas_Gas Furnace - Tube Inserts_A_Achievable Economic RVT Potential | F3 | Commercial | Interruptible - Health | New | Space Heating | Natural Gas | Gas Furnace - Tube Inserts | A | Integrated Unit Winter Peak Savings (kW) | Achievable Economic RVT Potential | 0 | 0 | 0 | 0 | 0 | 0 | 0 | 0 | 0 | 0 | 0 | 0 | 0 | 0 | 0 | 0 | 0 | 0 | 0 | 0 | 0 | 0 | 0 | 0 | 0 | 0 | 0
F4_Commercial_Interruptible - Health_New_Space Heating_Natural Gas_Gas Furnace - Tube Inserts_A_Achievable Economic RVT Potential | F4 | Commercial | Interruptible - Health | New | Space Heating | Natural Gas | Gas Furnace - Tube Inserts | A | Incremental Energy Savings (MWh or mTherms) | Achievable Economic RVT Potential | 0 | 0 | 0 | 0 | 0 | 0 | 0 | 0 | 0 | 0 | 0 | 0 | 0 | 0 | 0 | 0 | 0 | 0 | 0 | 0 | 0 | 0 | 0 | 0 | 0 | 0 | 0
F5_Commercial_Interruptible - Health_New_Space Heating_Natural Gas_Gas Furnace - Tube Inserts_A_Achievable Economic RVT Potential | F5 | Commercial | Interruptible - Health | New | Space Heating | Natural Gas | Gas Furnace - Tube Inserts | A | Incremental Summer Peak Savings (MW) | Achievable Economic RVT Potential | 0 | 0 | 0 | 0 | 0 | 0 | 0 | 0 | 0 | 0 | 0 | 0 | 0 | 0 | 0 | 0 | 0 | 0 | 0 | 0 | 0 | 0 | 0 | 0 | 0 | 0 | 0
F6_Commercial_Interruptible - Health_New_Space Heating_Natural Gas_Gas Furnace - Tube Inserts_A_Achievable Economic RVT Potential | F6 | Commercial | Interruptible - Health | New | Space Heating | Natural Gas | Gas Furnace - Tube Inserts | A | Incremental Winter Peak Savings (MW) | Achievable Economic RVT Potential | 0 | 0 | 0 | 0 | 0 | 0 | 0 | 0 | 0 | 0 | 0 | 0 | 0 | 0 | 0 | 0 | 0 | 0 | 0 | 0 | 0 | 0 | 0 | 0 | 0 | 0 | 0
F7_Commercial_Interruptible - Health_New_Space Heating_Natural Gas_Gas Furnace - Tube Inserts_A_Achievable Economic RVT Potential | F7 | Commercial | Interruptible - Health | New | Space Heating | Natural Gas | Gas Furnace - Tube Inserts | A | Cumulative Energy Savings (MWh or mTherms) | Achievable Economic RVT Potential | 0 | 0 | 0 | 0 | 0 | 0 | 0 | 0 | 0 | 0 | 0 | 0 | 0 | 0 | 0 | 0 | 0 | 0 | 0 | 0 | 0 | 0 | 0 | 0 | 0 | 0 | 0
F8_Commercial_Interruptible - Health_New_Space Heating_Natural Gas_Gas Furnace - Tube Inserts_A_Achievable Economic RVT Potential | F8 | Commercial | Interruptible - Health | New | Space Heating | Natural Gas | Gas Furnace - Tube Inserts | A | Cumulative Summer Peak Savings (MW) | Achievable Economic RVT Potential | 0 | 0 | 0 | 0 | 0 | 0 | 0 | 0 | 0 | 0 | 0 | 0 | 0 | 0 | 0 | 0 | 0 | 0 | 0 | 0 | 0 | 0 | 0 | 0 | 0 | 0 | 0
F9_Commercial_Interruptible - Health_New_Space Heating_Natural Gas_Gas Furnace - Tube Inserts_A_Achievable Economic RVT Potential | F9 | Commercial | Interruptible - Health | New | Space Heating | Natural Gas | Gas Furnace - Tube Inserts | A | Cumulative Winter Peak Savings (MW) | Achievable Economic RVT Potential | 0 | 0 | 0 | 0 | 0 | 0 | 0 | 0 | 0 | 0 | 0 | 0 | 0 | 0 | 0 | 0 | 0 | 0 | 0 | 0 | 0 | 0 | 0 | 0 | 0 | 0 | 0
F10_Commercial_Interruptible - Health_New_Space Heating_Natural Gas_Gas Furnace - Tube Inserts_A_Achievable Economic RVT Potential | F10 | Commercial | Interruptible - Health | New | Space Heating | Natural Gas | Gas Furnace - Tube Inserts | A | Purchases (Incremental) | Achievable Economic RVT Potential | 0 | 0 | 0 | 0 | 0 | 0 | 0 | 0 | 0 | 0 | 0 | 0 | 0 | 0 | 0 | 0 | 0 | 0 | 0 | 0 | 0 | 0 | 0 | 0 | 0 | 0 | 0
F11_Commercial_Interruptible - Health_New_Space Heating_Natural Gas_Gas Furnace - Tube Inserts_A_Achievable Economic RVT Potential | F11 | Commercial | Interruptible - Health | New | Space Heating | Natural Gas | Gas Furnace - Tube Inserts | A | Purchases (Cumulative) | Achievable Economic RVT Potential | 0 | 0 | 0 | 0 | 0 | 0 | 0 | 0 | 0 | 0 | 0 | 0 | 0 | 0 | 0 | 0 | 0 | 0 | 0 | 0 | 0 | 0 | 0 | 0 | 0 | 0 | 0
F1_Commercial_Interruptible - Health_New_Space Heating_Natural Gas_Gas Boiler - Insulate Steam Lines/Condensate Tank_A_Achievable Economic RVT Potential | F1 | Commercial | Interruptible - Health | New | Space Heating | Natural Gas | Gas Boiler - Insulate Steam Lines/Condensate Tank | A | Integrated Unit Energy Savings (kWh or therms) | Achievable Economic RVT Potential | 0 | 0 | 0 | 0 | 0 | 0 | 0 | 0 | 0 | 0 | 0 | 0 | 0 | 0 | 0 | 0 | 0 | 0 | 0 | 0 | 0 | 0 | 0 | 0 | 0 | 0 | 0
F2_Commercial_Interruptible - Health_New_Space Heating_Natural Gas_Gas Boiler - Insulate Steam Lines/Condensate Tank_A_Achievable Economic RVT Potential | F2 | Commercial | Interruptible - Health | New | Space Heating | Natural Gas | Gas Boiler - Insulate Steam Lines/Condensate Tank | A | Integrated Unit Summer Peak Savings (kW) | Achievable Economic RVT Potential | 0 | 0 | 0 | 0 | 0 | 0 | 0 | 0 | 0 | 0 | 0 | 0 | 0 | 0 | 0 | 0 | 0 | 0 | 0 | 0 | 0 | 0 | 0 | 0 | 0 | 0 | 0
F3_Commercial_Interruptible - Health_New_Space Heating_Natural Gas_Gas Boiler - Insulate Steam Lines/Condensate Tank_A_Achievable Economic RVT Potential | F3 | Commercial | Interruptible - Health | New | Space Heating | Natural Gas | Gas Boiler - Insulate Steam Lines/Condensate Tank | A | Integrated Unit Winter Peak Savings (kW) | Achievable Economic RVT Potential | 0 | 0 | 0 | 0 | 0 | 0 | 0 | 0 | 0 | 0 | 0 | 0 | 0 | 0 | 0 | 0 | 0 | 0 | 0 | 0 | 0 | 0 | 0 | 0 | 0 | 0 | 0
F4_Commercial_Interruptible - Health_New_Space Heating_Natural Gas_Gas Boiler - Insulate Steam Lines/Condensate Tank_A_Achievable Economic RVT Potential | F4 | Commercial | Interruptible - Health | New | Space Heating | Natural Gas | Gas Boiler - Insulate Steam Lines/Condensate Tank | A | Incremental Energy Savings (MWh or mTherms) | Achievable Economic RVT Potential | 0 | 0 | 0 | 0 | 0 | 0 | 0 | 0 | 0 | 0 | 0 | 0 | 0 | 0 | 0 | 0 | 0 | 0 | 0 | 0 | 0 | 0 | 0 | 0 | 0 | 0 | 0
F5_Commercial_Interruptible - Health_New_Space Heating_Natural Gas_Gas Boiler - Insulate Steam Lines/Condensate Tank_A_Achievable Economic RVT Potential | F5 | Commercial | Interruptible - Health | New | Space Heating | Natural Gas | Gas Boiler - Insulate Steam Lines/Condensate Tank | A | Incremental Summer Peak Savings (MW) | Achievable Economic RVT Potential | 0 | 0 | 0 | 0 | 0 | 0 | 0 | 0 | 0 | 0 | 0 | 0 | 0 | 0 | 0 | 0 | 0 | 0 | 0 | 0 | 0 | 0 | 0 | 0 | 0 | 0 | 0
F6_Commercial_Interruptible - Health_New_Space Heating_Natural Gas_Gas Boiler - Insulate Steam Lines/Condensate Tank_A_Achievable Economic RVT Potential | F6 | Commercial | Interruptible - Health | New | Space Heating | Natural Gas | Gas Boiler - Insulate Steam Lines/Condensate Tank | A | Incremental Winter Peak Savings (MW) | Achievable Economic RVT Potential | 0 | 0 | 0 | 0 | 0 | 0 | 0 | 0 | 0 | 0 | 0 | 0 | 0 | 0 | 0 | 0 | 0 | 0 | 0 | 0 | 0 | 0 | 0 | 0 | 0 | 0 | 0
F7_Commercial_Interruptible - Health_New_Space Heating_Natural Gas_Gas Boiler - Insulate Steam Lines/Condensate Tank_A_Achievable Economic RVT Potential | F7 | Commercial | Interruptible - Health | New | Space Heating | Natural Gas | Gas Boiler - Insulate Steam Lines/Condensate Tank | A | Cumulative Energy Savings (MWh or mTherms) | Achievable Economic RVT Potential | 0 | 0 | 0 | 0 | 0 | 0 | 0 | 0 | 0 | 0 | 0 | 0 | 0 | 0 | 0 | 0 | 0 | 0 | 0 | 0 | 0 | 0 | 0 | 0 | 0 | 0 | 0
F8_Commercial_Interruptible - Health_New_Space Heating_Natural Gas_Gas Boiler - Insulate Steam Lines/Condensate Tank_A_Achievable Economic RVT Potential | F8 | Commercial | Interruptible - Health | New | Space Heating | Natural Gas | Gas Boiler - Insulate Steam Lines/Condensate Tank | A | Cumulative Summer Peak Savings (MW) | Achievable Economic RVT Potential | 0 | 0 | 0 | 0 | 0 | 0 | 0 | 0 | 0 | 0 | 0 | 0 | 0 | 0 | 0 | 0 | 0 | 0 | 0 | 0 | 0 | 0 | 0 | 0 | 0 | 0 | 0
F9_Commercial_Interruptible - Health_New_Space Heating_Natural Gas_Gas Boiler - Insulate Steam Lines/Condensate Tank_A_Achievable Economic RVT Potential | F9 | Commercial | Interruptible - Health | New | Space Heating | Natural Gas | Gas Boiler - Insulate Steam Lines/Condensate Tank | A | Cumulative Winter Peak Savings (MW) | Achievable Economic RVT Potential | 0 | 0 | 0 | 0 | 0 | 0 | 0 | 0 | 0 | 0 | 0 | 0 | 0 | 0 | 0 | 0 | 0 | 0 | 0 | 0 | 0 | 0 | 0 | 0 | 0 | 0 | 0
F10_Commercial_Interruptible - Health_New_Space Heating_Natural Gas_Gas Boiler - Insulate Steam Lines/Condensate Tank_A_Achievable Economic RVT Potential | F10 | Commercial | Interruptible - Health | New | Space Heating | Natural Gas | Gas Boiler - Insulate Steam Lines/Condensate Tank | A | Purchases (Incremental) | Achievable Economic RVT Potential | 0 | 0 | 0 | 0 | 0 | 0 | 0 | 0 | 0 | 0 | 0 | 0 | 0 | 0 | 0 | 0 | 0 | 0 | 0 | 0 | 0 | 0 | 0 | 0 | 0 | 0 | 0
F11_Commercial_Interruptible - Health_New_Space Heating_Natural Gas_Gas Boiler - Insulate Steam Lines/Condensate Tank_A_Achievable Economic RVT Potential | F11 | Commercial | Interruptible - Health | New | Space Heating | Natural Gas | Gas Boiler - Insulate Steam Lines/Condensate Tank | A | Purchases (Cumulative) | Achievable Economic RVT Potential | 0 | 0 | 0 | 0 | 0 | 0 | 0 | 0 | 0 | 0 | 0 | 0 | 0 | 0 | 0 | 0 | 0 | 0 | 0 | 0 | 0 | 0 | 0 | 0 | 0 | 0 | 0
F1_Commercial_Interruptible - Health_New_Space Heating_Natural Gas_Gas Boiler - Insulate Hot Water Lines_A_Achievable Economic RVT Potential | F1 | Commercial | Interruptible - Health | New | Space Heating | Natural Gas | Gas Boiler - Insulate Hot Water Lines | A | Integrated Unit Energy Savings (kWh or therms) | Achievable Economic RVT Potential | 0 | 0 | 0 | 0 | 0 | 0 | 0 | 0 | 0 | 0 | 0 | 0 | 0 | 0 | 0 | 0 | 0 | 0 | 0 | 0 | 0 | 0 | 0 | 0 | 0 | 0 | 0
F2_Commercial_Interruptible - Health_New_Space Heating_Natural Gas_Gas Boiler - Insulate Hot Water Lines_A_Achievable Economic RVT Potential | F2 | Commercial | Interruptible - Health | New | Space Heating | Natural Gas | Gas Boiler - Insulate Hot Water Lines | A | Integrated Unit Summer Peak Savings (kW) | Achievable Economic RVT Potential | 0 | 0 | 0 | 0 | 0 | 0 | 0 | 0 | 0 | 0 | 0 | 0 | 0 | 0 | 0 | 0 | 0 | 0 | 0 | 0 | 0 | 0 | 0 | 0 | 0 | 0 | 0
F3_Commercial_Interruptible - Health_New_Space Heating_Natural Gas_Gas Boiler - Insulate Hot Water Lines_A_Achievable Economic RVT Potential | F3 | Commercial | Interruptible - Health | New | Space Heating | Natural Gas | Gas Boiler - Insulate Hot Water Lines | A | Integrated Unit Winter Peak Savings (kW) | Achievable Economic RVT Potential | 0 | 0 | 0 | 0 | 0 | 0 | 0 | 0 | 0 | 0 | 0 | 0 | 0 | 0 | 0 | 0 | 0 | 0 | 0 | 0 | 0 | 0 | 0 | 0 | 0 | 0 | 0
F4_Commercial_Interruptible - Health_New_Space Heating_Natural Gas_Gas Boiler - Insulate Hot Water Lines_A_Achievable Economic RVT Potential | F4 | Commercial | Interruptible - Health | New | Space Heating | Natural Gas | Gas Boiler - Insulate Hot Water Lines | A | Incremental Energy Savings (MWh or mTherms) | Achievable Economic RVT Potential | 0 | 0 | 0 | 0 | 0 | 0 | 0 | 0 | 0 | 0 | 0 | 0 | 0 | 0 | 0 | 0 | 0 | 0 | 0 | 0 | 0 | 0 | 0 | 0 | 0 | 0 | 0
F5_Commercial_Interruptible - Health_New_Space Heating_Natural Gas_Gas Boiler - Insulate Hot Water Lines_A_Achievable Economic RVT Potential | F5 | Commercial | Interruptible - Health | New | Space Heating | Natural Gas | Gas Boiler - Insulate Hot Water Lines | A | Incremental Summer Peak Savings (MW) | Achievable Economic RVT Potential | 0 | 0 | 0 | 0 | 0 | 0 | 0 | 0 | 0 | 0 | 0 | 0 | 0 | 0 | 0 | 0 | 0 | 0 | 0 | 0 | 0 | 0 | 0 | 0 | 0 | 0 | 0
F6_Commercial_Interruptible - Health_New_Space Heating_Natural Gas_Gas Boiler - Insulate Hot Water Lines_A_Achievable Economic RVT Potential | F6 | Commercial | Interruptible - Health | New | Space Heating | Natural Gas | Gas Boiler - Insulate Hot Water Lines | A | Incremental Winter Peak Savings (MW) | Achievable Economic RVT Potential | 0 | 0 | 0 | 0 | 0 | 0 | 0 | 0 | 0 | 0 | 0 | 0 | 0 | 0 | 0 | 0 | 0 | 0 | 0 | 0 | 0 | 0 | 0 | 0 | 0 | 0 | 0
F7_Commercial_Interruptible - Health_New_Space Heating_Natural Gas_Gas Boiler - Insulate Hot Water Lines_A_Achievable Economic RVT Potential | F7 | Commercial | Interruptible - Health | New | Space Heating | Natural Gas | Gas Boiler - Insulate Hot Water Lines | A | Cumulative Energy Savings (MWh or mTherms) | Achievable Economic RVT Potential | 0 | 0 | 0 | 0 | 0 | 0 | 0 | 0 | 0 | 0 | 0 | 0 | 0 | 0 | 0 | 0 | 0 | 0 | 0 | 0 | 0 | 0 | 0 | 0 | 0 | 0 | 0
F8_Commercial_Interruptible - Health_New_Space Heating_Natural Gas_Gas Boiler - Insulate Hot Water Lines_A_Achievable Economic RVT Potential | F8 | Commercial | Interruptible - Health | New | Space Heating | Natural Gas | Gas Boiler - Insulate Hot Water Lines | A | Cumulative Summer Peak Savings (MW) | Achievable Economic RVT Potential | 0 | 0 | 0 | 0 | 0 | 0 | 0 | 0 | 0 | 0 | 0 | 0 | 0 | 0 | 0 | 0 | 0 | 0 | 0 | 0 | 0 | 0 | 0 | 0 | 0 | 0 | 0
F9_Commercial_Interruptible - Health_New_Space Heating_Natural Gas_Gas Boiler - Insulate Hot Water Lines_A_Achievable Economic RVT Potential | F9 | Commercial | Interruptible - Health | New | Space Heating | Natural Gas | Gas Boiler - Insulate Hot Water Lines | A | Cumulative Winter Peak Savings (MW) | Achievable Economic RVT Potential | 0 | 0 | 0 | 0 | 0 | 0 | 0 | 0 | 0 | 0 | 0 | 0 | 0 | 0 | 0 | 0 | 0 | 0 | 0 | 0 | 0 | 0 | 0 | 0 | 0 | 0 | 0
F10_Commercial_Interruptible - Health_New_Space Heating_Natural Gas_Gas Boiler - Insulate Hot Water Lines_A_Achievable Economic RVT Potential | F10 | Commercial | Interruptible - Health | New | Space Heating | Natural Gas | Gas Boiler - Insulate Hot Water Lines | A | Purchases (Incremental) | Achievable Economic RVT Potential | 0 | 0 | 0 | 0 | 0 | 0 | 0 | 0 | 0 | 0 | 0 | 0 | 0 | 0 | 0 | 0 | 0 | 0 | 0 | 0 | 0 | 0 | 0 | 0 | 0 | 0 | 0
F11_Commercial_Interruptible - Health_New_Space Heating_Natural Gas_Gas Boiler - Insulate Hot Water Lines_A_Achievable Economic RVT Potential | F11 | Commercial | Interruptible - Health | New | Space Heating | Natural Gas | Gas Boiler - Insulate Hot Water Lines | A | Purchases (Cumulative) | Achievable Economic RVT Potential | 0 | 0 | 0 | 0 | 0 | 0 | 0 | 0 | 0 | 0 | 0 | 0 | 0 | 0 | 0 | 0 | 0 | 0 | 0 | 0 | 0 | 0 | 0 | 0 | 0 | 0 | 0
F1_Commercial_Interruptible - Health_New_Space Heating_Natural Gas_Condensing RTU_A_Achievable Economic RVT Potential | F1 | Commercial | Interruptible - Health | New | Space Heating | Natural Gas | Condensing RTU | A | Integrated Unit Energy Savings (kWh or therms) | Achievable Economic RVT Potential | 0 | 0 | 0 | 0 | 0 | 0 | 0 | 0 | 0 | 0 | 0 | 0 | 0 | 0 | 0 | 0 | 0 | 0 | 0 | 0 | 0 | 0 | 0 | 0 | 0 | 0 | 0
F2_Commercial_Interruptible - Health_New_Space Heating_Natural Gas_Condensing RTU_A_Achievable Economic RVT Potential | F2 | Commercial | Interruptible - Health | New | Space Heating | Natural Gas | Condensing RTU | A | Integrated Unit Summer Peak Savings (kW) | Achievable Economic RVT Potential | 0 | 0 | 0 | 0 | 0 | 0 | 0 | 0 | 0 | 0 | 0 | 0 | 0 | 0 | 0 | 0 | 0 | 0 | 0 | 0 | 0 | 0 | 0 | 0 | 0 | 0 | 0
F3_Commercial_Interruptible - Health_New_Space Heating_Natural Gas_Condensing RTU_A_Achievable Economic RVT Potential | F3 | Commercial | Interruptible - Health | New | Space Heating | Natural Gas | Condensing RTU | A | Integrated Unit Winter Peak Savings (kW) | Achievable Economic RVT Potential | 0 | 0 | 0 | 0 | 0 | 0 | 0 | 0 | 0 | 0 | 0 | 0 | 0 | 0 | 0 | 0 | 0 | 0 | 0 | 0 | 0 | 0 | 0 | 0 | 0 | 0 | 0
F4_Commercial_Interruptible - Health_New_Space Heating_Natural Gas_Condensing RTU_A_Achievable Economic RVT Potential | F4 | Commercial | Interruptible - Health | New | Space Heating | Natural Gas | Condensing RTU | A | Incremental Energy Savings (MWh or mTherms) | Achievable Economic RVT Potential | 0 | 0 | 0 | 0 | 0 | 0 | 0 | 0 | 0 | 0 | 0 | 0 | 0 | 0 | 0 | 0 | 0 | 0 | 0 | 0 | 0 | 0 | 0 | 0 | 0 | 0 | 0
F5_Commercial_Interruptible - Health_New_Space Heating_Natural Gas_Condensing RTU_A_Achievable Economic RVT Potential | F5 | Commercial | Interruptible - Health | New | Space Heating | Natural Gas | Condensing RTU | A | Incremental Summer Peak Savings (MW) | Achievable Economic RVT Potential | 0 | 0 | 0 | 0 | 0 | 0 | 0 | 0 | 0 | 0 | 0 | 0 | 0 | 0 | 0 | 0 | 0 | 0 | 0 | 0 | 0 | 0 | 0 | 0 | 0 | 0 | 0
F6_Commercial_Interruptible - Health_New_Space Heating_Natural Gas_Condensing RTU_A_Achievable Economic RVT Potential | F6 | Commercial | Interruptible - Health | New | Space Heating | Natural Gas | Condensing RTU | A | Incremental Winter Peak Savings (MW) | Achievable Economic RVT Potential | 0 | 0 | 0 | 0 | 0 | 0 | 0 | 0 | 0 | 0 | 0 | 0 | 0 | 0 | 0 | 0 | 0 | 0 | 0 | 0 | 0 | 0 | 0 | 0 | 0 | 0 | 0
F7_Commercial_Interruptible - Health_New_Space Heating_Natural Gas_Condensing RTU_A_Achievable Economic RVT Potential | F7 | Commercial | Interruptible - Health | New | Space Heating | Natural Gas | Condensing RTU | A | Cumulative Energy Savings (MWh or mTherms) | Achievable Economic RVT Potential | 0 | 0 | 0 | 0 | 0 | 0 | 0 | 0 | 0 | 0 | 0 | 0 | 0 | 0 | 0 | 0 | 0 | 0 | 0 | 0 | 0 | 0 | 0 | 0 | 0 | 0 | 0
F8_Commercial_Interruptible - Health_New_Space Heating_Natural Gas_Condensing RTU_A_Achievable Economic RVT Potential | F8 | Commercial | Interruptible - Health | New | Space Heating | Natural Gas | Condensing RTU | A | Cumulative Summer Peak Savings (MW) | Achievable Economic RVT Potential | 0 | 0 | 0 | 0 | 0 | 0 | 0 | 0 | 0 | 0 | 0 | 0 | 0 | 0 | 0 | 0 | 0 | 0 | 0 | 0 | 0 | 0 | 0 | 0 | 0 | 0 | 0
F9_Commercial_Interruptible - Health_New_Space Heating_Natural Gas_Condensing RTU_A_Achievable Economic RVT Potential | F9 | Commercial | Interruptible - Health | New | Space Heating | Natural Gas | Condensing RTU | A | Cumulative Winter Peak Savings (MW) | Achievable Economic RVT Potential | 0 | 0 | 0 | 0 | 0 | 0 | 0 | 0 | 0 | 0 | 0 | 0 | 0 | 0 | 0 | 0 | 0 | 0 | 0 | 0 | 0 | 0 | 0 | 0 | 0 | 0 | 0
F10_Commercial_Interruptible - Health_New_Space Heating_Natural Gas_Condensing RTU_A_Achievable Economic RVT Potential | F10 | Commercial | Interruptible - Health | New | Space Heating | Natural Gas | Condensing RTU | A | Purchases (Incremental) | Achievable Economic RVT Potential | 0 | 0 | 0 | 0 | 0 | 0 | 0 | 0 | 0 | 0 | 0 | 0 | 0 | 0 | 0 | 0 | 0 | 0 | 0 | 0 | 0 | 0 | 0 | 0 | 0 | 0 | 0
F11_Commercial_Interruptible - Health_New_Space Heating_Natural Gas_Condensing RTU_A_Achievable Economic RVT Potential | F11 | Commercial | Interruptible - Health | New | Space Heating | Natural Gas | Condensing RTU | A | Purchases (Cumulative) | Achievable Economic RVT Potential | 0 | 0 | 0 | 0 | 0 | 0 | 0 | 0 | 0 | 0 | 0 | 0 | 0 | 0 | 0 | 0 | 0 | 0 | 0 | 0 | 0 | 0 | 0 | 0 | 0 | 0 | 0
F1_Commercial_Interruptible - Health_New_Space Heating_Natural Gas_Hydronic Heating Radiator Replacement_A_Achievable Economic RVT Potential | F1 | Commercial | Interruptible - Health | New | Space Heating | Natural Gas | Hydronic Heating Radiator Replacement | A | Integrated Unit Energy Savings (kWh or therms) | Achievable Economic RVT Potential | 0 | 0 | 0 | 0 | 0 | 0 | 0 | 0 | 0 | 0 | 0 | 0 | 0 | 0 | 0 | 0 | 0 | 0 | 0 | 0 | 0 | 0 | 0 | 0 | 0 | 0 | 0
F2_Commercial_Interruptible - Health_New_Space Heating_Natural Gas_Hydronic Heating Radiator Replacement_A_Achievable Economic RVT Potential | F2 | Commercial | Interruptible - Health | New | Space Heating | Natural Gas | Hydronic Heating Radiator Replacement | A | Integrated Unit Summer Peak Savings (kW) | Achievable Economic RVT Potential | 0 | 0 | 0 | 0 | 0 | 0 | 0 | 0 | 0 | 0 | 0 | 0 | 0 | 0 | 0 | 0 | 0 | 0 | 0 | 0 | 0 | 0 | 0 | 0 | 0 | 0 | 0
F3_Commercial_Interruptible - Health_New_Space Heating_Natural Gas_Hydronic Heating Radiator Replacement_A_Achievable Economic RVT Potential | F3 | Commercial | Interruptible - Health | New | Space Heating | Natural Gas | Hydronic Heating Radiator Replacement | A | Integrated Unit Winter Peak Savings (kW) | Achievable Economic RVT Potential | 0 | 0 | 0 | 0 | 0 | 0 | 0 | 0 | 0 | 0 | 0 | 0 | 0 | 0 | 0 | 0 | 0 | 0 | 0 | 0 | 0 | 0 | 0 | 0 | 0 | 0 | 0
F4_Commercial_Interruptible - Health_New_Space Heating_Natural Gas_Hydronic Heating Radiator Replacement_A_Achievable Economic RVT Potential | F4 | Commercial | Interruptible - Health | New | Space Heating | Natural Gas | Hydronic Heating Radiator Replacement | A | Incremental Energy Savings (MWh or mTherms) | Achievable Economic RVT Potential | 0 | 0 | 0 | 0 | 0 | 0 | 0 | 0 | 0 | 0 | 0 | 0 | 0 | 0 | 0 | 0 | 0 | 0 | 0 | 0 | 0 | 0 | 0 | 0 | 0 | 0 | 0
F5_Commercial_Interruptible - Health_New_Space Heating_Natural Gas_Hydronic Heating Radiator Replacement_A_Achievable Economic RVT Potential | F5 | Commercial | Interruptible - Health | New | Space Heating | Natural Gas | Hydronic Heating Radiator Replacement | A | Incremental Summer Peak Savings (MW) | Achievable Economic RVT Potential | 0 | 0 | 0 | 0 | 0 | 0 | 0 | 0 | 0 | 0 | 0 | 0 | 0 | 0 | 0 | 0 | 0 | 0 | 0 | 0 | 0 | 0 | 0 | 0 | 0 | 0 | 0
F6_Commercial_Interruptible - Health_New_Space Heating_Natural Gas_Hydronic Heating Radiator Replacement_A_Achievable Economic RVT Potential | F6 | Commercial | Interruptible - Health | New | Space Heating | Natural Gas | Hydronic Heating Radiator Replacement | A | Incremental Winter Peak Savings (MW) | Achievable Economic RVT Potential | 0 | 0 | 0 | 0 | 0 | 0 | 0 | 0 | 0 | 0 | 0 | 0 | 0 | 0 | 0 | 0 | 0 | 0 | 0 | 0 | 0 | 0 | 0 | 0 | 0 | 0 | 0
F7_Commercial_Interruptible - Health_New_Space Heating_Natural Gas_Hydronic Heating Radiator Replacement_A_Achievable Economic RVT Potential | F7 | Commercial | Interruptible - Health | New | Space Heating | Natural Gas | Hydronic Heating Radiator Replacement | A | Cumulative Energy Savings (MWh or mTherms) | Achievable Economic RVT Potential | 0 | 0 | 0 | 0 | 0 | 0 | 0 | 0 | 0 | 0 | 0 | 0 | 0 | 0 | 0 | 0 | 0 | 0 | 0 | 0 | 0 | 0 | 0 | 0 | 0 | 0 | 0
F8_Commercial_Interruptible - Health_New_Space Heating_Natural Gas_Hydronic Heating Radiator Replacement_A_Achievable Economic RVT Potential | F8 | Commercial | Interruptible - Health | New | Space Heating | Natural Gas | Hydronic Heating Radiator Replacement | A | Cumulative Summer Peak Savings (MW) | Achievable Economic RVT Potential | 0 | 0 | 0 | 0 | 0 | 0 | 0 | 0 | 0 | 0 | 0 | 0 | 0 | 0 | 0 | 0 | 0 | 0 | 0 | 0 | 0 | 0 | 0 | 0 | 0 | 0 | 0
F9_Commercial_Interruptible - Health_New_Space Heating_Natural Gas_Hydronic Heating Radiator Replacement_A_Achievable Economic RVT Potential | F9 | Commercial | Interruptible - Health | New | Space Heating | Natural Gas | Hydronic Heating Radiator Replacement | A | Cumulative Winter Peak Savings (MW) | Achievable Economic RVT Potential | 0 | 0 | 0 | 0 | 0 | 0 | 0 | 0 | 0 | 0 | 0 | 0 | 0 | 0 | 0 | 0 | 0 | 0 | 0 | 0 | 0 | 0 | 0 | 0 | 0 | 0 | 0
F10_Commercial_Interruptible - Health_New_Space Heating_Natural Gas_Hydronic Heating Radiator Replacement_A_Achievable Economic RVT Potential | F10 | Commercial | Interruptible - Health | New | Space Heating | Natural Gas | Hydronic Heating Radiator Replacement | A | Purchases (Incremental) | Achievable Economic RVT Potential | 0 | 0 | 0 | 0 | 0 | 0 | 0 | 0 | 0 | 0 | 0 | 0 | 0 | 0 | 0 | 0 | 0 | 0 | 0 | 0 | 0 | 0 | 0 | 0 | 0 | 0 | 0
F11_Commercial_Interruptible - Health_New_Space Heating_Natural Gas_Hydronic Heating Radiator Replacement_A_Achievable Economic RVT Potential | F11 | Commercial | Interruptible - Health | New | Space Heating | Natural Gas | Hydronic Heating Radiator Replacement | A | Purchases (Cumulative) | Achievable Economic RVT Potential | 0 | 0 | 0 | 0 | 0 | 0 | 0 | 0 | 0 | 0 | 0 | 0 | 0 | 0 | 0 | 0 | 0 | 0 | 0 | 0 | 0 | 0 | 0 | 0 | 0 | 0 | 0
F1_Commercial_Interruptible - Health_New_Space Heating_Natural Gas_Thermostat - Connected_A_Achievable Economic RVT Potential | F1 | Commercial | Interruptible - Health | New | Space Heating | Natural Gas | Thermostat - Connected | A | Integrated Unit Energy Savings (kWh or therms) | Achievable Economic RVT Potential | 0 | 0 | 0 | 0 | 0 | 0 | 0 | 0 | 0 | 0 | 0 | 0 | 0 | 0 | 0 | 0 | 0 | 0 | 0 | 0 | 0 | 0 | 0 | 0 | 0 | 0 | 0
F2_Commercial_Interruptible - Health_New_Space Heating_Natural Gas_Thermostat - Connected_A_Achievable Economic RVT Potential | F2 | Commercial | Interruptible - Health | New | Space Heating | Natural Gas | Thermostat - Connected | A | Integrated Unit Summer Peak Savings (kW) | Achievable Economic RVT Potential | 0 | 0 | 0 | 0 | 0 | 0 | 0 | 0 | 0 | 0 | 0 | 0 | 0 | 0 | 0 | 0 | 0 | 0 | 0 | 0 | 0 | 0 | 0 | 0 | 0 | 0 | 0
F3_Commercial_Interruptible - Health_New_Space Heating_Natural Gas_Thermostat - Connected_A_Achievable Economic RVT Potential | F3 | Commercial | Interruptible - Health | New | Space Heating | Natural Gas | Thermostat - Connected | A | Integrated Unit Winter Peak Savings (kW) | Achievable Economic RVT Potential | 0 | 0 | 0 | 0 | 0 | 0 | 0 | 0 | 0 | 0 | 0 | 0 | 0 | 0 | 0 | 0 | 0 | 0 | 0 | 0 | 0 | 0 | 0 | 0 | 0 | 0 | 0
F4_Commercial_Interruptible - Health_New_Space Heating_Natural Gas_Thermostat - Connected_A_Achievable Economic RVT Potential | F4 | Commercial | Interruptible - Health | New | Space Heating | Natural Gas | Thermostat - Connected | A | Incremental Energy Savings (MWh or mTherms) | Achievable Economic RVT Potential | 0 | 0 | 0 | 0 | 0 | 0 | 0 | 0 | 0 | 0 | 0 | 0 | 0 | 0 | 0 | 0 | 0 | 0 | 0 | 0 | 0 | 0 | 0 | 0 | 0 | 0 | 0
F5_Commercial_Interruptible - Health_New_Space Heating_Natural Gas_Thermostat - Connected_A_Achievable Economic RVT Potential | F5 | Commercial | Interruptible - Health | New | Space Heating | Natural Gas | Thermostat - Connected | A | Incremental Summer Peak Savings (MW) | Achievable Economic RVT Potential | 0 | 0 | 0 | 0 | 0 | 0 | 0 | 0 | 0 | 0 | 0 | 0 | 0 | 0 | 0 | 0 | 0 | 0 | 0 | 0 | 0 | 0 | 0 | 0 | 0 | 0 | 0
F6_Commercial_Interruptible - Health_New_Space Heating_Natural Gas_Thermostat - Connected_A_Achievable Economic RVT Potential | F6 | Commercial | Interruptible - Health | New | Space Heating | Natural Gas | Thermostat - Connected | A | Incremental Winter Peak Savings (MW) | Achievable Economic RVT Potential | 0 | 0 | 0 | 0 | 0 | 0 | 0 | 0 | 0 | 0 | 0 | 0 | 0 | 0 | 0 | 0 | 0 | 0 | 0 | 0 | 0 | 0 | 0 | 0 | 0 | 0 | 0
F7_Commercial_Interruptible - Health_New_Space Heating_Natural Gas_Thermostat - Connected_A_Achievable Economic RVT Potential | F7 | Commercial | Interruptible - Health | New | Space Heating | Natural Gas | Thermostat - Connected | A | Cumulative Energy Savings (MWh or mTherms) | Achievable Economic RVT Potential | 0 | 0 | 0 | 0 | 0 | 0 | 0 | 0 | 0 | 0 | 0 | 0 | 0 | 0 | 0 | 0 | 0 | 0 | 0 | 0 | 0 | 0 | 0 | 0 | 0 | 0 | 0
F8_Commercial_Interruptible - Health_New_Space Heating_Natural Gas_Thermostat - Connected_A_Achievable Economic RVT Potential | F8 | Commercial | Interruptible - Health | New | Space Heating | Natural Gas | Thermostat - Connected | A | Cumulative Summer Peak Savings (MW) | Achievable Economic RVT Potential | 0 | 0 | 0 | 0 | 0 | 0 | 0 | 0 | 0 | 0 | 0 | 0 | 0 | 0 | 0 | 0 | 0 | 0 | 0 | 0 | 0 | 0 | 0 | 0 | 0 | 0 | 0
F9_Commercial_Interruptible - Health_New_Space Heating_Natural Gas_Thermostat - Connected_A_Achievable Economic RVT Potential | F9 | Commercial | Interruptible - Health | New | Space Heating | Natural Gas | Thermostat - Connected | A | Cumulative Winter Peak Savings (MW) | Achievable Economic RVT Potential | 0 | 0 | 0 | 0 | 0 | 0 | 0 | 0 | 0 | 0 | 0 | 0 | 0 | 0 | 0 | 0 | 0 | 0 | 0 | 0 | 0 | 0 | 0 | 0 | 0 | 0 | 0
F10_Commercial_Interruptible - Health_New_Space Heating_Natural Gas_Thermostat - Connected_A_Achievable Economic RVT Potential | F10 | Commercial | Interruptible - Health | New | Space Heating | Natural Gas | Thermostat - Connected | A | Purchases (Incremental) | Achievable Economic RVT Potential | 0 | 0 | 0 | 0 | 0 | 0 | 0 | 0 | 0 | 0 | 0 | 0 | 0 | 0 | 0 | 0 | 0 | 0 | 0 | 0 | 0 | 0 | 0 | 0 | 0 | 0 | 0
F11_Commercial_Interruptible - Health_New_Space Heating_Natural Gas_Thermostat - Connected_A_Achievable Economic RVT Potential | F11 | Commercial | Interruptible - Health | New | Space Heating | Natural Gas | Thermostat - Connected | A | Purchases (Cumulative) | Achievable Economic RVT Potential | 0 | 0 | 0 | 0 | 0 | 0 | 0 | 0 | 0 | 0 | 0 | 0 | 0 | 0 | 0 | 0 | 0 | 0 | 0 | 0 | 0 | 0 | 0 | 0 | 0 | 0 | 0
F1_Commercial_Interruptible - Health_New_Water Heating_Natural Gas_Water Heater - Thermostatic Shower Restriction Valve_A_Achievable Economic RVT Potential | F1 | Commercial | Interruptible - Health | New | Water Heating | Natural Gas | Water Heater - Thermostatic Shower Restriction Valve | A | Integrated Unit Energy Savings (kWh or therms) | Achievable Economic RVT Potential | 0 | 0 | 0 | 0 | 0 | 0 | 0 | 0 | 0 | 0 | 0 | 0 | 0 | 0 | 0 | 0 | 0 | 0 | 0 | 0 | 0 | 0 | 0 | 0 | 0 | 0 | 0
F2_Commercial_Interruptible - Health_New_Water Heating_Natural Gas_Water Heater - Thermostatic Shower Restriction Valve_A_Achievable Economic RVT Potential | F2 | Commercial | Interruptible - Health | New | Water Heating | Natural Gas | Water Heater - Thermostatic Shower Restriction Valve | A | Integrated Unit Summer Peak Savings (kW) | Achievable Economic RVT Potential | 0 | 0 | 0 | 0 | 0 | 0 | 0 | 0 | 0 | 0 | 0 | 0 | 0 | 0 | 0 | 0 | 0 | 0 | 0 | 0 | 0 | 0 | 0 | 0 | 0 | 0 | 0
F3_Commercial_Interruptible - Health_New_Water Heating_Natural Gas_Water Heater - Thermostatic Shower Restriction Valve_A_Achievable Economic RVT Potential | F3 | Commercial | Interruptible - Health | New | Water Heating | Natural Gas | Water Heater - Thermostatic Shower Restriction Valve | A | Integrated Unit Winter Peak Savings (kW) | Achievable Economic RVT Potential | 0 | 0 | 0 | 0 | 0 | 0 | 0 | 0 | 0 | 0 | 0 | 0 | 0 | 0 | 0 | 0 | 0 | 0 | 0 | 0 | 0 | 0 | 0 | 0 | 0 | 0 | 0
F4_Commercial_Interruptible - Health_New_Water Heating_Natural Gas_Water Heater - Thermostatic Shower Restriction Valve_A_Achievable Economic RVT Potential | F4 | Commercial | Interruptible - Health | New | Water Heating | Natural Gas | Water Heater - Thermostatic Shower Restriction Valve | A | Incremental Energy Savings (MWh or mTherms) | Achievable Economic RVT Potential | 0 | 0 | 0 | 0 | 0 | 0 | 0 | 0 | 0 | 0 | 0 | 0 | 0 | 0 | 0 | 0 | 0 | 0 | 0 | 0 | 0 | 0 | 0 | 0 | 0 | 0 | 0
F5_Commercial_Interruptible - Health_New_Water Heating_Natural Gas_Water Heater - Thermostatic Shower Restriction Valve_A_Achievable Economic RVT Potential | F5 | Commercial | Interruptible - Health | New | Water Heating | Natural Gas | Water Heater - Thermostatic Shower Restriction Valve | A | Incremental Summer Peak Savings (MW) | Achievable Economic RVT Potential | 0 | 0 | 0 | 0 | 0 | 0 | 0 | 0 | 0 | 0 | 0 | 0 | 0 | 0 | 0 | 0 | 0 | 0 | 0 | 0 | 0 | 0 | 0 | 0 | 0 | 0 | 0
F6_Commercial_Interruptible - Health_New_Water Heating_Natural Gas_Water Heater - Thermostatic Shower Restriction Valve_A_Achievable Economic RVT Potential | F6 | Commercial | Interruptible - Health | New | Water Heating | Natural Gas | Water Heater - Thermostatic Shower Restriction Valve | A | Incremental Winter Peak Savings (MW) | Achievable Economic RVT Potential | 0 | 0 | 0 | 0 | 0 | 0 | 0 | 0 | 0 | 0 | 0 | 0 | 0 | 0 | 0 | 0 | 0 | 0 | 0 | 0 | 0 | 0 | 0 | 0 | 0 | 0 | 0
F7_Commercial_Interruptible - Health_New_Water Heating_Natural Gas_Water Heater - Thermostatic Shower Restriction Valve_A_Achievable Economic RVT Potential | F7 | Commercial | Interruptible - Health | New | Water Heating | Natural Gas | Water Heater - Thermostatic Shower Restriction Valve | A | Cumulative Energy Savings (MWh or mTherms) | Achievable Economic RVT Potential | 0 | 0 | 0 | 0 | 0 | 0 | 0 | 0 | 0 | 0 | 0 | 0 | 0 | 0 | 0 | 0 | 0 | 0 | 0 | 0 | 0 | 0 | 0 | 0 | 0 | 0 | 0
F8_Commercial_Interruptible - Health_New_Water Heating_Natural Gas_Water Heater - Thermostatic Shower Restriction Valve_A_Achievable Economic RVT Potential | F8 | Commercial | Interruptible - Health | New | Water Heating | Natural Gas | Water Heater - Thermostatic Shower Restriction Valve | A | Cumulative Summer Peak Savings (MW) | Achievable Economic RVT Potential | 0 | 0 | 0 | 0 | 0 | 0 | 0 | 0 | 0 | 0 | 0 | 0 | 0 | 0 | 0 | 0 | 0 | 0 | 0 | 0 | 0 | 0 | 0 | 0 | 0 | 0 | 0
F9_Commercial_Interruptible - Health_New_Water Heating_Natural Gas_Water Heater - Thermostatic Shower Restriction Valve_A_Achievable Economic RVT Potential | F9 | Commercial | Interruptible - Health | New | Water Heating | Natural Gas | Water Heater - Thermostatic Shower Restriction Valve | A | Cumulative Winter Peak Savings (MW) | Achievable Economic RVT Potential | 0 | 0 | 0 | 0 | 0 | 0 | 0 | 0 | 0 | 0 | 0 | 0 | 0 | 0 | 0 | 0 | 0 | 0 | 0 | 0 | 0 | 0 | 0 | 0 | 0 | 0 | 0
F10_Commercial_Interruptible - Health_New_Water Heating_Natural Gas_Water Heater - Thermostatic Shower Restriction Valve_A_Achievable Economic RVT Potential | F10 | Commercial | Interruptible - Health | New | Water Heating | Natural Gas | Water Heater - Thermostatic Shower Restriction Valve | A | Purchases (Incremental) | Achievable Economic RVT Potential | 0 | 0 | 0 | 0 | 0 | 0 | 0 | 0 | 0 | 0 | 0 | 0 | 0 | 0 | 0 | 0 | 0 | 0 | 0 | 0 | 0 | 0 | 0 | 0 | 0 | 0 | 0
F11_Commercial_Interruptible - Health_New_Water Heating_Natural Gas_Water Heater - Thermostatic Shower Restriction Valve_A_Achievable Economic RVT Potential | F11 | Commercial | Interruptible - Health | New | Water Heating | Natural Gas | Water Heater - Thermostatic Shower Restriction Valve | A | Purchases (Cumulative) | Achievable Economic RVT Potential | 0 | 0 | 0 | 0 | 0 | 0 | 0 | 0 | 0 | 0 | 0 | 0 | 0 | 0 | 0 | 0 | 0 | 0 | 0 | 0 | 0 | 0 | 0 | 0 | 0 | 0 | 0
F1_Commercial_Interruptible - Health_New_Water Heating_Natural Gas_Water Heater - Pre-Rinse Spray Valve_A_Achievable Economic RVT Potential | F1 | Commercial | Interruptible - Health | New | Water Heating | Natural Gas | Water Heater - Pre-Rinse Spray Valve | A | Integrated Unit Energy Savings (kWh or therms) | Achievable Economic RVT Potential | 0 | 0 | 0 | 0 | 0 | 0 | 0 | 0 | 0 | 0 | 0 | 0 | 0 | 0 | 0 | 0 | 0 | 0 | 0 | 0 | 0 | 0 | 0 | 0 | 0 | 0 | 0
F2_Commercial_Interruptible - Health_New_Water Heating_Natural Gas_Water Heater - Pre-Rinse Spray Valve_A_Achievable Economic RVT Potential | F2 | Commercial | Interruptible - Health | New | Water Heating | Natural Gas | Water Heater - Pre-Rinse Spray Valve | A | Integrated Unit Summer Peak Savings (kW) | Achievable Economic RVT Potential | 0 | 0 | 0 | 0 | 0 | 0 | 0 | 0 | 0 | 0 | 0 | 0 | 0 | 0 | 0 | 0 | 0 | 0 | 0 | 0 | 0 | 0 | 0 | 0 | 0 | 0 | 0
F3_Commercial_Interruptible - Health_New_Water Heating_Natural Gas_Water Heater - Pre-Rinse Spray Valve_A_Achievable Economic RVT Potential | F3 | Commercial | Interruptible - Health | New | Water Heating | Natural Gas | Water Heater - Pre-Rinse Spray Valve | A | Integrated Unit Winter Peak Savings (kW) | Achievable Economic RVT Potential | 0 | 0 | 0 | 0 | 0 | 0 | 0 | 0 | 0 | 0 | 0 | 0 | 0 | 0 | 0 | 0 | 0 | 0 | 0 | 0 | 0 | 0 | 0 | 0 | 0 | 0 | 0
F4_Commercial_Interruptible - Health_New_Water Heating_Natural Gas_Water Heater - Pre-Rinse Spray Valve_A_Achievable Economic RVT Potential | F4 | Commercial | Interruptible - Health | New | Water Heating | Natural Gas | Water Heater - Pre-Rinse Spray Valve | A | Incremental Energy Savings (MWh or mTherms) | Achievable Economic RVT Potential | 0 | 0 | 0 | 0 | 0 | 0 | 0 | 0 | 0 | 0 | 0 | 0 | 0 | 0 | 0 | 0 | 0 | 0 | 0 | 0 | 0 | 0 | 0 | 0 | 0 | 0 | 0
F5_Commercial_Interruptible - Health_New_Water Heating_Natural Gas_Water Heater - Pre-Rinse Spray Valve_A_Achievable Economic RVT Potential | F5 | Commercial | Interruptible - Health | New | Water Heating | Natural Gas | Water Heater - Pre-Rinse Spray Valve | A | Incremental Summer Peak Savings (MW) | Achievable Economic RVT Potential | 0 | 0 | 0 | 0 | 0 | 0 | 0 | 0 | 0 | 0 | 0 | 0 | 0 | 0 | 0 | 0 | 0 | 0 | 0 | 0 | 0 | 0 | 0 | 0 | 0 | 0 | 0
F6_Commercial_Interruptible - Health_New_Water Heating_Natural Gas_Water Heater - Pre-Rinse Spray Valve_A_Achievable Economic RVT Potential | F6 | Commercial | Interruptible - Health | New | Water Heating | Natural Gas | Water Heater - Pre-Rinse Spray Valve | A | Incremental Winter Peak Savings (MW) | Achievable Economic RVT Potential | 0 | 0 | 0 | 0 | 0 | 0 | 0 | 0 | 0 | 0 | 0 | 0 | 0 | 0 | 0 | 0 | 0 | 0 | 0 | 0 | 0 | 0 | 0 | 0 | 0 | 0 | 0
F7_Commercial_Interruptible - Health_New_Water Heating_Natural Gas_Water Heater - Pre-Rinse Spray Valve_A_Achievable Economic RVT Potential | F7 | Commercial | Interruptible - Health | New | Water Heating | Natural Gas | Water Heater - Pre-Rinse Spray Valve | A | Cumulative Energy Savings (MWh or mTherms) | Achievable Economic RVT Potential | 0 | 0 | 0 | 0 | 0 | 0 | 0 | 0 | 0 | 0 | 0 | 0 | 0 | 0 | 0 | 0 | 0 | 0 | 0 | 0 | 0 | 0 | 0 | 0 | 0 | 0 | 0
F8_Commercial_Interruptible - Health_New_Water Heating_Natural Gas_Water Heater - Pre-Rinse Spray Valve_A_Achievable Economic RVT Potential | F8 | Commercial | Interruptible - Health | New | Water Heating | Natural Gas | Water Heater - Pre-Rinse Spray Valve | A | Cumulative Summer Peak Savings (MW) | Achievable Economic RVT Potential | 0 | 0 | 0 | 0 | 0 | 0 | 0 | 0 | 0 | 0 | 0 | 0 | 0 | 0 | 0 | 0 | 0 | 0 | 0 | 0 | 0 | 0 | 0 | 0 | 0 | 0 | 0
F9_Commercial_Interruptible - Health_New_Water Heating_Natural Gas_Water Heater - Pre-Rinse Spray Valve_A_Achievable Economic RVT Potential | F9 | Commercial | Interruptible - Health | New | Water Heating | Natural Gas | Water Heater - Pre-Rinse Spray Valve | A | Cumulative Winter Peak Savings (MW) | Achievable Economic RVT Potential | 0 | 0 | 0 | 0 | 0 | 0 | 0 | 0 | 0 | 0 | 0 | 0 | 0 | 0 | 0 | 0 | 0 | 0 | 0 | 0 | 0 | 0 | 0 | 0 | 0 | 0 | 0
F10_Commercial_Interruptible - Health_New_Water Heating_Natural Gas_Water Heater - Pre-Rinse Spray Valve_A_Achievable Economic RVT Potential | F10 | Commercial | Interruptible - Health | New | Water Heating | Natural Gas | Water Heater - Pre-Rinse Spray Valve | A | Purchases (Incremental) | Achievable Economic RVT Potential | 0 | 0 | 0 | 0 | 0 | 0 | 0 | 0 | 0 | 0 | 0 | 0 | 0 | 0 | 0 | 0 | 0 | 0 | 0 | 0 | 0 | 0 | 0 | 0 | 0 | 0 | 0
F11_Commercial_Interruptible - Health_New_Water Heating_Natural Gas_Water Heater - Pre-Rinse Spray Valve_A_Achievable Economic RVT Potential | F11 | Commercial | Interruptible - Health | New | Water Heating | Natural Gas | Water Heater - Pre-Rinse Spray Valve | A | Purchases (Cumulative) | Achievable Economic RVT Potential | 0 | 0 | 0 | 0 | 0 | 0 | 0 | 0 | 0 | 0 | 0 | 0 | 0 | 0 | 0 | 0 | 0 | 0 | 0 | 0 | 0 | 0 | 0 | 0 | 0 | 0 | 0
F1_Commercial_Interruptible - Health_New_Water Heating_Natural Gas_Water Heater - Temperature Setback_A_Achievable Economic RVT Potential | F1 | Commercial | Interruptible - Health | New | Water Heating | Natural Gas | Water Heater - Temperature Setback | A | Integrated Unit Energy Savings (kWh or therms) | Achievable Economic RVT Potential | 0 | 0 | 0 | 0 | 0 | 0 | 0 | 0 | 0 | 0 | 0 | 0 | 0 | 0 | 0 | 0 | 0 | 0 | 0 | 0 | 0 | 0 | 0 | 0 | 0 | 0 | 0
F2_Commercial_Interruptible - Health_New_Water Heating_Natural Gas_Water Heater - Temperature Setback_A_Achievable Economic RVT Potential | F2 | Commercial | Interruptible - Health | New | Water Heating | Natural Gas | Water Heater - Temperature Setback | A | Integrated Unit Summer Peak Savings (kW) | Achievable Economic RVT Potential | 0 | 0 | 0 | 0 | 0 | 0 | 0 | 0 | 0 | 0 | 0 | 0 | 0 | 0 | 0 | 0 | 0 | 0 | 0 | 0 | 0 | 0 | 0 | 0 | 0 | 0 | 0
F3_Commercial_Interruptible - Health_New_Water Heating_Natural Gas_Water Heater - Temperature Setback_A_Achievable Economic RVT Potential | F3 | Commercial | Interruptible - Health | New | Water Heating | Natural Gas | Water Heater - Temperature Setback | A | Integrated Unit Winter Peak Savings (kW) | Achievable Economic RVT Potential | 0 | 0 | 0 | 0 | 0 | 0 | 0 | 0 | 0 | 0 | 0 | 0 | 0 | 0 | 0 | 0 | 0 | 0 | 0 | 0 | 0 | 0 | 0 | 0 | 0 | 0 | 0
F4_Commercial_Interruptible - Health_New_Water Heating_Natural Gas_Water Heater - Temperature Setback_A_Achievable Economic RVT Potential | F4 | Commercial | Interruptible - Health | New | Water Heating | Natural Gas | Water Heater - Temperature Setback | A | Incremental Energy Savings (MWh or mTherms) | Achievable Economic RVT Potential | 0 | 0 | 0 | 0 | 0 | 0 | 0 | 0 | 0 | 0 | 0 | 0 | 0 | 0 | 0 | 0 | 0 | 0 | 0 | 0 | 0 | 0 | 0 | 0 | 0 | 0 | 0
F5_Commercial_Interruptible - Health_New_Water Heating_Natural Gas_Water Heater - Temperature Setback_A_Achievable Economic RVT Potential | F5 | Commercial | Interruptible - Health | New | Water Heating | Natural Gas | Water Heater - Temperature Setback | A | Incremental Summer Peak Savings (MW) | Achievable Economic RVT Potential | 0 | 0 | 0 | 0 | 0 | 0 | 0 | 0 | 0 | 0 | 0 | 0 | 0 | 0 | 0 | 0 | 0 | 0 | 0 | 0 | 0 | 0 | 0 | 0 | 0 | 0 | 0
F6_Commercial_Interruptible - Health_New_Water Heating_Natural Gas_Water Heater - Temperature Setback_A_Achievable Economic RVT Potential | F6 | Commercial | Interruptible - Health | New | Water Heating | Natural Gas | Water Heater - Temperature Setback | A | Incremental Winter Peak Savings (MW) | Achievable Economic RVT Potential | 0 | 0 | 0 | 0 | 0 | 0 | 0 | 0 | 0 | 0 | 0 | 0 | 0 | 0 | 0 | 0 | 0 | 0 | 0 | 0 | 0 | 0 | 0 | 0 | 0 | 0 | 0
F7_Commercial_Interruptible - Health_New_Water Heating_Natural Gas_Water Heater - Temperature Setback_A_Achievable Economic RVT Potential | F7 | Commercial | Interruptible - Health | New | Water Heating | Natural Gas | Water Heater - Temperature Setback | A | Cumulative Energy Savings (MWh or mTherms) | Achievable Economic RVT Potential | 0 | 0 | 0 | 0 | 0 | 0 | 0 | 0 | 0 | 0 | 0 | 0 | 0 | 0 | 0 | 0 | 0 | 0 | 0 | 0 | 0 | 0 | 0 | 0 | 0 | 0 | 0
F8_Commercial_Interruptible - Health_New_Water Heating_Natural Gas_Water Heater - Temperature Setback_A_Achievable Economic RVT Potential | F8 | Commercial | Interruptible - Health | New | Water Heating | Natural Gas | Water Heater - Temperature Setback | A | Cumulative Summer Peak Savings (MW) | Achievable Economic RVT Potential | 0 | 0 | 0 | 0 | 0 | 0 | 0 | 0 | 0 | 0 | 0 | 0 | 0 | 0 | 0 | 0 | 0 | 0 | 0 | 0 | 0 | 0 | 0 | 0 | 0 | 0 | 0
F9_Commercial_Interruptible - Health_New_Water Heating_Natural Gas_Water Heater - Temperature Setback_A_Achievable Economic RVT Potential | F9 | Commercial | Interruptible - Health | New | Water Heating | Natural Gas | Water Heater - Temperature Setback | A | Cumulative Winter Peak Savings (MW) | Achievable Economic RVT Potential | 0 | 0 | 0 | 0 | 0 | 0 | 0 | 0 | 0 | 0 | 0 | 0 | 0 | 0 | 0 | 0 | 0 | 0 | 0 | 0 | 0 | 0 | 0 | 0 | 0 | 0 | 0
F10_Commercial_Interruptible - Health_New_Water Heating_Natural Gas_Water Heater - Temperature Setback_A_Achievable Economic RVT Potential | F10 | Commercial | Interruptible - Health | New | Water Heating | Natural Gas | Water Heater - Temperature Setback | A | Purchases (Incremental) | Achievable Economic RVT Potential | 0 | 0 | 0 | 0 | 0 | 0 | 0 | 0 | 0 | 0 | 0 | 0 | 0 | 0 | 0 | 0 | 0 | 0 | 0 | 0 | 0 | 0 | 0 | 0 | 0 | 0 | 0
F11_Commercial_Interruptible - Health_New_Water Heating_Natural Gas_Water Heater - Temperature Setback_A_Achievable Economic RVT Potential | F11 | Commercial | Interruptible - Health | New | Water Heating | Natural Gas | Water Heater - Temperature Setback | A | Purchases (Cumulative) | Achievable Economic RVT Potential | 0 | 0 | 0 | 0 | 0 | 0 | 0 | 0 | 0 | 0 | 0 | 0 | 0 | 0 | 0 | 0 | 0 | 0 | 0 | 0 | 0 | 0 | 0 | 0 | 0 | 0 | 0
F1_Commercial_Interruptible - Health_New_Water Heating_Natural Gas_Water Heater - Faucet Aerators_A_Achievable Economic RVT Potential | F1 | Commercial | Interruptible - Health | New | Water Heating | Natural Gas | Water Heater - Faucet Aerators | A | Integrated Unit Energy Savings (kWh or therms) | Achievable Economic RVT Potential | 0 | 0 | 0 | 0 | 0 | 0 | 0 | 0 | 0 | 0 | 0 | 0 | 0 | 0 | 0 | 0 | 0 | 0 | 0 | 0 | 0 | 0 | 0 | 0 | 0 | 0 | 0
F2_Commercial_Interruptible - Health_New_Water Heating_Natural Gas_Water Heater - Faucet Aerators_A_Achievable Economic RVT Potential | F2 | Commercial | Interruptible - Health | New | Water Heating | Natural Gas | Water Heater - Faucet Aerators | A | Integrated Unit Summer Peak Savings (kW) | Achievable Economic RVT Potential | 0 | 0 | 0 | 0 | 0 | 0 | 0 | 0 | 0 | 0 | 0 | 0 | 0 | 0 | 0 | 0 | 0 | 0 | 0 | 0 | 0 | 0 | 0 | 0 | 0 | 0 | 0
F3_Commercial_Interruptible - Health_New_Water Heating_Natural Gas_Water Heater - Faucet Aerators_A_Achievable Economic RVT Potential | F3 | Commercial | Interruptible - Health | New | Water Heating | Natural Gas | Water Heater - Faucet Aerators | A | Integrated Unit Winter Peak Savings (kW) | Achievable Economic RVT Potential | 0 | 0 | 0 | 0 | 0 | 0 | 0 | 0 | 0 | 0 | 0 | 0 | 0 | 0 | 0 | 0 | 0 | 0 | 0 | 0 | 0 | 0 | 0 | 0 | 0 | 0 | 0
F4_Commercial_Interruptible - Health_New_Water Heating_Natural Gas_Water Heater - Faucet Aerators_A_Achievable Economic RVT Potential | F4 | Commercial | Interruptible - Health | New | Water Heating | Natural Gas | Water Heater - Faucet Aerators | A | Incremental Energy Savings (MWh or mTherms) | Achievable Economic RVT Potential | 0 | 0 | 0 | 0 | 0 | 0 | 0 | 0 | 0 | 0 | 0 | 0 | 0 | 0 | 0 | 0 | 0 | 0 | 0 | 0 | 0 | 0 | 0 | 0 | 0 | 0 | 0
F5_Commercial_Interruptible - Health_New_Water Heating_Natural Gas_Water Heater - Faucet Aerators_A_Achievable Economic RVT Potential | F5 | Commercial | Interruptible - Health | New | Water Heating | Natural Gas | Water Heater - Faucet Aerators | A | Incremental Summer Peak Savings (MW) | Achievable Economic RVT Potential | 0 | 0 | 0 | 0 | 0 | 0 | 0 | 0 | 0 | 0 | 0 | 0 | 0 | 0 | 0 | 0 | 0 | 0 | 0 | 0 | 0 | 0 | 0 | 0 | 0 | 0 | 0
F6_Commercial_Interruptible - Health_New_Water Heating_Natural Gas_Water Heater - Faucet Aerators_A_Achievable Economic RVT Potential | F6 | Commercial | Interruptible - Health | New | Water Heating | Natural Gas | Water Heater - Faucet Aerators | A | Incremental Winter Peak Savings (MW) | Achievable Economic RVT Potential | 0 | 0 | 0 | 0 | 0 | 0 | 0 | 0 | 0 | 0 | 0 | 0 | 0 | 0 | 0 | 0 | 0 | 0 | 0 | 0 | 0 | 0 | 0 | 0 | 0 | 0 | 0
F7_Commercial_Interruptible - Health_New_Water Heating_Natural Gas_Water Heater - Faucet Aerators_A_Achievable Economic RVT Potential | F7 | Commercial | Interruptible - Health | New | Water Heating | Natural Gas | Water Heater - Faucet Aerators | A | Cumulative Energy Savings (MWh or mTherms) | Achievable Economic RVT Potential | 0 | 0 | 0 | 0 | 0 | 0 | 0 | 0 | 0 | 0 | 0 | 0 | 0 | 0 | 0 | 0 | 0 | 0 | 0 | 0 | 0 | 0 | 0 | 0 | 0 | 0 | 0
F8_Commercial_Interruptible - Health_New_Water Heating_Natural Gas_Water Heater - Faucet Aerators_A_Achievable Economic RVT Potential | F8 | Commercial | Interruptible - Health | New | Water Heating | Natural Gas | Water Heater - Faucet Aerators | A | Cumulative Summer Peak Savings (MW) | Achievable Economic RVT Potential | 0 | 0 | 0 | 0 | 0 | 0 | 0 | 0 | 0 | 0 | 0 | 0 | 0 | 0 | 0 | 0 | 0 | 0 | 0 | 0 | 0 | 0 | 0 | 0 | 0 | 0 | 0
F9_Commercial_Interruptible - Health_New_Water Heating_Natural Gas_Water Heater - Faucet Aerators_A_Achievable Economic RVT Potential | F9 | Commercial | Interruptible - Health | New | Water Heating | Natural Gas | Water Heater - Faucet Aerators | A | Cumulative Winter Peak Savings (MW) | Achievable Economic RVT Potential | 0 | 0 | 0 | 0 | 0 | 0 | 0 | 0 | 0 | 0 | 0 | 0 | 0 | 0 | 0 | 0 | 0 | 0 | 0 | 0 | 0 | 0 | 0 | 0 | 0 | 0 | 0
F10_Commercial_Interruptible - Health_New_Water Heating_Natural Gas_Water Heater - Faucet Aerators_A_Achievable Economic RVT Potential | F10 | Commercial | Interruptible - Health | New | Water Heating | Natural Gas | Water Heater - Faucet Aerators | A | Purchases (Incremental) | Achievable Economic RVT Potential | 0 | 0 | 0 | 0 | 0 | 0 | 0 | 0 | 0 | 0 | 0 | 0 | 0 | 0 | 0 | 0 | 0 | 0 | 0 | 0 | 0 | 0 | 0 | 0 | 0 | 0 | 0
F11_Commercial_Interruptible - Health_New_Water Heating_Natural Gas_Water Heater - Faucet Aerators_A_Achievable Economic RVT Potential | F11 | Commercial | Interruptible - Health | New | Water Heating | Natural Gas | Water Heater - Faucet Aerators | A | Purchases (Cumulative) | Achievable Economic RVT Potential | 0 | 0 | 0 | 0 | 0 | 0 | 0 | 0 | 0 | 0 | 0 | 0 | 0 | 0 | 0 | 0 | 0 | 0 | 0 | 0 | 0 | 0 | 0 | 0 | 0 | 0 | 0
F1_Commercial_Interruptible - Health_New_Water Heating_Natural Gas_Water Heater - Low-Flow Showerheads_A_Achievable Economic RVT Potential | F1 | Commercial | Interruptible - Health | New | Water Heating | Natural Gas | Water Heater - Low-Flow Showerheads | A | Integrated Unit Energy Savings (kWh or therms) | Achievable Economic RVT Potential | 0 | 0 | 0 | 0 | 0 | 0 | 0 | 0 | 0 | 0 | 0 | 0 | 0 | 0 | 0 | 0 | 0 | 0 | 0 | 0 | 0 | 0 | 0 | 0 | 0 | 0 | 0
F2_Commercial_Interruptible - Health_New_Water Heating_Natural Gas_Water Heater - Low-Flow Showerheads_A_Achievable Economic RVT Potential | F2 | Commercial | Interruptible - Health | New | Water Heating | Natural Gas | Water Heater - Low-Flow Showerheads | A | Integrated Unit Summer Peak Savings (kW) | Achievable Economic RVT Potential | 0 | 0 | 0 | 0 | 0 | 0 | 0 | 0 | 0 | 0 | 0 | 0 | 0 | 0 | 0 | 0 | 0 | 0 | 0 | 0 | 0 | 0 | 0 | 0 | 0 | 0 | 0
F3_Commercial_Interruptible - Health_New_Water Heating_Natural Gas_Water Heater - Low-Flow Showerheads_A_Achievable Economic RVT Potential | F3 | Commercial | Interruptible - Health | New | Water Heating | Natural Gas | Water Heater - Low-Flow Showerheads | A | Integrated Unit Winter Peak Savings (kW) | Achievable Economic RVT Potential | 0 | 0 | 0 | 0 | 0 | 0 | 0 | 0 | 0 | 0 | 0 | 0 | 0 | 0 | 0 | 0 | 0 | 0 | 0 | 0 | 0 | 0 | 0 | 0 | 0 | 0 | 0
F4_Commercial_Interruptible - Health_New_Water Heating_Natural Gas_Water Heater - Low-Flow Showerheads_A_Achievable Economic RVT Potential | F4 | Commercial | Interruptible - Health | New | Water Heating | Natural Gas | Water Heater - Low-Flow Showerheads | A | Incremental Energy Savings (MWh or mTherms) | Achievable Economic RVT Potential | 0 | 0 | 0 | 0 | 0 | 0 | 0 | 0 | 0 | 0 | 0 | 0 | 0 | 0 | 0 | 0 | 0 | 0 | 0 | 0 | 0 | 0 | 0 | 0 | 0 | 0 | 0
F5_Commercial_Interruptible - Health_New_Water Heating_Natural Gas_Water Heater - Low-Flow Showerheads_A_Achievable Economic RVT Potential | F5 | Commercial | Interruptible - Health | New | Water Heating | Natural Gas | Water Heater - Low-Flow Showerheads | A | Incremental Summer Peak Savings (MW) | Achievable Economic RVT Potential | 0 | 0 | 0 | 0 | 0 | 0 | 0 | 0 | 0 | 0 | 0 | 0 | 0 | 0 | 0 | 0 | 0 | 0 | 0 | 0 | 0 | 0 | 0 | 0 | 0 | 0 | 0
F6_Commercial_Interruptible - Health_New_Water Heating_Natural Gas_Water Heater - Low-Flow Showerheads_A_Achievable Economic RVT Potential | F6 | Commercial | Interruptible - Health | New | Water Heating | Natural Gas | Water Heater - Low-Flow Showerheads | A | Incremental Winter Peak Savings (MW) | Achievable Economic RVT Potential | 0 | 0 | 0 | 0 | 0 | 0 | 0 | 0 | 0 | 0 | 0 | 0 | 0 | 0 | 0 | 0 | 0 | 0 | 0 | 0 | 0 | 0 | 0 | 0 | 0 | 0 | 0
F7_Commercial_Interruptible - Health_New_Water Heating_Natural Gas_Water Heater - Low-Flow Showerheads_A_Achievable Economic RVT Potential | F7 | Commercial | Interruptible - Health | New | Water Heating | Natural Gas | Water Heater - Low-Flow Showerheads | A | Cumulative Energy Savings (MWh or mTherms) | Achievable Economic RVT Potential | 0 | 0 | 0 | 0 | 0 | 0 | 0 | 0 | 0 | 0 | 0 | 0 | 0 | 0 | 0 | 0 | 0 | 0 | 0 | 0 | 0 | 0 | 0 | 0 | 0 | 0 | 0
F8_Commercial_Interruptible - Health_New_Water Heating_Natural Gas_Water Heater - Low-Flow Showerheads_A_Achievable Economic RVT Potential | F8 | Commercial | Interruptible - Health | New | Water Heating | Natural Gas | Water Heater - Low-Flow Showerheads | A | Cumulative Summer Peak Savings (MW) | Achievable Economic RVT Potential | 0 | 0 | 0 | 0 | 0 | 0 | 0 | 0 | 0 | 0 | 0 | 0 | 0 | 0 | 0 | 0 | 0 | 0 | 0 | 0 | 0 | 0 | 0 | 0 | 0 | 0 | 0
F9_Commercial_Interruptible - Health_New_Water Heating_Natural Gas_Water Heater - Low-Flow Showerheads_A_Achievable Economic RVT Potential | F9 | Commercial | Interruptible - Health | New | Water Heating | Natural Gas | Water Heater - Low-Flow Showerheads | A | Cumulative Winter Peak Savings (MW) | Achievable Economic RVT Potential | 0 | 0 | 0 | 0 | 0 | 0 | 0 | 0 | 0 | 0 | 0 | 0 | 0 | 0 | 0 | 0 | 0 | 0 | 0 | 0 | 0 | 0 | 0 | 0 | 0 | 0 | 0
F10_Commercial_Interruptible - Health_New_Water Heating_Natural Gas_Water Heater - Low-Flow Showerheads_A_Achievable Economic RVT Potential | F10 | Commercial | Interruptible - Health | New | Water Heating | Natural Gas | Water Heater - Low-Flow Showerheads | A | Purchases (Incremental) | Achievable Economic RVT Potential | 0 | 0 | 0 | 0 | 0 | 0 | 0 | 0 | 0 | 0 | 0 | 0 | 0 | 0 | 0 | 0 | 0 | 0 | 0 | 0 | 0 | 0 | 0 | 0 | 0 | 0 | 0
F11_Commercial_Interruptible - Health_New_Water Heating_Natural Gas_Water Heater - Low-Flow Showerheads_A_Achievable Economic RVT Potential | F11 | Commercial | Interruptible - Health | New | Water Heating | Natural Gas | Water Heater - Low-Flow Showerheads | A | Purchases (Cumulative) | Achievable Economic RVT Potential | 0 | 0 | 0 | 0 | 0 | 0 | 0 | 0 | 0 | 0 | 0 | 0 | 0 | 0 | 0 | 0 | 0 | 0 | 0 | 0 | 0 | 0 | 0 | 0 | 0 | 0 | 0
F1_Commercial_Interruptible - Health_New_Water Heating_Natural Gas_Water Heater - Tank Blanket/Insulation_A_Achievable Economic RVT Potential | F1 | Commercial | Interruptible - Health | New | Water Heating | Natural Gas | Water Heater - Tank Blanket/Insulation | A | Integrated Unit Energy Savings (kWh or therms) | Achievable Economic RVT Potential | 0 | 0 | 0 | 0 | 0 | 0 | 0 | 0 | 0 | 0 | 0 | 0 | 0 | 0 | 0 | 0 | 0 | 0 | 0 | 0 | 0 | 0 | 0 | 0 | 0 | 0 | 0
F2_Commercial_Interruptible - Health_New_Water Heating_Natural Gas_Water Heater - Tank Blanket/Insulation_A_Achievable Economic RVT Potential | F2 | Commercial | Interruptible - Health | New | Water Heating | Natural Gas | Water Heater - Tank Blanket/Insulation | A | Integrated Unit Summer Peak Savings (kW) | Achievable Economic RVT Potential | 0 | 0 | 0 | 0 | 0 | 0 | 0 | 0 | 0 | 0 | 0 | 0 | 0 | 0 | 0 | 0 | 0 | 0 | 0 | 0 | 0 | 0 | 0 | 0 | 0 | 0 | 0
F3_Commercial_Interruptible - Health_New_Water Heating_Natural Gas_Water Heater - Tank Blanket/Insulation_A_Achievable Economic RVT Potential | F3 | Commercial | Interruptible - Health | New | Water Heating | Natural Gas | Water Heater - Tank Blanket/Insulation | A | Integrated Unit Winter Peak Savings (kW) | Achievable Economic RVT Potential | 0 | 0 | 0 | 0 | 0 | 0 | 0 | 0 | 0 | 0 | 0 | 0 | 0 | 0 | 0 | 0 | 0 | 0 | 0 | 0 | 0 | 0 | 0 | 0 | 0 | 0 | 0
F4_Commercial_Interruptible - Health_New_Water Heating_Natural Gas_Water Heater - Tank Blanket/Insulation_A_Achievable Economic RVT Potential | F4 | Commercial | Interruptible - Health | New | Water Heating | Natural Gas | Water Heater - Tank Blanket/Insulation | A | Incremental Energy Savings (MWh or mTherms) | Achievable Economic RVT Potential | 0 | 0 | 0 | 0 | 0 | 0 | 0 | 0 | 0 | 0 | 0 | 0 | 0 | 0 | 0 | 0 | 0 | 0 | 0 | 0 | 0 | 0 | 0 | 0 | 0 | 0 | 0
F5_Commercial_Interruptible - Health_New_Water Heating_Natural Gas_Water Heater - Tank Blanket/Insulation_A_Achievable Economic RVT Potential | F5 | Commercial | Interruptible - Health | New | Water Heating | Natural Gas | Water Heater - Tank Blanket/Insulation | A | Incremental Summer Peak Savings (MW) | Achievable Economic RVT Potential | 0 | 0 | 0 | 0 | 0 | 0 | 0 | 0 | 0 | 0 | 0 | 0 | 0 | 0 | 0 | 0 | 0 | 0 | 0 | 0 | 0 | 0 | 0 | 0 | 0 | 0 | 0
F6_Commercial_Interruptible - Health_New_Water Heating_Natural Gas_Water Heater - Tank Blanket/Insulation_A_Achievable Economic RVT Potential | F6 | Commercial | Interruptible - Health | New | Water Heating | Natural Gas | Water Heater - Tank Blanket/Insulation | A | Incremental Winter Peak Savings (MW) | Achievable Economic RVT Potential | 0 | 0 | 0 | 0 | 0 | 0 | 0 | 0 | 0 | 0 | 0 | 0 | 0 | 0 | 0 | 0 | 0 | 0 | 0 | 0 | 0 | 0 | 0 | 0 | 0 | 0 | 0
F7_Commercial_Interruptible - Health_New_Water Heating_Natural Gas_Water Heater - Tank Blanket/Insulation_A_Achievable Economic RVT Potential | F7 | Commercial | Interruptible - Health | New | Water Heating | Natural Gas | Water Heater - Tank Blanket/Insulation | A | Cumulative Energy Savings (MWh or mTherms) | Achievable Economic RVT Potential | 0 | 0 | 0 | 0 | 0 | 0 | 0 | 0 | 0 | 0 | 0 | 0 | 0 | 0 | 0 | 0 | 0 | 0 | 0 | 0 | 0 | 0 | 0 | 0 | 0 | 0 | 0
F8_Commercial_Interruptible - Health_New_Water Heating_Natural Gas_Water Heater - Tank Blanket/Insulation_A_Achievable Economic RVT Potential | F8 | Commercial | Interruptible - Health | New | Water Heating | Natural Gas | Water Heater - Tank Blanket/Insulation | A | Cumulative Summer Peak Savings (MW) | Achievable Economic RVT Potential | 0 | 0 | 0 | 0 | 0 | 0 | 0 | 0 | 0 | 0 | 0 | 0 | 0 | 0 | 0 | 0 | 0 | 0 | 0 | 0 | 0 | 0 | 0 | 0 | 0 | 0 | 0
F9_Commercial_Interruptible - Health_New_Water Heating_Natural Gas_Water Heater - Tank Blanket/Insulation_A_Achievable Economic RVT Potential | F9 | Commercial | Interruptible - Health | New | Water Heating | Natural Gas | Water Heater - Tank Blanket/Insulation | A | Cumulative Winter Peak Savings (MW) | Achievable Economic RVT Potential | 0 | 0 | 0 | 0 | 0 | 0 | 0 | 0 | 0 | 0 | 0 | 0 | 0 | 0 | 0 | 0 | 0 | 0 | 0 | 0 | 0 | 0 | 0 | 0 | 0 | 0 | 0
F10_Commercial_Interruptible - Health_New_Water Heating_Natural Gas_Water Heater - Tank Blanket/Insulation_A_Achievable Economic RVT Potential | F10 | Commercial | Interruptible - Health | New | Water Heating | Natural Gas | Water Heater - Tank Blanket/Insulation | A | Purchases (Incremental) | Achievable Economic RVT Potential | 0 | 0 | 0 | 0 | 0 | 0 | 0 | 0 | 0 | 0 | 0 | 0 | 0 | 0 | 0 | 0 | 0 | 0 | 0 | 0 | 0 | 0 | 0 | 0 | 0 | 0 | 0
F11_Commercial_Interruptible - Health_New_Water Heating_Natural Gas_Water Heater - Tank Blanket/Insulation_A_Achievable Economic RVT Potential | F11 | Commercial | Interruptible - Health | New | Water Heating | Natural Gas | Water Heater - Tank Blanket/Insulation | A | Purchases (Cumulative) | Achievable Economic RVT Potential | 0 | 0 | 0 | 0 | 0 | 0 | 0 | 0 | 0 | 0 | 0 | 0 | 0 | 0 | 0 | 0 | 0 | 0 | 0 | 0 | 0 | 0 | 0 | 0 | 0 | 0 | 0
F1_Commercial_Interruptible - Health_New_Water Heating_Natural Gas_Water Heater - Drainwater Heat Recovery_A_Achievable Economic RVT Potential | F1 | Commercial | Interruptible - Health | New | Water Heating | Natural Gas | Water Heater - Drainwater Heat Recovery | A | Integrated Unit Energy Savings (kWh or therms) | Achievable Economic RVT Potential | 0 | 0 | 0 | 0 | 0 | 0 | 0 | 0 | 0 | 0 | 0 | 0 | 0 | 0 | 0 | 0 | 0 | 0 | 0 | 0 | 0 | 0 | 0 | 0 | 0 | 0 | 0
F2_Commercial_Interruptible - Health_New_Water Heating_Natural Gas_Water Heater - Drainwater Heat Recovery_A_Achievable Economic RVT Potential | F2 | Commercial | Interruptible - Health | New | Water Heating | Natural Gas | Water Heater - Drainwater Heat Recovery | A | Integrated Unit Summer Peak Savings (kW) | Achievable Economic RVT Potential | 0 | 0 | 0 | 0 | 0 | 0 | 0 | 0 | 0 | 0 | 0 | 0 | 0 | 0 | 0 | 0 | 0 | 0 | 0 | 0 | 0 | 0 | 0 | 0 | 0 | 0 | 0
F3_Commercial_Interruptible - Health_New_Water Heating_Natural Gas_Water Heater - Drainwater Heat Recovery_A_Achievable Economic RVT Potential | F3 | Commercial | Interruptible - Health | New | Water Heating | Natural Gas | Water Heater - Drainwater Heat Recovery | A | Integrated Unit Winter Peak Savings (kW) | Achievable Economic RVT Potential | 0 | 0 | 0 | 0 | 0 | 0 | 0 | 0 | 0 | 0 | 0 | 0 | 0 | 0 | 0 | 0 | 0 | 0 | 0 | 0 | 0 | 0 | 0 | 0 | 0 | 0 | 0
F4_Commercial_Interruptible - Health_New_Water Heating_Natural Gas_Water Heater - Drainwater Heat Recovery_A_Achievable Economic RVT Potential | F4 | Commercial | Interruptible - Health | New | Water Heating | Natural Gas | Water Heater - Drainwater Heat Recovery | A | Incremental Energy Savings (MWh or mTherms) | Achievable Economic RVT Potential | 0 | 0 | 0 | 0 | 0 | 0 | 0 | 0 | 0 | 0 | 0 | 0 | 0 | 0 | 0 | 0 | 0 | 0 | 0 | 0 | 0 | 0 | 0 | 0 | 0 | 0 | 0
F5_Commercial_Interruptible - Health_New_Water Heating_Natural Gas_Water Heater - Drainwater Heat Recovery_A_Achievable Economic RVT Potential | F5 | Commercial | Interruptible - Health | New | Water Heating | Natural Gas | Water Heater - Drainwater Heat Recovery | A | Incremental Summer Peak Savings (MW) | Achievable Economic RVT Potential | 0 | 0 | 0 | 0 | 0 | 0 | 0 | 0 | 0 | 0 | 0 | 0 | 0 | 0 | 0 | 0 | 0 | 0 | 0 | 0 | 0 | 0 | 0 | 0 | 0 | 0 | 0
F6_Commercial_Interruptible - Health_New_Water Heating_Natural Gas_Water Heater - Drainwater Heat Recovery_A_Achievable Economic RVT Potential | F6 | Commercial | Interruptible - Health | New | Water Heating | Natural Gas | Water Heater - Drainwater Heat Recovery | A | Incremental Winter Peak Savings (MW) | Achievable Economic RVT Potential | 0 | 0 | 0 | 0 | 0 | 0 | 0 | 0 | 0 | 0 | 0 | 0 | 0 | 0 | 0 | 0 | 0 | 0 | 0 | 0 | 0 | 0 | 0 | 0 | 0 | 0 | 0
F7_Commercial_Interruptible - Health_New_Water Heating_Natural Gas_Water Heater - Drainwater Heat Recovery_A_Achievable Economic RVT Potential | F7 | Commercial | Interruptible - Health | New | Water Heating | Natural Gas | Water Heater - Drainwater Heat Recovery | A | Cumulative Energy Savings (MWh or mTherms) | Achievable Economic RVT Potential | 0 | 0 | 0 | 0 | 0 | 0 | 0 | 0 | 0 | 0 | 0 | 0 | 0 | 0 | 0 | 0 | 0 | 0 | 0 | 0 | 0 | 0 | 0 | 0 | 0 | 0 | 0
F8_Commercial_Interruptible - Health_New_Water Heating_Natural Gas_Water Heater - Drainwater Heat Recovery_A_Achievable Economic RVT Potential | F8 | Commercial | Interruptible - Health | New | Water Heating | Natural Gas | Water Heater - Drainwater Heat Recovery | A | Cumulative Summer Peak Savings (MW) | Achievable Economic RVT Potential | 0 | 0 | 0 | 0 | 0 | 0 | 0 | 0 | 0 | 0 | 0 | 0 | 0 | 0 | 0 | 0 | 0 | 0 | 0 | 0 | 0 | 0 | 0 | 0 | 0 | 0 | 0
F9_Commercial_Interruptible - Health_New_Water Heating_Natural Gas_Water Heater - Drainwater Heat Recovery_A_Achievable Economic RVT Potential | F9 | Commercial | Interruptible - Health | New | Water Heating | Natural Gas | Water Heater - Drainwater Heat Recovery | A | Cumulative Winter Peak Savings (MW) | Achievable Economic RVT Potential | 0 | 0 | 0 | 0 | 0 | 0 | 0 | 0 | 0 | 0 | 0 | 0 | 0 | 0 | 0 | 0 | 0 | 0 | 0 | 0 | 0 | 0 | 0 | 0 | 0 | 0 | 0
F10_Commercial_Interruptible - Health_New_Water Heating_Natural Gas_Water Heater - Drainwater Heat Recovery_A_Achievable Economic RVT Potential | F10 | Commercial | Interruptible - Health | New | Water Heating | Natural Gas | Water Heater - Drainwater Heat Recovery | A | Purchases (Incremental) | Achievable Economic RVT Potential | 0 | 0 | 0 | 0 | 0 | 0 | 0 | 0 | 0 | 0 | 0 | 0 | 0 | 0 | 0 | 0 | 0 | 0 | 0 | 0 | 0 | 0 | 0 | 0 | 0 | 0 | 0
F11_Commercial_Interruptible - Health_New_Water Heating_Natural Gas_Water Heater - Drainwater Heat Recovery_A_Achievable Economic RVT Potential | F11 | Commercial | Interruptible - Health | New | Water Heating | Natural Gas | Water Heater - Drainwater Heat Recovery | A | Purchases (Cumulative) | Achievable Economic RVT Potential | 0 | 0 | 0 | 0 | 0 | 0 | 0 | 0 | 0 | 0 | 0 | 0 | 0 | 0 | 0 | 0 | 0 | 0 | 0 | 0 | 0 | 0 | 0 | 0 | 0 | 0 | 0
F1_Commercial_Interruptible - Health_New_Water Heating_Natural Gas_Water Heater - Circulation Pump Controls_A_Achievable Economic RVT Potential | F1 | Commercial | Interruptible - Health | New | Water Heating | Natural Gas | Water Heater - Circulation Pump Controls | A | Integrated Unit Energy Savings (kWh or therms) | Achievable Economic RVT Potential | 0 | 0 | 0 | 0 | 0 | 0 | 0 | 0 | 0 | 0 | 0 | 0 | 0 | 0 | 0 | 0 | 0 | 0 | 0 | 0 | 0 | 0 | 0 | 0 | 0 | 0 | 0
F2_Commercial_Interruptible - Health_New_Water Heating_Natural Gas_Water Heater - Circulation Pump Controls_A_Achievable Economic RVT Potential | F2 | Commercial | Interruptible - Health | New | Water Heating | Natural Gas | Water Heater - Circulation Pump Controls | A | Integrated Unit Summer Peak Savings (kW) | Achievable Economic RVT Potential | 0 | 0 | 0 | 0 | 0 | 0 | 0 | 0 | 0 | 0 | 0 | 0 | 0 | 0 | 0 | 0 | 0 | 0 | 0 | 0 | 0 | 0 | 0 | 0 | 0 | 0 | 0
F3_Commercial_Interruptible - Health_New_Water Heating_Natural Gas_Water Heater - Circulation Pump Controls_A_Achievable Economic RVT Potential | F3 | Commercial | Interruptible - Health | New | Water Heating | Natural Gas | Water Heater - Circulation Pump Controls | A | Integrated Unit Winter Peak Savings (kW) | Achievable Economic RVT Potential | 0 | 0 | 0 | 0 | 0 | 0 | 0 | 0 | 0 | 0 | 0 | 0 | 0 | 0 | 0 | 0 | 0 | 0 | 0 | 0 | 0 | 0 | 0 | 0 | 0 | 0 | 0
F4_Commercial_Interruptible - Health_New_Water Heating_Natural Gas_Water Heater - Circulation Pump Controls_A_Achievable Economic RVT Potential | F4 | Commercial | Interruptible - Health | New | Water Heating | Natural Gas | Water Heater - Circulation Pump Controls | A | Incremental Energy Savings (MWh or mTherms) | Achievable Economic RVT Potential | 0 | 0 | 0 | 0 | 0 | 0 | 0 | 0 | 0 | 0 | 0 | 0 | 0 | 0 | 0 | 0 | 0 | 0 | 0 | 0 | 0 | 0 | 0 | 0 | 0 | 0 | 0
F5_Commercial_Interruptible - Health_New_Water Heating_Natural Gas_Water Heater - Circulation Pump Controls_A_Achievable Economic RVT Potential | F5 | Commercial | Interruptible - Health | New | Water Heating | Natural Gas | Water Heater - Circulation Pump Controls | A | Incremental Summer Peak Savings (MW) | Achievable Economic RVT Potential | 0 | 0 | 0 | 0 | 0 | 0 | 0 | 0 | 0 | 0 | 0 | 0 | 0 | 0 | 0 | 0 | 0 | 0 | 0 | 0 | 0 | 0 | 0 | 0 | 0 | 0 | 0
F6_Commercial_Interruptible - Health_New_Water Heating_Natural Gas_Water Heater - Circulation Pump Controls_A_Achievable Economic RVT Potential | F6 | Commercial | Interruptible - Health | New | Water Heating | Natural Gas | Water Heater - Circulation Pump Controls | A | Incremental Winter Peak Savings (MW) | Achievable Economic RVT Potential | 0 | 0 | 0 | 0 | 0 | 0 | 0 | 0 | 0 | 0 | 0 | 0 | 0 | 0 | 0 | 0 | 0 | 0 | 0 | 0 | 0 | 0 | 0 | 0 | 0 | 0 | 0
F7_Commercial_Interruptible - Health_New_Water Heating_Natural Gas_Water Heater - Circulation Pump Controls_A_Achievable Economic RVT Potential | F7 | Commercial | Interruptible - Health | New | Water Heating | Natural Gas | Water Heater - Circulation Pump Controls | A | Cumulative Energy Savings (MWh or mTherms) | Achievable Economic RVT Potential | 0 | 0 | 0 | 0 | 0 | 0 | 0 | 0 | 0 | 0 | 0 | 0 | 0 | 0 | 0 | 0 | 0 | 0 | 0 | 0 | 0 | 0 | 0 | 0 | 0 | 0 | 0
F8_Commercial_Interruptible - Health_New_Water Heating_Natural Gas_Water Heater - Circulation Pump Controls_A_Achievable Economic RVT Potential | F8 | Commercial | Interruptible - Health | New | Water Heating | Natural Gas | Water Heater - Circulation Pump Controls | A | Cumulative Summer Peak Savings (MW) | Achievable Economic RVT Potential | 0 | 0 | 0 | 0 | 0 | 0 | 0 | 0 | 0 | 0 | 0 | 0 | 0 | 0 | 0 | 0 | 0 | 0 | 0 | 0 | 0 | 0 | 0 | 0 | 0 | 0 | 0
F9_Commercial_Interruptible - Health_New_Water Heating_Natural Gas_Water Heater - Circulation Pump Controls_A_Achievable Economic RVT Potential | F9 | Commercial | Interruptible - Health | New | Water Heating | Natural Gas | Water Heater - Circulation Pump Controls | A | Cumulative Winter Peak Savings (MW) | Achievable Economic RVT Potential | 0 | 0 | 0 | 0 | 0 | 0 | 0 | 0 | 0 | 0 | 0 | 0 | 0 | 0 | 0 | 0 | 0 | 0 | 0 | 0 | 0 | 0 | 0 | 0 | 0 | 0 | 0
F10_Commercial_Interruptible - Health_New_Water Heating_Natural Gas_Water Heater - Circulation Pump Controls_A_Achievable Economic RVT Potential | F10 | Commercial | Interruptible - Health | New | Water Heating | Natural Gas | Water Heater - Circulation Pump Controls | A | Purchases (Incremental) | Achievable Economic RVT Potential | 0 | 0 | 0 | 0 | 0 | 0 | 0 | 0 | 0 | 0 | 0 | 0 | 0 | 0 | 0 | 0 | 0 | 0 | 0 | 0 | 0 | 0 | 0 | 0 | 0 | 0 | 0
F11_Commercial_Interruptible - Health_New_Water Heating_Natural Gas_Water Heater - Circulation Pump Controls_A_Achievable Economic RVT Potential | F11 | Commercial | Interruptible - Health | New | Water Heating | Natural Gas | Water Heater - Circulation Pump Controls | A | Purchases (Cumulative) | Achievable Economic RVT Potential | 0 | 0 | 0 | 0 | 0 | 0 | 0 | 0 | 0 | 0 | 0 | 0 | 0 | 0 | 0 | 0 | 0 | 0 | 0 | 0 | 0 | 0 | 0 | 0 | 0 | 0 | 0
F1_Commercial_Interruptible - Health_New_Water Heating_Natural Gas_Water Heater - Pipe Insulation_A_Achievable Economic RVT Potential | F1 | Commercial | Interruptible - Health | New | Water Heating | Natural Gas | Water Heater - Pipe Insulation | A | Integrated Unit Energy Savings (kWh or therms) | Achievable Economic RVT Potential | 0 | 0 | 0 | 0 | 0 | 0 | 0 | 0 | 0 | 0 | 0 | 0 | 0 | 0 | 0 | 0 | 0 | 0 | 0 | 0 | 0 | 0 | 0 | 0 | 0 | 0 | 0
F2_Commercial_Interruptible - Health_New_Water Heating_Natural Gas_Water Heater - Pipe Insulation_A_Achievable Economic RVT Potential | F2 | Commercial | Interruptible - Health | New | Water Heating | Natural Gas | Water Heater - Pipe Insulation | A | Integrated Unit Summer Peak Savings (kW) | Achievable Economic RVT Potential | 0 | 0 | 0 | 0 | 0 | 0 | 0 | 0 | 0 | 0 | 0 | 0 | 0 | 0 | 0 | 0 | 0 | 0 | 0 | 0 | 0 | 0 | 0 | 0 | 0 | 0 | 0
F3_Commercial_Interruptible - Health_New_Water Heating_Natural Gas_Water Heater - Pipe Insulation_A_Achievable Economic RVT Potential | F3 | Commercial | Interruptible - Health | New | Water Heating | Natural Gas | Water Heater - Pipe Insulation | A | Integrated Unit Winter Peak Savings (kW) | Achievable Economic RVT Potential | 0 | 0 | 0 | 0 | 0 | 0 | 0 | 0 | 0 | 0 | 0 | 0 | 0 | 0 | 0 | 0 | 0 | 0 | 0 | 0 | 0 | 0 | 0 | 0 | 0 | 0 | 0
F4_Commercial_Interruptible - Health_New_Water Heating_Natural Gas_Water Heater - Pipe Insulation_A_Achievable Economic RVT Potential | F4 | Commercial | Interruptible - Health | New | Water Heating | Natural Gas | Water Heater - Pipe Insulation | A | Incremental Energy Savings (MWh or mTherms) | Achievable Economic RVT Potential | 0 | 0 | 0 | 0 | 0 | 0 | 0 | 0 | 0 | 0 | 0 | 0 | 0 | 0 | 0 | 0 | 0 | 0 | 0 | 0 | 0 | 0 | 0 | 0 | 0 | 0 | 0
F5_Commercial_Interruptible - Health_New_Water Heating_Natural Gas_Water Heater - Pipe Insulation_A_Achievable Economic RVT Potential | F5 | Commercial | Interruptible - Health | New | Water Heating | Natural Gas | Water Heater - Pipe Insulation | A | Incremental Summer Peak Savings (MW) | Achievable Economic RVT Potential | 0 | 0 | 0 | 0 | 0 | 0 | 0 | 0 | 0 | 0 | 0 | 0 | 0 | 0 | 0 | 0 | 0 | 0 | 0 | 0 | 0 | 0 | 0 | 0 | 0 | 0 | 0
F6_Commercial_Interruptible - Health_New_Water Heating_Natural Gas_Water Heater - Pipe Insulation_A_Achievable Economic RVT Potential | F6 | Commercial | Interruptible - Health | New | Water Heating | Natural Gas | Water Heater - Pipe Insulation | A | Incremental Winter Peak Savings (MW) | Achievable Economic RVT Potential | 0 | 0 | 0 | 0 | 0 | 0 | 0 | 0 | 0 | 0 | 0 | 0 | 0 | 0 | 0 | 0 | 0 | 0 | 0 | 0 | 0 | 0 | 0 | 0 | 0 | 0 | 0
F7_Commercial_Interruptible - Health_New_Water Heating_Natural Gas_Water Heater - Pipe Insulation_A_Achievable Economic RVT Potential | F7 | Commercial | Interruptible - Health | New | Water Heating | Natural Gas | Water Heater - Pipe Insulation | A | Cumulative Energy Savings (MWh or mTherms) | Achievable Economic RVT Potential | 0 | 0 | 0 | 0 | 0 | 0 | 0 | 0 | 0 | 0 | 0 | 0 | 0 | 0 | 0 | 0 | 0 | 0 | 0 | 0 | 0 | 0 | 0 | 0 | 0 | 0 | 0
F8_Commercial_Interruptible - Health_New_Water Heating_Natural Gas_Water Heater - Pipe Insulation_A_Achievable Economic RVT Potential | F8 | Commercial | Interruptible - Health | New | Water Heating | Natural Gas | Water Heater - Pipe Insulation | A | Cumulative Summer Peak Savings (MW) | Achievable Economic RVT Potential | 0 | 0 | 0 | 0 | 0 | 0 | 0 | 0 | 0 | 0 | 0 | 0 | 0 | 0 | 0 | 0 | 0 | 0 | 0 | 0 | 0 | 0 | 0 | 0 | 0 | 0 | 0
F9_Commercial_Interruptible - Health_New_Water Heating_Natural Gas_Water Heater - Pipe Insulation_A_Achievable Economic RVT Potential | F9 | Commercial | Interruptible - Health | New | Water Heating | Natural Gas | Water Heater - Pipe Insulation | A | Cumulative Winter Peak Savings (MW) | Achievable Economic RVT Potential | 0 | 0 | 0 | 0 | 0 | 0 | 0 | 0 | 0 | 0 | 0 | 0 | 0 | 0 | 0 | 0 | 0 | 0 | 0 | 0 | 0 | 0 | 0 | 0 | 0 | 0 | 0
F10_Commercial_Interruptible - Health_New_Water Heating_Natural Gas_Water Heater - Pipe Insulation_A_Achievable Economic RVT Potential | F10 | Commercial | Interruptible - Health | New | Water Heating | Natural Gas | Water Heater - Pipe Insulation | A | Purchases (Incremental) | Achievable Economic RVT Potential | 0 | 0 | 0 | 0 | 0 | 0 | 0 | 0 | 0 | 0 | 0 | 0 | 0 | 0 | 0 | 0 | 0 | 0 | 0 | 0 | 0 | 0 | 0 | 0 | 0 | 0 | 0
F11_Commercial_Interruptible - Health_New_Water Heating_Natural Gas_Water Heater - Pipe Insulation_A_Achievable Economic RVT Potential | F11 | Commercial | Interruptible - Health | New | Water Heating | Natural Gas | Water Heater - Pipe Insulation | A | Purchases (Cumulative) | Achievable Economic RVT Potential | 0 | 0 | 0 | 0 | 0 | 0 | 0 | 0 | 0 | 0 | 0 | 0 | 0 | 0 | 0 | 0 | 0 | 0 | 0 | 0 | 0 | 0 | 0 | 0 | 0 | 0 | 0
F1_Commercial_Interruptible - Health_New_Water Heating_Natural Gas_Water Heater - Motion Control Faucet_A_Achievable Economic RVT Potential | F1 | Commercial | Interruptible - Health | New | Water Heating | Natural Gas | Water Heater - Motion Control Faucet | A | Integrated Unit Energy Savings (kWh or therms) | Achievable Economic RVT Potential | 0 | 0 | 0 | 0 | 0 | 0 | 0 | 0 | 0 | 0 | 0 | 0 | 0 | 0 | 0 | 0 | 0 | 0 | 0 | 0 | 0 | 0 | 0 | 0 | 0 | 0 | 0
F2_Commercial_Interruptible - Health_New_Water Heating_Natural Gas_Water Heater - Motion Control Faucet_A_Achievable Economic RVT Potential | F2 | Commercial | Interruptible - Health | New | Water Heating | Natural Gas | Water Heater - Motion Control Faucet | A | Integrated Unit Summer Peak Savings (kW) | Achievable Economic RVT Potential | 0 | 0 | 0 | 0 | 0 | 0 | 0 | 0 | 0 | 0 | 0 | 0 | 0 | 0 | 0 | 0 | 0 | 0 | 0 | 0 | 0 | 0 | 0 | 0 | 0 | 0 | 0
F3_Commercial_Interruptible - Health_New_Water Heating_Natural Gas_Water Heater - Motion Control Faucet_A_Achievable Economic RVT Potential | F3 | Commercial | Interruptible - Health | New | Water Heating | Natural Gas | Water Heater - Motion Control Faucet | A | Integrated Unit Winter Peak Savings (kW) | Achievable Economic RVT Potential | 0 | 0 | 0 | 0 | 0 | 0 | 0 | 0 | 0 | 0 | 0 | 0 | 0 | 0 | 0 | 0 | 0 | 0 | 0 | 0 | 0 | 0 | 0 | 0 | 0 | 0 | 0
F4_Commercial_Interruptible - Health_New_Water Heating_Natural Gas_Water Heater - Motion Control Faucet_A_Achievable Economic RVT Potential | F4 | Commercial | Interruptible - Health | New | Water Heating | Natural Gas | Water Heater - Motion Control Faucet | A | Incremental Energy Savings (MWh or mTherms) | Achievable Economic RVT Potential | 0 | 0 | 0 | 0 | 0 | 0 | 0 | 0 | 0 | 0 | 0 | 0 | 0 | 0 | 0 | 0 | 0 | 0 | 0 | 0 | 0 | 0 | 0 | 0 | 0 | 0 | 0
F5_Commercial_Interruptible - Health_New_Water Heating_Natural Gas_Water Heater - Motion Control Faucet_A_Achievable Economic RVT Potential | F5 | Commercial | Interruptible - Health | New | Water Heating | Natural Gas | Water Heater - Motion Control Faucet | A | Incremental Summer Peak Savings (MW) | Achievable Economic RVT Potential | 0 | 0 | 0 | 0 | 0 | 0 | 0 | 0 | 0 | 0 | 0 | 0 | 0 | 0 | 0 | 0 | 0 | 0 | 0 | 0 | 0 | 0 | 0 | 0 | 0 | 0 | 0
F6_Commercial_Interruptible - Health_New_Water Heating_Natural Gas_Water Heater - Motion Control Faucet_A_Achievable Economic RVT Potential | F6 | Commercial | Interruptible - Health | New | Water Heating | Natural Gas | Water Heater - Motion Control Faucet | A | Incremental Winter Peak Savings (MW) | Achievable Economic RVT Potential | 0 | 0 | 0 | 0 | 0 | 0 | 0 | 0 | 0 | 0 | 0 | 0 | 0 | 0 | 0 | 0 | 0 | 0 | 0 | 0 | 0 | 0 | 0 | 0 | 0 | 0 | 0
F7_Commercial_Interruptible - Health_New_Water Heating_Natural Gas_Water Heater - Motion Control Faucet_A_Achievable Economic RVT Potential | F7 | Commercial | Interruptible - Health | New | Water Heating | Natural Gas | Water Heater - Motion Control Faucet | A | Cumulative Energy Savings (MWh or mTherms) | Achievable Economic RVT Potential | 0 | 0 | 0 | 0 | 0 | 0 | 0 | 0 | 0 | 0 | 0 | 0 | 0 | 0 | 0 | 0 | 0 | 0 | 0 | 0 | 0 | 0 | 0 | 0 | 0 | 0 | 0
F8_Commercial_Interruptible - Health_New_Water Heating_Natural Gas_Water Heater - Motion Control Faucet_A_Achievable Economic RVT Potential | F8 | Commercial | Interruptible - Health | New | Water Heating | Natural Gas | Water Heater - Motion Control Faucet | A | Cumulative Summer Peak Savings (MW) | Achievable Economic RVT Potential | 0 | 0 | 0 | 0 | 0 | 0 | 0 | 0 | 0 | 0 | 0 | 0 | 0 | 0 | 0 | 0 | 0 | 0 | 0 | 0 | 0 | 0 | 0 | 0 | 0 | 0 | 0
F9_Commercial_Interruptible - Health_New_Water Heating_Natural Gas_Water Heater - Motion Control Faucet_A_Achievable Economic RVT Potential | F9 | Commercial | Interruptible - Health | New | Water Heating | Natural Gas | Water Heater - Motion Control Faucet | A | Cumulative Winter Peak Savings (MW) | Achievable Economic RVT Potential | 0 | 0 | 0 | 0 | 0 | 0 | 0 | 0 | 0 | 0 | 0 | 0 | 0 | 0 | 0 | 0 | 0 | 0 | 0 | 0 | 0 | 0 | 0 | 0 | 0 | 0 | 0
F10_Commercial_Interruptible - Health_New_Water Heating_Natural Gas_Water Heater - Motion Control Faucet_A_Achievable Economic RVT Potential | F10 | Commercial | Interruptible - Health | New | Water Heating | Natural Gas | Water Heater - Motion Control Faucet | A | Purchases (Incremental) | Achievable Economic RVT Potential | 0 | 0 | 0 | 0 | 0 | 0 | 0 | 0 | 0 | 0 | 0 | 0 | 0 | 0 | 0 | 0 | 0 | 0 | 0 | 0 | 0 | 0 | 0 | 0 | 0 | 0 | 0
F11_Commercial_Interruptible - Health_New_Water Heating_Natural Gas_Water Heater - Motion Control Faucet_A_Achievable Economic RVT Potential | F11 | Commercial | Interruptible - Health | New | Water Heating | Natural Gas | Water Heater - Motion Control Faucet | A | Purchases (Cumulative) | Achievable Economic RVT Potential | 0 | 0 | 0 | 0 | 0 | 0 | 0 | 0 | 0 | 0 | 0 | 0 | 0 | 0 | 0 | 0 | 0 | 0 | 0 | 0 | 0 | 0 | 0 | 0 | 0 | 0 | 0
F1_Commercial_Interruptible - Health_New_Water Heating_Natural Gas_Water Heater - Solar System_A_Achievable Economic RVT Potential | F1 | Commercial | Interruptible - Health | New | Water Heating | Natural Gas | Water Heater - Solar System | A | Integrated Unit Energy Savings (kWh or therms) | Achievable Economic RVT Potential | 0 | 0 | 0 | 0 | 0 | 0 | 0 | 0 | 0 | 0 | 0 | 0 | 0 | 0 | 0 | 0 | 0 | 0 | 0 | 0 | 0 | 0 | 0 | 0 | 0 | 0 | 0
F2_Commercial_Interruptible - Health_New_Water Heating_Natural Gas_Water Heater - Solar System_A_Achievable Economic RVT Potential | F2 | Commercial | Interruptible - Health | New | Water Heating | Natural Gas | Water Heater - Solar System | A | Integrated Unit Summer Peak Savings (kW) | Achievable Economic RVT Potential | 0 | 0 | 0 | 0 | 0 | 0 | 0 | 0 | 0 | 0 | 0 | 0 | 0 | 0 | 0 | 0 | 0 | 0 | 0 | 0 | 0 | 0 | 0 | 0 | 0 | 0 | 0
F3_Commercial_Interruptible - Health_New_Water Heating_Natural Gas_Water Heater - Solar System_A_Achievable Economic RVT Potential | F3 | Commercial | Interruptible - Health | New | Water Heating | Natural Gas | Water Heater - Solar System | A | Integrated Unit Winter Peak Savings (kW) | Achievable Economic RVT Potential | 0 | 0 | 0 | 0 | 0 | 0 | 0 | 0 | 0 | 0 | 0 | 0 | 0 | 0 | 0 | 0 | 0 | 0 | 0 | 0 | 0 | 0 | 0 | 0 | 0 | 0 | 0
F4_Commercial_Interruptible - Health_New_Water Heating_Natural Gas_Water Heater - Solar System_A_Achievable Economic RVT Potential | F4 | Commercial | Interruptible - Health | New | Water Heating | Natural Gas | Water Heater - Solar System | A | Incremental Energy Savings (MWh or mTherms) | Achievable Economic RVT Potential | 0 | 0 | 0 | 0 | 0 | 0 | 0 | 0 | 0 | 0 | 0 | 0 | 0 | 0 | 0 | 0 | 0 | 0 | 0 | 0 | 0 | 0 | 0 | 0 | 0 | 0 | 0
F5_Commercial_Interruptible - Health_New_Water Heating_Natural Gas_Water Heater - Solar System_A_Achievable Economic RVT Potential | F5 | Commercial | Interruptible - Health | New | Water Heating | Natural Gas | Water Heater - Solar System | A | Incremental Summer Peak Savings (MW) | Achievable Economic RVT Potential | 0 | 0 | 0 | 0 | 0 | 0 | 0 | 0 | 0 | 0 | 0 | 0 | 0 | 0 | 0 | 0 | 0 | 0 | 0 | 0 | 0 | 0 | 0 | 0 | 0 | 0 | 0
F6_Commercial_Interruptible - Health_New_Water Heating_Natural Gas_Water Heater - Solar System_A_Achievable Economic RVT Potential | F6 | Commercial | Interruptible - Health | New | Water Heating | Natural Gas | Water Heater - Solar System | A | Incremental Winter Peak Savings (MW) | Achievable Economic RVT Potential | 0 | 0 | 0 | 0 | 0 | 0 | 0 | 0 | 0 | 0 | 0 | 0 | 0 | 0 | 0 | 0 | 0 | 0 | 0 | 0 | 0 | 0 | 0 | 0 | 0 | 0 | 0
F7_Commercial_Interruptible - Health_New_Water Heating_Natural Gas_Water Heater - Solar System_A_Achievable Economic RVT Potential | F7 | Commercial | Interruptible - Health | New | Water Heating | Natural Gas | Water Heater - Solar System | A | Cumulative Energy Savings (MWh or mTherms) | Achievable Economic RVT Potential | 0 | 0 | 0 | 0 | 0 | 0 | 0 | 0 | 0 | 0 | 0 | 0 | 0 | 0 | 0 | 0 | 0 | 0 | 0 | 0 | 0 | 0 | 0 | 0 | 0 | 0 | 0
F8_Commercial_Interruptible - Health_New_Water Heating_Natural Gas_Water Heater - Solar System_A_Achievable Economic RVT Potential | F8 | Commercial | Interruptible - Health | New | Water Heating | Natural Gas | Water Heater - Solar System | A | Cumulative Summer Peak Savings (MW) | Achievable Economic RVT Potential | 0 | 0 | 0 | 0 | 0 | 0 | 0 | 0 | 0 | 0 | 0 | 0 | 0 | 0 | 0 | 0 | 0 | 0 | 0 | 0 | 0 | 0 | 0 | 0 | 0 | 0 | 0
F9_Commercial_Interruptible - Health_New_Water Heating_Natural Gas_Water Heater - Solar System_A_Achievable Economic RVT Potential | F9 | Commercial | Interruptible - Health | New | Water Heating | Natural Gas | Water Heater - Solar System | A | Cumulative Winter Peak Savings (MW) | Achievable Economic RVT Potential | 0 | 0 | 0 | 0 | 0 | 0 | 0 | 0 | 0 | 0 | 0 | 0 | 0 | 0 | 0 | 0 | 0 | 0 | 0 | 0 | 0 | 0 | 0 | 0 | 0 | 0 | 0
F10_Commercial_Interruptible - Health_New_Water Heating_Natural Gas_Water Heater - Solar System_A_Achievable Economic RVT Potential | F10 | Commercial | Interruptible - Health | New | Water Heating | Natural Gas | Water Heater - Solar System | A | Purchases (Incremental) | Achievable Economic RVT Potential | 0 | 0 | 0 | 0 | 0 | 0 | 0 | 0 | 0 | 0 | 0 | 0 | 0 | 0 | 0 | 0 | 0 | 0 | 0 | 0 | 0 | 0 | 0 | 0 | 0 | 0 | 0
F11_Commercial_Interruptible - Health_New_Water Heating_Natural Gas_Water Heater - Solar System_A_Achievable Economic RVT Potential | F11 | Commercial | Interruptible - Health | New | Water Heating | Natural Gas | Water Heater - Solar System | A | Purchases (Cumulative) | Achievable Economic RVT Potential | 0 | 0 | 0 | 0 | 0 | 0 | 0 | 0 | 0 | 0 | 0 | 0 | 0 | 0 | 0 | 0 | 0 | 0 | 0 | 0 | 0 | 0 | 0 | 0 | 0 | 0 | 0
F1_Commercial_Interruptible - Health_New_Water Heating_Natural Gas_Commercial Laundry - Ozone Treatment_A_Achievable Economic RVT Potential | F1 | Commercial | Interruptible - Health | New | Water Heating | Natural Gas | Commercial Laundry - Ozone Treatment | A | Integrated Unit Energy Savings (kWh or therms) | Achievable Economic RVT Potential | 0 | 0 | 0 | 0 | 0 | 0 | 0 | 0 | 0 | 0 | 0 | 0 | 0 | 0 | 0 | 0 | 0 | 0 | 0 | 0 | 0 | 0 | 0 | 0 | 0 | 0 | 0
F2_Commercial_Interruptible - Health_New_Water Heating_Natural Gas_Commercial Laundry - Ozone Treatment_A_Achievable Economic RVT Potential | F2 | Commercial | Interruptible - Health | New | Water Heating | Natural Gas | Commercial Laundry - Ozone Treatment | A | Integrated Unit Summer Peak Savings (kW) | Achievable Economic RVT Potential | 0 | 0 | 0 | 0 | 0 | 0 | 0 | 0 | 0 | 0 | 0 | 0 | 0 | 0 | 0 | 0 | 0 | 0 | 0 | 0 | 0 | 0 | 0 | 0 | 0 | 0 | 0
F3_Commercial_Interruptible - Health_New_Water Heating_Natural Gas_Commercial Laundry - Ozone Treatment_A_Achievable Economic RVT Potential | F3 | Commercial | Interruptible - Health | New | Water Heating | Natural Gas | Commercial Laundry - Ozone Treatment | A | Integrated Unit Winter Peak Savings (kW) | Achievable Economic RVT Potential | 0 | 0 | 0 | 0 | 0 | 0 | 0 | 0 | 0 | 0 | 0 | 0 | 0 | 0 | 0 | 0 | 0 | 0 | 0 | 0 | 0 | 0 | 0 | 0 | 0 | 0 | 0
F4_Commercial_Interruptible - Health_New_Water Heating_Natural Gas_Commercial Laundry - Ozone Treatment_A_Achievable Economic RVT Potential | F4 | Commercial | Interruptible - Health | New | Water Heating | Natural Gas | Commercial Laundry - Ozone Treatment | A | Incremental Energy Savings (MWh or mTherms) | Achievable Economic RVT Potential | 0 | 0 | 0 | 0 | 0 | 0 | 0 | 0 | 0 | 0 | 0 | 0 | 0 | 0 | 0 | 0 | 0 | 0 | 0 | 0 | 0 | 0 | 0 | 0 | 0 | 0 | 0
F5_Commercial_Interruptible - Health_New_Water Heating_Natural Gas_Commercial Laundry - Ozone Treatment_A_Achievable Economic RVT Potential | F5 | Commercial | Interruptible - Health | New | Water Heating | Natural Gas | Commercial Laundry - Ozone Treatment | A | Incremental Summer Peak Savings (MW) | Achievable Economic RVT Potential | 0 | 0 | 0 | 0 | 0 | 0 | 0 | 0 | 0 | 0 | 0 | 0 | 0 | 0 | 0 | 0 | 0 | 0 | 0 | 0 | 0 | 0 | 0 | 0 | 0 | 0 | 0
F6_Commercial_Interruptible - Health_New_Water Heating_Natural Gas_Commercial Laundry - Ozone Treatment_A_Achievable Economic RVT Potential | F6 | Commercial | Interruptible - Health | New | Water Heating | Natural Gas | Commercial Laundry - Ozone Treatment | A | Incremental Winter Peak Savings (MW) | Achievable Economic RVT Potential | 0 | 0 | 0 | 0 | 0 | 0 | 0 | 0 | 0 | 0 | 0 | 0 | 0 | 0 | 0 | 0 | 0 | 0 | 0 | 0 | 0 | 0 | 0 | 0 | 0 | 0 | 0
F7_Commercial_Interruptible - Health_New_Water Heating_Natural Gas_Commercial Laundry - Ozone Treatment_A_Achievable Economic RVT Potential | F7 | Commercial | Interruptible - Health | New | Water Heating | Natural Gas | Commercial Laundry - Ozone Treatment | A | Cumulative Energy Savings (MWh or mTherms) | Achievable Economic RVT Potential | 0 | 0 | 0 | 0 | 0 | 0 | 0 | 0 | 0 | 0 | 0 | 0 | 0 | 0 | 0 | 0 | 0 | 0 | 0 | 0 | 0 | 0 | 0 | 0 | 0 | 0 | 0
F8_Commercial_Interruptible - Health_New_Water Heating_Natural Gas_Commercial Laundry - Ozone Treatment_A_Achievable Economic RVT Potential | F8 | Commercial | Interruptible - Health | New | Water Heating | Natural Gas | Commercial Laundry - Ozone Treatment | A | Cumulative Summer Peak Savings (MW) | Achievable Economic RVT Potential | 0 | 0 | 0 | 0 | 0 | 0 | 0 | 0 | 0 | 0 | 0 | 0 | 0 | 0 | 0 | 0 | 0 | 0 | 0 | 0 | 0 | 0 | 0 | 0 | 0 | 0 | 0
F9_Commercial_Interruptible - Health_New_Water Heating_Natural Gas_Commercial Laundry - Ozone Treatment_A_Achievable Economic RVT Potential | F9 | Commercial | Interruptible - Health | New | Water Heating | Natural Gas | Commercial Laundry - Ozone Treatment | A | Cumulative Winter Peak Savings (MW) | Achievable Economic RVT Potential | 0 | 0 | 0 | 0 | 0 | 0 | 0 | 0 | 0 | 0 | 0 | 0 | 0 | 0 | 0 | 0 | 0 | 0 | 0 | 0 | 0 | 0 | 0 | 0 | 0 | 0 | 0
F10_Commercial_Interruptible - Health_New_Water Heating_Natural Gas_Commercial Laundry - Ozone Treatment_A_Achievable Economic RVT Potential | F10 | Commercial | Interruptible - Health | New | Water Heating | Natural Gas | Commercial Laundry - Ozone Treatment | A | Purchases (Incremental) | Achievable Economic RVT Potential | 0 | 0 | 0 | 0 | 0 | 0 | 0 | 0 | 0 | 0 | 0 | 0 | 0 | 0 | 0 | 0 | 0 | 0 | 0 | 0 | 0 | 0 | 0 | 0 | 0 | 0 | 0
F11_Commercial_Interruptible - Health_New_Water Heating_Natural Gas_Commercial Laundry - Ozone Treatment_A_Achievable Economic RVT Potential | F11 | Commercial | Interruptible - Health | New | Water Heating | Natural Gas | Commercial Laundry - Ozone Treatment | A | Purchases (Cumulative) | Achievable Economic RVT Potential | 0 | 0 | 0 | 0 | 0 | 0 | 0 | 0 | 0 | 0 | 0 | 0 | 0 | 0 | 0 | 0 | 0 | 0 | 0 | 0 | 0 | 0 | 0 | 0 | 0 | 0 | 0
F1_Commercial_Interruptible - Health_New_Water Heating_Natural Gas_Commercial Laundry - ENERGY STAR Washer_A_Achievable Economic RVT Potential | F1 | Commercial | Interruptible - Health | New | Water Heating | Natural Gas | Commercial Laundry - ENERGY STAR Washer | A | Integrated Unit Energy Savings (kWh or therms) | Achievable Economic RVT Potential | 0 | 0 | 0 | 0 | 0 | 0 | 0 | 0 | 0 | 0 | 0 | 0 | 0 | 0 | 0 | 0 | 0 | 0 | 0 | 0 | 0 | 0 | 0 | 0 | 0 | 0 | 0
F2_Commercial_Interruptible - Health_New_Water Heating_Natural Gas_Commercial Laundry - ENERGY STAR Washer_A_Achievable Economic RVT Potential | F2 | Commercial | Interruptible - Health | New | Water Heating | Natural Gas | Commercial Laundry - ENERGY STAR Washer | A | Integrated Unit Summer Peak Savings (kW) | Achievable Economic RVT Potential | 0 | 0 | 0 | 0 | 0 | 0 | 0 | 0 | 0 | 0 | 0 | 0 | 0 | 0 | 0 | 0 | 0 | 0 | 0 | 0 | 0 | 0 | 0 | 0 | 0 | 0 | 0
F3_Commercial_Interruptible - Health_New_Water Heating_Natural Gas_Commercial Laundry - ENERGY STAR Washer_A_Achievable Economic RVT Potential | F3 | Commercial | Interruptible - Health | New | Water Heating | Natural Gas | Commercial Laundry - ENERGY STAR Washer | A | Integrated Unit Winter Peak Savings (kW) | Achievable Economic RVT Potential | 0 | 0 | 0 | 0 | 0 | 0 | 0 | 0 | 0 | 0 | 0 | 0 | 0 | 0 | 0 | 0 | 0 | 0 | 0 | 0 | 0 | 0 | 0 | 0 | 0 | 0 | 0
F4_Commercial_Interruptible - Health_New_Water Heating_Natural Gas_Commercial Laundry - ENERGY STAR Washer_A_Achievable Economic RVT Potential | F4 | Commercial | Interruptible - Health | New | Water Heating | Natural Gas | Commercial Laundry - ENERGY STAR Washer | A | Incremental Energy Savings (MWh or mTherms) | Achievable Economic RVT Potential | 0 | 0 | 0 | 0 | 0 | 0 | 0 | 0 | 0 | 0 | 0 | 0 | 0 | 0 | 0 | 0 | 0 | 0 | 0 | 0 | 0 | 0 | 0 | 0 | 0 | 0 | 0
F5_Commercial_Interruptible - Health_New_Water Heating_Natural Gas_Commercial Laundry - ENERGY STAR Washer_A_Achievable Economic RVT Potential | F5 | Commercial | Interruptible - Health | New | Water Heating | Natural Gas | Commercial Laundry - ENERGY STAR Washer | A | Incremental Summer Peak Savings (MW) | Achievable Economic RVT Potential | 0 | 0 | 0 | 0 | 0 | 0 | 0 | 0 | 0 | 0 | 0 | 0 | 0 | 0 | 0 | 0 | 0 | 0 | 0 | 0 | 0 | 0 | 0 | 0 | 0 | 0 | 0
F6_Commercial_Interruptible - Health_New_Water Heating_Natural Gas_Commercial Laundry - ENERGY STAR Washer_A_Achievable Economic RVT Potential | F6 | Commercial | Interruptible - Health | New | Water Heating | Natural Gas | Commercial Laundry - ENERGY STAR Washer | A | Incremental Winter Peak Savings (MW) | Achievable Economic RVT Potential | 0 | 0 | 0 | 0 | 0 | 0 | 0 | 0 | 0 | 0 | 0 | 0 | 0 | 0 | 0 | 0 | 0 | 0 | 0 | 0 | 0 | 0 | 0 | 0 | 0 | 0 | 0
F7_Commercial_Interruptible - Health_New_Water Heating_Natural Gas_Commercial Laundry - ENERGY STAR Washer_A_Achievable Economic RVT Potential | F7 | Commercial | Interruptible - Health | New | Water Heating | Natural Gas | Commercial Laundry - ENERGY STAR Washer | A | Cumulative Energy Savings (MWh or mTherms) | Achievable Economic RVT Potential | 0 | 0 | 0 | 0 | 0 | 0 | 0 | 0 | 0 | 0 | 0 | 0 | 0 | 0 | 0 | 0 | 0 | 0 | 0 | 0 | 0 | 0 | 0 | 0 | 0 | 0 | 0
F8_Commercial_Interruptible - Health_New_Water Heating_Natural Gas_Commercial Laundry - ENERGY STAR Washer_A_Achievable Economic RVT Potential | F8 | Commercial | Interruptible - Health | New | Water Heating | Natural Gas | Commercial Laundry - ENERGY STAR Washer | A | Cumulative Summer Peak Savings (MW) | Achievable Economic RVT Potential | 0 | 0 | 0 | 0 | 0 | 0 | 0 | 0 | 0 | 0 | 0 | 0 | 0 | 0 | 0 | 0 | 0 | 0 | 0 | 0 | 0 | 0 | 0 | 0 | 0 | 0 | 0
F9_Commercial_Interruptible - Health_New_Water Heating_Natural Gas_Commercial Laundry - ENERGY STAR Washer_A_Achievable Economic RVT Potential | F9 | Commercial | Interruptible - Health | New | Water Heating | Natural Gas | Commercial Laundry - ENERGY STAR Washer | A | Cumulative Winter Peak Savings (MW) | Achievable Economic RVT Potential | 0 | 0 | 0 | 0 | 0 | 0 | 0 | 0 | 0 | 0 | 0 | 0 | 0 | 0 | 0 | 0 | 0 | 0 | 0 | 0 | 0 | 0 | 0 | 0 | 0 | 0 | 0
F10_Commercial_Interruptible - Health_New_Water Heating_Natural Gas_Commercial Laundry - ENERGY STAR Washer_A_Achievable Economic RVT Potential | F10 | Commercial | Interruptible - Health | New | Water Heating | Natural Gas | Commercial Laundry - ENERGY STAR Washer | A | Purchases (Incremental) | Achievable Economic RVT Potential | 0 | 0 | 0 | 0 | 0 | 0 | 0 | 0 | 0 | 0 | 0 | 0 | 0 | 0 | 0 | 0 | 0 | 0 | 0 | 0 | 0 | 0 | 0 | 0 | 0 | 0 | 0
F11_Commercial_Interruptible - Health_New_Water Heating_Natural Gas_Commercial Laundry - ENERGY STAR Washer_A_Achievable Economic RVT Potential | F11 | Commercial | Interruptible - Health | New | Water Heating | Natural Gas | Commercial Laundry - ENERGY STAR Washer | A | Purchases (Cumulative) | Achievable Economic RVT Potential | 0 | 0 | 0 | 0 | 0 | 0 | 0 | 0 | 0 | 0 | 0 | 0 | 0 | 0 | 0 | 0 | 0 | 0 | 0 | 0 | 0 | 0 | 0 | 0 | 0 | 0 | 0
F1_Commercial_Interruptible - Health_New_Water Heating_Natural Gas_Water Heater - Efficient Dishwasher_A_Achievable Economic RVT Potential | F1 | Commercial | Interruptible - Health | New | Water Heating | Natural Gas | Water Heater - Efficient Dishwasher | A | Integrated Unit Energy Savings (kWh or therms) | Achievable Economic RVT Potential | 0 | 0 | 0 | 0 | 0 | 0 | 0 | 0 | 0 | 0 | 0 | 0 | 0 | 0 | 0 | 0 | 0 | 0 | 0 | 0 | 0 | 0 | 0 | 0 | 0 | 0 | 0
F2_Commercial_Interruptible - Health_New_Water Heating_Natural Gas_Water Heater - Efficient Dishwasher_A_Achievable Economic RVT Potential | F2 | Commercial | Interruptible - Health | New | Water Heating | Natural Gas | Water Heater - Efficient Dishwasher | A | Integrated Unit Summer Peak Savings (kW) | Achievable Economic RVT Potential | 0 | 0 | 0 | 0 | 0 | 0 | 0 | 0 | 0 | 0 | 0 | 0 | 0 | 0 | 0 | 0 | 0 | 0 | 0 | 0 | 0 | 0 | 0 | 0 | 0 | 0 | 0
F3_Commercial_Interruptible - Health_New_Water Heating_Natural Gas_Water Heater - Efficient Dishwasher_A_Achievable Economic RVT Potential | F3 | Commercial | Interruptible - Health | New | Water Heating | Natural Gas | Water Heater - Efficient Dishwasher | A | Integrated Unit Winter Peak Savings (kW) | Achievable Economic RVT Potential | 0 | 0 | 0 | 0 | 0 | 0 | 0 | 0 | 0 | 0 | 0 | 0 | 0 | 0 | 0 | 0 | 0 | 0 | 0 | 0 | 0 | 0 | 0 | 0 | 0 | 0 | 0
F4_Commercial_Interruptible - Health_New_Water Heating_Natural Gas_Water Heater - Efficient Dishwasher_A_Achievable Economic RVT Potential | F4 | Commercial | Interruptible - Health | New | Water Heating | Natural Gas | Water Heater - Efficient Dishwasher | A | Incremental Energy Savings (MWh or mTherms) | Achievable Economic RVT Potential | 0 | 0 | 0 | 0 | 0 | 0 | 0 | 0 | 0 | 0 | 0 | 0 | 0 | 0 | 0 | 0 | 0 | 0 | 0 | 0 | 0 | 0 | 0 | 0 | 0 | 0 | 0
F5_Commercial_Interruptible - Health_New_Water Heating_Natural Gas_Water Heater - Efficient Dishwasher_A_Achievable Economic RVT Potential | F5 | Commercial | Interruptible - Health | New | Water Heating | Natural Gas | Water Heater - Efficient Dishwasher | A | Incremental Summer Peak Savings (MW) | Achievable Economic RVT Potential | 0 | 0 | 0 | 0 | 0 | 0 | 0 | 0 | 0 | 0 | 0 | 0 | 0 | 0 | 0 | 0 | 0 | 0 | 0 | 0 | 0 | 0 | 0 | 0 | 0 | 0 | 0
F6_Commercial_Interruptible - Health_New_Water Heating_Natural Gas_Water Heater - Efficient Dishwasher_A_Achievable Economic RVT Potential | F6 | Commercial | Interruptible - Health | New | Water Heating | Natural Gas | Water Heater - Efficient Dishwasher | A | Incremental Winter Peak Savings (MW) | Achievable Economic RVT Potential | 0 | 0 | 0 | 0 | 0 | 0 | 0 | 0 | 0 | 0 | 0 | 0 | 0 | 0 | 0 | 0 | 0 | 0 | 0 | 0 | 0 | 0 | 0 | 0 | 0 | 0 | 0
F7_Commercial_Interruptible - Health_New_Water Heating_Natural Gas_Water Heater - Efficient Dishwasher_A_Achievable Economic RVT Potential | F7 | Commercial | Interruptible - Health | New | Water Heating | Natural Gas | Water Heater - Efficient Dishwasher | A | Cumulative Energy Savings (MWh or mTherms) | Achievable Economic RVT Potential | 0 | 0 | 0 | 0 | 0 | 0 | 0 | 0 | 0 | 0 | 0 | 0 | 0 | 0 | 0 | 0 | 0 | 0 | 0 | 0 | 0 | 0 | 0 | 0 | 0 | 0 | 0
F8_Commercial_Interruptible - Health_New_Water Heating_Natural Gas_Water Heater - Efficient Dishwasher_A_Achievable Economic RVT Potential | F8 | Commercial | Interruptible - Health | New | Water Heating | Natural Gas | Water Heater - Efficient Dishwasher | A | Cumulative Summer Peak Savings (MW) | Achievable Economic RVT Potential | 0 | 0 | 0 | 0 | 0 | 0 | 0 | 0 | 0 | 0 | 0 | 0 | 0 | 0 | 0 | 0 | 0 | 0 | 0 | 0 | 0 | 0 | 0 | 0 | 0 | 0 | 0
F9_Commercial_Interruptible - Health_New_Water Heating_Natural Gas_Water Heater - Efficient Dishwasher_A_Achievable Economic RVT Potential | F9 | Commercial | Interruptible - Health | New | Water Heating | Natural Gas | Water Heater - Efficient Dishwasher | A | Cumulative Winter Peak Savings (MW) | Achievable Economic RVT Potential | 0 | 0 | 0 | 0 | 0 | 0 | 0 | 0 | 0 | 0 | 0 | 0 | 0 | 0 | 0 | 0 | 0 | 0 | 0 | 0 | 0 | 0 | 0 | 0 | 0 | 0 | 0
F10_Commercial_Interruptible - Health_New_Water Heating_Natural Gas_Water Heater - Efficient Dishwasher_A_Achievable Economic RVT Potential | F10 | Commercial | Interruptible - Health | New | Water Heating | Natural Gas | Water Heater - Efficient Dishwasher | A | Purchases (Incremental) | Achievable Economic RVT Potential | 0 | 0 | 0 | 0 | 0 | 0 | 0 | 0 | 0 | 0 | 0 | 0 | 0 | 0 | 0 | 0 | 0 | 0 | 0 | 0 | 0 | 0 | 0 | 0 | 0 | 0 | 0
F11_Commercial_Interruptible - Health_New_Water Heating_Natural Gas_Water Heater - Efficient Dishwasher_A_Achievable Economic RVT Potential | F11 | Commercial | Interruptible - Health | New | Water Heating | Natural Gas | Water Heater - Efficient Dishwasher | A | Purchases (Cumulative) | Achievable Economic RVT Potential | 0 | 0 | 0 | 0 | 0 | 0 | 0 | 0 | 0 | 0 | 0 | 0 | 0 | 0 | 0 | 0 | 0 | 0 | 0 | 0 | 0 | 0 | 0 | 0 | 0 | 0 | 0
F1_Commercial_Interruptible - Health_New_Water Heating_Natural Gas_Commercial Laundry - Alternative Dry-Cleaning Methods_A_Achievable Economic RVT Potential | F1 | Commercial | Interruptible - Health | New | Water Heating | Natural Gas | Commercial Laundry - Alternative Dry-Cleaning Methods | A | Integrated Unit Energy Savings (kWh or therms) | Achievable Economic RVT Potential | 0 | 0 | 0 | 0 | 0 | 0 | 0 | 0 | 0 | 0 | 0 | 0 | 0 | 0 | 0 | 0 | 0 | 0 | 0 | 0 | 0 | 0 | 0 | 0 | 0 | 0 | 0
F2_Commercial_Interruptible - Health_New_Water Heating_Natural Gas_Commercial Laundry - Alternative Dry-Cleaning Methods_A_Achievable Economic RVT Potential | F2 | Commercial | Interruptible - Health | New | Water Heating | Natural Gas | Commercial Laundry - Alternative Dry-Cleaning Methods | A | Integrated Unit Summer Peak Savings (kW) | Achievable Economic RVT Potential | 0 | 0 | 0 | 0 | 0 | 0 | 0 | 0 | 0 | 0 | 0 | 0 | 0 | 0 | 0 | 0 | 0 | 0 | 0 | 0 | 0 | 0 | 0 | 0 | 0 | 0 | 0
F3_Commercial_Interruptible - Health_New_Water Heating_Natural Gas_Commercial Laundry - Alternative Dry-Cleaning Methods_A_Achievable Economic RVT Potential | F3 | Commercial | Interruptible - Health | New | Water Heating | Natural Gas | Commercial Laundry - Alternative Dry-Cleaning Methods | A | Integrated Unit Winter Peak Savings (kW) | Achievable Economic RVT Potential | 0 | 0 | 0 | 0 | 0 | 0 | 0 | 0 | 0 | 0 | 0 | 0 | 0 | 0 | 0 | 0 | 0 | 0 | 0 | 0 | 0 | 0 | 0 | 0 | 0 | 0 | 0
F4_Commercial_Interruptible - Health_New_Water Heating_Natural Gas_Commercial Laundry - Alternative Dry-Cleaning Methods_A_Achievable Economic RVT Potential | F4 | Commercial | Interruptible - Health | New | Water Heating | Natural Gas | Commercial Laundry - Alternative Dry-Cleaning Methods | A | Incremental Energy Savings (MWh or mTherms) | Achievable Economic RVT Potential | 0 | 0 | 0 | 0 | 0 | 0 | 0 | 0 | 0 | 0 | 0 | 0 | 0 | 0 | 0 | 0 | 0 | 0 | 0 | 0 | 0 | 0 | 0 | 0 | 0 | 0 | 0
F5_Commercial_Interruptible - Health_New_Water Heating_Natural Gas_Commercial Laundry - Alternative Dry-Cleaning Methods_A_Achievable Economic RVT Potential | F5 | Commercial | Interruptible - Health | New | Water Heating | Natural Gas | Commercial Laundry - Alternative Dry-Cleaning Methods | A | Incremental Summer Peak Savings (MW) | Achievable Economic RVT Potential | 0 | 0 | 0 | 0 | 0 | 0 | 0 | 0 | 0 | 0 | 0 | 0 | 0 | 0 | 0 | 0 | 0 | 0 | 0 | 0 | 0 | 0 | 0 | 0 | 0 | 0 | 0
F6_Commercial_Interruptible - Health_New_Water Heating_Natural Gas_Commercial Laundry - Alternative Dry-Cleaning Methods_A_Achievable Economic RVT Potential | F6 | Commercial | Interruptible - Health | New | Water Heating | Natural Gas | Commercial Laundry - Alternative Dry-Cleaning Methods | A | Incremental Winter Peak Savings (MW) | Achievable Economic RVT Potential | 0 | 0 | 0 | 0 | 0 | 0 | 0 | 0 | 0 | 0 | 0 | 0 | 0 | 0 | 0 | 0 | 0 | 0 | 0 | 0 | 0 | 0 | 0 | 0 | 0 | 0 | 0
F7_Commercial_Interruptible - Health_New_Water Heating_Natural Gas_Commercial Laundry - Alternative Dry-Cleaning Methods_A_Achievable Economic RVT Potential | F7 | Commercial | Interruptible - Health | New | Water Heating | Natural Gas | Commercial Laundry - Alternative Dry-Cleaning Methods | A | Cumulative Energy Savings (MWh or mTherms) | Achievable Economic RVT Potential | 0 | 0 | 0 | 0 | 0 | 0 | 0 | 0 | 0 | 0 | 0 | 0 | 0 | 0 | 0 | 0 | 0 | 0 | 0 | 0 | 0 | 0 | 0 | 0 | 0 | 0 | 0
F8_Commercial_Interruptible - Health_New_Water Heating_Natural Gas_Commercial Laundry - Alternative Dry-Cleaning Methods_A_Achievable Economic RVT Potential | F8 | Commercial | Interruptible - Health | New | Water Heating | Natural Gas | Commercial Laundry - Alternative Dry-Cleaning Methods | A | Cumulative Summer Peak Savings (MW) | Achievable Economic RVT Potential | 0 | 0 | 0 | 0 | 0 | 0 | 0 | 0 | 0 | 0 | 0 | 0 | 0 | 0 | 0 | 0 | 0 | 0 | 0 | 0 | 0 | 0 | 0 | 0 | 0 | 0 | 0
F9_Commercial_Interruptible - Health_New_Water Heating_Natural Gas_Commercial Laundry - Alternative Dry-Cleaning Methods_A_Achievable Economic RVT Potential | F9 | Commercial | Interruptible - Health | New | Water Heating | Natural Gas | Commercial Laundry - Alternative Dry-Cleaning Methods | A | Cumulative Winter Peak Savings (MW) | Achievable Economic RVT Potential | 0 | 0 | 0 | 0 | 0 | 0 | 0 | 0 | 0 | 0 | 0 | 0 | 0 | 0 | 0 | 0 | 0 | 0 | 0 | 0 | 0 | 0 | 0 | 0 | 0 | 0 | 0
F10_Commercial_Interruptible - Health_New_Water Heating_Natural Gas_Commercial Laundry - Alternative Dry-Cleaning Methods_A_Achievable Economic RVT Potential | F10 | Commercial | Interruptible - Health | New | Water Heating | Natural Gas | Commercial Laundry - Alternative Dry-Cleaning Methods | A | Purchases (Incremental) | Achievable Economic RVT Potential | 0 | 0 | 0 | 0 | 0 | 0 | 0 | 0 | 0 | 0 | 0 | 0 | 0 | 0 | 0 | 0 | 0 | 0 | 0 | 0 | 0 | 0 | 0 | 0 | 0 | 0 | 0
F11_Commercial_Interruptible - Health_New_Water Heating_Natural Gas_Commercial Laundry - Alternative Dry-Cleaning Methods_A_Achievable Economic RVT Potential | F11 | Commercial | Interruptible - Health | New | Water Heating | Natural Gas | Commercial Laundry - Alternative Dry-Cleaning Methods | A | Purchases (Cumulative) | Achievable Economic RVT Potential | 0 | 0 | 0 | 0 | 0 | 0 | 0 | 0 | 0 | 0 | 0 | 0 | 0 | 0 | 0 | 0 | 0 | 0 | 0 | 0 | 0 | 0 | 0 | 0 | 0 | 0 | 0
F1_Commercial_Interruptible - Health_New_Space Heating_Natural Gas_Advanced Kitchen Ventilation Controls_A_Achievable Economic RVT Potential | F1 | Commercial | Interruptible - Health | New | Space Heating | Natural Gas | Advanced Kitchen Ventilation Controls | A | Integrated Unit Energy Savings (kWh or therms) | Achievable Economic RVT Potential | 0 | 0 | 0 | 0 | 0 | 0 | 0 | 0 | 0 | 0 | 0 | 0 | 0 | 0 | 0 | 0 | 0 | 0 | 0 | 0 | 0 | 0 | 0 | 0 | 0 | 0 | 0
F2_Commercial_Interruptible - Health_New_Space Heating_Natural Gas_Advanced Kitchen Ventilation Controls_A_Achievable Economic RVT Potential | F2 | Commercial | Interruptible - Health | New | Space Heating | Natural Gas | Advanced Kitchen Ventilation Controls | A | Integrated Unit Summer Peak Savings (kW) | Achievable Economic RVT Potential | 0 | 0 | 0 | 0 | 0 | 0 | 0 | 0 | 0 | 0 | 0 | 0 | 0 | 0 | 0 | 0 | 0 | 0 | 0 | 0 | 0 | 0 | 0 | 0 | 0 | 0 | 0
F3_Commercial_Interruptible - Health_New_Space Heating_Natural Gas_Advanced Kitchen Ventilation Controls_A_Achievable Economic RVT Potential | F3 | Commercial | Interruptible - Health | New | Space Heating | Natural Gas | Advanced Kitchen Ventilation Controls | A | Integrated Unit Winter Peak Savings (kW) | Achievable Economic RVT Potential | 0 | 0 | 0 | 0 | 0 | 0 | 0 | 0 | 0 | 0 | 0 | 0 | 0 | 0 | 0 | 0 | 0 | 0 | 0 | 0 | 0 | 0 | 0 | 0 | 0 | 0 | 0
F4_Commercial_Interruptible - Health_New_Space Heating_Natural Gas_Advanced Kitchen Ventilation Controls_A_Achievable Economic RVT Potential | F4 | Commercial | Interruptible - Health | New | Space Heating | Natural Gas | Advanced Kitchen Ventilation Controls | A | Incremental Energy Savings (MWh or mTherms) | Achievable Economic RVT Potential | 0 | 0 | 0 | 0 | 0 | 0 | 0 | 0 | 0 | 0 | 0 | 0 | 0 | 0 | 0 | 0 | 0 | 0 | 0 | 0 | 0 | 0 | 0 | 0 | 0 | 0 | 0
F5_Commercial_Interruptible - Health_New_Space Heating_Natural Gas_Advanced Kitchen Ventilation Controls_A_Achievable Economic RVT Potential | F5 | Commercial | Interruptible - Health | New | Space Heating | Natural Gas | Advanced Kitchen Ventilation Controls | A | Incremental Summer Peak Savings (MW) | Achievable Economic RVT Potential | 0 | 0 | 0 | 0 | 0 | 0 | 0 | 0 | 0 | 0 | 0 | 0 | 0 | 0 | 0 | 0 | 0 | 0 | 0 | 0 | 0 | 0 | 0 | 0 | 0 | 0 | 0
F6_Commercial_Interruptible - Health_New_Space Heating_Natural Gas_Advanced Kitchen Ventilation Controls_A_Achievable Economic RVT Potential | F6 | Commercial | Interruptible - Health | New | Space Heating | Natural Gas | Advanced Kitchen Ventilation Controls | A | Incremental Winter Peak Savings (MW) | Achievable Economic RVT Potential | 0 | 0 | 0 | 0 | 0 | 0 | 0 | 0 | 0 | 0 | 0 | 0 | 0 | 0 | 0 | 0 | 0 | 0 | 0 | 0 | 0 | 0 | 0 | 0 | 0 | 0 | 0
F7_Commercial_Interruptible - Health_New_Space Heating_Natural Gas_Advanced Kitchen Ventilation Controls_A_Achievable Economic RVT Potential | F7 | Commercial | Interruptible - Health | New | Space Heating | Natural Gas | Advanced Kitchen Ventilation Controls | A | Cumulative Energy Savings (MWh or mTherms) | Achievable Economic RVT Potential | 0 | 0 | 0 | 0 | 0 | 0 | 0 | 0 | 0 | 0 | 0 | 0 | 0 | 0 | 0 | 0 | 0 | 0 | 0 | 0 | 0 | 0 | 0 | 0 | 0 | 0 | 0
F8_Commercial_Interruptible - Health_New_Space Heating_Natural Gas_Advanced Kitchen Ventilation Controls_A_Achievable Economic RVT Potential | F8 | Commercial | Interruptible - Health | New | Space Heating | Natural Gas | Advanced Kitchen Ventilation Controls | A | Cumulative Summer Peak Savings (MW) | Achievable Economic RVT Potential | 0 | 0 | 0 | 0 | 0 | 0 | 0 | 0 | 0 | 0 | 0 | 0 | 0 | 0 | 0 | 0 | 0 | 0 | 0 | 0 | 0 | 0 | 0 | 0 | 0 | 0 | 0
F9_Commercial_Interruptible - Health_New_Space Heating_Natural Gas_Advanced Kitchen Ventilation Controls_A_Achievable Economic RVT Potential | F9 | Commercial | Interruptible - Health | New | Space Heating | Natural Gas | Advanced Kitchen Ventilation Controls | A | Cumulative Winter Peak Savings (MW) | Achievable Economic RVT Potential | 0 | 0 | 0 | 0 | 0 | 0 | 0 | 0 | 0 | 0 | 0 | 0 | 0 | 0 | 0 | 0 | 0 | 0 | 0 | 0 | 0 | 0 | 0 | 0 | 0 | 0 | 0
F10_Commercial_Interruptible - Health_New_Space Heating_Natural Gas_Advanced Kitchen Ventilation Controls_A_Achievable Economic RVT Potential | F10 | Commercial | Interruptible - Health | New | Space Heating | Natural Gas | Advanced Kitchen Ventilation Controls | A | Purchases (Incremental) | Achievable Economic RVT Potential | 0 | 0 | 0 | 0 | 0 | 0 | 0 | 0 | 0 | 0 | 0 | 0 | 0 | 0 | 0 | 0 | 0 | 0 | 0 | 0 | 0 | 0 | 0 | 0 | 0 | 0 | 0
F11_Commercial_Interruptible - Health_New_Space Heating_Natural Gas_Advanced Kitchen Ventilation Controls_A_Achievable Economic RVT Potential | F11 | Commercial | Interruptible - Health | New | Space Heating | Natural Gas | Advanced Kitchen Ventilation Controls | A | Purchases (Cumulative) | Achievable Economic RVT Potential | 0 | 0 | 0 | 0 | 0 | 0 | 0 | 0 | 0 | 0 | 0 | 0 | 0 | 0 | 0 | 0 | 0 | 0 | 0 | 0 | 0 | 0 | 0 | 0 | 0 | 0 | 0
F1_Commercial_Interruptible - Health_New_Space Heating_Natural Gas_Infiltration Control - Loading Dock Sealing_A_Achievable Economic RVT Potential | F1 | Commercial | Interruptible - Health | New | Space Heating | Natural Gas | Infiltration Control - Loading Dock Sealing | A | Integrated Unit Energy Savings (kWh or therms) | Achievable Economic RVT Potential | 0 | 0 | 0 | 0 | 0 | 0 | 0 | 0 | 0 | 0 | 0 | 0 | 0 | 0 | 0 | 0 | 0 | 0 | 0 | 0 | 0 | 0 | 0 | 0 | 0 | 0 | 0
F2_Commercial_Interruptible - Health_New_Space Heating_Natural Gas_Infiltration Control - Loading Dock Sealing_A_Achievable Economic RVT Potential | F2 | Commercial | Interruptible - Health | New | Space Heating | Natural Gas | Infiltration Control - Loading Dock Sealing | A | Integrated Unit Summer Peak Savings (kW) | Achievable Economic RVT Potential | 0 | 0 | 0 | 0 | 0 | 0 | 0 | 0 | 0 | 0 | 0 | 0 | 0 | 0 | 0 | 0 | 0 | 0 | 0 | 0 | 0 | 0 | 0 | 0 | 0 | 0 | 0
F3_Commercial_Interruptible - Health_New_Space Heating_Natural Gas_Infiltration Control - Loading Dock Sealing_A_Achievable Economic RVT Potential | F3 | Commercial | Interruptible - Health | New | Space Heating | Natural Gas | Infiltration Control - Loading Dock Sealing | A | Integrated Unit Winter Peak Savings (kW) | Achievable Economic RVT Potential | 0 | 0 | 0 | 0 | 0 | 0 | 0 | 0 | 0 | 0 | 0 | 0 | 0 | 0 | 0 | 0 | 0 | 0 | 0 | 0 | 0 | 0 | 0 | 0 | 0 | 0 | 0
F4_Commercial_Interruptible - Health_New_Space Heating_Natural Gas_Infiltration Control - Loading Dock Sealing_A_Achievable Economic RVT Potential | F4 | Commercial | Interruptible - Health | New | Space Heating | Natural Gas | Infiltration Control - Loading Dock Sealing | A | Incremental Energy Savings (MWh or mTherms) | Achievable Economic RVT Potential | 0 | 0 | 0 | 0 | 0 | 0 | 0 | 0 | 0 | 0 | 0 | 0 | 0 | 0 | 0 | 0 | 0 | 0 | 0 | 0 | 0 | 0 | 0 | 0 | 0 | 0 | 0
F5_Commercial_Interruptible - Health_New_Space Heating_Natural Gas_Infiltration Control - Loading Dock Sealing_A_Achievable Economic RVT Potential | F5 | Commercial | Interruptible - Health | New | Space Heating | Natural Gas | Infiltration Control - Loading Dock Sealing | A | Incremental Summer Peak Savings (MW) | Achievable Economic RVT Potential | 0 | 0 | 0 | 0 | 0 | 0 | 0 | 0 | 0 | 0 | 0 | 0 | 0 | 0 | 0 | 0 | 0 | 0 | 0 | 0 | 0 | 0 | 0 | 0 | 0 | 0 | 0
F6_Commercial_Interruptible - Health_New_Space Heating_Natural Gas_Infiltration Control - Loading Dock Sealing_A_Achievable Economic RVT Potential | F6 | Commercial | Interruptible - Health | New | Space Heating | Natural Gas | Infiltration Control - Loading Dock Sealing | A | Incremental Winter Peak Savings (MW) | Achievable Economic RVT Potential | 0 | 0 | 0 | 0 | 0 | 0 | 0 | 0 | 0 | 0 | 0 | 0 | 0 | 0 | 0 | 0 | 0 | 0 | 0 | 0 | 0 | 0 | 0 | 0 | 0 | 0 | 0
F7_Commercial_Interruptible - Health_New_Space Heating_Natural Gas_Infiltration Control - Loading Dock Sealing_A_Achievable Economic RVT Potential | F7 | Commercial | Interruptible - Health | New | Space Heating | Natural Gas | Infiltration Control - Loading Dock Sealing | A | Cumulative Energy Savings (MWh or mTherms) | Achievable Economic RVT Potential | 0 | 0 | 0 | 0 | 0 | 0 | 0 | 0 | 0 | 0 | 0 | 0 | 0 | 0 | 0 | 0 | 0 | 0 | 0 | 0 | 0 | 0 | 0 | 0 | 0 | 0 | 0
F8_Commercial_Interruptible - Health_New_Space Heating_Natural Gas_Infiltration Control - Loading Dock Sealing_A_Achievable Economic RVT Potential | F8 | Commercial | Interruptible - Health | New | Space Heating | Natural Gas | Infiltration Control - Loading Dock Sealing | A | Cumulative Summer Peak Savings (MW) | Achievable Economic RVT Potential | 0 | 0 | 0 | 0 | 0 | 0 | 0 | 0 | 0 | 0 | 0 | 0 | 0 | 0 | 0 | 0 | 0 | 0 | 0 | 0 | 0 | 0 | 0 | 0 | 0 | 0 | 0
F9_Commercial_Interruptible - Health_New_Space Heating_Natural Gas_Infiltration Control - Loading Dock Sealing_A_Achievable Economic RVT Potential | F9 | Commercial | Interruptible - Health | New | Space Heating | Natural Gas | Infiltration Control - Loading Dock Sealing | A | Cumulative Winter Peak Savings (MW) | Achievable Economic RVT Potential | 0 | 0 | 0 | 0 | 0 | 0 | 0 | 0 | 0 | 0 | 0 | 0 | 0 | 0 | 0 | 0 | 0 | 0 | 0 | 0 | 0 | 0 | 0 | 0 | 0 | 0 | 0
F10_Commercial_Interruptible - Health_New_Space Heating_Natural Gas_Infiltration Control - Loading Dock Sealing_A_Achievable Economic RVT Potential | F10 | Commercial | Interruptible - Health | New | Space Heating | Natural Gas | Infiltration Control - Loading Dock Sealing | A | Purchases (Incremental) | Achievable Economic RVT Potential | 0 | 0 | 0 | 0 | 0 | 0 | 0 | 0 | 0 | 0 | 0 | 0 | 0 | 0 | 0 | 0 | 0 | 0 | 0 | 0 | 0 | 0 | 0 | 0 | 0 | 0 | 0
F11_Commercial_Interruptible - Health_New_Space Heating_Natural Gas_Infiltration Control - Loading Dock Sealing_A_Achievable Economic RVT Potential | F11 | Commercial | Interruptible - Health | New | Space Heating | Natural Gas | Infiltration Control - Loading Dock Sealing | A | Purchases (Cumulative) | Achievable Economic RVT Potential | 0 | 0 | 0 | 0 | 0 | 0 | 0 | 0 | 0 | 0 | 0 | 0 | 0 | 0 | 0 | 0 | 0 | 0 | 0 | 0 | 0 | 0 | 0 | 0 | 0 | 0 | 0
F1_Commercial_Interruptible - Health_New_Space Heating_Natural Gas_Greenhouse Heat Curtain_A_Achievable Economic RVT Potential | F1 | Commercial | Interruptible - Health | New | Space Heating | Natural Gas | Greenhouse Heat Curtain | A | Integrated Unit Energy Savings (kWh or therms) | Achievable Economic RVT Potential | 0 | 0 | 0 | 0 | 0 | 0 | 0 | 0 | 0 | 0 | 0 | 0 | 0 | 0 | 0 | 0 | 0 | 0 | 0 | 0 | 0 | 0 | 0 | 0 | 0 | 0 | 0
F2_Commercial_Interruptible - Health_New_Space Heating_Natural Gas_Greenhouse Heat Curtain_A_Achievable Economic RVT Potential | F2 | Commercial | Interruptible - Health | New | Space Heating | Natural Gas | Greenhouse Heat Curtain | A | Integrated Unit Summer Peak Savings (kW) | Achievable Economic RVT Potential | 0 | 0 | 0 | 0 | 0 | 0 | 0 | 0 | 0 | 0 | 0 | 0 | 0 | 0 | 0 | 0 | 0 | 0 | 0 | 0 | 0 | 0 | 0 | 0 | 0 | 0 | 0
F3_Commercial_Interruptible - Health_New_Space Heating_Natural Gas_Greenhouse Heat Curtain_A_Achievable Economic RVT Potential | F3 | Commercial | Interruptible - Health | New | Space Heating | Natural Gas | Greenhouse Heat Curtain | A | Integrated Unit Winter Peak Savings (kW) | Achievable Economic RVT Potential | 0 | 0 | 0 | 0 | 0 | 0 | 0 | 0 | 0 | 0 | 0 | 0 | 0 | 0 | 0 | 0 | 0 | 0 | 0 | 0 | 0 | 0 | 0 | 0 | 0 | 0 | 0
F4_Commercial_Interruptible - Health_New_Space Heating_Natural Gas_Greenhouse Heat Curtain_A_Achievable Economic RVT Potential | F4 | Commercial | Interruptible - Health | New | Space Heating | Natural Gas | Greenhouse Heat Curtain | A | Incremental Energy Savings (MWh or mTherms) | Achievable Economic RVT Potential | 0 | 0 | 0 | 0 | 0 | 0 | 0 | 0 | 0 | 0 | 0 | 0 | 0 | 0 | 0 | 0 | 0 | 0 | 0 | 0 | 0 | 0 | 0 | 0 | 0 | 0 | 0
F5_Commercial_Interruptible - Health_New_Space Heating_Natural Gas_Greenhouse Heat Curtain_A_Achievable Economic RVT Potential | F5 | Commercial | Interruptible - Health | New | Space Heating | Natural Gas | Greenhouse Heat Curtain | A | Incremental Summer Peak Savings (MW) | Achievable Economic RVT Potential | 0 | 0 | 0 | 0 | 0 | 0 | 0 | 0 | 0 | 0 | 0 | 0 | 0 | 0 | 0 | 0 | 0 | 0 | 0 | 0 | 0 | 0 | 0 | 0 | 0 | 0 | 0
F6_Commercial_Interruptible - Health_New_Space Heating_Natural Gas_Greenhouse Heat Curtain_A_Achievable Economic RVT Potential | F6 | Commercial | Interruptible - Health | New | Space Heating | Natural Gas | Greenhouse Heat Curtain | A | Incremental Winter Peak Savings (MW) | Achievable Economic RVT Potential | 0 | 0 | 0 | 0 | 0 | 0 | 0 | 0 | 0 | 0 | 0 | 0 | 0 | 0 | 0 | 0 | 0 | 0 | 0 | 0 | 0 | 0 | 0 | 0 | 0 | 0 | 0
F7_Commercial_Interruptible - Health_New_Space Heating_Natural Gas_Greenhouse Heat Curtain_A_Achievable Economic RVT Potential | F7 | Commercial | Interruptible - Health | New | Space Heating | Natural Gas | Greenhouse Heat Curtain | A | Cumulative Energy Savings (MWh or mTherms) | Achievable Economic RVT Potential | 0 | 0 | 0 | 0 | 0 | 0 | 0 | 0 | 0 | 0 | 0 | 0 | 0 | 0 | 0 | 0 | 0 | 0 | 0 | 0 | 0 | 0 | 0 | 0 | 0 | 0 | 0
F8_Commercial_Interruptible - Health_New_Space Heating_Natural Gas_Greenhouse Heat Curtain_A_Achievable Economic RVT Potential | F8 | Commercial | Interruptible - Health | New | Space Heating | Natural Gas | Greenhouse Heat Curtain | A | Cumulative Summer Peak Savings (MW) | Achievable Economic RVT Potential | 0 | 0 | 0 | 0 | 0 | 0 | 0 | 0 | 0 | 0 | 0 | 0 | 0 | 0 | 0 | 0 | 0 | 0 | 0 | 0 | 0 | 0 | 0 | 0 | 0 | 0 | 0
F9_Commercial_Interruptible - Health_New_Space Heating_Natural Gas_Greenhouse Heat Curtain_A_Achievable Economic RVT Potential | F9 | Commercial | Interruptible - Health | New | Space Heating | Natural Gas | Greenhouse Heat Curtain | A | Cumulative Winter Peak Savings (MW) | Achievable Economic RVT Potential | 0 | 0 | 0 | 0 | 0 | 0 | 0 | 0 | 0 | 0 | 0 | 0 | 0 | 0 | 0 | 0 | 0 | 0 | 0 | 0 | 0 | 0 | 0 | 0 | 0 | 0 | 0
F10_Commercial_Interruptible - Health_New_Space Heating_Natural Gas_Greenhouse Heat Curtain_A_Achievable Economic RVT Potential | F10 | Commercial | Interruptible - Health | New | Space Heating | Natural Gas | Greenhouse Heat Curtain | A | Purchases (Incremental) | Achievable Economic RVT Potential | 0 | 0 | 0 | 0 | 0 | 0 | 0 | 0 | 0 | 0 | 0 | 0 | 0 | 0 | 0 | 0 | 0 | 0 | 0 | 0 | 0 | 0 | 0 | 0 | 0 | 0 | 0
F11_Commercial_Interruptible - Health_New_Space Heating_Natural Gas_Greenhouse Heat Curtain_A_Achievable Economic RVT Potential | F11 | Commercial | Interruptible - Health | New | Space Heating | Natural Gas | Greenhouse Heat Curtain | A | Purchases (Cumulative) | Achievable Economic RVT Potential | 0 | 0 | 0 | 0 | 0 | 0 | 0 | 0 | 0 | 0 | 0 | 0 | 0 | 0 | 0 | 0 | 0 | 0 | 0 | 0 | 0 | 0 | 0 | 0 | 0 | 0 | 0
F1_Commercial_Interruptible - Health_New_Space Heating_Natural Gas_Ventilation - Parking Garages, Demand Controlled_A_Achievable Economic RVT Potential | F1 | Commercial | Interruptible - Health | New | Space Heating | Natural Gas | Ventilation - Parking Garages, Demand Controlled | A | Integrated Unit Energy Savings (kWh or therms) | Achievable Economic RVT Potential | 0 | 0 | 0 | 0 | 0 | 0 | 0 | 0 | 0 | 0 | 0 | 0 | 0 | 0 | 0 | 0 | 0 | 0 | 0 | 0 | 0 | 0 | 0 | 0 | 0 | 0 | 0
F2_Commercial_Interruptible - Health_New_Space Heating_Natural Gas_Ventilation - Parking Garages, Demand Controlled_A_Achievable Economic RVT Potential | F2 | Commercial | Interruptible - Health | New | Space Heating | Natural Gas | Ventilation - Parking Garages, Demand Controlled | A | Integrated Unit Summer Peak Savings (kW) | Achievable Economic RVT Potential | 0 | 0 | 0 | 0 | 0 | 0 | 0 | 0 | 0 | 0 | 0 | 0 | 0 | 0 | 0 | 0 | 0 | 0 | 0 | 0 | 0 | 0 | 0 | 0 | 0 | 0 | 0
F3_Commercial_Interruptible - Health_New_Space Heating_Natural Gas_Ventilation - Parking Garages, Demand Controlled_A_Achievable Economic RVT Potential | F3 | Commercial | Interruptible - Health | New | Space Heating | Natural Gas | Ventilation - Parking Garages, Demand Controlled | A | Integrated Unit Winter Peak Savings (kW) | Achievable Economic RVT Potential | 0 | 0 | 0 | 0 | 0 | 0 | 0 | 0 | 0 | 0 | 0 | 0 | 0 | 0 | 0 | 0 | 0 | 0 | 0 | 0 | 0 | 0 | 0 | 0 | 0 | 0 | 0
F4_Commercial_Interruptible - Health_New_Space Heating_Natural Gas_Ventilation - Parking Garages, Demand Controlled_A_Achievable Economic RVT Potential | F4 | Commercial | Interruptible - Health | New | Space Heating | Natural Gas | Ventilation - Parking Garages, Demand Controlled | A | Incremental Energy Savings (MWh or mTherms) | Achievable Economic RVT Potential | 0 | 0 | 0 | 0 | 0 | 0 | 0 | 0 | 0 | 0 | 0 | 0 | 0 | 0 | 0 | 0 | 0 | 0 | 0 | 0 | 0 | 0 | 0 | 0 | 0 | 0 | 0
F5_Commercial_Interruptible - Health_New_Space Heating_Natural Gas_Ventilation - Parking Garages, Demand Controlled_A_Achievable Economic RVT Potential | F5 | Commercial | Interruptible - Health | New | Space Heating | Natural Gas | Ventilation - Parking Garages, Demand Controlled | A | Incremental Summer Peak Savings (MW) | Achievable Economic RVT Potential | 0 | 0 | 0 | 0 | 0 | 0 | 0 | 0 | 0 | 0 | 0 | 0 | 0 | 0 | 0 | 0 | 0 | 0 | 0 | 0 | 0 | 0 | 0 | 0 | 0 | 0 | 0
F6_Commercial_Interruptible - Health_New_Space Heating_Natural Gas_Ventilation - Parking Garages, Demand Controlled_A_Achievable Economic RVT Potential | F6 | Commercial | Interruptible - Health | New | Space Heating | Natural Gas | Ventilation - Parking Garages, Demand Controlled | A | Incremental Winter Peak Savings (MW) | Achievable Economic RVT Potential | 0 | 0 | 0 | 0 | 0 | 0 | 0 | 0 | 0 | 0 | 0 | 0 | 0 | 0 | 0 | 0 | 0 | 0 | 0 | 0 | 0 | 0 | 0 | 0 | 0 | 0 | 0
F7_Commercial_Interruptible - Health_New_Space Heating_Natural Gas_Ventilation - Parking Garages, Demand Controlled_A_Achievable Economic RVT Potential | F7 | Commercial | Interruptible - Health | New | Space Heating | Natural Gas | Ventilation - Parking Garages, Demand Controlled | A | Cumulative Energy Savings (MWh or mTherms) | Achievable Economic RVT Potential | 0 | 0 | 0 | 0 | 0 | 0 | 0 | 0 | 0 | 0 | 0 | 0 | 0 | 0 | 0 | 0 | 0 | 0 | 0 | 0 | 0 | 0 | 0 | 0 | 0 | 0 | 0
F8_Commercial_Interruptible - Health_New_Space Heating_Natural Gas_Ventilation - Parking Garages, Demand Controlled_A_Achievable Economic RVT Potential | F8 | Commercial | Interruptible - Health | New | Space Heating | Natural Gas | Ventilation - Parking Garages, Demand Controlled | A | Cumulative Summer Peak Savings (MW) | Achievable Economic RVT Potential | 0 | 0 | 0 | 0 | 0 | 0 | 0 | 0 | 0 | 0 | 0 | 0 | 0 | 0 | 0 | 0 | 0 | 0 | 0 | 0 | 0 | 0 | 0 | 0 | 0 | 0 | 0
F9_Commercial_Interruptible - Health_New_Space Heating_Natural Gas_Ventilation - Parking Garages, Demand Controlled_A_Achievable Economic RVT Potential | F9 | Commercial | Interruptible - Health | New | Space Heating | Natural Gas | Ventilation - Parking Garages, Demand Controlled | A | Cumulative Winter Peak Savings (MW) | Achievable Economic RVT Potential | 0 | 0 | 0 | 0 | 0 | 0 | 0 | 0 | 0 | 0 | 0 | 0 | 0 | 0 | 0 | 0 | 0 | 0 | 0 | 0 | 0 | 0 | 0 | 0 | 0 | 0 | 0
F10_Commercial_Interruptible - Health_New_Space Heating_Natural Gas_Ventilation - Parking Garages, Demand Controlled_A_Achievable Economic RVT Potential | F10 | Commercial | Interruptible - Health | New | Space Heating | Natural Gas | Ventilation - Parking Garages, Demand Controlled | A | Purchases (Incremental) | Achievable Economic RVT Potential | 0 | 0 | 0 | 0 | 0 | 0 | 0 | 0 | 0 | 0 | 0 | 0 | 0 | 0 | 0 | 0 | 0 | 0 | 0 | 0 | 0 | 0 | 0 | 0 | 0 | 0 | 0
F11_Commercial_Interruptible - Health_New_Space Heating_Natural Gas_Ventilation - Parking Garages, Demand Controlled_A_Achievable Economic RVT Potential | F11 | Commercial | Interruptible - Health | New | Space Heating | Natural Gas | Ventilation - Parking Garages, Demand Controlled | A | Purchases (Cumulative) | Achievable Economic RVT Potential | 0 | 0 | 0 | 0 | 0 | 0 | 0 | 0 | 0 | 0 | 0 | 0 | 0 | 0 | 0 | 0 | 0 | 0 | 0 | 0 | 0 | 0 | 0 | 0 | 0 | 0 | 0
F1_Commercial_Interruptible - Health_New_Miscellaneous_Natural Gas_Pool Heater - Night Covers_A_Achievable Economic RVT Potential | F1 | Commercial | Interruptible - Health | New | Miscellaneous | Natural Gas | Pool Heater - Night Covers | A | Integrated Unit Energy Savings (kWh or therms) | Achievable Economic RVT Potential | 0 | 0 | 0 | 0 | 0 | 0 | 0 | 0 | 0 | 0 | 0 | 0 | 0 | 0 | 0 | 0 | 0 | 0 | 0 | 0 | 0 | 0 | 0 | 0 | 0 | 0 | 0
F2_Commercial_Interruptible - Health_New_Miscellaneous_Natural Gas_Pool Heater - Night Covers_A_Achievable Economic RVT Potential | F2 | Commercial | Interruptible - Health | New | Miscellaneous | Natural Gas | Pool Heater - Night Covers | A | Integrated Unit Summer Peak Savings (kW) | Achievable Economic RVT Potential | 0 | 0 | 0 | 0 | 0 | 0 | 0 | 0 | 0 | 0 | 0 | 0 | 0 | 0 | 0 | 0 | 0 | 0 | 0 | 0 | 0 | 0 | 0 | 0 | 0 | 0 | 0
F3_Commercial_Interruptible - Health_New_Miscellaneous_Natural Gas_Pool Heater - Night Covers_A_Achievable Economic RVT Potential | F3 | Commercial | Interruptible - Health | New | Miscellaneous | Natural Gas | Pool Heater - Night Covers | A | Integrated Unit Winter Peak Savings (kW) | Achievable Economic RVT Potential | 0 | 0 | 0 | 0 | 0 | 0 | 0 | 0 | 0 | 0 | 0 | 0 | 0 | 0 | 0 | 0 | 0 | 0 | 0 | 0 | 0 | 0 | 0 | 0 | 0 | 0 | 0
F4_Commercial_Interruptible - Health_New_Miscellaneous_Natural Gas_Pool Heater - Night Covers_A_Achievable Economic RVT Potential | F4 | Commercial | Interruptible - Health | New | Miscellaneous | Natural Gas | Pool Heater - Night Covers | A | Incremental Energy Savings (MWh or mTherms) | Achievable Economic RVT Potential | 0 | 0 | 0 | 0 | 0 | 0 | 0 | 0 | 0 | 0 | 0 | 0 | 0 | 0 | 0 | 0 | 0 | 0 | 0 | 0 | 0 | 0 | 0 | 0 | 0 | 0 | 0
F5_Commercial_Interruptible - Health_New_Miscellaneous_Natural Gas_Pool Heater - Night Covers_A_Achievable Economic RVT Potential | F5 | Commercial | Interruptible - Health | New | Miscellaneous | Natural Gas | Pool Heater - Night Covers | A | Incremental Summer Peak Savings (MW) | Achievable Economic RVT Potential | 0 | 0 | 0 | 0 | 0 | 0 | 0 | 0 | 0 | 0 | 0 | 0 | 0 | 0 | 0 | 0 | 0 | 0 | 0 | 0 | 0 | 0 | 0 | 0 | 0 | 0 | 0
F6_Commercial_Interruptible - Health_New_Miscellaneous_Natural Gas_Pool Heater - Night Covers_A_Achievable Economic RVT Potential | F6 | Commercial | Interruptible - Health | New | Miscellaneous | Natural Gas | Pool Heater - Night Covers | A | Incremental Winter Peak Savings (MW) | Achievable Economic RVT Potential | 0 | 0 | 0 | 0 | 0 | 0 | 0 | 0 | 0 | 0 | 0 | 0 | 0 | 0 | 0 | 0 | 0 | 0 | 0 | 0 | 0 | 0 | 0 | 0 | 0 | 0 | 0
F7_Commercial_Interruptible - Health_New_Miscellaneous_Natural Gas_Pool Heater - Night Covers_A_Achievable Economic RVT Potential | F7 | Commercial | Interruptible - Health | New | Miscellaneous | Natural Gas | Pool Heater - Night Covers | A | Cumulative Energy Savings (MWh or mTherms) | Achievable Economic RVT Potential | 0 | 0 | 0 | 0 | 0 | 0 | 0 | 0 | 0 | 0 | 0 | 0 | 0 | 0 | 0 | 0 | 0 | 0 | 0 | 0 | 0 | 0 | 0 | 0 | 0 | 0 | 0
F8_Commercial_Interruptible - Health_New_Miscellaneous_Natural Gas_Pool Heater - Night Covers_A_Achievable Economic RVT Potential | F8 | Commercial | Interruptible - Health | New | Miscellaneous | Natural Gas | Pool Heater - Night Covers | A | Cumulative Summer Peak Savings (MW) | Achievable Economic RVT Potential | 0 | 0 | 0 | 0 | 0 | 0 | 0 | 0 | 0 | 0 | 0 | 0 | 0 | 0 | 0 | 0 | 0 | 0 | 0 | 0 | 0 | 0 | 0 | 0 | 0 | 0 | 0
F9_Commercial_Interruptible - Health_New_Miscellaneous_Natural Gas_Pool Heater - Night Covers_A_Achievable Economic RVT Potential | F9 | Commercial | Interruptible - Health | New | Miscellaneous | Natural Gas | Pool Heater - Night Covers | A | Cumulative Winter Peak Savings (MW) | Achievable Economic RVT Potential | 0 | 0 | 0 | 0 | 0 | 0 | 0 | 0 | 0 | 0 | 0 | 0 | 0 | 0 | 0 | 0 | 0 | 0 | 0 | 0 | 0 | 0 | 0 | 0 | 0 | 0 | 0
F10_Commercial_Interruptible - Health_New_Miscellaneous_Natural Gas_Pool Heater - Night Covers_A_Achievable Economic RVT Potential | F10 | Commercial | Interruptible - Health | New | Miscellaneous | Natural Gas | Pool Heater - Night Covers | A | Purchases (Incremental) | Achievable Economic RVT Potential | 0 | 0 | 0 | 0 | 0 | 0 | 0 | 0 | 0 | 0 | 0 | 0 | 0 | 0 | 0 | 0 | 0 | 0 | 0 | 0 | 0 | 0 | 0 | 0 | 0 | 0 | 0
F11_Commercial_Interruptible - Health_New_Miscellaneous_Natural Gas_Pool Heater - Night Covers_A_Achievable Economic RVT Potential | F11 | Commercial | Interruptible - Health | New | Miscellaneous | Natural Gas | Pool Heater - Night Covers | A | Purchases (Cumulative) | Achievable Economic RVT Potential | 0 | 0 | 0 | 0 | 0 | 0 | 0 | 0 | 0 | 0 | 0 | 0 | 0 | 0 | 0 | 0 | 0 | 0 | 0 | 0 | 0 | 0 | 0 | 0 | 0 | 0 | 0
F1_Commercial_Interruptible - Health_New_Space Heating_Natural Gas_Advanced New Construction Designs_A_Achievable Economic RVT Potential | F1 | Commercial | Interruptible - Health | New | Space Heating | Natural Gas | Advanced New Construction Designs | A | Integrated Unit Energy Savings (kWh or therms) | Achievable Economic RVT Potential | 0 | 0 | 0 | 0 | 0 | 0 | 0 | 0 | 0 | 0 | 0 | 0 | 0 | 0 | 0 | 0 | 0 | 0 | 0 | 0 | 0 | 0 | 0 | 0 | 0 | 0 | 0
F2_Commercial_Interruptible - Health_New_Space Heating_Natural Gas_Advanced New Construction Designs_A_Achievable Economic RVT Potential | F2 | Commercial | Interruptible - Health | New | Space Heating | Natural Gas | Advanced New Construction Designs | A | Integrated Unit Summer Peak Savings (kW) | Achievable Economic RVT Potential | 0 | 0 | 0 | 0 | 0 | 0 | 0 | 0 | 0 | 0 | 0 | 0 | 0 | 0 | 0 | 0 | 0 | 0 | 0 | 0 | 0 | 0 | 0 | 0 | 0 | 0 | 0
F3_Commercial_Interruptible - Health_New_Space Heating_Natural Gas_Advanced New Construction Designs_A_Achievable Economic RVT Potential | F3 | Commercial | Interruptible - Health | New | Space Heating | Natural Gas | Advanced New Construction Designs | A | Integrated Unit Winter Peak Savings (kW) | Achievable Economic RVT Potential | 0 | 0 | 0 | 0 | 0 | 0 | 0 | 0 | 0 | 0 | 0 | 0 | 0 | 0 | 0 | 0 | 0 | 0 | 0 | 0 | 0 | 0 | 0 | 0 | 0 | 0 | 0
F4_Commercial_Interruptible - Health_New_Space Heating_Natural Gas_Advanced New Construction Designs_A_Achievable Economic RVT Potential | F4 | Commercial | Interruptible - Health | New | Space Heating | Natural Gas | Advanced New Construction Designs | A | Incremental Energy Savings (MWh or mTherms) | Achievable Economic RVT Potential | 0 | 0 | 0 | 0 | 0 | 0 | 0 | 0 | 0 | 0 | 0 | 0 | 0 | 0 | 0 | 0 | 0 | 0 | 0 | 0 | 0 | 0 | 0 | 0 | 0 | 0 | 0
F5_Commercial_Interruptible - Health_New_Space Heating_Natural Gas_Advanced New Construction Designs_A_Achievable Economic RVT Potential | F5 | Commercial | Interruptible - Health | New | Space Heating | Natural Gas | Advanced New Construction Designs | A | Incremental Summer Peak Savings (MW) | Achievable Economic RVT Potential | 0 | 0 | 0 | 0 | 0 | 0 | 0 | 0 | 0 | 0 | 0 | 0 | 0 | 0 | 0 | 0 | 0 | 0 | 0 | 0 | 0 | 0 | 0 | 0 | 0 | 0 | 0
F6_Commercial_Interruptible - Health_New_Space Heating_Natural Gas_Advanced New Construction Designs_A_Achievable Economic RVT Potential | F6 | Commercial | Interruptible - Health | New | Space Heating | Natural Gas | Advanced New Construction Designs | A | Incremental Winter Peak Savings (MW) | Achievable Economic RVT Potential | 0 | 0 | 0 | 0 | 0 | 0 | 0 | 0 | 0 | 0 | 0 | 0 | 0 | 0 | 0 | 0 | 0 | 0 | 0 | 0 | 0 | 0 | 0 | 0 | 0 | 0 | 0
F7_Commercial_Interruptible - Health_New_Space Heating_Natural Gas_Advanced New Construction Designs_A_Achievable Economic RVT Potential | F7 | Commercial | Interruptible - Health | New | Space Heating | Natural Gas | Advanced New Construction Designs | A | Cumulative Energy Savings (MWh or mTherms) | Achievable Economic RVT Potential | 0 | 0 | 0 | 0 | 0 | 0 | 0 | 0 | 0 | 0 | 0 | 0 | 0 | 0 | 0 | 0 | 0 | 0 | 0 | 0 | 0 | 0 | 0 | 0 | 0 | 0 | 0
F8_Commercial_Interruptible - Health_New_Space Heating_Natural Gas_Advanced New Construction Designs_A_Achievable Economic RVT Potential | F8 | Commercial | Interruptible - Health | New | Space Heating | Natural Gas | Advanced New Construction Designs | A | Cumulative Summer Peak Savings (MW) | Achievable Economic RVT Potential | 0 | 0 | 0 | 0 | 0 | 0 | 0 | 0 | 0 | 0 | 0 | 0 | 0 | 0 | 0 | 0 | 0 | 0 | 0 | 0 | 0 | 0 | 0 | 0 | 0 | 0 | 0
F9_Commercial_Interruptible - Health_New_Space Heating_Natural Gas_Advanced New Construction Designs_A_Achievable Economic RVT Potential | F9 | Commercial | Interruptible - Health | New | Space Heating | Natural Gas | Advanced New Construction Designs | A | Cumulative Winter Peak Savings (MW) | Achievable Economic RVT Potential | 0 | 0 | 0 | 0 | 0 | 0 | 0 | 0 | 0 | 0 | 0 | 0 | 0 | 0 | 0 | 0 | 0 | 0 | 0 | 0 | 0 | 0 | 0 | 0 | 0 | 0 | 0
F10_Commercial_Interruptible - Health_New_Space Heating_Natural Gas_Advanced New Construction Designs_A_Achievable Economic RVT Potential | F10 | Commercial | Interruptible - Health | New | Space Heating | Natural Gas | Advanced New Construction Designs | A | Purchases (Incremental) | Achievable Economic RVT Potential | 0 | 0 | 0 | 0 | 0 | 0 | 0 | 0 | 0 | 0 | 0 | 0 | 0 | 0 | 0 | 0 | 0 | 0 | 0 | 0 | 0 | 0 | 0 | 0 | 0 | 0 | 0
F11_Commercial_Interruptible - Health_New_Space Heating_Natural Gas_Advanced New Construction Designs_A_Achievable Economic RVT Potential | F11 | Commercial | Interruptible - Health | New | Space Heating | Natural Gas | Advanced New Construction Designs | A | Purchases (Cumulative) | Achievable Economic RVT Potential | 0 | 0 | 0 | 0 | 0 | 0 | 0 | 0 | 0 | 0 | 0 | 0 | 0 | 0 | 0 | 0 | 0 | 0 | 0 | 0 | 0 | 0 | 0 | 0 | 0 | 0 | 0
F1_Commercial_Interruptible - Health_New_Water Heating_Natural Gas_Advanced New Construction Designs_A_Achievable Economic RVT Potential | F1 | Commercial | Interruptible - Health | New | Water Heating | Natural Gas | Advanced New Construction Designs | A | Integrated Unit Energy Savings (kWh or therms) | Achievable Economic RVT Potential | 0 | 0 | 0 | 0 | 0 | 0 | 0 | 0 | 0 | 0 | 0 | 0 | 0 | 0 | 0 | 0 | 0 | 0 | 0 | 0 | 0 | 0 | 0 | 0 | 0 | 0 | 0
F2_Commercial_Interruptible - Health_New_Water Heating_Natural Gas_Advanced New Construction Designs_A_Achievable Economic RVT Potential | F2 | Commercial | Interruptible - Health | New | Water Heating | Natural Gas | Advanced New Construction Designs | A | Integrated Unit Summer Peak Savings (kW) | Achievable Economic RVT Potential | 0 | 0 | 0 | 0 | 0 | 0 | 0 | 0 | 0 | 0 | 0 | 0 | 0 | 0 | 0 | 0 | 0 | 0 | 0 | 0 | 0 | 0 | 0 | 0 | 0 | 0 | 0
F3_Commercial_Interruptible - Health_New_Water Heating_Natural Gas_Advanced New Construction Designs_A_Achievable Economic RVT Potential | F3 | Commercial | Interruptible - Health | New | Water Heating | Natural Gas | Advanced New Construction Designs | A | Integrated Unit Winter Peak Savings (kW) | Achievable Economic RVT Potential | 0 | 0 | 0 | 0 | 0 | 0 | 0 | 0 | 0 | 0 | 0 | 0 | 0 | 0 | 0 | 0 | 0 | 0 | 0 | 0 | 0 | 0 | 0 | 0 | 0 | 0 | 0
F4_Commercial_Interruptible - Health_New_Water Heating_Natural Gas_Advanced New Construction Designs_A_Achievable Economic RVT Potential | F4 | Commercial | Interruptible - Health | New | Water Heating | Natural Gas | Advanced New Construction Designs | A | Incremental Energy Savings (MWh or mTherms) | Achievable Economic RVT Potential | 0 | 0 | 0 | 0 | 0 | 0 | 0 | 0 | 0 | 0 | 0 | 0 | 0 | 0 | 0 | 0 | 0 | 0 | 0 | 0 | 0 | 0 | 0 | 0 | 0 | 0 | 0
F5_Commercial_Interruptible - Health_New_Water Heating_Natural Gas_Advanced New Construction Designs_A_Achievable Economic RVT Potential | F5 | Commercial | Interruptible - Health | New | Water Heating | Natural Gas | Advanced New Construction Designs | A | Incremental Summer Peak Savings (MW) | Achievable Economic RVT Potential | 0 | 0 | 0 | 0 | 0 | 0 | 0 | 0 | 0 | 0 | 0 | 0 | 0 | 0 | 0 | 0 | 0 | 0 | 0 | 0 | 0 | 0 | 0 | 0 | 0 | 0 | 0
F6_Commercial_Interruptible - Health_New_Water Heating_Natural Gas_Advanced New Construction Designs_A_Achievable Economic RVT Potential | F6 | Commercial | Interruptible - Health | New | Water Heating | Natural Gas | Advanced New Construction Designs | A | Incremental Winter Peak Savings (MW) | Achievable Economic RVT Potential | 0 | 0 | 0 | 0 | 0 | 0 | 0 | 0 | 0 | 0 | 0 | 0 | 0 | 0 | 0 | 0 | 0 | 0 | 0 | 0 | 0 | 0 | 0 | 0 | 0 | 0 | 0
F7_Commercial_Interruptible - Health_New_Water Heating_Natural Gas_Advanced New Construction Designs_A_Achievable Economic RVT Potential | F7 | Commercial | Interruptible - Health | New | Water Heating | Natural Gas | Advanced New Construction Designs | A | Cumulative Energy Savings (MWh or mTherms) | Achievable Economic RVT Potential | 0 | 0 | 0 | 0 | 0 | 0 | 0 | 0 | 0 | 0 | 0 | 0 | 0 | 0 | 0 | 0 | 0 | 0 | 0 | 0 | 0 | 0 | 0 | 0 | 0 | 0 | 0
F8_Commercial_Interruptible - Health_New_Water Heating_Natural Gas_Advanced New Construction Designs_A_Achievable Economic RVT Potential | F8 | Commercial | Interruptible - Health | New | Water Heating | Natural Gas | Advanced New Construction Designs | A | Cumulative Summer Peak Savings (MW) | Achievable Economic RVT Potential | 0 | 0 | 0 | 0 | 0 | 0 | 0 | 0 | 0 | 0 | 0 | 0 | 0 | 0 | 0 | 0 | 0 | 0 | 0 | 0 | 0 | 0 | 0 | 0 | 0 | 0 | 0
F9_Commercial_Interruptible - Health_New_Water Heating_Natural Gas_Advanced New Construction Designs_A_Achievable Economic RVT Potential | F9 | Commercial | Interruptible - Health | New | Water Heating | Natural Gas | Advanced New Construction Designs | A | Cumulative Winter Peak Savings (MW) | Achievable Economic RVT Potential | 0 | 0 | 0 | 0 | 0 | 0 | 0 | 0 | 0 | 0 | 0 | 0 | 0 | 0 | 0 | 0 | 0 | 0 | 0 | 0 | 0 | 0 | 0 | 0 | 0 | 0 | 0
F10_Commercial_Interruptible - Health_New_Water Heating_Natural Gas_Advanced New Construction Designs_A_Achievable Economic RVT Potential | F10 | Commercial | Interruptible - Health | New | Water Heating | Natural Gas | Advanced New Construction Designs | A | Purchases (Incremental) | Achievable Economic RVT Potential | 0 | 0 | 0 | 0 | 0 | 0 | 0 | 0 | 0 | 0 | 0 | 0 | 0 | 0 | 0 | 0 | 0 | 0 | 0 | 0 | 0 | 0 | 0 | 0 | 0 | 0 | 0
F11_Commercial_Interruptible - Health_New_Water Heating_Natural Gas_Advanced New Construction Designs_A_Achievable Economic RVT Potential | F11 | Commercial | Interruptible - Health | New | Water Heating | Natural Gas | Advanced New Construction Designs | A | Purchases (Cumulative) | Achievable Economic RVT Potential | 0 | 0 | 0 | 0 | 0 | 0 | 0 | 0 | 0 | 0 | 0 | 0 | 0 | 0 | 0 | 0 | 0 | 0 | 0 | 0 | 0 | 0 | 0 | 0 | 0 | 0 | 0
F1_Commercial_Interruptible - Health_New_Space Heating_Natural Gas_Strategic Energy Management_A_Achievable Economic RVT Potential | F1 | Commercial | Interruptible - Health | New | Space Heating | Natural Gas | Strategic Energy Management | A | Integrated Unit Energy Savings (kWh or therms) | Achievable Economic RVT Potential | 0 | 0 | 0 | 0 | 0 | 0 | 0 | 0 | 0 | 0 | 0 | 0 | 0 | 0 | 0 | 0 | 0 | 0 | 0 | 0 | 0 | 0 | 0 | 0 | 0 | 0 | 0
F2_Commercial_Interruptible - Health_New_Space Heating_Natural Gas_Strategic Energy Management_A_Achievable Economic RVT Potential | F2 | Commercial | Interruptible - Health | New | Space Heating | Natural Gas | Strategic Energy Management | A | Integrated Unit Summer Peak Savings (kW) | Achievable Economic RVT Potential | 0 | 0 | 0 | 0 | 0 | 0 | 0 | 0 | 0 | 0 | 0 | 0 | 0 | 0 | 0 | 0 | 0 | 0 | 0 | 0 | 0 | 0 | 0 | 0 | 0 | 0 | 0
F3_Commercial_Interruptible - Health_New_Space Heating_Natural Gas_Strategic Energy Management_A_Achievable Economic RVT Potential | F3 | Commercial | Interruptible - Health | New | Space Heating | Natural Gas | Strategic Energy Management | A | Integrated Unit Winter Peak Savings (kW) | Achievable Economic RVT Potential | 0 | 0 | 0 | 0 | 0 | 0 | 0 | 0 | 0 | 0 | 0 | 0 | 0 | 0 | 0 | 0 | 0 | 0 | 0 | 0 | 0 | 0 | 0 | 0 | 0 | 0 | 0
F4_Commercial_Interruptible - Health_New_Space Heating_Natural Gas_Strategic Energy Management_A_Achievable Economic RVT Potential | F4 | Commercial | Interruptible - Health | New | Space Heating | Natural Gas | Strategic Energy Management | A | Incremental Energy Savings (MWh or mTherms) | Achievable Economic RVT Potential | 0 | 0 | 0 | 0 | 0 | 0 | 0 | 0 | 0 | 0 | 0 | 0 | 0 | 0 | 0 | 0 | 0 | 0 | 0 | 0 | 0 | 0 | 0 | 0 | 0 | 0 | 0
F5_Commercial_Interruptible - Health_New_Space Heating_Natural Gas_Strategic Energy Management_A_Achievable Economic RVT Potential | F5 | Commercial | Interruptible - Health | New | Space Heating | Natural Gas | Strategic Energy Management | A | Incremental Summer Peak Savings (MW) | Achievable Economic RVT Potential | 0 | 0 | 0 | 0 | 0 | 0 | 0 | 0 | 0 | 0 | 0 | 0 | 0 | 0 | 0 | 0 | 0 | 0 | 0 | 0 | 0 | 0 | 0 | 0 | 0 | 0 | 0
F6_Commercial_Interruptible - Health_New_Space Heating_Natural Gas_Strategic Energy Management_A_Achievable Economic RVT Potential | F6 | Commercial | Interruptible - Health | New | Space Heating | Natural Gas | Strategic Energy Management | A | Incremental Winter Peak Savings (MW) | Achievable Economic RVT Potential | 0 | 0 | 0 | 0 | 0 | 0 | 0 | 0 | 0 | 0 | 0 | 0 | 0 | 0 | 0 | 0 | 0 | 0 | 0 | 0 | 0 | 0 | 0 | 0 | 0 | 0 | 0
F7_Commercial_Interruptible - Health_New_Space Heating_Natural Gas_Strategic Energy Management_A_Achievable Economic RVT Potential | F7 | Commercial | Interruptible - Health | New | Space Heating | Natural Gas | Strategic Energy Management | A | Cumulative Energy Savings (MWh or mTherms) | Achievable Economic RVT Potential | 0 | 0 | 0 | 0 | 0 | 0 | 0 | 0 | 0 | 0 | 0 | 0 | 0 | 0 | 0 | 0 | 0 | 0 | 0 | 0 | 0 | 0 | 0 | 0 | 0 | 0 | 0
F8_Commercial_Interruptible - Health_New_Space Heating_Natural Gas_Strategic Energy Management_A_Achievable Economic RVT Potential | F8 | Commercial | Interruptible - Health | New | Space Heating | Natural Gas | Strategic Energy Management | A | Cumulative Summer Peak Savings (MW) | Achievable Economic RVT Potential | 0 | 0 | 0 | 0 | 0 | 0 | 0 | 0 | 0 | 0 | 0 | 0 | 0 | 0 | 0 | 0 | 0 | 0 | 0 | 0 | 0 | 0 | 0 | 0 | 0 | 0 | 0
F9_Commercial_Interruptible - Health_New_Space Heating_Natural Gas_Strategic Energy Management_A_Achievable Economic RVT Potential | F9 | Commercial | Interruptible - Health | New | Space Heating | Natural Gas | Strategic Energy Management | A | Cumulative Winter Peak Savings (MW) | Achievable Economic RVT Potential | 0 | 0 | 0 | 0 | 0 | 0 | 0 | 0 | 0 | 0 | 0 | 0 | 0 | 0 | 0 | 0 | 0 | 0 | 0 | 0 | 0 | 0 | 0 | 0 | 0 | 0 | 0
F10_Commercial_Interruptible - Health_New_Space Heating_Natural Gas_Strategic Energy Management_A_Achievable Economic RVT Potential | F10 | Commercial | Interruptible - Health | New | Space Heating | Natural Gas | Strategic Energy Management | A | Purchases (Incremental) | Achievable Economic RVT Potential | 0 | 0 | 0 | 0 | 0 | 0 | 0 | 0 | 0 | 0 | 0 | 0 | 0 | 0 | 0 | 0 | 0 | 0 | 0 | 0 | 0 | 0 | 0 | 0 | 0 | 0 | 0
F11_Commercial_Interruptible - Health_New_Space Heating_Natural Gas_Strategic Energy Management_A_Achievable Economic RVT Potential | F11 | Commercial | Interruptible - Health | New | Space Heating | Natural Gas | Strategic Energy Management | A | Purchases (Cumulative) | Achievable Economic RVT Potential | 0 | 0 | 0 | 0 | 0 | 0 | 0 | 0 | 0 | 0 | 0 | 0 | 0 | 0 | 0 | 0 | 0 | 0 | 0 | 0 | 0 | 0 | 0 | 0 | 0 | 0 | 0
F1_Commercial_Interruptible - Health_New_Water Heating_Natural Gas_Strategic Energy Management_A_Achievable Economic RVT Potential | F1 | Commercial | Interruptible - Health | New | Water Heating | Natural Gas | Strategic Energy Management | A | Integrated Unit Energy Savings (kWh or therms) | Achievable Economic RVT Potential | 0 | 0 | 0 | 0 | 0 | 0 | 0 | 0 | 0 | 0 | 0 | 0 | 0 | 0 | 0 | 0 | 0 | 0 | 0 | 0 | 0 | 0 | 0 | 0 | 0 | 0 | 0
F2_Commercial_Interruptible - Health_New_Water Heating_Natural Gas_Strategic Energy Management_A_Achievable Economic RVT Potential | F2 | Commercial | Interruptible - Health | New | Water Heating | Natural Gas | Strategic Energy Management | A | Integrated Unit Summer Peak Savings (kW) | Achievable Economic RVT Potential | 0 | 0 | 0 | 0 | 0 | 0 | 0 | 0 | 0 | 0 | 0 | 0 | 0 | 0 | 0 | 0 | 0 | 0 | 0 | 0 | 0 | 0 | 0 | 0 | 0 | 0 | 0
F3_Commercial_Interruptible - Health_New_Water Heating_Natural Gas_Strategic Energy Management_A_Achievable Economic RVT Potential | F3 | Commercial | Interruptible - Health | New | Water Heating | Natural Gas | Strategic Energy Management | A | Integrated Unit Winter Peak Savings (kW) | Achievable Economic RVT Potential | 0 | 0 | 0 | 0 | 0 | 0 | 0 | 0 | 0 | 0 | 0 | 0 | 0 | 0 | 0 | 0 | 0 | 0 | 0 | 0 | 0 | 0 | 0 | 0 | 0 | 0 | 0
F4_Commercial_Interruptible - Health_New_Water Heating_Natural Gas_Strategic Energy Management_A_Achievable Economic RVT Potential | F4 | Commercial | Interruptible - Health | New | Water Heating | Natural Gas | Strategic Energy Management | A | Incremental Energy Savings (MWh or mTherms) | Achievable Economic RVT Potential | 0 | 0 | 0 | 0 | 0 | 0 | 0 | 0 | 0 | 0 | 0 | 0 | 0 | 0 | 0 | 0 | 0 | 0 | 0 | 0 | 0 | 0 | 0 | 0 | 0 | 0 | 0
F5_Commercial_Interruptible - Health_New_Water Heating_Natural Gas_Strategic Energy Management_A_Achievable Economic RVT Potential | F5 | Commercial | Interruptible - Health | New | Water Heating | Natural Gas | Strategic Energy Management | A | Incremental Summer Peak Savings (MW) | Achievable Economic RVT Potential | 0 | 0 | 0 | 0 | 0 | 0 | 0 | 0 | 0 | 0 | 0 | 0 | 0 | 0 | 0 | 0 | 0 | 0 | 0 | 0 | 0 | 0 | 0 | 0 | 0 | 0 | 0
F6_Commercial_Interruptible - Health_New_Water Heating_Natural Gas_Strategic Energy Management_A_Achievable Economic RVT Potential | F6 | Commercial | Interruptible - Health | New | Water Heating | Natural Gas | Strategic Energy Management | A | Incremental Winter Peak Savings (MW) | Achievable Economic RVT Potential | 0 | 0 | 0 | 0 | 0 | 0 | 0 | 0 | 0 | 0 | 0 | 0 | 0 | 0 | 0 | 0 | 0 | 0 | 0 | 0 | 0 | 0 | 0 | 0 | 0 | 0 | 0
F7_Commercial_Interruptible - Health_New_Water Heating_Natural Gas_Strategic Energy Management_A_Achievable Economic RVT Potential | F7 | Commercial | Interruptible - Health | New | Water Heating | Natural Gas | Strategic Energy Management | A | Cumulative Energy Savings (MWh or mTherms) | Achievable Economic RVT Potential | 0 | 0 | 0 | 0 | 0 | 0 | 0 | 0 | 0 | 0 | 0 | 0 | 0 | 0 | 0 | 0 | 0 | 0 | 0 | 0 | 0 | 0 | 0 | 0 | 0 | 0 | 0
F8_Commercial_Interruptible - Health_New_Water Heating_Natural Gas_Strategic Energy Management_A_Achievable Economic RVT Potential | F8 | Commercial | Interruptible - Health | New | Water Heating | Natural Gas | Strategic Energy Management | A | Cumulative Summer Peak Savings (MW) | Achievable Economic RVT Potential | 0 | 0 | 0 | 0 | 0 | 0 | 0 | 0 | 0 | 0 | 0 | 0 | 0 | 0 | 0 | 0 | 0 | 0 | 0 | 0 | 0 | 0 | 0 | 0 | 0 | 0 | 0
F9_Commercial_Interruptible - Health_New_Water Heating_Natural Gas_Strategic Energy Management_A_Achievable Economic RVT Potential | F9 | Commercial | Interruptible - Health | New | Water Heating | Natural Gas | Strategic Energy Management | A | Cumulative Winter Peak Savings (MW) | Achievable Economic RVT Potential | 0 | 0 | 0 | 0 | 0 | 0 | 0 | 0 | 0 | 0 | 0 | 0 | 0 | 0 | 0 | 0 | 0 | 0 | 0 | 0 | 0 | 0 | 0 | 0 | 0 | 0 | 0
F10_Commercial_Interruptible - Health_New_Water Heating_Natural Gas_Strategic Energy Management_A_Achievable Economic RVT Potential | F10 | Commercial | Interruptible - Health | New | Water Heating | Natural Gas | Strategic Energy Management | A | Purchases (Incremental) | Achievable Economic RVT Potential | 0 | 0 | 0 | 0 | 0 | 0 | 0 | 0 | 0 | 0 | 0 | 0 | 0 | 0 | 0 | 0 | 0 | 0 | 0 | 0 | 0 | 0 | 0 | 0 | 0 | 0 | 0
F11_Commercial_Interruptible - Health_New_Water Heating_Natural Gas_Strategic Energy Management_A_Achievable Economic RVT Potential | F11 | Commercial | Interruptible - Health | New | Water Heating | Natural Gas | Strategic Energy Management | A | Purchases (Cumulative) | Achievable Economic RVT Potential | 0 | 0 | 0 | 0 | 0 | 0 | 0 | 0 | 0 | 0 | 0 | 0 | 0 | 0 | 0 | 0 | 0 | 0 | 0 | 0 | 0 | 0 | 0 | 0 | 0 | 0 | 0
F1_Commercial_Interruptible - Health_New_Space Heating_Natural Gas_Retrocommissioning_A_Achievable Economic RVT Potential | F1 | Commercial | Interruptible - Health | New | Space Heating | Natural Gas | Retrocommissioning | A | Integrated Unit Energy Savings (kWh or therms) | Achievable Economic RVT Potential | 0 | 0 | 0 | 0 | 0 | 0 | 0 | 0 | 0 | 0 | 0 | 0 | 0 | 0 | 0 | 0 | 0 | 0 | 0 | 0 | 0 | 0 | 0 | 0 | 0 | 0 | 0
F2_Commercial_Interruptible - Health_New_Space Heating_Natural Gas_Retrocommissioning_A_Achievable Economic RVT Potential | F2 | Commercial | Interruptible - Health | New | Space Heating | Natural Gas | Retrocommissioning | A | Integrated Unit Summer Peak Savings (kW) | Achievable Economic RVT Potential | 0 | 0 | 0 | 0 | 0 | 0 | 0 | 0 | 0 | 0 | 0 | 0 | 0 | 0 | 0 | 0 | 0 | 0 | 0 | 0 | 0 | 0 | 0 | 0 | 0 | 0 | 0
F3_Commercial_Interruptible - Health_New_Space Heating_Natural Gas_Retrocommissioning_A_Achievable Economic RVT Potential | F3 | Commercial | Interruptible - Health | New | Space Heating | Natural Gas | Retrocommissioning | A | Integrated Unit Winter Peak Savings (kW) | Achievable Economic RVT Potential | 0 | 0 | 0 | 0 | 0 | 0 | 0 | 0 | 0 | 0 | 0 | 0 | 0 | 0 | 0 | 0 | 0 | 0 | 0 | 0 | 0 | 0 | 0 | 0 | 0 | 0 | 0
F4_Commercial_Interruptible - Health_New_Space Heating_Natural Gas_Retrocommissioning_A_Achievable Economic RVT Potential | F4 | Commercial | Interruptible - Health | New | Space Heating | Natural Gas | Retrocommissioning | A | Incremental Energy Savings (MWh or mTherms) | Achievable Economic RVT Potential | 0 | 0 | 0 | 0 | 0 | 0 | 0 | 0 | 0 | 0 | 0 | 0 | 0 | 0 | 0 | 0 | 0 | 0 | 0 | 0 | 0 | 0 | 0 | 0 | 0 | 0 | 0
F5_Commercial_Interruptible - Health_New_Space Heating_Natural Gas_Retrocommissioning_A_Achievable Economic RVT Potential | F5 | Commercial | Interruptible - Health | New | Space Heating | Natural Gas | Retrocommissioning | A | Incremental Summer Peak Savings (MW) | Achievable Economic RVT Potential | 0 | 0 | 0 | 0 | 0 | 0 | 0 | 0 | 0 | 0 | 0 | 0 | 0 | 0 | 0 | 0 | 0 | 0 | 0 | 0 | 0 | 0 | 0 | 0 | 0 | 0 | 0
F6_Commercial_Interruptible - Health_New_Space Heating_Natural Gas_Retrocommissioning_A_Achievable Economic RVT Potential | F6 | Commercial | Interruptible - Health | New | Space Heating | Natural Gas | Retrocommissioning | A | Incremental Winter Peak Savings (MW) | Achievable Economic RVT Potential | 0 | 0 | 0 | 0 | 0 | 0 | 0 | 0 | 0 | 0 | 0 | 0 | 0 | 0 | 0 | 0 | 0 | 0 | 0 | 0 | 0 | 0 | 0 | 0 | 0 | 0 | 0
F7_Commercial_Interruptible - Health_New_Space Heating_Natural Gas_Retrocommissioning_A_Achievable Economic RVT Potential | F7 | Commercial | Interruptible - Health | New | Space Heating | Natural Gas | Retrocommissioning | A | Cumulative Energy Savings (MWh or mTherms) | Achievable Economic RVT Potential | 0 | 0 | 0 | 0 | 0 | 0 | 0 | 0 | 0 | 0 | 0 | 0 | 0 | 0 | 0 | 0 | 0 | 0 | 0 | 0 | 0 | 0 | 0 | 0 | 0 | 0 | 0
F8_Commercial_Interruptible - Health_New_Space Heating_Natural Gas_Retrocommissioning_A_Achievable Economic RVT Potential | F8 | Commercial | Interruptible - Health | New | Space Heating | Natural Gas | Retrocommissioning | A | Cumulative Summer Peak Savings (MW) | Achievable Economic RVT Potential | 0 | 0 | 0 | 0 | 0 | 0 | 0 | 0 | 0 | 0 | 0 | 0 | 0 | 0 | 0 | 0 | 0 | 0 | 0 | 0 | 0 | 0 | 0 | 0 | 0 | 0 | 0
F9_Commercial_Interruptible - Health_New_Space Heating_Natural Gas_Retrocommissioning_A_Achievable Economic RVT Potential | F9 | Commercial | Interruptible - Health | New | Space Heating | Natural Gas | Retrocommissioning | A | Cumulative Winter Peak Savings (MW) | Achievable Economic RVT Potential | 0 | 0 | 0 | 0 | 0 | 0 | 0 | 0 | 0 | 0 | 0 | 0 | 0 | 0 | 0 | 0 | 0 | 0 | 0 | 0 | 0 | 0 | 0 | 0 | 0 | 0 | 0
F10_Commercial_Interruptible - Health_New_Space Heating_Natural Gas_Retrocommissioning_A_Achievable Economic RVT Potential | F10 | Commercial | Interruptible - Health | New | Space Heating | Natural Gas | Retrocommissioning | A | Purchases (Incremental) | Achievable Economic RVT Potential | 0 | 0 | 0 | 0 | 0 | 0 | 0 | 0 | 0 | 0 | 0 | 0 | 0 | 0 | 0 | 0 | 0 | 0 | 0 | 0 | 0 | 0 | 0 | 0 | 0 | 0 | 0
F11_Commercial_Interruptible - Health_New_Space Heating_Natural Gas_Retrocommissioning_A_Achievable Economic RVT Potential | F11 | Commercial | Interruptible - Health | New | Space Heating | Natural Gas | Retrocommissioning | A | Purchases (Cumulative) | Achievable Economic RVT Potential | 0 | 0 | 0 | 0 | 0 | 0 | 0 | 0 | 0 | 0 | 0 | 0 | 0 | 0 | 0 | 0 | 0 | 0 | 0 | 0 | 0 | 0 | 0 | 0 | 0 | 0 | 0
F1_Commercial_Interruptible - Health_New_Water Heating_Natural Gas_Retrocommissioning_A_Achievable Economic RVT Potential | F1 | Commercial | Interruptible - Health | New | Water Heating | Natural Gas | Retrocommissioning | A | Integrated Unit Energy Savings (kWh or therms) | Achievable Economic RVT Potential | 0 | 0 | 0 | 0 | 0 | 0 | 0 | 0 | 0 | 0 | 0 | 0 | 0 | 0 | 0 | 0 | 0 | 0 | 0 | 0 | 0 | 0 | 0 | 0 | 0 | 0 | 0
F2_Commercial_Interruptible - Health_New_Water Heating_Natural Gas_Retrocommissioning_A_Achievable Economic RVT Potential | F2 | Commercial | Interruptible - Health | New | Water Heating | Natural Gas | Retrocommissioning | A | Integrated Unit Summer Peak Savings (kW) | Achievable Economic RVT Potential | 0 | 0 | 0 | 0 | 0 | 0 | 0 | 0 | 0 | 0 | 0 | 0 | 0 | 0 | 0 | 0 | 0 | 0 | 0 | 0 | 0 | 0 | 0 | 0 | 0 | 0 | 0
F3_Commercial_Interruptible - Health_New_Water Heating_Natural Gas_Retrocommissioning_A_Achievable Economic RVT Potential | F3 | Commercial | Interruptible - Health | New | Water Heating | Natural Gas | Retrocommissioning | A | Integrated Unit Winter Peak Savings (kW) | Achievable Economic RVT Potential | 0 | 0 | 0 | 0 | 0 | 0 | 0 | 0 | 0 | 0 | 0 | 0 | 0 | 0 | 0 | 0 | 0 | 0 | 0 | 0 | 0 | 0 | 0 | 0 | 0 | 0 | 0
F4_Commercial_Interruptible - Health_New_Water Heating_Natural Gas_Retrocommissioning_A_Achievable Economic RVT Potential | F4 | Commercial | Interruptible - Health | New | Water Heating | Natural Gas | Retrocommissioning | A | Incremental Energy Savings (MWh or mTherms) | Achievable Economic RVT Potential | 0 | 0 | 0 | 0 | 0 | 0 | 0 | 0 | 0 | 0 | 0 | 0 | 0 | 0 | 0 | 0 | 0 | 0 | 0 | 0 | 0 | 0 | 0 | 0 | 0 | 0 | 0
F5_Commercial_Interruptible - Health_New_Water Heating_Natural Gas_Retrocommissioning_A_Achievable Economic RVT Potential | F5 | Commercial | Interruptible - Health | New | Water Heating | Natural Gas | Retrocommissioning | A | Incremental Summer Peak Savings (MW) | Achievable Economic RVT Potential | 0 | 0 | 0 | 0 | 0 | 0 | 0 | 0 | 0 | 0 | 0 | 0 | 0 | 0 | 0 | 0 | 0 | 0 | 0 | 0 | 0 | 0 | 0 | 0 | 0 | 0 | 0
F6_Commercial_Interruptible - Health_New_Water Heating_Natural Gas_Retrocommissioning_A_Achievable Economic RVT Potential | F6 | Commercial | Interruptible - Health | New | Water Heating | Natural Gas | Retrocommissioning | A | Incremental Winter Peak Savings (MW) | Achievable Economic RVT Potential | 0 | 0 | 0 | 0 | 0 | 0 | 0 | 0 | 0 | 0 | 0 | 0 | 0 | 0 | 0 | 0 | 0 | 0 | 0 | 0 | 0 | 0 | 0 | 0 | 0 | 0 | 0
F7_Commercial_Interruptible - Health_New_Water Heating_Natural Gas_Retrocommissioning_A_Achievable Economic RVT Potential | F7 | Commercial | Interruptible - Health | New | Water Heating | Natural Gas | Retrocommissioning | A | Cumulative Energy Savings (MWh or mTherms) | Achievable Economic RVT Potential | 0 | 0 | 0 | 0 | 0 | 0 | 0 | 0 | 0 | 0 | 0 | 0 | 0 | 0 | 0 | 0 | 0 | 0 | 0 | 0 | 0 | 0 | 0 | 0 | 0 | 0 | 0
F8_Commercial_Interruptible - Health_New_Water Heating_Natural Gas_Retrocommissioning_A_Achievable Economic RVT Potential | F8 | Commercial | Interruptible - Health | New | Water Heating | Natural Gas | Retrocommissioning | A | Cumulative Summer Peak Savings (MW) | Achievable Economic RVT Potential | 0 | 0 | 0 | 0 | 0 | 0 | 0 | 0 | 0 | 0 | 0 | 0 | 0 | 0 | 0 | 0 | 0 | 0 | 0 | 0 | 0 | 0 | 0 | 0 | 0 | 0 | 0
F9_Commercial_Interruptible - Health_New_Water Heating_Natural Gas_Retrocommissioning_A_Achievable Economic RVT Potential | F9 | Commercial | Interruptible - Health | New | Water Heating | Natural Gas | Retrocommissioning | A | Cumulative Winter Peak Savings (MW) | Achievable Economic RVT Potential | 0 | 0 | 0 | 0 | 0 | 0 | 0 | 0 | 0 | 0 | 0 | 0 | 0 | 0 | 0 | 0 | 0 | 0 | 0 | 0 | 0 | 0 | 0 | 0 | 0 | 0 | 0
F10_Commercial_Interruptible - Health_New_Water Heating_Natural Gas_Retrocommissioning_A_Achievable Economic RVT Potential | F10 | Commercial | Interruptible - Health | New | Water Heating | Natural Gas | Retrocommissioning | A | Purchases (Incremental) | Achievable Economic RVT Potential | 0 | 0 | 0 | 0 | 0 | 0 | 0 | 0 | 0 | 0 | 0 | 0 | 0 | 0 | 0 | 0 | 0 | 0 | 0 | 0 | 0 | 0 | 0 | 0 | 0 | 0 | 0
F11_Commercial_Interruptible - Health_New_Water Heating_Natural Gas_Retrocommissioning_A_Achievable Economic RVT Potential | F11 | Commercial | Interruptible - Health | New | Water Heating | Natural Gas | Retrocommissioning | A | Purchases (Cumulative) | Achievable Economic RVT Potential | 0 | 0 | 0 | 0 | 0 | 0 | 0 | 0 | 0 | 0 | 0 | 0 | 0 | 0 | 0 | 0 | 0 | 0 | 0 | 0 | 0 | 0 | 0 | 0 | 0 | 0 | 0
F1_Commercial_Interruptible - Miscellaneous_Existing_Space Heating_Natural Gas_Insulation - Ceiling_A_Achievable Economic RVT Potential | F1 | Commercial | Interruptible - Miscellaneous | Existing | Space Heating | Natural Gas | Insulation - Ceiling | A | Integrated Unit Energy Savings (kWh or therms) | Achievable Economic RVT Potential | 0 | 0 | 0.095858 | 0.095208 | 0.094458 | 0.093621 | 0.092677 | 0.0916 | 0.090383 | 0.089027 | 0.087541 | 0.085952 | 0.084348 | 0.082734 | 0.081141 | 0.079632 | 0.07826 | 0.077113 | 0.076202 | 0.075446 | 0.074886 | 0.074379 | 0.074155 | 0.073948 | 0.073758 | 0.073583 | 0.073422
F2_Commercial_Interruptible - Miscellaneous_Existing_Space Heating_Natural Gas_Insulation - Ceiling_A_Achievable Economic RVT Potential | F2 | Commercial | Interruptible - Miscellaneous | Existing | Space Heating | Natural Gas | Insulation - Ceiling | A | Integrated Unit Summer Peak Savings (kW) | Achievable Economic RVT Potential | 0 | 0 | 0 | 0 | 0 | 0 | 0 | 0 | 0 | 0 | 0 | 0 | 0 | 0 | 0 | 0 | 0 | 0 | 0 | 0 | 0 | 0 | 0 | 0 | 0 | 0 | 0
F3_Commercial_Interruptible - Miscellaneous_Existing_Space Heating_Natural Gas_Insulation - Ceiling_A_Achievable Economic RVT Potential | F3 | Commercial | Interruptible - Miscellaneous | Existing | Space Heating | Natural Gas | Insulation - Ceiling | A | Integrated Unit Winter Peak Savings (kW) | Achievable Economic RVT Potential | 0 | 0 | 0 | 0 | 0 | 0 | 0 | 0 | 0 | 0 | 0 | 0 | 0 | 0 | 0 | 0 | 0 | 0 | 0 | 0 | 0 | 0 | 0 | 0 | 0 | 0 | 0
F4_Commercial_Interruptible - Miscellaneous_Existing_Space Heating_Natural Gas_Insulation - Ceiling_A_Achievable Economic RVT Potential | F4 | Commercial | Interruptible - Miscellaneous | Existing | Space Heating | Natural Gas | Insulation - Ceiling | A | Incremental Energy Savings (MWh or mTherms) | Achievable Economic RVT Potential | 0 | 0 | 0 | 0 | 0 | 0 | 0 | 0 | 0 | 0 | 0 | 0 | 0 | 0 | 0 | 0 | 0 | 0 | 0 | 0 | 0 | 0 | 0 | 0 | 0 | 0 | 0
F5_Commercial_Interruptible - Miscellaneous_Existing_Space Heating_Natural Gas_Insulation - Ceiling_A_Achievable Economic RVT Potential | F5 | Commercial | Interruptible - Miscellaneous | Existing | Space Heating | Natural Gas | Insulation - Ceiling | A | Incremental Summer Peak Savings (MW) | Achievable Economic RVT Potential | 0 | 0 | 0 | 0 | 0 | 0 | 0 | 0 | 0 | 0 | 0 | 0 | 0 | 0 | 0 | 0 | 0 | 0 | 0 | 0 | 0 | 0 | 0 | 0 | 0 | 0 | 0
F6_Commercial_Interruptible - Miscellaneous_Existing_Space Heating_Natural Gas_Insulation - Ceiling_A_Achievable Economic RVT Potential | F6 | Commercial | Interruptible - Miscellaneous | Existing | Space Heating | Natural Gas | Insulation - Ceiling | A | Incremental Winter Peak Savings (MW) | Achievable Economic RVT Potential | 0 | 0 | 0 | 0 | 0 | 0 | 0 | 0 | 0 | 0 | 0 | 0 | 0 | 0 | 0 | 0 | 0 | 0 | 0 | 0 | 0 | 0 | 0 | 0 | 0 | 0 | 0
F7_Commercial_Interruptible - Miscellaneous_Existing_Space Heating_Natural Gas_Insulation - Ceiling_A_Achievable Economic RVT Potential | F7 | Commercial | Interruptible - Miscellaneous | Existing | Space Heating | Natural Gas | Insulation - Ceiling | A | Cumulative Energy Savings (MWh or mTherms) | Achievable Economic RVT Potential | 0 | 0 | 0 | 0 | 0 | 0 | 0 | 0 | 0 | 0 | 0 | 0 | 0 | 0 | 0 | 0 | 0 | 0 | 0 | 0 | 0 | 0 | 0 | 0 | 0 | 0 | 0
F8_Commercial_Interruptible - Miscellaneous_Existing_Space Heating_Natural Gas_Insulation - Ceiling_A_Achievable Economic RVT Potential | F8 | Commercial | Interruptible - Miscellaneous | Existing | Space Heating | Natural Gas | Insulation - Ceiling | A | Cumulative Summer Peak Savings (MW) | Achievable Economic RVT Potential | 0 | 0 | 0 | 0 | 0 | 0 | 0 | 0 | 0 | 0 | 0 | 0 | 0 | 0 | 0 | 0 | 0 | 0 | 0 | 0 | 0 | 0 | 0 | 0 | 0 | 0 | 0
F9_Commercial_Interruptible - Miscellaneous_Existing_Space Heating_Natural Gas_Insulation - Ceiling_A_Achievable Economic RVT Potential | F9 | Commercial | Interruptible - Miscellaneous | Existing | Space Heating | Natural Gas | Insulation - Ceiling | A | Cumulative Winter Peak Savings (MW) | Achievable Economic RVT Potential | 0 | 0 | 0 | 0 | 0 | 0 | 0 | 0 | 0 | 0 | 0 | 0 | 0 | 0 | 0 | 0 | 0 | 0 | 0 | 0 | 0 | 0 | 0 | 0 | 0 | 0 | 0
F10_Commercial_Interruptible - Miscellaneous_Existing_Space Heating_Natural Gas_Insulation - Ceiling_A_Achievable Economic RVT Potential | F10 | Commercial | Interruptible - Miscellaneous | Existing | Space Heating | Natural Gas | Insulation - Ceiling | A | Purchases (Incremental) | Achievable Economic RVT Potential | 0 | 0 | 0 | 0 | 0 | 0 | 0 | 0 | 0 | 0 | 0 | 0 | 0 | 0 | 0 | 0 | 0 | 0 | 0 | 0 | 0 | 0 | 0 | 0 | 0 | 0 | 0
F11_Commercial_Interruptible - Miscellaneous_Existing_Space Heating_Natural Gas_Insulation - Ceiling_A_Achievable Economic RVT Potential | F11 | Commercial | Interruptible - Miscellaneous | Existing | Space Heating | Natural Gas | Insulation - Ceiling | A | Purchases (Cumulative) | Achievable Economic RVT Potential | 0 | 0 | 0 | 0 | 0 | 0 | 0 | 0 | 0 | 0 | 0 | 0 | 0 | 0 | 0 | 0 | 0 | 0 | 0 | 0 | 0 | 0 | 0 | 0 | 0 | 0 | 0
F1_Commercial_Interruptible - Miscellaneous_Existing_Space Heating_Natural Gas_Insulation - Ducting_A_Achievable Economic RVT Potential | F1 | Commercial | Interruptible - Miscellaneous | Existing | Space Heating | Natural Gas | Insulation - Ducting | A | Integrated Unit Energy Savings (kWh or therms) | Achievable Economic RVT Potential | 0 | 0 | 0 | 0 | 0 | 0 | 0 | 0 | 0 | 0 | 0 | 0 | 0 | 0 | 0 | 0 | 0 | 0 | 0 | 0 | 0 | 0 | 0 | 0 | 0 | 0 | 0
F2_Commercial_Interruptible - Miscellaneous_Existing_Space Heating_Natural Gas_Insulation - Ducting_A_Achievable Economic RVT Potential | F2 | Commercial | Interruptible - Miscellaneous | Existing | Space Heating | Natural Gas | Insulation - Ducting | A | Integrated Unit Summer Peak Savings (kW) | Achievable Economic RVT Potential | 0 | 0 | 0 | 0 | 0 | 0 | 0 | 0 | 0 | 0 | 0 | 0 | 0 | 0 | 0 | 0 | 0 | 0 | 0 | 0 | 0 | 0 | 0 | 0 | 0 | 0 | 0
F3_Commercial_Interruptible - Miscellaneous_Existing_Space Heating_Natural Gas_Insulation - Ducting_A_Achievable Economic RVT Potential | F3 | Commercial | Interruptible - Miscellaneous | Existing | Space Heating | Natural Gas | Insulation - Ducting | A | Integrated Unit Winter Peak Savings (kW) | Achievable Economic RVT Potential | 0 | 0 | 0 | 0 | 0 | 0 | 0 | 0 | 0 | 0 | 0 | 0 | 0 | 0 | 0 | 0 | 0 | 0 | 0 | 0 | 0 | 0 | 0 | 0 | 0 | 0 | 0
F4_Commercial_Interruptible - Miscellaneous_Existing_Space Heating_Natural Gas_Insulation - Ducting_A_Achievable Economic RVT Potential | F4 | Commercial | Interruptible - Miscellaneous | Existing | Space Heating | Natural Gas | Insulation - Ducting | A | Incremental Energy Savings (MWh or mTherms) | Achievable Economic RVT Potential | 0 | 0 | 0 | 0 | 0 | 0 | 0 | 0 | 0 | 0 | 0 | 0 | 0 | 0 | 0 | 0 | 0 | 0 | 0 | 0 | 0 | 0 | 0 | 0 | 0 | 0 | 0
F5_Commercial_Interruptible - Miscellaneous_Existing_Space Heating_Natural Gas_Insulation - Ducting_A_Achievable Economic RVT Potential | F5 | Commercial | Interruptible - Miscellaneous | Existing | Space Heating | Natural Gas | Insulation - Ducting | A | Incremental Summer Peak Savings (MW) | Achievable Economic RVT Potential | 0 | 0 | 0 | 0 | 0 | 0 | 0 | 0 | 0 | 0 | 0 | 0 | 0 | 0 | 0 | 0 | 0 | 0 | 0 | 0 | 0 | 0 | 0 | 0 | 0 | 0 | 0
F6_Commercial_Interruptible - Miscellaneous_Existing_Space Heating_Natural Gas_Insulation - Ducting_A_Achievable Economic RVT Potential | F6 | Commercial | Interruptible - Miscellaneous | Existing | Space Heating | Natural Gas | Insulation - Ducting | A | Incremental Winter Peak Savings (MW) | Achievable Economic RVT Potential | 0 | 0 | 0 | 0 | 0 | 0 | 0 | 0 | 0 | 0 | 0 | 0 | 0 | 0 | 0 | 0 | 0 | 0 | 0 | 0 | 0 | 0 | 0 | 0 | 0 | 0 | 0
F7_Commercial_Interruptible - Miscellaneous_Existing_Space Heating_Natural Gas_Insulation - Ducting_A_Achievable Economic RVT Potential | F7 | Commercial | Interruptible - Miscellaneous | Existing | Space Heating | Natural Gas | Insulation - Ducting | A | Cumulative Energy Savings (MWh or mTherms) | Achievable Economic RVT Potential | 0 | 0 | 0 | 0 | 0 | 0 | 0 | 0 | 0 | 0 | 0 | 0 | 0 | 0 | 0 | 0 | 0 | 0 | 0 | 0 | 0 | 0 | 0 | 0 | 0 | 0 | 0
F8_Commercial_Interruptible - Miscellaneous_Existing_Space Heating_Natural Gas_Insulation - Ducting_A_Achievable Economic RVT Potential | F8 | Commercial | Interruptible - Miscellaneous | Existing | Space Heating | Natural Gas | Insulation - Ducting | A | Cumulative Summer Peak Savings (MW) | Achievable Economic RVT Potential | 0 | 0 | 0 | 0 | 0 | 0 | 0 | 0 | 0 | 0 | 0 | 0 | 0 | 0 | 0 | 0 | 0 | 0 | 0 | 0 | 0 | 0 | 0 | 0 | 0 | 0 | 0
F9_Commercial_Interruptible - Miscellaneous_Existing_Space Heating_Natural Gas_Insulation - Ducting_A_Achievable Economic RVT Potential | F9 | Commercial | Interruptible - Miscellaneous | Existing | Space Heating | Natural Gas | Insulation - Ducting | A | Cumulative Winter Peak Savings (MW) | Achievable Economic RVT Potential | 0 | 0 | 0 | 0 | 0 | 0 | 0 | 0 | 0 | 0 | 0 | 0 | 0 | 0 | 0 | 0 | 0 | 0 | 0 | 0 | 0 | 0 | 0 | 0 | 0 | 0 | 0
F10_Commercial_Interruptible - Miscellaneous_Existing_Space Heating_Natural Gas_Insulation - Ducting_A_Achievable Economic RVT Potential | F10 | Commercial | Interruptible - Miscellaneous | Existing | Space Heating | Natural Gas | Insulation - Ducting | A | Purchases (Incremental) | Achievable Economic RVT Potential | 0 | 0 | 0 | 0 | 0 | 0 | 0 | 0 | 0 | 0 | 0 | 0 | 0 | 0 | 0 | 0 | 0 | 0 | 0 | 0 | 0 | 0 | 0 | 0 | 0 | 0 | 0
F11_Commercial_Interruptible - Miscellaneous_Existing_Space Heating_Natural Gas_Insulation - Ducting_A_Achievable Economic RVT Potential | F11 | Commercial | Interruptible - Miscellaneous | Existing | Space Heating | Natural Gas | Insulation - Ducting | A | Purchases (Cumulative) | Achievable Economic RVT Potential | 0 | 0 | 0 | 0 | 0 | 0 | 0 | 0 | 0 | 0 | 0 | 0 | 0 | 0 | 0 | 0 | 0 | 0 | 0 | 0 | 0 | 0 | 0 | 0 | 0 | 0 | 0
F1_Commercial_Interruptible - Miscellaneous_Existing_Space Heating_Natural Gas_Insulation - Wall Cavity_A_Achievable Economic RVT Potential | F1 | Commercial | Interruptible - Miscellaneous | Existing | Space Heating | Natural Gas | Insulation - Wall Cavity | A | Integrated Unit Energy Savings (kWh or therms) | Achievable Economic RVT Potential | 0 | 0 | 0.38443 | 0.38331 | 0.38215 | 0.38093 | 0.37967 | 0.37836 | 0.377 | 0.37559 | 0.37415 | 0.37268 | 0.37118 | 0.36966 | 0.36813 | 0.36659 | 0.36505 | 0.36351 | 0.36198 | 0.36054 | 0.35918 | 0.35792 | 0.35685 | 0.35588 | 0.35498 | 0.35415 | 0.35339
F2_Commercial_Interruptible - Miscellaneous_Existing_Space Heating_Natural Gas_Insulation - Wall Cavity_A_Achievable Economic RVT Potential | F2 | Commercial | Interruptible - Miscellaneous | Existing | Space Heating | Natural Gas | Insulation - Wall Cavity | A | Integrated Unit Summer Peak Savings (kW) | Achievable Economic RVT Potential | 0 | 0 | 0 | 0 | 0 | 0 | 0 | 0 | 0 | 0 | 0 | 0 | 0 | 0 | 0 | 0 | 0 | 0 | 0 | 0 | 0 | 0 | 0 | 0 | 0 | 0 | 0
F3_Commercial_Interruptible - Miscellaneous_Existing_Space Heating_Natural Gas_Insulation - Wall Cavity_A_Achievable Economic RVT Potential | F3 | Commercial | Interruptible - Miscellaneous | Existing | Space Heating | Natural Gas | Insulation - Wall Cavity | A | Integrated Unit Winter Peak Savings (kW) | Achievable Economic RVT Potential | 0 | 0 | 0 | 0 | 0 | 0 | 0 | 0 | 0 | 0 | 0 | 0 | 0 | 0 | 0 | 0 | 0 | 0 | 0 | 0 | 0 | 0 | 0 | 0 | 0 | 0 | 0
F4_Commercial_Interruptible - Miscellaneous_Existing_Space Heating_Natural Gas_Insulation - Wall Cavity_A_Achievable Economic RVT Potential | F4 | Commercial | Interruptible - Miscellaneous | Existing | Space Heating | Natural Gas | Insulation - Wall Cavity | A | Incremental Energy Savings (MWh or mTherms) | Achievable Economic RVT Potential | 0 | 0 | 0.000122 | 3.522e-05 | 0.00040183 | 0.0010599 | 0.0024337 | 0.0049748 | 0.0091722 | 0.015357 | 0.023402 | 0.032414 | 0.040637 | 0.045801 | 0.045993 | 0.0407 | 0.03133 | 0.020673 | 0.011501 | 0.006149 | 0.0018237 | 0.0011631 | 0 | 0 | 0 | 0 | 0
F5_Commercial_Interruptible - Miscellaneous_Existing_Space Heating_Natural Gas_Insulation - Wall Cavity_A_Achievable Economic RVT Potential | F5 | Commercial | Interruptible - Miscellaneous | Existing | Space Heating | Natural Gas | Insulation - Wall Cavity | A | Incremental Summer Peak Savings (MW) | Achievable Economic RVT Potential | 0 | 0 | 0 | 0 | 0 | 0 | 0 | 0 | 0 | 0 | 0 | 0 | 0 | 0 | 0 | 0 | 0 | 0 | 0 | 0 | 0 | 0 | 0 | 0 | 0 | 0 | 0
F6_Commercial_Interruptible - Miscellaneous_Existing_Space Heating_Natural Gas_Insulation - Wall Cavity_A_Achievable Economic RVT Potential | F6 | Commercial | Interruptible - Miscellaneous | Existing | Space Heating | Natural Gas | Insulation - Wall Cavity | A | Incremental Winter Peak Savings (MW) | Achievable Economic RVT Potential | 0 | 0 | 0 | 0 | 0 | 0 | 0 | 0 | 0 | 0 | 0 | 0 | 0 | 0 | 0 | 0 | 0 | 0 | 0 | 0 | 0 | 0 | 0 | 0 | 0 | 0 | 0
F7_Commercial_Interruptible - Miscellaneous_Existing_Space Heating_Natural Gas_Insulation - Wall Cavity_A_Achievable Economic RVT Potential | F7 | Commercial | Interruptible - Miscellaneous | Existing | Space Heating | Natural Gas | Insulation - Wall Cavity | A | Cumulative Energy Savings (MWh or mTherms) | Achievable Economic RVT Potential | 0 | 0 | 0.000122 | 0.00015686 | 0.00055822 | 0.0016163 | 0.0040446 | 0.0090055 | 0.018145 | 0.033435 | 0.056708 | 0.088899 | 0.12918 | 0.17445 | 0.21972 | 0.2595 | 0.28974 | 0.3092 | 0.31939 | 0.32427 | 0.32487 | 0.32489 | 0.32393 | 0.32304 | 0.32222 | 0.32147 | 0.32078
F8_Commercial_Interruptible - Miscellaneous_Existing_Space Heating_Natural Gas_Insulation - Wall Cavity_A_Achievable Economic RVT Potential | F8 | Commercial | Interruptible - Miscellaneous | Existing | Space Heating | Natural Gas | Insulation - Wall Cavity | A | Cumulative Summer Peak Savings (MW) | Achievable Economic RVT Potential | 0 | 0 | 0 | 0 | 0 | 0 | 0 | 0 | 0 | 0 | 0 | 0 | 0 | 0 | 0 | 0 | 0 | 0 | 0 | 0 | 0 | 0 | 0 | 0 | 0 | 0 | 0
F9_Commercial_Interruptible - Miscellaneous_Existing_Space Heating_Natural Gas_Insulation - Wall Cavity_A_Achievable Economic RVT Potential | F9 | Commercial | Interruptible - Miscellaneous | Existing | Space Heating | Natural Gas | Insulation - Wall Cavity | A | Cumulative Winter Peak Savings (MW) | Achievable Economic RVT Potential | 0 | 0 | 0 | 0 | 0 | 0 | 0 | 0 | 0 | 0 | 0 | 0 | 0 | 0 | 0 | 0 | 0 | 0 | 0 | 0 | 0 | 0 | 0 | 0 | 0 | 0 | 0
F10_Commercial_Interruptible - Miscellaneous_Existing_Space Heating_Natural Gas_Insulation - Wall Cavity_A_Achievable Economic RVT Potential | F10 | Commercial | Interruptible - Miscellaneous | Existing | Space Heating | Natural Gas | Insulation - Wall Cavity | A | Purchases (Incremental) | Achievable Economic RVT Potential | 0 | 0 | 0.31734 | 0.091884 | 1.0515 | 2.7823 | 6.4101 | 13.1486 | 24.3294 | 40.8869 | 62.5464 | 86.9771 | 109.4814 | 123.8996 | 124.9363 | 111.0214 | 85.8234 | 56.8689 | 31.7717 | 17.0549 | 5.0775 | 3.2496 | 0 | 0 | 0 | 0 | 0
F11_Commercial_Interruptible - Miscellaneous_Existing_Space Heating_Natural Gas_Insulation - Wall Cavity_A_Achievable Economic RVT Potential | F11 | Commercial | Interruptible - Miscellaneous | Existing | Space Heating | Natural Gas | Insulation - Wall Cavity | A | Purchases (Cumulative) | Achievable Economic RVT Potential | 0 | 0 | 0.31734 | 0.40923 | 1.4607 | 4.243 | 10.6531 | 23.8017 | 48.1311 | 89.018 | 151.5644 | 238.5415 | 348.023 | 471.9226 | 596.8589 | 707.8803 | 793.7037 | 850.5726 | 882.3444 | 899.3993 | 904.4767 | 907.7263 | 907.7263 | 907.7263 | 907.7263 | 907.7263 | 907.7263
F1_Commercial_Interruptible - Miscellaneous_Existing_Space Heating_Natural Gas_Green Roof - Vegetated Rooftop_A_Achievable Economic RVT Potential | F1 | Commercial | Interruptible - Miscellaneous | Existing | Space Heating | Natural Gas | Green Roof - Vegetated Rooftop | A | Integrated Unit Energy Savings (kWh or therms) | Achievable Economic RVT Potential | 0 | 0 | 0.0052188 | 0.0051516 | 0.0050757 | 0.0050014 | 0.0049275 | 0.0048444 | 0.0047496 | 0.0046435 | 0.0045276 | 0.0044047 | 0.0042794 | 0.0041546 | 0.0040338 | 0.0039213 | 0.0038213 | 0.0037391 | 0.0036753 | 0.003624 | 0.003588 | 0.003556 | 0.0035451 | 0.0035352 | 0.003526 | 0.0035175 | 0.0035097
F2_Commercial_Interruptible - Miscellaneous_Existing_Space Heating_Natural Gas_Green Roof - Vegetated Rooftop_A_Achievable Economic RVT Potential | F2 | Commercial | Interruptible - Miscellaneous | Existing | Space Heating | Natural Gas | Green Roof - Vegetated Rooftop | A | Integrated Unit Summer Peak Savings (kW) | Achievable Economic RVT Potential | 0 | 0 | 0 | 0 | 0 | 0 | 0 | 0 | 0 | 0 | 0 | 0 | 0 | 0 | 0 | 0 | 0 | 0 | 0 | 0 | 0 | 0 | 0 | 0 | 0 | 0 | 0
F3_Commercial_Interruptible - Miscellaneous_Existing_Space Heating_Natural Gas_Green Roof - Vegetated Rooftop_A_Achievable Economic RVT Potential | F3 | Commercial | Interruptible - Miscellaneous | Existing | Space Heating | Natural Gas | Green Roof - Vegetated Rooftop | A | Integrated Unit Winter Peak Savings (kW) | Achievable Economic RVT Potential | 0 | 0 | 0 | 0 | 0 | 0 | 0 | 0 | 0 | 0 | 0 | 0 | 0 | 0 | 0 | 0 | 0 | 0 | 0 | 0 | 0 | 0 | 0 | 0 | 0 | 0 | 0
F4_Commercial_Interruptible - Miscellaneous_Existing_Space Heating_Natural Gas_Green Roof - Vegetated Rooftop_A_Achievable Economic RVT Potential | F4 | Commercial | Interruptible - Miscellaneous | Existing | Space Heating | Natural Gas | Green Roof - Vegetated Rooftop | A | Incremental Energy Savings (MWh or mTherms) | Achievable Economic RVT Potential | 0 | 0 | 0 | 0 | 0 | 0 | 0 | 0 | 0 | 0 | 0 | 0 | 0 | 0 | 0 | 0 | 0 | 0 | 0 | 0 | 0 | 0 | 0 | 0 | 0 | 0 | 0
F5_Commercial_Interruptible - Miscellaneous_Existing_Space Heating_Natural Gas_Green Roof - Vegetated Rooftop_A_Achievable Economic RVT Potential | F5 | Commercial | Interruptible - Miscellaneous | Existing | Space Heating | Natural Gas | Green Roof - Vegetated Rooftop | A | Incremental Summer Peak Savings (MW) | Achievable Economic RVT Potential | 0 | 0 | 0 | 0 | 0 | 0 | 0 | 0 | 0 | 0 | 0 | 0 | 0 | 0 | 0 | 0 | 0 | 0 | 0 | 0 | 0 | 0 | 0 | 0 | 0 | 0 | 0
F6_Commercial_Interruptible - Miscellaneous_Existing_Space Heating_Natural Gas_Green Roof - Vegetated Rooftop_A_Achievable Economic RVT Potential | F6 | Commercial | Interruptible - Miscellaneous | Existing | Space Heating | Natural Gas | Green Roof - Vegetated Rooftop | A | Incremental Winter Peak Savings (MW) | Achievable Economic RVT Potential | 0 | 0 | 0 | 0 | 0 | 0 | 0 | 0 | 0 | 0 | 0 | 0 | 0 | 0 | 0 | 0 | 0 | 0 | 0 | 0 | 0 | 0 | 0 | 0 | 0 | 0 | 0
F7_Commercial_Interruptible - Miscellaneous_Existing_Space Heating_Natural Gas_Green Roof - Vegetated Rooftop_A_Achievable Economic RVT Potential | F7 | Commercial | Interruptible - Miscellaneous | Existing | Space Heating | Natural Gas | Green Roof - Vegetated Rooftop | A | Cumulative Energy Savings (MWh or mTherms) | Achievable Economic RVT Potential | 0 | 0 | 0 | 0 | 0 | 0 | 0 | 0 | 0 | 0 | 0 | 0 | 0 | 0 | 0 | 0 | 0 | 0 | 0 | 0 | 0 | 0 | 0 | 0 | 0 | 0 | 0
F8_Commercial_Interruptible - Miscellaneous_Existing_Space Heating_Natural Gas_Green Roof - Vegetated Rooftop_A_Achievable Economic RVT Potential | F8 | Commercial | Interruptible - Miscellaneous | Existing | Space Heating | Natural Gas | Green Roof - Vegetated Rooftop | A | Cumulative Summer Peak Savings (MW) | Achievable Economic RVT Potential | 0 | 0 | 0 | 0 | 0 | 0 | 0 | 0 | 0 | 0 | 0 | 0 | 0 | 0 | 0 | 0 | 0 | 0 | 0 | 0 | 0 | 0 | 0 | 0 | 0 | 0 | 0
F9_Commercial_Interruptible - Miscellaneous_Existing_Space Heating_Natural Gas_Green Roof - Vegetated Rooftop_A_Achievable Economic RVT Potential | F9 | Commercial | Interruptible - Miscellaneous | Existing | Space Heating | Natural Gas | Green Roof - Vegetated Rooftop | A | Cumulative Winter Peak Savings (MW) | Achievable Economic RVT Potential | 0 | 0 | 0 | 0 | 0 | 0 | 0 | 0 | 0 | 0 | 0 | 0 | 0 | 0 | 0 | 0 | 0 | 0 | 0 | 0 | 0 | 0 | 0 | 0 | 0 | 0 | 0
F10_Commercial_Interruptible - Miscellaneous_Existing_Space Heating_Natural Gas_Green Roof - Vegetated Rooftop_A_Achievable Economic RVT Potential | F10 | Commercial | Interruptible - Miscellaneous | Existing | Space Heating | Natural Gas | Green Roof - Vegetated Rooftop | A | Purchases (Incremental) | Achievable Economic RVT Potential | 0 | 0 | 0 | 0 | 0 | 0 | 0 | 0 | 0 | 0 | 0 | 0 | 0 | 0 | 0 | 0 | 0 | 0 | 0 | 0 | 0 | 0 | 0 | 0 | 0 | 0 | 0
F11_Commercial_Interruptible - Miscellaneous_Existing_Space Heating_Natural Gas_Green Roof - Vegetated Rooftop_A_Achievable Economic RVT Potential | F11 | Commercial | Interruptible - Miscellaneous | Existing | Space Heating | Natural Gas | Green Roof - Vegetated Rooftop | A | Purchases (Cumulative) | Achievable Economic RVT Potential | 0 | 0 | 0 | 0 | 0 | 0 | 0 | 0 | 0 | 0 | 0 | 0 | 0 | 0 | 0 | 0 | 0 | 0 | 0 | 0 | 0 | 0 | 0 | 0 | 0 | 0 | 0
F1_Commercial_Interruptible - Miscellaneous_Existing_Space Heating_Natural Gas_Ducting - Repair and Sealing_A_Achievable Economic RVT Potential | F1 | Commercial | Interruptible - Miscellaneous | Existing | Space Heating | Natural Gas | Ducting - Repair and Sealing | A | Integrated Unit Energy Savings (kWh or therms) | Achievable Economic RVT Potential | 0 | 0 | 0.15039 | 0.14971 | 0.14894 | 0.14809 | 0.14715 | 0.14609 | 0.1449 | 0.14356 | 0.14208 | 0.14047 | 0.13875 | 0.13698 | 0.13521 | 0.13351 | 0.13193 | 0.13061 | 0.12955 | 0.12866 | 0.12797 | 0.12736 | 0.12698 | 0.12662 | 0.1263 | 0.126 | 0.12572
F2_Commercial_Interruptible - Miscellaneous_Existing_Space Heating_Natural Gas_Ducting - Repair and Sealing_A_Achievable Economic RVT Potential | F2 | Commercial | Interruptible - Miscellaneous | Existing | Space Heating | Natural Gas | Ducting - Repair and Sealing | A | Integrated Unit Summer Peak Savings (kW) | Achievable Economic RVT Potential | 0 | 0 | 0 | 0 | 0 | 0 | 0 | 0 | 0 | 0 | 0 | 0 | 0 | 0 | 0 | 0 | 0 | 0 | 0 | 0 | 0 | 0 | 0 | 0 | 0 | 0 | 0
F3_Commercial_Interruptible - Miscellaneous_Existing_Space Heating_Natural Gas_Ducting - Repair and Sealing_A_Achievable Economic RVT Potential | F3 | Commercial | Interruptible - Miscellaneous | Existing | Space Heating | Natural Gas | Ducting - Repair and Sealing | A | Integrated Unit Winter Peak Savings (kW) | Achievable Economic RVT Potential | 0 | 0 | 0 | 0 | 0 | 0 | 0 | 0 | 0 | 0 | 0 | 0 | 0 | 0 | 0 | 0 | 0 | 0 | 0 | 0 | 0 | 0 | 0 | 0 | 0 | 0 | 0
F4_Commercial_Interruptible - Miscellaneous_Existing_Space Heating_Natural Gas_Ducting - Repair and Sealing_A_Achievable Economic RVT Potential | F4 | Commercial | Interruptible - Miscellaneous | Existing | Space Heating | Natural Gas | Ducting - Repair and Sealing | A | Incremental Energy Savings (MWh or mTherms) | Achievable Economic RVT Potential | 0 | 0 | 0 | 0 | 0 | 0 | 0 | 0 | 0 | 0 | 0 | 0 | 0 | 0 | 0 | 0 | 0 | 0 | 0 | 0 | 0 | 0 | 0 | 0 | 0 | 0 | 0
F5_Commercial_Interruptible - Miscellaneous_Existing_Space Heating_Natural Gas_Ducting - Repair and Sealing_A_Achievable Economic RVT Potential | F5 | Commercial | Interruptible - Miscellaneous | Existing | Space Heating | Natural Gas | Ducting - Repair and Sealing | A | Incremental Summer Peak Savings (MW) | Achievable Economic RVT Potential | 0 | 0 | 0 | 0 | 0 | 0 | 0 | 0 | 0 | 0 | 0 | 0 | 0 | 0 | 0 | 0 | 0 | 0 | 0 | 0 | 0 | 0 | 0 | 0 | 0 | 0 | 0
F6_Commercial_Interruptible - Miscellaneous_Existing_Space Heating_Natural Gas_Ducting - Repair and Sealing_A_Achievable Economic RVT Potential | F6 | Commercial | Interruptible - Miscellaneous | Existing | Space Heating | Natural Gas | Ducting - Repair and Sealing | A | Incremental Winter Peak Savings (MW) | Achievable Economic RVT Potential | 0 | 0 | 0 | 0 | 0 | 0 | 0 | 0 | 0 | 0 | 0 | 0 | 0 | 0 | 0 | 0 | 0 | 0 | 0 | 0 | 0 | 0 | 0 | 0 | 0 | 0 | 0
F7_Commercial_Interruptible - Miscellaneous_Existing_Space Heating_Natural Gas_Ducting - Repair and Sealing_A_Achievable Economic RVT Potential | F7 | Commercial | Interruptible - Miscellaneous | Existing | Space Heating | Natural Gas | Ducting - Repair and Sealing | A | Cumulative Energy Savings (MWh or mTherms) | Achievable Economic RVT Potential | 0 | 0 | 0 | 0 | 0 | 0 | 0 | 0 | 0 | 0 | 0 | 0 | 0 | 0 | 0 | 0 | 0 | 0 | 0 | 0 | 0 | 0 | 0 | 0 | 0 | 0 | 0
F8_Commercial_Interruptible - Miscellaneous_Existing_Space Heating_Natural Gas_Ducting - Repair and Sealing_A_Achievable Economic RVT Potential | F8 | Commercial | Interruptible - Miscellaneous | Existing | Space Heating | Natural Gas | Ducting - Repair and Sealing | A | Cumulative Summer Peak Savings (MW) | Achievable Economic RVT Potential | 0 | 0 | 0 | 0 | 0 | 0 | 0 | 0 | 0 | 0 | 0 | 0 | 0 | 0 | 0 | 0 | 0 | 0 | 0 | 0 | 0 | 0 | 0 | 0 | 0 | 0 | 0
F9_Commercial_Interruptible - Miscellaneous_Existing_Space Heating_Natural Gas_Ducting - Repair and Sealing_A_Achievable Economic RVT Potential | F9 | Commercial | Interruptible - Miscellaneous | Existing | Space Heating | Natural Gas | Ducting - Repair and Sealing | A | Cumulative Winter Peak Savings (MW) | Achievable Economic RVT Potential | 0 | 0 | 0 | 0 | 0 | 0 | 0 | 0 | 0 | 0 | 0 | 0 | 0 | 0 | 0 | 0 | 0 | 0 | 0 | 0 | 0 | 0 | 0 | 0 | 0 | 0 | 0
F10_Commercial_Interruptible - Miscellaneous_Existing_Space Heating_Natural Gas_Ducting - Repair and Sealing_A_Achievable Economic RVT Potential | F10 | Commercial | Interruptible - Miscellaneous | Existing | Space Heating | Natural Gas | Ducting - Repair and Sealing | A | Purchases (Incremental) | Achievable Economic RVT Potential | 0 | 0 | 0 | 0 | 0 | 0 | 0 | 0 | 0 | 0 | 0 | 0 | 0 | 0 | 0 | 0 | 0 | 0 | 0 | 0 | 0 | 0 | 0 | 0 | 0 | 0 | 0
F11_Commercial_Interruptible - Miscellaneous_Existing_Space Heating_Natural Gas_Ducting - Repair and Sealing_A_Achievable Economic RVT Potential | F11 | Commercial | Interruptible - Miscellaneous | Existing | Space Heating | Natural Gas | Ducting - Repair and Sealing | A | Purchases (Cumulative) | Achievable Economic RVT Potential | 0 | 0 | 0 | 0 | 0 | 0 | 0 | 0 | 0 | 0 | 0 | 0 | 0 | 0 | 0 | 0 | 0 | 0 | 0 | 0 | 0 | 0 | 0 | 0 | 0 | 0 | 0
F1_Commercial_Interruptible - Miscellaneous_Existing_Space Heating_Natural Gas_Windows - High Efficiency Glazing_A_Achievable Economic RVT Potential | F1 | Commercial | Interruptible - Miscellaneous | Existing | Space Heating | Natural Gas | Windows - High Efficiency Glazing | A | Integrated Unit Energy Savings (kWh or therms) | Achievable Economic RVT Potential | 0 | 0 | 0.29037 | 0.28667 | 0.28259 | 0.27868 | 0.2749 | 0.27074 | 0.26608 | 0.26096 | 0.25544 | 0.24965 | 0.24381 | 0.23802 | 0.2324 | 0.22712 | 0.22237 | 0.21843 | 0.21532 | 0.21276 | 0.2109 | 0.20921 | 0.20857 | 0.20798 | 0.20744 | 0.20694 | 0.20648
F2_Commercial_Interruptible - Miscellaneous_Existing_Space Heating_Natural Gas_Windows - High Efficiency Glazing_A_Achievable Economic RVT Potential | F2 | Commercial | Interruptible - Miscellaneous | Existing | Space Heating | Natural Gas | Windows - High Efficiency Glazing | A | Integrated Unit Summer Peak Savings (kW) | Achievable Economic RVT Potential | 0 | 0 | 0 | 0 | 0 | 0 | 0 | 0 | 0 | 0 | 0 | 0 | 0 | 0 | 0 | 0 | 0 | 0 | 0 | 0 | 0 | 0 | 0 | 0 | 0 | 0 | 0
F3_Commercial_Interruptible - Miscellaneous_Existing_Space Heating_Natural Gas_Windows - High Efficiency Glazing_A_Achievable Economic RVT Potential | F3 | Commercial | Interruptible - Miscellaneous | Existing | Space Heating | Natural Gas | Windows - High Efficiency Glazing | A | Integrated Unit Winter Peak Savings (kW) | Achievable Economic RVT Potential | 0 | 0 | 0 | 0 | 0 | 0 | 0 | 0 | 0 | 0 | 0 | 0 | 0 | 0 | 0 | 0 | 0 | 0 | 0 | 0 | 0 | 0 | 0 | 0 | 0 | 0 | 0
F4_Commercial_Interruptible - Miscellaneous_Existing_Space Heating_Natural Gas_Windows - High Efficiency Glazing_A_Achievable Economic RVT Potential | F4 | Commercial | Interruptible - Miscellaneous | Existing | Space Heating | Natural Gas | Windows - High Efficiency Glazing | A | Incremental Energy Savings (MWh or mTherms) | Achievable Economic RVT Potential | 0 | 0 | 0 | 0 | 0 | 0 | 0 | 0 | 0 | 0 | 0 | 0 | 0 | 0 | 0 | 0 | 0 | 0 | 0 | 0 | 0 | 0 | 0 | 0 | 0 | 0 | 0
F5_Commercial_Interruptible - Miscellaneous_Existing_Space Heating_Natural Gas_Windows - High Efficiency Glazing_A_Achievable Economic RVT Potential | F5 | Commercial | Interruptible - Miscellaneous | Existing | Space Heating | Natural Gas | Windows - High Efficiency Glazing | A | Incremental Summer Peak Savings (MW) | Achievable Economic RVT Potential | 0 | 0 | 0 | 0 | 0 | 0 | 0 | 0 | 0 | 0 | 0 | 0 | 0 | 0 | 0 | 0 | 0 | 0 | 0 | 0 | 0 | 0 | 0 | 0 | 0 | 0 | 0
F6_Commercial_Interruptible - Miscellaneous_Existing_Space Heating_Natural Gas_Windows - High Efficiency Glazing_A_Achievable Economic RVT Potential | F6 | Commercial | Interruptible - Miscellaneous | Existing | Space Heating | Natural Gas | Windows - High Efficiency Glazing | A | Incremental Winter Peak Savings (MW) | Achievable Economic RVT Potential | 0 | 0 | 0 | 0 | 0 | 0 | 0 | 0 | 0 | 0 | 0 | 0 | 0 | 0 | 0 | 0 | 0 | 0 | 0 | 0 | 0 | 0 | 0 | 0 | 0 | 0 | 0
F7_Commercial_Interruptible - Miscellaneous_Existing_Space Heating_Natural Gas_Windows - High Efficiency Glazing_A_Achievable Economic RVT Potential | F7 | Commercial | Interruptible - Miscellaneous | Existing | Space Heating | Natural Gas | Windows - High Efficiency Glazing | A | Cumulative Energy Savings (MWh or mTherms) | Achievable Economic RVT Potential | 0 | 0 | 0 | 0 | 0 | 0 | 0 | 0 | 0 | 0 | 0 | 0 | 0 | 0 | 0 | 0 | 0 | 0 | 0 | 0 | 0 | 0 | 0 | 0 | 0 | 0 | 0
F8_Commercial_Interruptible - Miscellaneous_Existing_Space Heating_Natural Gas_Windows - High Efficiency Glazing_A_Achievable Economic RVT Potential | F8 | Commercial | Interruptible - Miscellaneous | Existing | Space Heating | Natural Gas | Windows - High Efficiency Glazing | A | Cumulative Summer Peak Savings (MW) | Achievable Economic RVT Potential | 0 | 0 | 0 | 0 | 0 | 0 | 0 | 0 | 0 | 0 | 0 | 0 | 0 | 0 | 0 | 0 | 0 | 0 | 0 | 0 | 0 | 0 | 0 | 0 | 0 | 0 | 0
F9_Commercial_Interruptible - Miscellaneous_Existing_Space Heating_Natural Gas_Windows - High Efficiency Glazing_A_Achievable Economic RVT Potential | F9 | Commercial | Interruptible - Miscellaneous | Existing | Space Heating | Natural Gas | Windows - High Efficiency Glazing | A | Cumulative Winter Peak Savings (MW) | Achievable Economic RVT Potential | 0 | 0 | 0 | 0 | 0 | 0 | 0 | 0 | 0 | 0 | 0 | 0 | 0 | 0 | 0 | 0 | 0 | 0 | 0 | 0 | 0 | 0 | 0 | 0 | 0 | 0 | 0
F10_Commercial_Interruptible - Miscellaneous_Existing_Space Heating_Natural Gas_Windows - High Efficiency Glazing_A_Achievable Economic RVT Potential | F10 | Commercial | Interruptible - Miscellaneous | Existing | Space Heating | Natural Gas | Windows - High Efficiency Glazing | A | Purchases (Incremental) | Achievable Economic RVT Potential | 0 | 0 | 0 | 0 | 0 | 0 | 0 | 0 | 0 | 0 | 0 | 0 | 0 | 0 | 0 | 0 | 0 | 0 | 0 | 0 | 0 | 0 | 0 | 0 | 0 | 0 | 0
F11_Commercial_Interruptible - Miscellaneous_Existing_Space Heating_Natural Gas_Windows - High Efficiency Glazing_A_Achievable Economic RVT Potential | F11 | Commercial | Interruptible - Miscellaneous | Existing | Space Heating | Natural Gas | Windows - High Efficiency Glazing | A | Purchases (Cumulative) | Achievable Economic RVT Potential | 0 | 0 | 0 | 0 | 0 | 0 | 0 | 0 | 0 | 0 | 0 | 0 | 0 | 0 | 0 | 0 | 0 | 0 | 0 | 0 | 0 | 0 | 0 | 0 | 0 | 0 | 0
F1_Commercial_Interruptible - Miscellaneous_Existing_Space Heating_Natural Gas_Windows - Secondary Glazing Systems_A_Achievable Economic RVT Potential | F1 | Commercial | Interruptible - Miscellaneous | Existing | Space Heating | Natural Gas | Windows - Secondary Glazing Systems | A | Integrated Unit Energy Savings (kWh or therms) | Achievable Economic RVT Potential | 0 | 0 | 1.1599 | 1.1451 | 1.1288 | 1.1132 | 1.0981 | 1.0815 | 1.0629 | 1.0424 | 1.0204 | 0.99725 | 0.97394 | 0.95079 | 0.92835 | 0.90727 | 0.8883 | 0.87253 | 0.86012 | 0.84991 | 0.84244 | 0.83571 | 0.83316 | 0.83081 | 0.82865 | 0.82665 | 0.82482
F2_Commercial_Interruptible - Miscellaneous_Existing_Space Heating_Natural Gas_Windows - Secondary Glazing Systems_A_Achievable Economic RVT Potential | F2 | Commercial | Interruptible - Miscellaneous | Existing | Space Heating | Natural Gas | Windows - Secondary Glazing Systems | A | Integrated Unit Summer Peak Savings (kW) | Achievable Economic RVT Potential | 0 | 0 | 0 | 0 | 0 | 0 | 0 | 0 | 0 | 0 | 0 | 0 | 0 | 0 | 0 | 0 | 0 | 0 | 0 | 0 | 0 | 0 | 0 | 0 | 0 | 0 | 0
F3_Commercial_Interruptible - Miscellaneous_Existing_Space Heating_Natural Gas_Windows - Secondary Glazing Systems_A_Achievable Economic RVT Potential | F3 | Commercial | Interruptible - Miscellaneous | Existing | Space Heating | Natural Gas | Windows - Secondary Glazing Systems | A | Integrated Unit Winter Peak Savings (kW) | Achievable Economic RVT Potential | 0 | 0 | 0 | 0 | 0 | 0 | 0 | 0 | 0 | 0 | 0 | 0 | 0 | 0 | 0 | 0 | 0 | 0 | 0 | 0 | 0 | 0 | 0 | 0 | 0 | 0 | 0
F4_Commercial_Interruptible - Miscellaneous_Existing_Space Heating_Natural Gas_Windows - Secondary Glazing Systems_A_Achievable Economic RVT Potential | F4 | Commercial | Interruptible - Miscellaneous | Existing | Space Heating | Natural Gas | Windows - Secondary Glazing Systems | A | Incremental Energy Savings (MWh or mTherms) | Achievable Economic RVT Potential | 0 | 0 | 0 | 0 | 0 | 0 | 0 | 0 | 0 | 0 | 0 | 0 | 0 | 0 | 0 | 0 | 0 | 0 | 0 | 0 | 0 | 0 | 0 | 0 | 0 | 0 | 0
F5_Commercial_Interruptible - Miscellaneous_Existing_Space Heating_Natural Gas_Windows - Secondary Glazing Systems_A_Achievable Economic RVT Potential | F5 | Commercial | Interruptible - Miscellaneous | Existing | Space Heating | Natural Gas | Windows - Secondary Glazing Systems | A | Incremental Summer Peak Savings (MW) | Achievable Economic RVT Potential | 0 | 0 | 0 | 0 | 0 | 0 | 0 | 0 | 0 | 0 | 0 | 0 | 0 | 0 | 0 | 0 | 0 | 0 | 0 | 0 | 0 | 0 | 0 | 0 | 0 | 0 | 0
F6_Commercial_Interruptible - Miscellaneous_Existing_Space Heating_Natural Gas_Windows - Secondary Glazing Systems_A_Achievable Economic RVT Potential | F6 | Commercial | Interruptible - Miscellaneous | Existing | Space Heating | Natural Gas | Windows - Secondary Glazing Systems | A | Incremental Winter Peak Savings (MW) | Achievable Economic RVT Potential | 0 | 0 | 0 | 0 | 0 | 0 | 0 | 0 | 0 | 0 | 0 | 0 | 0 | 0 | 0 | 0 | 0 | 0 | 0 | 0 | 0 | 0 | 0 | 0 | 0 | 0 | 0
F7_Commercial_Interruptible - Miscellaneous_Existing_Space Heating_Natural Gas_Windows - Secondary Glazing Systems_A_Achievable Economic RVT Potential | F7 | Commercial | Interruptible - Miscellaneous | Existing | Space Heating | Natural Gas | Windows - Secondary Glazing Systems | A | Cumulative Energy Savings (MWh or mTherms) | Achievable Economic RVT Potential | 0 | 0 | 0 | 0 | 0 | 0 | 0 | 0 | 0 | 0 | 0 | 0 | 0 | 0 | 0 | 0 | 0 | 0 | 0 | 0 | 0 | 0 | 0 | 0 | 0 | 0 | 0
F8_Commercial_Interruptible - Miscellaneous_Existing_Space Heating_Natural Gas_Windows - Secondary Glazing Systems_A_Achievable Economic RVT Potential | F8 | Commercial | Interruptible - Miscellaneous | Existing | Space Heating | Natural Gas | Windows - Secondary Glazing Systems | A | Cumulative Summer Peak Savings (MW) | Achievable Economic RVT Potential | 0 | 0 | 0 | 0 | 0 | 0 | 0 | 0 | 0 | 0 | 0 | 0 | 0 | 0 | 0 | 0 | 0 | 0 | 0 | 0 | 0 | 0 | 0 | 0 | 0 | 0 | 0
F9_Commercial_Interruptible - Miscellaneous_Existing_Space Heating_Natural Gas_Windows - Secondary Glazing Systems_A_Achievable Economic RVT Potential | F9 | Commercial | Interruptible - Miscellaneous | Existing | Space Heating | Natural Gas | Windows - Secondary Glazing Systems | A | Cumulative Winter Peak Savings (MW) | Achievable Economic RVT Potential | 0 | 0 | 0 | 0 | 0 | 0 | 0 | 0 | 0 | 0 | 0 | 0 | 0 | 0 | 0 | 0 | 0 | 0 | 0 | 0 | 0 | 0 | 0 | 0 | 0 | 0 | 0
F10_Commercial_Interruptible - Miscellaneous_Existing_Space Heating_Natural Gas_Windows - Secondary Glazing Systems_A_Achievable Economic RVT Potential | F10 | Commercial | Interruptible - Miscellaneous | Existing | Space Heating | Natural Gas | Windows - Secondary Glazing Systems | A | Purchases (Incremental) | Achievable Economic RVT Potential | 0 | 0 | 0 | 0 | 0 | 0 | 0 | 0 | 0 | 0 | 0 | 0 | 0 | 0 | 0 | 0 | 0 | 0 | 0 | 0 | 0 | 0 | 0 | 0 | 0 | 0 | 0
F11_Commercial_Interruptible - Miscellaneous_Existing_Space Heating_Natural Gas_Windows - Secondary Glazing Systems_A_Achievable Economic RVT Potential | F11 | Commercial | Interruptible - Miscellaneous | Existing | Space Heating | Natural Gas | Windows - Secondary Glazing Systems | A | Purchases (Cumulative) | Achievable Economic RVT Potential | 0 | 0 | 0 | 0 | 0 | 0 | 0 | 0 | 0 | 0 | 0 | 0 | 0 | 0 | 0 | 0 | 0 | 0 | 0 | 0 | 0 | 0 | 0 | 0 | 0 | 0 | 0
F1_Commercial_Interruptible - Miscellaneous_Existing_Space Heating_Natural Gas_HVAC - Energy Recovery Ventilator_A_Achievable Economic RVT Potential | F1 | Commercial | Interruptible - Miscellaneous | Existing | Space Heating | Natural Gas | HVAC - Energy Recovery Ventilator | A | Integrated Unit Energy Savings (kWh or therms) | Achievable Economic RVT Potential | 0 | 0 | 0.22476 | 0.22371 | 0.22246 | 0.22104 | 0.2194 | 0.21749 | 0.21527 | 0.21271 | 0.20982 | 0.20661 | 0.20319 | 0.19964 | 0.19612 | 0.19279 | 0.18976 | 0.18726 | 0.18532 | 0.18375 | 0.18264 | 0.18165 | 0.18111 | 0.18061 | 0.18014 | 0.17972 | 0.17933
F2_Commercial_Interruptible - Miscellaneous_Existing_Space Heating_Natural Gas_HVAC - Energy Recovery Ventilator_A_Achievable Economic RVT Potential | F2 | Commercial | Interruptible - Miscellaneous | Existing | Space Heating | Natural Gas | HVAC - Energy Recovery Ventilator | A | Integrated Unit Summer Peak Savings (kW) | Achievable Economic RVT Potential | 0 | 0 | 0 | 0 | 0 | 0 | 0 | 0 | 0 | 0 | 0 | 0 | 0 | 0 | 0 | 0 | 0 | 0 | 0 | 0 | 0 | 0 | 0 | 0 | 0 | 0 | 0
F3_Commercial_Interruptible - Miscellaneous_Existing_Space Heating_Natural Gas_HVAC - Energy Recovery Ventilator_A_Achievable Economic RVT Potential | F3 | Commercial | Interruptible - Miscellaneous | Existing | Space Heating | Natural Gas | HVAC - Energy Recovery Ventilator | A | Integrated Unit Winter Peak Savings (kW) | Achievable Economic RVT Potential | 0 | 0 | 0 | 0 | 0 | 0 | 0 | 0 | 0 | 0 | 0 | 0 | 0 | 0 | 0 | 0 | 0 | 0 | 0 | 0 | 0 | 0 | 0 | 0 | 0 | 0 | 0
F4_Commercial_Interruptible - Miscellaneous_Existing_Space Heating_Natural Gas_HVAC - Energy Recovery Ventilator_A_Achievable Economic RVT Potential | F4 | Commercial | Interruptible - Miscellaneous | Existing | Space Heating | Natural Gas | HVAC - Energy Recovery Ventilator | A | Incremental Energy Savings (MWh or mTherms) | Achievable Economic RVT Potential | 0 | 0 | 0 | 0 | 0 | 0 | 0 | 0 | 0 | 0 | 0 | 0 | 0 | 0 | 0 | 0 | 0 | 0 | 0 | 0 | 0 | 0 | 0 | 0 | 0 | 0 | 0
F5_Commercial_Interruptible - Miscellaneous_Existing_Space Heating_Natural Gas_HVAC - Energy Recovery Ventilator_A_Achievable Economic RVT Potential | F5 | Commercial | Interruptible - Miscellaneous | Existing | Space Heating | Natural Gas | HVAC - Energy Recovery Ventilator | A | Incremental Summer Peak Savings (MW) | Achievable Economic RVT Potential | 0 | 0 | 0 | 0 | 0 | 0 | 0 | 0 | 0 | 0 | 0 | 0 | 0 | 0 | 0 | 0 | 0 | 0 | 0 | 0 | 0 | 0 | 0 | 0 | 0 | 0 | 0
F6_Commercial_Interruptible - Miscellaneous_Existing_Space Heating_Natural Gas_HVAC - Energy Recovery Ventilator_A_Achievable Economic RVT Potential | F6 | Commercial | Interruptible - Miscellaneous | Existing | Space Heating | Natural Gas | HVAC - Energy Recovery Ventilator | A | Incremental Winter Peak Savings (MW) | Achievable Economic RVT Potential | 0 | 0 | 0 | 0 | 0 | 0 | 0 | 0 | 0 | 0 | 0 | 0 | 0 | 0 | 0 | 0 | 0 | 0 | 0 | 0 | 0 | 0 | 0 | 0 | 0 | 0 | 0
F7_Commercial_Interruptible - Miscellaneous_Existing_Space Heating_Natural Gas_HVAC - Energy Recovery Ventilator_A_Achievable Economic RVT Potential | F7 | Commercial | Interruptible - Miscellaneous | Existing | Space Heating | Natural Gas | HVAC - Energy Recovery Ventilator | A | Cumulative Energy Savings (MWh or mTherms) | Achievable Economic RVT Potential | 0 | 0 | 0 | 0 | 0 | 0 | 0 | 0 | 0 | 0 | 0 | 0 | 0 | 0 | 0 | 0 | 0 | 0 | 0 | 0 | 0 | 0 | 0 | 0 | 0 | 0 | 0
F8_Commercial_Interruptible - Miscellaneous_Existing_Space Heating_Natural Gas_HVAC - Energy Recovery Ventilator_A_Achievable Economic RVT Potential | F8 | Commercial | Interruptible - Miscellaneous | Existing | Space Heating | Natural Gas | HVAC - Energy Recovery Ventilator | A | Cumulative Summer Peak Savings (MW) | Achievable Economic RVT Potential | 0 | 0 | 0 | 0 | 0 | 0 | 0 | 0 | 0 | 0 | 0 | 0 | 0 | 0 | 0 | 0 | 0 | 0 | 0 | 0 | 0 | 0 | 0 | 0 | 0 | 0 | 0
F9_Commercial_Interruptible - Miscellaneous_Existing_Space Heating_Natural Gas_HVAC - Energy Recovery Ventilator_A_Achievable Economic RVT Potential | F9 | Commercial | Interruptible - Miscellaneous | Existing | Space Heating | Natural Gas | HVAC - Energy Recovery Ventilator | A | Cumulative Winter Peak Savings (MW) | Achievable Economic RVT Potential | 0 | 0 | 0 | 0 | 0 | 0 | 0 | 0 | 0 | 0 | 0 | 0 | 0 | 0 | 0 | 0 | 0 | 0 | 0 | 0 | 0 | 0 | 0 | 0 | 0 | 0 | 0
F10_Commercial_Interruptible - Miscellaneous_Existing_Space Heating_Natural Gas_HVAC - Energy Recovery Ventilator_A_Achievable Economic RVT Potential | F10 | Commercial | Interruptible - Miscellaneous | Existing | Space Heating | Natural Gas | HVAC - Energy Recovery Ventilator | A | Purchases (Incremental) | Achievable Economic RVT Potential | 0 | 0 | 0 | 0 | 0 | 0 | 0 | 0 | 0 | 0 | 0 | 0 | 0 | 0 | 0 | 0 | 0 | 0 | 0 | 0 | 0 | 0 | 0 | 0 | 0 | 0 | 0
F11_Commercial_Interruptible - Miscellaneous_Existing_Space Heating_Natural Gas_HVAC - Energy Recovery Ventilator_A_Achievable Economic RVT Potential | F11 | Commercial | Interruptible - Miscellaneous | Existing | Space Heating | Natural Gas | HVAC - Energy Recovery Ventilator | A | Purchases (Cumulative) | Achievable Economic RVT Potential | 0 | 0 | 0 | 0 | 0 | 0 | 0 | 0 | 0 | 0 | 0 | 0 | 0 | 0 | 0 | 0 | 0 | 0 | 0 | 0 | 0 | 0 | 0 | 0 | 0 | 0 | 0
F1_Commercial_Interruptible - Miscellaneous_Existing_Space Heating_Natural Gas_Building Shell - Air Sealing (Infiltration Control)_A_Achievable Economic RVT Potential | F1 | Commercial | Interruptible - Miscellaneous | Existing | Space Heating | Natural Gas | Building Shell - Air Sealing (Infiltration Control) | A | Integrated Unit Energy Savings (kWh or therms) | Achievable Economic RVT Potential | 0 | 0 | 2.5942 | 2.5821 | 2.5678 | 2.5515 | 2.5328 | 2.511 | 2.4857 | 2.4567 | 2.4239 | 2.3876 | 2.3487 | 2.3085 | 2.2686 | 2.2306 | 2.1961 | 2.1674 | 2.1451 | 2.1268 | 2.114 | 2.1026 | 2.0963 | 2.0905 | 2.0851 | 2.0802 | 2.0756
F2_Commercial_Interruptible - Miscellaneous_Existing_Space Heating_Natural Gas_Building Shell - Air Sealing (Infiltration Control)_A_Achievable Economic RVT Potential | F2 | Commercial | Interruptible - Miscellaneous | Existing | Space Heating | Natural Gas | Building Shell - Air Sealing (Infiltration Control) | A | Integrated Unit Summer Peak Savings (kW) | Achievable Economic RVT Potential | 0 | 0 | 0 | 0 | 0 | 0 | 0 | 0 | 0 | 0 | 0 | 0 | 0 | 0 | 0 | 0 | 0 | 0 | 0 | 0 | 0 | 0 | 0 | 0 | 0 | 0 | 0
F3_Commercial_Interruptible - Miscellaneous_Existing_Space Heating_Natural Gas_Building Shell - Air Sealing (Infiltration Control)_A_Achievable Economic RVT Potential | F3 | Commercial | Interruptible - Miscellaneous | Existing | Space Heating | Natural Gas | Building Shell - Air Sealing (Infiltration Control) | A | Integrated Unit Winter Peak Savings (kW) | Achievable Economic RVT Potential | 0 | 0 | 0 | 0 | 0 | 0 | 0 | 0 | 0 | 0 | 0 | 0 | 0 | 0 | 0 | 0 | 0 | 0 | 0 | 0 | 0 | 0 | 0 | 0 | 0 | 0 | 0
F4_Commercial_Interruptible - Miscellaneous_Existing_Space Heating_Natural Gas_Building Shell - Air Sealing (Infiltration Control)_A_Achievable Economic RVT Potential | F4 | Commercial | Interruptible - Miscellaneous | Existing | Space Heating | Natural Gas | Building Shell - Air Sealing (Infiltration Control) | A | Incremental Energy Savings (MWh or mTherms) | Achievable Economic RVT Potential | 0 | 0 | 0 | 0 | 0 | 0 | 0 | 0 | 0 | 0 | 0 | 0 | 0 | 0 | 0 | 0 | 0 | 0 | 0 | 0 | 0 | 0 | 0 | 0 | 0 | 0 | 0
F5_Commercial_Interruptible - Miscellaneous_Existing_Space Heating_Natural Gas_Building Shell - Air Sealing (Infiltration Control)_A_Achievable Economic RVT Potential | F5 | Commercial | Interruptible - Miscellaneous | Existing | Space Heating | Natural Gas | Building Shell - Air Sealing (Infiltration Control) | A | Incremental Summer Peak Savings (MW) | Achievable Economic RVT Potential | 0 | 0 | 0 | 0 | 0 | 0 | 0 | 0 | 0 | 0 | 0 | 0 | 0 | 0 | 0 | 0 | 0 | 0 | 0 | 0 | 0 | 0 | 0 | 0 | 0 | 0 | 0
F6_Commercial_Interruptible - Miscellaneous_Existing_Space Heating_Natural Gas_Building Shell - Air Sealing (Infiltration Control)_A_Achievable Economic RVT Potential | F6 | Commercial | Interruptible - Miscellaneous | Existing | Space Heating | Natural Gas | Building Shell - Air Sealing (Infiltration Control) | A | Incremental Winter Peak Savings (MW) | Achievable Economic RVT Potential | 0 | 0 | 0 | 0 | 0 | 0 | 0 | 0 | 0 | 0 | 0 | 0 | 0 | 0 | 0 | 0 | 0 | 0 | 0 | 0 | 0 | 0 | 0 | 0 | 0 | 0 | 0
F7_Commercial_Interruptible - Miscellaneous_Existing_Space Heating_Natural Gas_Building Shell - Air Sealing (Infiltration Control)_A_Achievable Economic RVT Potential | F7 | Commercial | Interruptible - Miscellaneous | Existing | Space Heating | Natural Gas | Building Shell - Air Sealing (Infiltration Control) | A | Cumulative Energy Savings (MWh or mTherms) | Achievable Economic RVT Potential | 0 | 0 | 0 | 0 | 0 | 0 | 0 | 0 | 0 | 0 | 0 | 0 | 0 | 0 | 0 | 0 | 0 | 0 | 0 | 0 | 0 | 0 | 0 | 0 | 0 | 0 | 0
F8_Commercial_Interruptible - Miscellaneous_Existing_Space Heating_Natural Gas_Building Shell - Air Sealing (Infiltration Control)_A_Achievable Economic RVT Potential | F8 | Commercial | Interruptible - Miscellaneous | Existing | Space Heating | Natural Gas | Building Shell - Air Sealing (Infiltration Control) | A | Cumulative Summer Peak Savings (MW) | Achievable Economic RVT Potential | 0 | 0 | 0 | 0 | 0 | 0 | 0 | 0 | 0 | 0 | 0 | 0 | 0 | 0 | 0 | 0 | 0 | 0 | 0 | 0 | 0 | 0 | 0 | 0 | 0 | 0 | 0
F9_Commercial_Interruptible - Miscellaneous_Existing_Space Heating_Natural Gas_Building Shell - Air Sealing (Infiltration Control)_A_Achievable Economic RVT Potential | F9 | Commercial | Interruptible - Miscellaneous | Existing | Space Heating | Natural Gas | Building Shell - Air Sealing (Infiltration Control) | A | Cumulative Winter Peak Savings (MW) | Achievable Economic RVT Potential | 0 | 0 | 0 | 0 | 0 | 0 | 0 | 0 | 0 | 0 | 0 | 0 | 0 | 0 | 0 | 0 | 0 | 0 | 0 | 0 | 0 | 0 | 0 | 0 | 0 | 0 | 0
F10_Commercial_Interruptible - Miscellaneous_Existing_Space Heating_Natural Gas_Building Shell - Air Sealing (Infiltration Control)_A_Achievable Economic RVT Potential | F10 | Commercial | Interruptible - Miscellaneous | Existing | Space Heating | Natural Gas | Building Shell - Air Sealing (Infiltration Control) | A | Purchases (Incremental) | Achievable Economic RVT Potential | 0 | 0 | 0 | 0 | 0 | 0 | 0 | 0 | 0 | 0 | 0 | 0 | 0 | 0 | 0 | 0 | 0 | 0 | 0 | 0 | 0 | 0 | 0 | 0 | 0 | 0 | 0
F11_Commercial_Interruptible - Miscellaneous_Existing_Space Heating_Natural Gas_Building Shell - Air Sealing (Infiltration Control)_A_Achievable Economic RVT Potential | F11 | Commercial | Interruptible - Miscellaneous | Existing | Space Heating | Natural Gas | Building Shell - Air Sealing (Infiltration Control) | A | Purchases (Cumulative) | Achievable Economic RVT Potential | 0 | 0 | 0 | 0 | 0 | 0 | 0 | 0 | 0 | 0 | 0 | 0 | 0 | 0 | 0 | 0 | 0 | 0 | 0 | 0 | 0 | 0 | 0 | 0 | 0 | 0 | 0
F1_Commercial_Interruptible - Miscellaneous_Existing_Space Heating_Natural Gas_Ventilation - Demand Controlled_A_Achievable Economic RVT Potential | F1 | Commercial | Interruptible - Miscellaneous | Existing | Space Heating | Natural Gas | Ventilation - Demand Controlled | A | Integrated Unit Energy Savings (kWh or therms) | Achievable Economic RVT Potential | 0 | 0 | 0.055461 | 0.055121 | 0.054732 | 0.0543 | 0.053813 | 0.053258 | 0.052629 | 0.051919 | 0.05113 | 0.05027 | 0.04936 | 0.048427 | 0.047506 | 0.046633 | 0.04584 | 0.045175 | 0.044647 | 0.044208 | 0.043881 | 0.043585 | 0.043454 | 0.043333 | 0.043221 | 0.043119 | 0.043024
F2_Commercial_Interruptible - Miscellaneous_Existing_Space Heating_Natural Gas_Ventilation - Demand Controlled_A_Achievable Economic RVT Potential | F2 | Commercial | Interruptible - Miscellaneous | Existing | Space Heating | Natural Gas | Ventilation - Demand Controlled | A | Integrated Unit Summer Peak Savings (kW) | Achievable Economic RVT Potential | 0 | 0 | 0 | 0 | 0 | 0 | 0 | 0 | 0 | 0 | 0 | 0 | 0 | 0 | 0 | 0 | 0 | 0 | 0 | 0 | 0 | 0 | 0 | 0 | 0 | 0 | 0
F3_Commercial_Interruptible - Miscellaneous_Existing_Space Heating_Natural Gas_Ventilation - Demand Controlled_A_Achievable Economic RVT Potential | F3 | Commercial | Interruptible - Miscellaneous | Existing | Space Heating | Natural Gas | Ventilation - Demand Controlled | A | Integrated Unit Winter Peak Savings (kW) | Achievable Economic RVT Potential | 0 | 0 | 0 | 0 | 0 | 0 | 0 | 0 | 0 | 0 | 0 | 0 | 0 | 0 | 0 | 0 | 0 | 0 | 0 | 0 | 0 | 0 | 0 | 0 | 0 | 0 | 0
F4_Commercial_Interruptible - Miscellaneous_Existing_Space Heating_Natural Gas_Ventilation - Demand Controlled_A_Achievable Economic RVT Potential | F4 | Commercial | Interruptible - Miscellaneous | Existing | Space Heating | Natural Gas | Ventilation - Demand Controlled | A | Incremental Energy Savings (MWh or mTherms) | Achievable Economic RVT Potential | 0 | 0 | 0 | 0 | 0 | 0 | 0 | 0 | 0 | 0 | 0 | 0 | 0 | 0 | 0 | 0 | 0 | 0 | 0 | 0 | 0 | 0 | 0 | 0 | 0 | 0 | 0
F5_Commercial_Interruptible - Miscellaneous_Existing_Space Heating_Natural Gas_Ventilation - Demand Controlled_A_Achievable Economic RVT Potential | F5 | Commercial | Interruptible - Miscellaneous | Existing | Space Heating | Natural Gas | Ventilation - Demand Controlled | A | Incremental Summer Peak Savings (MW) | Achievable Economic RVT Potential | 0 | 0 | 0 | 0 | 0 | 0 | 0 | 0 | 0 | 0 | 0 | 0 | 0 | 0 | 0 | 0 | 0 | 0 | 0 | 0 | 0 | 0 | 0 | 0 | 0 | 0 | 0
F6_Commercial_Interruptible - Miscellaneous_Existing_Space Heating_Natural Gas_Ventilation - Demand Controlled_A_Achievable Economic RVT Potential | F6 | Commercial | Interruptible - Miscellaneous | Existing | Space Heating | Natural Gas | Ventilation - Demand Controlled | A | Incremental Winter Peak Savings (MW) | Achievable Economic RVT Potential | 0 | 0 | 0 | 0 | 0 | 0 | 0 | 0 | 0 | 0 | 0 | 0 | 0 | 0 | 0 | 0 | 0 | 0 | 0 | 0 | 0 | 0 | 0 | 0 | 0 | 0 | 0
F7_Commercial_Interruptible - Miscellaneous_Existing_Space Heating_Natural Gas_Ventilation - Demand Controlled_A_Achievable Economic RVT Potential | F7 | Commercial | Interruptible - Miscellaneous | Existing | Space Heating | Natural Gas | Ventilation - Demand Controlled | A | Cumulative Energy Savings (MWh or mTherms) | Achievable Economic RVT Potential | 0 | 0 | 0 | 0 | 0 | 0 | 0 | 0 | 0 | 0 | 0 | 0 | 0 | 0 | 0 | 0 | 0 | 0 | 0 | 0 | 0 | 0 | 0 | 0 | 0 | 0 | 0
F8_Commercial_Interruptible - Miscellaneous_Existing_Space Heating_Natural Gas_Ventilation - Demand Controlled_A_Achievable Economic RVT Potential | F8 | Commercial | Interruptible - Miscellaneous | Existing | Space Heating | Natural Gas | Ventilation - Demand Controlled | A | Cumulative Summer Peak Savings (MW) | Achievable Economic RVT Potential | 0 | 0 | 0 | 0 | 0 | 0 | 0 | 0 | 0 | 0 | 0 | 0 | 0 | 0 | 0 | 0 | 0 | 0 | 0 | 0 | 0 | 0 | 0 | 0 | 0 | 0 | 0
F9_Commercial_Interruptible - Miscellaneous_Existing_Space Heating_Natural Gas_Ventilation - Demand Controlled_A_Achievable Economic RVT Potential | F9 | Commercial | Interruptible - Miscellaneous | Existing | Space Heating | Natural Gas | Ventilation - Demand Controlled | A | Cumulative Winter Peak Savings (MW) | Achievable Economic RVT Potential | 0 | 0 | 0 | 0 | 0 | 0 | 0 | 0 | 0 | 0 | 0 | 0 | 0 | 0 | 0 | 0 | 0 | 0 | 0 | 0 | 0 | 0 | 0 | 0 | 0 | 0 | 0
F10_Commercial_Interruptible - Miscellaneous_Existing_Space Heating_Natural Gas_Ventilation - Demand Controlled_A_Achievable Economic RVT Potential | F10 | Commercial | Interruptible - Miscellaneous | Existing | Space Heating | Natural Gas | Ventilation - Demand Controlled | A | Purchases (Incremental) | Achievable Economic RVT Potential | 0 | 0 | 0 | 0 | 0 | 0 | 0 | 0 | 0 | 0 | 0 | 0 | 0 | 0 | 0 | 0 | 0 | 0 | 0 | 0 | 0 | 0 | 0 | 0 | 0 | 0 | 0
F11_Commercial_Interruptible - Miscellaneous_Existing_Space Heating_Natural Gas_Ventilation - Demand Controlled_A_Achievable Economic RVT Potential | F11 | Commercial | Interruptible - Miscellaneous | Existing | Space Heating | Natural Gas | Ventilation - Demand Controlled | A | Purchases (Cumulative) | Achievable Economic RVT Potential | 0 | 0 | 0 | 0 | 0 | 0 | 0 | 0 | 0 | 0 | 0 | 0 | 0 | 0 | 0 | 0 | 0 | 0 | 0 | 0 | 0 | 0 | 0 | 0 | 0 | 0 | 0
F1_Commercial_Interruptible - Miscellaneous_Existing_Space Heating_Natural Gas_HVAC - Dedicated Outdoor Air System (DOAS)_A_Achievable Economic RVT Potential | F1 | Commercial | Interruptible - Miscellaneous | Existing | Space Heating | Natural Gas | HVAC - Dedicated Outdoor Air System (DOAS) | A | Integrated Unit Energy Savings (kWh or therms) | Achievable Economic RVT Potential | 0 | 0 | -0.048108 | -0.047981 | -0.047849 | -0.047711 | -0.047566 | -0.047416 | -0.04726 | -0.047097 | -0.04693 | -0.046759 | -0.046585 | -0.046408 | -0.046229 | -0.04605 | -0.045871 | -0.045691 | -0.045513 | -0.045345 | -0.045188 | -0.045043 | -0.044909 | -0.044787 | -0.044673 | -0.044569 | -0.044473
F2_Commercial_Interruptible - Miscellaneous_Existing_Space Heating_Natural Gas_HVAC - Dedicated Outdoor Air System (DOAS)_A_Achievable Economic RVT Potential | F2 | Commercial | Interruptible - Miscellaneous | Existing | Space Heating | Natural Gas | HVAC - Dedicated Outdoor Air System (DOAS) | A | Integrated Unit Summer Peak Savings (kW) | Achievable Economic RVT Potential | 0 | 0 | 0 | 0 | 0 | 0 | 0 | 0 | 0 | 0 | 0 | 0 | 0 | 0 | 0 | 0 | 0 | 0 | 0 | 0 | 0 | 0 | 0 | 0 | 0 | 0 | 0
F3_Commercial_Interruptible - Miscellaneous_Existing_Space Heating_Natural Gas_HVAC - Dedicated Outdoor Air System (DOAS)_A_Achievable Economic RVT Potential | F3 | Commercial | Interruptible - Miscellaneous | Existing | Space Heating | Natural Gas | HVAC - Dedicated Outdoor Air System (DOAS) | A | Integrated Unit Winter Peak Savings (kW) | Achievable Economic RVT Potential | 0 | 0 | 0 | 0 | 0 | 0 | 0 | 0 | 0 | 0 | 0 | 0 | 0 | 0 | 0 | 0 | 0 | 0 | 0 | 0 | 0 | 0 | 0 | 0 | 0 | 0 | 0
F4_Commercial_Interruptible - Miscellaneous_Existing_Space Heating_Natural Gas_HVAC - Dedicated Outdoor Air System (DOAS)_A_Achievable Economic RVT Potential | F4 | Commercial | Interruptible - Miscellaneous | Existing | Space Heating | Natural Gas | HVAC - Dedicated Outdoor Air System (DOAS) | A | Incremental Energy Savings (MWh or mTherms) | Achievable Economic RVT Potential | 0 | 0 | 0 | 0 | 0 | 0 | 0 | 0 | 0 | 0 | 0 | 0 | 0 | 0 | 0 | 0 | 0 | 0 | 0 | 0 | 0 | 0 | 0 | 0 | 0 | 0 | 0
F5_Commercial_Interruptible - Miscellaneous_Existing_Space Heating_Natural Gas_HVAC - Dedicated Outdoor Air System (DOAS)_A_Achievable Economic RVT Potential | F5 | Commercial | Interruptible - Miscellaneous | Existing | Space Heating | Natural Gas | HVAC - Dedicated Outdoor Air System (DOAS) | A | Incremental Summer Peak Savings (MW) | Achievable Economic RVT Potential | 0 | 0 | 0 | 0 | 0 | 0 | 0 | 0 | 0 | 0 | 0 | 0 | 0 | 0 | 0 | 0 | 0 | 0 | 0 | 0 | 0 | 0 | 0 | 0 | 0 | 0 | 0
F6_Commercial_Interruptible - Miscellaneous_Existing_Space Heating_Natural Gas_HVAC - Dedicated Outdoor Air System (DOAS)_A_Achievable Economic RVT Potential | F6 | Commercial | Interruptible - Miscellaneous | Existing | Space Heating | Natural Gas | HVAC - Dedicated Outdoor Air System (DOAS) | A | Incremental Winter Peak Savings (MW) | Achievable Economic RVT Potential | 0 | 0 | 0 | 0 | 0 | 0 | 0 | 0 | 0 | 0 | 0 | 0 | 0 | 0 | 0 | 0 | 0 | 0 | 0 | 0 | 0 | 0 | 0 | 0 | 0 | 0 | 0
F7_Commercial_Interruptible - Miscellaneous_Existing_Space Heating_Natural Gas_HVAC - Dedicated Outdoor Air System (DOAS)_A_Achievable Economic RVT Potential | F7 | Commercial | Interruptible - Miscellaneous | Existing | Space Heating | Natural Gas | HVAC - Dedicated Outdoor Air System (DOAS) | A | Cumulative Energy Savings (MWh or mTherms) | Achievable Economic RVT Potential | 0 | 0 | 0 | 0 | 0 | 0 | 0 | 0 | 0 | 0 | 0 | 0 | 0 | 0 | 0 | 0 | 0 | 0 | 0 | 0 | 0 | 0 | 0 | 0 | 0 | 0 | 0
F8_Commercial_Interruptible - Miscellaneous_Existing_Space Heating_Natural Gas_HVAC - Dedicated Outdoor Air System (DOAS)_A_Achievable Economic RVT Potential | F8 | Commercial | Interruptible - Miscellaneous | Existing | Space Heating | Natural Gas | HVAC - Dedicated Outdoor Air System (DOAS) | A | Cumulative Summer Peak Savings (MW) | Achievable Economic RVT Potential | 0 | 0 | 0 | 0 | 0 | 0 | 0 | 0 | 0 | 0 | 0 | 0 | 0 | 0 | 0 | 0 | 0 | 0 | 0 | 0 | 0 | 0 | 0 | 0 | 0 | 0 | 0
F9_Commercial_Interruptible - Miscellaneous_Existing_Space Heating_Natural Gas_HVAC - Dedicated Outdoor Air System (DOAS)_A_Achievable Economic RVT Potential | F9 | Commercial | Interruptible - Miscellaneous | Existing | Space Heating | Natural Gas | HVAC - Dedicated Outdoor Air System (DOAS) | A | Cumulative Winter Peak Savings (MW) | Achievable Economic RVT Potential | 0 | 0 | 0 | 0 | 0 | 0 | 0 | 0 | 0 | 0 | 0 | 0 | 0 | 0 | 0 | 0 | 0 | 0 | 0 | 0 | 0 | 0 | 0 | 0 | 0 | 0 | 0
F10_Commercial_Interruptible - Miscellaneous_Existing_Space Heating_Natural Gas_HVAC - Dedicated Outdoor Air System (DOAS)_A_Achievable Economic RVT Potential | F10 | Commercial | Interruptible - Miscellaneous | Existing | Space Heating | Natural Gas | HVAC - Dedicated Outdoor Air System (DOAS) | A | Purchases (Incremental) | Achievable Economic RVT Potential | 0 | 0 | 0 | 0 | 0 | 0 | 0 | 0 | 0 | 0 | 0 | 0 | 0 | 0 | 0 | 0 | 0 | 0 | 0 | 0 | 0 | 0 | 0 | 0 | 0 | 0 | 0
F11_Commercial_Interruptible - Miscellaneous_Existing_Space Heating_Natural Gas_HVAC - Dedicated Outdoor Air System (DOAS)_A_Achievable Economic RVT Potential | F11 | Commercial | Interruptible - Miscellaneous | Existing | Space Heating | Natural Gas | HVAC - Dedicated Outdoor Air System (DOAS) | A | Purchases (Cumulative) | Achievable Economic RVT Potential | 0 | 0 | 0 | 0 | 0 | 0 | 0 | 0 | 0 | 0 | 0 | 0 | 0 | 0 | 0 | 0 | 0 | 0 | 0 | 0 | 0 | 0 | 0 | 0 | 0 | 0 | 0
F1_Commercial_Interruptible - Miscellaneous_Existing_Space Heating_Natural Gas_Destratification Fans (HVLS)_A_Achievable Economic RVT Potential | F1 | Commercial | Interruptible - Miscellaneous | Existing | Space Heating | Natural Gas | Destratification Fans (HVLS) | A | Integrated Unit Energy Savings (kWh or therms) | Achievable Economic RVT Potential | 0 | 0 | 765.4233 | 759.8169 | 753.2602 | 745.873 | 737.4481 | 727.74 | 716.6626 | 704.1996 | 690.4438 | 675.6547 | 660.5953 | 645.5563 | 630.9178 | 617.1346 | 604.7349 | 594.4454 | 586.3725 | 579.7881 | 575.0705 | 570.8457 | 569.1207 | 567.5323 | 566.0695 | 564.7224 | 563.4819
F2_Commercial_Interruptible - Miscellaneous_Existing_Space Heating_Natural Gas_Destratification Fans (HVLS)_A_Achievable Economic RVT Potential | F2 | Commercial | Interruptible - Miscellaneous | Existing | Space Heating | Natural Gas | Destratification Fans (HVLS) | A | Integrated Unit Summer Peak Savings (kW) | Achievable Economic RVT Potential | 0 | 0 | 0 | 0 | 0 | 0 | 0 | 0 | 0 | 0 | 0 | 0 | 0 | 0 | 0 | 0 | 0 | 0 | 0 | 0 | 0 | 0 | 0 | 0 | 0 | 0 | 0
F3_Commercial_Interruptible - Miscellaneous_Existing_Space Heating_Natural Gas_Destratification Fans (HVLS)_A_Achievable Economic RVT Potential | F3 | Commercial | Interruptible - Miscellaneous | Existing | Space Heating | Natural Gas | Destratification Fans (HVLS) | A | Integrated Unit Winter Peak Savings (kW) | Achievable Economic RVT Potential | 0 | 0 | 0 | 0 | 0 | 0 | 0 | 0 | 0 | 0 | 0 | 0 | 0 | 0 | 0 | 0 | 0 | 0 | 0 | 0 | 0 | 0 | 0 | 0 | 0 | 0 | 0
F4_Commercial_Interruptible - Miscellaneous_Existing_Space Heating_Natural Gas_Destratification Fans (HVLS)_A_Achievable Economic RVT Potential | F4 | Commercial | Interruptible - Miscellaneous | Existing | Space Heating | Natural Gas | Destratification Fans (HVLS) | A | Incremental Energy Savings (MWh or mTherms) | Achievable Economic RVT Potential | 0 | 0 | 0 | 0 | 0 | 0 | 0 | 0 | 0 | 0 | 0 | 0 | 0 | 0 | 0 | 0 | 0 | 0 | 0 | 0 | 0 | 0 | 0 | 0 | 0 | 0 | 0
F5_Commercial_Interruptible - Miscellaneous_Existing_Space Heating_Natural Gas_Destratification Fans (HVLS)_A_Achievable Economic RVT Potential | F5 | Commercial | Interruptible - Miscellaneous | Existing | Space Heating | Natural Gas | Destratification Fans (HVLS) | A | Incremental Summer Peak Savings (MW) | Achievable Economic RVT Potential | 0 | 0 | 0 | 0 | 0 | 0 | 0 | 0 | 0 | 0 | 0 | 0 | 0 | 0 | 0 | 0 | 0 | 0 | 0 | 0 | 0 | 0 | 0 | 0 | 0 | 0 | 0
F6_Commercial_Interruptible - Miscellaneous_Existing_Space Heating_Natural Gas_Destratification Fans (HVLS)_A_Achievable Economic RVT Potential | F6 | Commercial | Interruptible - Miscellaneous | Existing | Space Heating | Natural Gas | Destratification Fans (HVLS) | A | Incremental Winter Peak Savings (MW) | Achievable Economic RVT Potential | 0 | 0 | 0 | 0 | 0 | 0 | 0 | 0 | 0 | 0 | 0 | 0 | 0 | 0 | 0 | 0 | 0 | 0 | 0 | 0 | 0 | 0 | 0 | 0 | 0 | 0 | 0
F7_Commercial_Interruptible - Miscellaneous_Existing_Space Heating_Natural Gas_Destratification Fans (HVLS)_A_Achievable Economic RVT Potential | F7 | Commercial | Interruptible - Miscellaneous | Existing | Space Heating | Natural Gas | Destratification Fans (HVLS) | A | Cumulative Energy Savings (MWh or mTherms) | Achievable Economic RVT Potential | 0 | 0 | 0 | 0 | 0 | 0 | 0 | 0 | 0 | 0 | 0 | 0 | 0 | 0 | 0 | 0 | 0 | 0 | 0 | 0 | 0 | 0 | 0 | 0 | 0 | 0 | 0
F8_Commercial_Interruptible - Miscellaneous_Existing_Space Heating_Natural Gas_Destratification Fans (HVLS)_A_Achievable Economic RVT Potential | F8 | Commercial | Interruptible - Miscellaneous | Existing | Space Heating | Natural Gas | Destratification Fans (HVLS) | A | Cumulative Summer Peak Savings (MW) | Achievable Economic RVT Potential | 0 | 0 | 0 | 0 | 0 | 0 | 0 | 0 | 0 | 0 | 0 | 0 | 0 | 0 | 0 | 0 | 0 | 0 | 0 | 0 | 0 | 0 | 0 | 0 | 0 | 0 | 0
F9_Commercial_Interruptible - Miscellaneous_Existing_Space Heating_Natural Gas_Destratification Fans (HVLS)_A_Achievable Economic RVT Potential | F9 | Commercial | Interruptible - Miscellaneous | Existing | Space Heating | Natural Gas | Destratification Fans (HVLS) | A | Cumulative Winter Peak Savings (MW) | Achievable Economic RVT Potential | 0 | 0 | 0 | 0 | 0 | 0 | 0 | 0 | 0 | 0 | 0 | 0 | 0 | 0 | 0 | 0 | 0 | 0 | 0 | 0 | 0 | 0 | 0 | 0 | 0 | 0 | 0
F10_Commercial_Interruptible - Miscellaneous_Existing_Space Heating_Natural Gas_Destratification Fans (HVLS)_A_Achievable Economic RVT Potential | F10 | Commercial | Interruptible - Miscellaneous | Existing | Space Heating | Natural Gas | Destratification Fans (HVLS) | A | Purchases (Incremental) | Achievable Economic RVT Potential | 0 | 0 | 0 | 0 | 0 | 0 | 0 | 0 | 0 | 0 | 0 | 0 | 0 | 0 | 0 | 0 | 0 | 0 | 0 | 0 | 0 | 0 | 0 | 0 | 0 | 0 | 0
F11_Commercial_Interruptible - Miscellaneous_Existing_Space Heating_Natural Gas_Destratification Fans (HVLS)_A_Achievable Economic RVT Potential | F11 | Commercial | Interruptible - Miscellaneous | Existing | Space Heating | Natural Gas | Destratification Fans (HVLS) | A | Purchases (Cumulative) | Achievable Economic RVT Potential | 0 | 0 | 0 | 0 | 0 | 0 | 0 | 0 | 0 | 0 | 0 | 0 | 0 | 0 | 0 | 0 | 0 | 0 | 0 | 0 | 0 | 0 | 0 | 0 | 0 | 0 | 0
F1_Commercial_Interruptible - Miscellaneous_Existing_Space Heating_Natural Gas_Gas Boiler - Maintenance_A_Achievable Economic RVT Potential | F1 | Commercial | Interruptible - Miscellaneous | Existing | Space Heating | Natural Gas | Gas Boiler - Maintenance | A | Integrated Unit Energy Savings (kWh or therms) | Achievable Economic RVT Potential | 0 | 0 | 0.27766 | 0.27397 | 0.26988 | 0.26592 | 0.26204 | 0.25772 | 0.25283 | 0.24739 | 0.24146 | 0.2352 | 0.22883 | 0.2225 | 0.21641 | 0.21077 | 0.20581 | 0.20181 | 0.19882 | 0.19646 | 0.19491 | 0.19355 | 0.1933 | 0.19308 | 0.19288 | 0.19269 | 0.19253
F2_Commercial_Interruptible - Miscellaneous_Existing_Space Heating_Natural Gas_Gas Boiler - Maintenance_A_Achievable Economic RVT Potential | F2 | Commercial | Interruptible - Miscellaneous | Existing | Space Heating | Natural Gas | Gas Boiler - Maintenance | A | Integrated Unit Summer Peak Savings (kW) | Achievable Economic RVT Potential | 0 | 0 | 0 | 0 | 0 | 0 | 0 | 0 | 0 | 0 | 0 | 0 | 0 | 0 | 0 | 0 | 0 | 0 | 0 | 0 | 0 | 0 | 0 | 0 | 0 | 0 | 0
F3_Commercial_Interruptible - Miscellaneous_Existing_Space Heating_Natural Gas_Gas Boiler - Maintenance_A_Achievable Economic RVT Potential | F3 | Commercial | Interruptible - Miscellaneous | Existing | Space Heating | Natural Gas | Gas Boiler - Maintenance | A | Integrated Unit Winter Peak Savings (kW) | Achievable Economic RVT Potential | 0 | 0 | 0 | 0 | 0 | 0 | 0 | 0 | 0 | 0 | 0 | 0 | 0 | 0 | 0 | 0 | 0 | 0 | 0 | 0 | 0 | 0 | 0 | 0 | 0 | 0 | 0
F4_Commercial_Interruptible - Miscellaneous_Existing_Space Heating_Natural Gas_Gas Boiler - Maintenance_A_Achievable Economic RVT Potential | F4 | Commercial | Interruptible - Miscellaneous | Existing | Space Heating | Natural Gas | Gas Boiler - Maintenance | A | Incremental Energy Savings (MWh or mTherms) | Achievable Economic RVT Potential | 0 | 0 | 0 | 0 | 0 | 0 | 0 | 0 | 0 | 0 | 0 | 0 | 0 | 0 | 0 | 0 | 0 | 0 | 0 | 0 | 0 | 0 | 0 | 0 | 0 | 0 | 0
F5_Commercial_Interruptible - Miscellaneous_Existing_Space Heating_Natural Gas_Gas Boiler - Maintenance_A_Achievable Economic RVT Potential | F5 | Commercial | Interruptible - Miscellaneous | Existing | Space Heating | Natural Gas | Gas Boiler - Maintenance | A | Incremental Summer Peak Savings (MW) | Achievable Economic RVT Potential | 0 | 0 | 0 | 0 | 0 | 0 | 0 | 0 | 0 | 0 | 0 | 0 | 0 | 0 | 0 | 0 | 0 | 0 | 0 | 0 | 0 | 0 | 0 | 0 | 0 | 0 | 0
F6_Commercial_Interruptible - Miscellaneous_Existing_Space Heating_Natural Gas_Gas Boiler - Maintenance_A_Achievable Economic RVT Potential | F6 | Commercial | Interruptible - Miscellaneous | Existing | Space Heating | Natural Gas | Gas Boiler - Maintenance | A | Incremental Winter Peak Savings (MW) | Achievable Economic RVT Potential | 0 | 0 | 0 | 0 | 0 | 0 | 0 | 0 | 0 | 0 | 0 | 0 | 0 | 0 | 0 | 0 | 0 | 0 | 0 | 0 | 0 | 0 | 0 | 0 | 0 | 0 | 0
F7_Commercial_Interruptible - Miscellaneous_Existing_Space Heating_Natural Gas_Gas Boiler - Maintenance_A_Achievable Economic RVT Potential | F7 | Commercial | Interruptible - Miscellaneous | Existing | Space Heating | Natural Gas | Gas Boiler - Maintenance | A | Cumulative Energy Savings (MWh or mTherms) | Achievable Economic RVT Potential | 0 | 0 | 0 | 0 | 0 | 0 | 0 | 0 | 0 | 0 | 0 | 0 | 0 | 0 | 0 | 0 | 0 | 0 | 0 | 0 | 0 | 0 | 0 | 0 | 0 | 0 | 0
F8_Commercial_Interruptible - Miscellaneous_Existing_Space Heating_Natural Gas_Gas Boiler - Maintenance_A_Achievable Economic RVT Potential | F8 | Commercial | Interruptible - Miscellaneous | Existing | Space Heating | Natural Gas | Gas Boiler - Maintenance | A | Cumulative Summer Peak Savings (MW) | Achievable Economic RVT Potential | 0 | 0 | 0 | 0 | 0 | 0 | 0 | 0 | 0 | 0 | 0 | 0 | 0 | 0 | 0 | 0 | 0 | 0 | 0 | 0 | 0 | 0 | 0 | 0 | 0 | 0 | 0
F9_Commercial_Interruptible - Miscellaneous_Existing_Space Heating_Natural Gas_Gas Boiler - Maintenance_A_Achievable Economic RVT Potential | F9 | Commercial | Interruptible - Miscellaneous | Existing | Space Heating | Natural Gas | Gas Boiler - Maintenance | A | Cumulative Winter Peak Savings (MW) | Achievable Economic RVT Potential | 0 | 0 | 0 | 0 | 0 | 0 | 0 | 0 | 0 | 0 | 0 | 0 | 0 | 0 | 0 | 0 | 0 | 0 | 0 | 0 | 0 | 0 | 0 | 0 | 0 | 0 | 0
F10_Commercial_Interruptible - Miscellaneous_Existing_Space Heating_Natural Gas_Gas Boiler - Maintenance_A_Achievable Economic RVT Potential | F10 | Commercial | Interruptible - Miscellaneous | Existing | Space Heating | Natural Gas | Gas Boiler - Maintenance | A | Purchases (Incremental) | Achievable Economic RVT Potential | 0 | 0 | 0 | 0 | 0 | 0 | 0 | 0 | 0 | 0 | 0 | 0 | 0 | 0 | 0 | 0 | 0 | 0 | 0 | 0 | 0 | 0 | 0 | 0 | 0 | 0 | 0
F11_Commercial_Interruptible - Miscellaneous_Existing_Space Heating_Natural Gas_Gas Boiler - Maintenance_A_Achievable Economic RVT Potential | F11 | Commercial | Interruptible - Miscellaneous | Existing | Space Heating | Natural Gas | Gas Boiler - Maintenance | A | Purchases (Cumulative) | Achievable Economic RVT Potential | 0 | 0 | 0 | 0 | 0 | 0 | 0 | 0 | 0 | 0 | 0 | 0 | 0 | 0 | 0 | 0 | 0 | 0 | 0 | 0 | 0 | 0 | 0 | 0 | 0 | 0 | 0
F1_Commercial_Interruptible - Miscellaneous_Existing_Space Heating_Natural Gas_Gas Furnace - Maintenance_A_Achievable Economic RVT Potential | F1 | Commercial | Interruptible - Miscellaneous | Existing | Space Heating | Natural Gas | Gas Furnace - Maintenance | A | Integrated Unit Energy Savings (kWh or therms) | Achievable Economic RVT Potential | 0 | 0 | 0.1752 | 0.17367 | 0.17186 | 0.16982 | 0.16749 | 0.16491 | 0.162 | 0.15878 | 0.15529 | 0.15163 | 0.14793 | 0.14424 | 0.14064 | 0.13725 | 0.13417 | 0.13157 | 0.12947 | 0.12772 | 0.12639 | 0.12519 | 0.12463 | 0.12412 | 0.12364 | 0.1232 | 0.1228
F2_Commercial_Interruptible - Miscellaneous_Existing_Space Heating_Natural Gas_Gas Furnace - Maintenance_A_Achievable Economic RVT Potential | F2 | Commercial | Interruptible - Miscellaneous | Existing | Space Heating | Natural Gas | Gas Furnace - Maintenance | A | Integrated Unit Summer Peak Savings (kW) | Achievable Economic RVT Potential | 0 | 0 | 0 | 0 | 0 | 0 | 0 | 0 | 0 | 0 | 0 | 0 | 0 | 0 | 0 | 0 | 0 | 0 | 0 | 0 | 0 | 0 | 0 | 0 | 0 | 0 | 0
F3_Commercial_Interruptible - Miscellaneous_Existing_Space Heating_Natural Gas_Gas Furnace - Maintenance_A_Achievable Economic RVT Potential | F3 | Commercial | Interruptible - Miscellaneous | Existing | Space Heating | Natural Gas | Gas Furnace - Maintenance | A | Integrated Unit Winter Peak Savings (kW) | Achievable Economic RVT Potential | 0 | 0 | 0 | 0 | 0 | 0 | 0 | 0 | 0 | 0 | 0 | 0 | 0 | 0 | 0 | 0 | 0 | 0 | 0 | 0 | 0 | 0 | 0 | 0 | 0 | 0 | 0
F4_Commercial_Interruptible - Miscellaneous_Existing_Space Heating_Natural Gas_Gas Furnace - Maintenance_A_Achievable Economic RVT Potential | F4 | Commercial | Interruptible - Miscellaneous | Existing | Space Heating | Natural Gas | Gas Furnace - Maintenance | A | Incremental Energy Savings (MWh or mTherms) | Achievable Economic RVT Potential | 0 | 0 | 0 | 0 | 0 | 0 | 0 | 0 | 0 | 0 | 0 | 0 | 0 | 0 | 0 | 0 | 0 | 0 | 0 | 0 | 0 | 0 | 0 | 0 | 0 | 0 | 0
F5_Commercial_Interruptible - Miscellaneous_Existing_Space Heating_Natural Gas_Gas Furnace - Maintenance_A_Achievable Economic RVT Potential | F5 | Commercial | Interruptible - Miscellaneous | Existing | Space Heating | Natural Gas | Gas Furnace - Maintenance | A | Incremental Summer Peak Savings (MW) | Achievable Economic RVT Potential | 0 | 0 | 0 | 0 | 0 | 0 | 0 | 0 | 0 | 0 | 0 | 0 | 0 | 0 | 0 | 0 | 0 | 0 | 0 | 0 | 0 | 0 | 0 | 0 | 0 | 0 | 0
F6_Commercial_Interruptible - Miscellaneous_Existing_Space Heating_Natural Gas_Gas Furnace - Maintenance_A_Achievable Economic RVT Potential | F6 | Commercial | Interruptible - Miscellaneous | Existing | Space Heating | Natural Gas | Gas Furnace - Maintenance | A | Incremental Winter Peak Savings (MW) | Achievable Economic RVT Potential | 0 | 0 | 0 | 0 | 0 | 0 | 0 | 0 | 0 | 0 | 0 | 0 | 0 | 0 | 0 | 0 | 0 | 0 | 0 | 0 | 0 | 0 | 0 | 0 | 0 | 0 | 0
F7_Commercial_Interruptible - Miscellaneous_Existing_Space Heating_Natural Gas_Gas Furnace - Maintenance_A_Achievable Economic RVT Potential | F7 | Commercial | Interruptible - Miscellaneous | Existing | Space Heating | Natural Gas | Gas Furnace - Maintenance | A | Cumulative Energy Savings (MWh or mTherms) | Achievable Economic RVT Potential | 0 | 0 | 0 | 0 | 0 | 0 | 0 | 0 | 0 | 0 | 0 | 0 | 0 | 0 | 0 | 0 | 0 | 0 | 0 | 0 | 0 | 0 | 0 | 0 | 0 | 0 | 0
F8_Commercial_Interruptible - Miscellaneous_Existing_Space Heating_Natural Gas_Gas Furnace - Maintenance_A_Achievable Economic RVT Potential | F8 | Commercial | Interruptible - Miscellaneous | Existing | Space Heating | Natural Gas | Gas Furnace - Maintenance | A | Cumulative Summer Peak Savings (MW) | Achievable Economic RVT Potential | 0 | 0 | 0 | 0 | 0 | 0 | 0 | 0 | 0 | 0 | 0 | 0 | 0 | 0 | 0 | 0 | 0 | 0 | 0 | 0 | 0 | 0 | 0 | 0 | 0 | 0 | 0
F9_Commercial_Interruptible - Miscellaneous_Existing_Space Heating_Natural Gas_Gas Furnace - Maintenance_A_Achievable Economic RVT Potential | F9 | Commercial | Interruptible - Miscellaneous | Existing | Space Heating | Natural Gas | Gas Furnace - Maintenance | A | Cumulative Winter Peak Savings (MW) | Achievable Economic RVT Potential | 0 | 0 | 0 | 0 | 0 | 0 | 0 | 0 | 0 | 0 | 0 | 0 | 0 | 0 | 0 | 0 | 0 | 0 | 0 | 0 | 0 | 0 | 0 | 0 | 0 | 0 | 0
F10_Commercial_Interruptible - Miscellaneous_Existing_Space Heating_Natural Gas_Gas Furnace - Maintenance_A_Achievable Economic RVT Potential | F10 | Commercial | Interruptible - Miscellaneous | Existing | Space Heating | Natural Gas | Gas Furnace - Maintenance | A | Purchases (Incremental) | Achievable Economic RVT Potential | 0 | 0 | 0 | 0 | 0 | 0 | 0 | 0 | 0 | 0 | 0 | 0 | 0 | 0 | 0 | 0 | 0 | 0 | 0 | 0 | 0 | 0 | 0 | 0 | 0 | 0 | 0
F11_Commercial_Interruptible - Miscellaneous_Existing_Space Heating_Natural Gas_Gas Furnace - Maintenance_A_Achievable Economic RVT Potential | F11 | Commercial | Interruptible - Miscellaneous | Existing | Space Heating | Natural Gas | Gas Furnace - Maintenance | A | Purchases (Cumulative) | Achievable Economic RVT Potential | 0 | 0 | 0 | 0 | 0 | 0 | 0 | 0 | 0 | 0 | 0 | 0 | 0 | 0 | 0 | 0 | 0 | 0 | 0 | 0 | 0 | 0 | 0 | 0 | 0 | 0 | 0
F1_Commercial_Interruptible - Miscellaneous_Existing_Space Heating_Natural Gas_Gas Boiler - Hot Water Reset_A_Achievable Economic RVT Potential | F1 | Commercial | Interruptible - Miscellaneous | Existing | Space Heating | Natural Gas | Gas Boiler - Hot Water Reset | A | Integrated Unit Energy Savings (kWh or therms) | Achievable Economic RVT Potential | 0 | 0 | 496.7496 | 495.2493 | 493.78 | 492.3451 | 490.9475 | 489.5902 | 488.2757 | 487.0062 | 485.7839 | 484.6107 | 483.4883 | 482.4184 | 481.4023 | 480.4413 | 479.5367 | 478.6896 | 477.9008 | 477.1713 | 476.502 | 475.8935 | 475.3403 | 474.8374 | 474.3802 | 473.9646 | 473.5868
F2_Commercial_Interruptible - Miscellaneous_Existing_Space Heating_Natural Gas_Gas Boiler - Hot Water Reset_A_Achievable Economic RVT Potential | F2 | Commercial | Interruptible - Miscellaneous | Existing | Space Heating | Natural Gas | Gas Boiler - Hot Water Reset | A | Integrated Unit Summer Peak Savings (kW) | Achievable Economic RVT Potential | 0 | 0 | 0 | 0 | 0 | 0 | 0 | 0 | 0 | 0 | 0 | 0 | 0 | 0 | 0 | 0 | 0 | 0 | 0 | 0 | 0 | 0 | 0 | 0 | 0 | 0 | 0
F3_Commercial_Interruptible - Miscellaneous_Existing_Space Heating_Natural Gas_Gas Boiler - Hot Water Reset_A_Achievable Economic RVT Potential | F3 | Commercial | Interruptible - Miscellaneous | Existing | Space Heating | Natural Gas | Gas Boiler - Hot Water Reset | A | Integrated Unit Winter Peak Savings (kW) | Achievable Economic RVT Potential | 0 | 0 | 0 | 0 | 0 | 0 | 0 | 0 | 0 | 0 | 0 | 0 | 0 | 0 | 0 | 0 | 0 | 0 | 0 | 0 | 0 | 0 | 0 | 0 | 0 | 0 | 0
F4_Commercial_Interruptible - Miscellaneous_Existing_Space Heating_Natural Gas_Gas Boiler - Hot Water Reset_A_Achievable Economic RVT Potential | F4 | Commercial | Interruptible - Miscellaneous | Existing | Space Heating | Natural Gas | Gas Boiler - Hot Water Reset | A | Incremental Energy Savings (MWh or mTherms) | Achievable Economic RVT Potential | 0 | 0 | 0 | 0 | 0 | 0 | 0 | 0 | 0 | 0 | 0 | 0 | 0 | 0 | 0 | 0 | 0 | 0 | 0 | 0 | 0 | 0 | 0 | 0 | 0 | 0 | 0
F5_Commercial_Interruptible - Miscellaneous_Existing_Space Heating_Natural Gas_Gas Boiler - Hot Water Reset_A_Achievable Economic RVT Potential | F5 | Commercial | Interruptible - Miscellaneous | Existing | Space Heating | Natural Gas | Gas Boiler - Hot Water Reset | A | Incremental Summer Peak Savings (MW) | Achievable Economic RVT Potential | 0 | 0 | 0 | 0 | 0 | 0 | 0 | 0 | 0 | 0 | 0 | 0 | 0 | 0 | 0 | 0 | 0 | 0 | 0 | 0 | 0 | 0 | 0 | 0 | 0 | 0 | 0
F6_Commercial_Interruptible - Miscellaneous_Existing_Space Heating_Natural Gas_Gas Boiler - Hot Water Reset_A_Achievable Economic RVT Potential | F6 | Commercial | Interruptible - Miscellaneous | Existing | Space Heating | Natural Gas | Gas Boiler - Hot Water Reset | A | Incremental Winter Peak Savings (MW) | Achievable Economic RVT Potential | 0 | 0 | 0 | 0 | 0 | 0 | 0 | 0 | 0 | 0 | 0 | 0 | 0 | 0 | 0 | 0 | 0 | 0 | 0 | 0 | 0 | 0 | 0 | 0 | 0 | 0 | 0
F7_Commercial_Interruptible - Miscellaneous_Existing_Space Heating_Natural Gas_Gas Boiler - Hot Water Reset_A_Achievable Economic RVT Potential | F7 | Commercial | Interruptible - Miscellaneous | Existing | Space Heating | Natural Gas | Gas Boiler - Hot Water Reset | A | Cumulative Energy Savings (MWh or mTherms) | Achievable Economic RVT Potential | 0 | 0 | 0 | 0 | 0 | 0 | 0 | 0 | 0 | 0 | 0 | 0 | 0 | 0 | 0 | 0 | 0 | 0 | 0 | 0 | 0 | 0 | 0 | 0 | 0 | 0 | 0
F8_Commercial_Interruptible - Miscellaneous_Existing_Space Heating_Natural Gas_Gas Boiler - Hot Water Reset_A_Achievable Economic RVT Potential | F8 | Commercial | Interruptible - Miscellaneous | Existing | Space Heating | Natural Gas | Gas Boiler - Hot Water Reset | A | Cumulative Summer Peak Savings (MW) | Achievable Economic RVT Potential | 0 | 0 | 0 | 0 | 0 | 0 | 0 | 0 | 0 | 0 | 0 | 0 | 0 | 0 | 0 | 0 | 0 | 0 | 0 | 0 | 0 | 0 | 0 | 0 | 0 | 0 | 0
F9_Commercial_Interruptible - Miscellaneous_Existing_Space Heating_Natural Gas_Gas Boiler - Hot Water Reset_A_Achievable Economic RVT Potential | F9 | Commercial | Interruptible - Miscellaneous | Existing | Space Heating | Natural Gas | Gas Boiler - Hot Water Reset | A | Cumulative Winter Peak Savings (MW) | Achievable Economic RVT Potential | 0 | 0 | 0 | 0 | 0 | 0 | 0 | 0 | 0 | 0 | 0 | 0 | 0 | 0 | 0 | 0 | 0 | 0 | 0 | 0 | 0 | 0 | 0 | 0 | 0 | 0 | 0
F10_Commercial_Interruptible - Miscellaneous_Existing_Space Heating_Natural Gas_Gas Boiler - Hot Water Reset_A_Achievable Economic RVT Potential | F10 | Commercial | Interruptible - Miscellaneous | Existing | Space Heating | Natural Gas | Gas Boiler - Hot Water Reset | A | Purchases (Incremental) | Achievable Economic RVT Potential | 0 | 0 | 0 | 0 | 0 | 0 | 0 | 0 | 0 | 0 | 0 | 0 | 0 | 0 | 0 | 0 | 0 | 0 | 0 | 0 | 0 | 0 | 0 | 0 | 0 | 0 | 0
F11_Commercial_Interruptible - Miscellaneous_Existing_Space Heating_Natural Gas_Gas Boiler - Hot Water Reset_A_Achievable Economic RVT Potential | F11 | Commercial | Interruptible - Miscellaneous | Existing | Space Heating | Natural Gas | Gas Boiler - Hot Water Reset | A | Purchases (Cumulative) | Achievable Economic RVT Potential | 0 | 0 | 0 | 0 | 0 | 0 | 0 | 0 | 0 | 0 | 0 | 0 | 0 | 0 | 0 | 0 | 0 | 0 | 0 | 0 | 0 | 0 | 0 | 0 | 0 | 0 | 0
F1_Commercial_Interruptible - Miscellaneous_Existing_Space Heating_Natural Gas_Gas Boiler - Steam Trap Replacement_A_Achievable Economic RVT Potential | F1 | Commercial | Interruptible - Miscellaneous | Existing | Space Heating | Natural Gas | Gas Boiler - Steam Trap Replacement | A | Integrated Unit Energy Savings (kWh or therms) | Achievable Economic RVT Potential | 0 | 0 | 79.5734 | 79.2411 | 78.8781 | 78.4893 | 78.0645 | 77.5929 | 77.0652 | 76.4744 | 75.819 | 75.1047 | 74.3458 | 73.5659 | 72.7953 | 72.0674 | 71.4121 | 70.8744 | 70.463 | 70.1338 | 69.9039 | 69.705 | 69.6219 | 69.5464 | 69.4776 | 69.4151 | 69.3582
F2_Commercial_Interruptible - Miscellaneous_Existing_Space Heating_Natural Gas_Gas Boiler - Steam Trap Replacement_A_Achievable Economic RVT Potential | F2 | Commercial | Interruptible - Miscellaneous | Existing | Space Heating | Natural Gas | Gas Boiler - Steam Trap Replacement | A | Integrated Unit Summer Peak Savings (kW) | Achievable Economic RVT Potential | 0 | 0 | 0 | 0 | 0 | 0 | 0 | 0 | 0 | 0 | 0 | 0 | 0 | 0 | 0 | 0 | 0 | 0 | 0 | 0 | 0 | 0 | 0 | 0 | 0 | 0 | 0
F3_Commercial_Interruptible - Miscellaneous_Existing_Space Heating_Natural Gas_Gas Boiler - Steam Trap Replacement_A_Achievable Economic RVT Potential | F3 | Commercial | Interruptible - Miscellaneous | Existing | Space Heating | Natural Gas | Gas Boiler - Steam Trap Replacement | A | Integrated Unit Winter Peak Savings (kW) | Achievable Economic RVT Potential | 0 | 0 | 0 | 0 | 0 | 0 | 0 | 0 | 0 | 0 | 0 | 0 | 0 | 0 | 0 | 0 | 0 | 0 | 0 | 0 | 0 | 0 | 0 | 0 | 0 | 0 | 0
F4_Commercial_Interruptible - Miscellaneous_Existing_Space Heating_Natural Gas_Gas Boiler - Steam Trap Replacement_A_Achievable Economic RVT Potential | F4 | Commercial | Interruptible - Miscellaneous | Existing | Space Heating | Natural Gas | Gas Boiler - Steam Trap Replacement | A | Incremental Energy Savings (MWh or mTherms) | Achievable Economic RVT Potential | 0 | 0 | 0 | 0 | 0 | 0 | 0 | 0 | 0 | 0 | 0 | 0 | 0 | 0 | 0 | 0 | 0 | 0 | 0 | 0 | 0 | 0 | 0 | 0 | 0 | 0 | 0
F5_Commercial_Interruptible - Miscellaneous_Existing_Space Heating_Natural Gas_Gas Boiler - Steam Trap Replacement_A_Achievable Economic RVT Potential | F5 | Commercial | Interruptible - Miscellaneous | Existing | Space Heating | Natural Gas | Gas Boiler - Steam Trap Replacement | A | Incremental Summer Peak Savings (MW) | Achievable Economic RVT Potential | 0 | 0 | 0 | 0 | 0 | 0 | 0 | 0 | 0 | 0 | 0 | 0 | 0 | 0 | 0 | 0 | 0 | 0 | 0 | 0 | 0 | 0 | 0 | 0 | 0 | 0 | 0
F6_Commercial_Interruptible - Miscellaneous_Existing_Space Heating_Natural Gas_Gas Boiler - Steam Trap Replacement_A_Achievable Economic RVT Potential | F6 | Commercial | Interruptible - Miscellaneous | Existing | Space Heating | Natural Gas | Gas Boiler - Steam Trap Replacement | A | Incremental Winter Peak Savings (MW) | Achievable Economic RVT Potential | 0 | 0 | 0 | 0 | 0 | 0 | 0 | 0 | 0 | 0 | 0 | 0 | 0 | 0 | 0 | 0 | 0 | 0 | 0 | 0 | 0 | 0 | 0 | 0 | 0 | 0 | 0
F7_Commercial_Interruptible - Miscellaneous_Existing_Space Heating_Natural Gas_Gas Boiler - Steam Trap Replacement_A_Achievable Economic RVT Potential | F7 | Commercial | Interruptible - Miscellaneous | Existing | Space Heating | Natural Gas | Gas Boiler - Steam Trap Replacement | A | Cumulative Energy Savings (MWh or mTherms) | Achievable Economic RVT Potential | 0 | 0 | 0 | 0 | 0 | 0 | 0 | 0 | 0 | 0 | 0 | 0 | 0 | 0 | 0 | 0 | 0 | 0 | 0 | 0 | 0 | 0 | 0 | 0 | 0 | 0 | 0
F8_Commercial_Interruptible - Miscellaneous_Existing_Space Heating_Natural Gas_Gas Boiler - Steam Trap Replacement_A_Achievable Economic RVT Potential | F8 | Commercial | Interruptible - Miscellaneous | Existing | Space Heating | Natural Gas | Gas Boiler - Steam Trap Replacement | A | Cumulative Summer Peak Savings (MW) | Achievable Economic RVT Potential | 0 | 0 | 0 | 0 | 0 | 0 | 0 | 0 | 0 | 0 | 0 | 0 | 0 | 0 | 0 | 0 | 0 | 0 | 0 | 0 | 0 | 0 | 0 | 0 | 0 | 0 | 0
F9_Commercial_Interruptible - Miscellaneous_Existing_Space Heating_Natural Gas_Gas Boiler - Steam Trap Replacement_A_Achievable Economic RVT Potential | F9 | Commercial | Interruptible - Miscellaneous | Existing | Space Heating | Natural Gas | Gas Boiler - Steam Trap Replacement | A | Cumulative Winter Peak Savings (MW) | Achievable Economic RVT Potential | 0 | 0 | 0 | 0 | 0 | 0 | 0 | 0 | 0 | 0 | 0 | 0 | 0 | 0 | 0 | 0 | 0 | 0 | 0 | 0 | 0 | 0 | 0 | 0 | 0 | 0 | 0
F10_Commercial_Interruptible - Miscellaneous_Existing_Space Heating_Natural Gas_Gas Boiler - Steam Trap Replacement_A_Achievable Economic RVT Potential | F10 | Commercial | Interruptible - Miscellaneous | Existing | Space Heating | Natural Gas | Gas Boiler - Steam Trap Replacement | A | Purchases (Incremental) | Achievable Economic RVT Potential | 0 | 0 | 0 | 0 | 0 | 0 | 0 | 0 | 0 | 0 | 0 | 0 | 0 | 0 | 0 | 0 | 0 | 0 | 0 | 0 | 0 | 0 | 0 | 0 | 0 | 0 | 0
F11_Commercial_Interruptible - Miscellaneous_Existing_Space Heating_Natural Gas_Gas Boiler - Steam Trap Replacement_A_Achievable Economic RVT Potential | F11 | Commercial | Interruptible - Miscellaneous | Existing | Space Heating | Natural Gas | Gas Boiler - Steam Trap Replacement | A | Purchases (Cumulative) | Achievable Economic RVT Potential | 0 | 0 | 0 | 0 | 0 | 0 | 0 | 0 | 0 | 0 | 0 | 0 | 0 | 0 | 0 | 0 | 0 | 0 | 0 | 0 | 0 | 0 | 0 | 0 | 0 | 0 | 0
F1_Commercial_Interruptible - Miscellaneous_Existing_Space Heating_Natural Gas_Gas Boiler - High Turndown Burner_A_Achievable Economic RVT Potential | F1 | Commercial | Interruptible - Miscellaneous | Existing | Space Heating | Natural Gas | Gas Boiler - High Turndown Burner | A | Integrated Unit Energy Savings (kWh or therms) | Achievable Economic RVT Potential | 0 | 0 | 0.46473 | 0.46177 | 0.45849 | 0.45496 | 0.45107 | 0.44672 | 0.44185 | 0.43639 | 0.43032 | 0.42371 | 0.41672 | 0.40955 | 0.4025 | 0.39586 | 0.38991 | 0.38509 | 0.38145 | 0.37852 | 0.37651 | 0.3747 | 0.37424 | 0.37383 | 0.37345 | 0.37311 | 0.3728
F2_Commercial_Interruptible - Miscellaneous_Existing_Space Heating_Natural Gas_Gas Boiler - High Turndown Burner_A_Achievable Economic RVT Potential | F2 | Commercial | Interruptible - Miscellaneous | Existing | Space Heating | Natural Gas | Gas Boiler - High Turndown Burner | A | Integrated Unit Summer Peak Savings (kW) | Achievable Economic RVT Potential | 0 | 0 | 0 | 0 | 0 | 0 | 0 | 0 | 0 | 0 | 0 | 0 | 0 | 0 | 0 | 0 | 0 | 0 | 0 | 0 | 0 | 0 | 0 | 0 | 0 | 0 | 0
F3_Commercial_Interruptible - Miscellaneous_Existing_Space Heating_Natural Gas_Gas Boiler - High Turndown Burner_A_Achievable Economic RVT Potential | F3 | Commercial | Interruptible - Miscellaneous | Existing | Space Heating | Natural Gas | Gas Boiler - High Turndown Burner | A | Integrated Unit Winter Peak Savings (kW) | Achievable Economic RVT Potential | 0 | 0 | 0 | 0 | 0 | 0 | 0 | 0 | 0 | 0 | 0 | 0 | 0 | 0 | 0 | 0 | 0 | 0 | 0 | 0 | 0 | 0 | 0 | 0 | 0 | 0 | 0
F4_Commercial_Interruptible - Miscellaneous_Existing_Space Heating_Natural Gas_Gas Boiler - High Turndown Burner_A_Achievable Economic RVT Potential | F4 | Commercial | Interruptible - Miscellaneous | Existing | Space Heating | Natural Gas | Gas Boiler - High Turndown Burner | A | Incremental Energy Savings (MWh or mTherms) | Achievable Economic RVT Potential | 0 | 0 | 0 | 0 | 0 | 0 | 0 | 0 | 0 | 0 | 0 | 0 | 0 | 0 | 0 | 0 | 0 | 0 | 0 | 0 | 0 | 0 | 0 | 0 | 0 | 0 | 0
F5_Commercial_Interruptible - Miscellaneous_Existing_Space Heating_Natural Gas_Gas Boiler - High Turndown Burner_A_Achievable Economic RVT Potential | F5 | Commercial | Interruptible - Miscellaneous | Existing | Space Heating | Natural Gas | Gas Boiler - High Turndown Burner | A | Incremental Summer Peak Savings (MW) | Achievable Economic RVT Potential | 0 | 0 | 0 | 0 | 0 | 0 | 0 | 0 | 0 | 0 | 0 | 0 | 0 | 0 | 0 | 0 | 0 | 0 | 0 | 0 | 0 | 0 | 0 | 0 | 0 | 0 | 0
F6_Commercial_Interruptible - Miscellaneous_Existing_Space Heating_Natural Gas_Gas Boiler - High Turndown Burner_A_Achievable Economic RVT Potential | F6 | Commercial | Interruptible - Miscellaneous | Existing | Space Heating | Natural Gas | Gas Boiler - High Turndown Burner | A | Incremental Winter Peak Savings (MW) | Achievable Economic RVT Potential | 0 | 0 | 0 | 0 | 0 | 0 | 0 | 0 | 0 | 0 | 0 | 0 | 0 | 0 | 0 | 0 | 0 | 0 | 0 | 0 | 0 | 0 | 0 | 0 | 0 | 0 | 0
F7_Commercial_Interruptible - Miscellaneous_Existing_Space Heating_Natural Gas_Gas Boiler - High Turndown Burner_A_Achievable Economic RVT Potential | F7 | Commercial | Interruptible - Miscellaneous | Existing | Space Heating | Natural Gas | Gas Boiler - High Turndown Burner | A | Cumulative Energy Savings (MWh or mTherms) | Achievable Economic RVT Potential | 0 | 0 | 0 | 0 | 0 | 0 | 0 | 0 | 0 | 0 | 0 | 0 | 0 | 0 | 0 | 0 | 0 | 0 | 0 | 0 | 0 | 0 | 0 | 0 | 0 | 0 | 0
F8_Commercial_Interruptible - Miscellaneous_Existing_Space Heating_Natural Gas_Gas Boiler - High Turndown Burner_A_Achievable Economic RVT Potential | F8 | Commercial | Interruptible - Miscellaneous | Existing | Space Heating | Natural Gas | Gas Boiler - High Turndown Burner | A | Cumulative Summer Peak Savings (MW) | Achievable Economic RVT Potential | 0 | 0 | 0 | 0 | 0 | 0 | 0 | 0 | 0 | 0 | 0 | 0 | 0 | 0 | 0 | 0 | 0 | 0 | 0 | 0 | 0 | 0 | 0 | 0 | 0 | 0 | 0
F9_Commercial_Interruptible - Miscellaneous_Existing_Space Heating_Natural Gas_Gas Boiler - High Turndown Burner_A_Achievable Economic RVT Potential | F9 | Commercial | Interruptible - Miscellaneous | Existing | Space Heating | Natural Gas | Gas Boiler - High Turndown Burner | A | Cumulative Winter Peak Savings (MW) | Achievable Economic RVT Potential | 0 | 0 | 0 | 0 | 0 | 0 | 0 | 0 | 0 | 0 | 0 | 0 | 0 | 0 | 0 | 0 | 0 | 0 | 0 | 0 | 0 | 0 | 0 | 0 | 0 | 0 | 0
F10_Commercial_Interruptible - Miscellaneous_Existing_Space Heating_Natural Gas_Gas Boiler - High Turndown Burner_A_Achievable Economic RVT Potential | F10 | Commercial | Interruptible - Miscellaneous | Existing | Space Heating | Natural Gas | Gas Boiler - High Turndown Burner | A | Purchases (Incremental) | Achievable Economic RVT Potential | 0 | 0 | 0 | 0 | 0 | 0 | 0 | 0 | 0 | 0 | 0 | 0 | 0 | 0 | 0 | 0 | 0 | 0 | 0 | 0 | 0 | 0 | 0 | 0 | 0 | 0 | 0
F11_Commercial_Interruptible - Miscellaneous_Existing_Space Heating_Natural Gas_Gas Boiler - High Turndown Burner_A_Achievable Economic RVT Potential | F11 | Commercial | Interruptible - Miscellaneous | Existing | Space Heating | Natural Gas | Gas Boiler - High Turndown Burner | A | Purchases (Cumulative) | Achievable Economic RVT Potential | 0 | 0 | 0 | 0 | 0 | 0 | 0 | 0 | 0 | 0 | 0 | 0 | 0 | 0 | 0 | 0 | 0 | 0 | 0 | 0 | 0 | 0 | 0 | 0 | 0 | 0 | 0
F1_Commercial_Interruptible - Miscellaneous_Existing_Space Heating_Natural Gas_Gas Boiler - Burner Control Optimization_A_Achievable Economic RVT Potential | F1 | Commercial | Interruptible - Miscellaneous | Existing | Space Heating | Natural Gas | Gas Boiler - Burner Control Optimization | A | Integrated Unit Energy Savings (kWh or therms) | Achievable Economic RVT Potential | 0 | 0 | 0.13468 | 0.13372 | 0.13264 | 0.13147 | 0.13017 | 0.12872 | 0.1271 | 0.12531 | 0.12337 | 0.12131 | 0.11924 | 0.11717 | 0.11514 | 0.11324 | 0.11154 | 0.11016 | 0.10912 | 0.10828 | 0.1077 | 0.10718 | 0.10705 | 0.10693 | 0.10683 | 0.10673 | 0.10664
F2_Commercial_Interruptible - Miscellaneous_Existing_Space Heating_Natural Gas_Gas Boiler - Burner Control Optimization_A_Achievable Economic RVT Potential | F2 | Commercial | Interruptible - Miscellaneous | Existing | Space Heating | Natural Gas | Gas Boiler - Burner Control Optimization | A | Integrated Unit Summer Peak Savings (kW) | Achievable Economic RVT Potential | 0 | 0 | 0 | 0 | 0 | 0 | 0 | 0 | 0 | 0 | 0 | 0 | 0 | 0 | 0 | 0 | 0 | 0 | 0 | 0 | 0 | 0 | 0 | 0 | 0 | 0 | 0
F3_Commercial_Interruptible - Miscellaneous_Existing_Space Heating_Natural Gas_Gas Boiler - Burner Control Optimization_A_Achievable Economic RVT Potential | F3 | Commercial | Interruptible - Miscellaneous | Existing | Space Heating | Natural Gas | Gas Boiler - Burner Control Optimization | A | Integrated Unit Winter Peak Savings (kW) | Achievable Economic RVT Potential | 0 | 0 | 0 | 0 | 0 | 0 | 0 | 0 | 0 | 0 | 0 | 0 | 0 | 0 | 0 | 0 | 0 | 0 | 0 | 0 | 0 | 0 | 0 | 0 | 0 | 0 | 0
F4_Commercial_Interruptible - Miscellaneous_Existing_Space Heating_Natural Gas_Gas Boiler - Burner Control Optimization_A_Achievable Economic RVT Potential | F4 | Commercial | Interruptible - Miscellaneous | Existing | Space Heating | Natural Gas | Gas Boiler - Burner Control Optimization | A | Incremental Energy Savings (MWh or mTherms) | Achievable Economic RVT Potential | 0 | 0 | 0 | 0 | 0 | 0 | 0 | 0 | 0 | 0 | 0 | 0 | 0 | 0 | 0 | 0 | 0 | 0 | 0 | 0 | 0 | 0 | 0 | 0 | 0 | 0 | 0
F5_Commercial_Interruptible - Miscellaneous_Existing_Space Heating_Natural Gas_Gas Boiler - Burner Control Optimization_A_Achievable Economic RVT Potential | F5 | Commercial | Interruptible - Miscellaneous | Existing | Space Heating | Natural Gas | Gas Boiler - Burner Control Optimization | A | Incremental Summer Peak Savings (MW) | Achievable Economic RVT Potential | 0 | 0 | 0 | 0 | 0 | 0 | 0 | 0 | 0 | 0 | 0 | 0 | 0 | 0 | 0 | 0 | 0 | 0 | 0 | 0 | 0 | 0 | 0 | 0 | 0 | 0 | 0
F6_Commercial_Interruptible - Miscellaneous_Existing_Space Heating_Natural Gas_Gas Boiler - Burner Control Optimization_A_Achievable Economic RVT Potential | F6 | Commercial | Interruptible - Miscellaneous | Existing | Space Heating | Natural Gas | Gas Boiler - Burner Control Optimization | A | Incremental Winter Peak Savings (MW) | Achievable Economic RVT Potential | 0 | 0 | 0 | 0 | 0 | 0 | 0 | 0 | 0 | 0 | 0 | 0 | 0 | 0 | 0 | 0 | 0 | 0 | 0 | 0 | 0 | 0 | 0 | 0 | 0 | 0 | 0
F7_Commercial_Interruptible - Miscellaneous_Existing_Space Heating_Natural Gas_Gas Boiler - Burner Control Optimization_A_Achievable Economic RVT Potential | F7 | Commercial | Interruptible - Miscellaneous | Existing | Space Heating | Natural Gas | Gas Boiler - Burner Control Optimization | A | Cumulative Energy Savings (MWh or mTherms) | Achievable Economic RVT Potential | 0 | 0 | 0 | 0 | 0 | 0 | 0 | 0 | 0 | 0 | 0 | 0 | 0 | 0 | 0 | 0 | 0 | 0 | 0 | 0 | 0 | 0 | 0 | 0 | 0 | 0 | 0
F8_Commercial_Interruptible - Miscellaneous_Existing_Space Heating_Natural Gas_Gas Boiler - Burner Control Optimization_A_Achievable Economic RVT Potential | F8 | Commercial | Interruptible - Miscellaneous | Existing | Space Heating | Natural Gas | Gas Boiler - Burner Control Optimization | A | Cumulative Summer Peak Savings (MW) | Achievable Economic RVT Potential | 0 | 0 | 0 | 0 | 0 | 0 | 0 | 0 | 0 | 0 | 0 | 0 | 0 | 0 | 0 | 0 | 0 | 0 | 0 | 0 | 0 | 0 | 0 | 0 | 0 | 0 | 0
F9_Commercial_Interruptible - Miscellaneous_Existing_Space Heating_Natural Gas_Gas Boiler - Burner Control Optimization_A_Achievable Economic RVT Potential | F9 | Commercial | Interruptible - Miscellaneous | Existing | Space Heating | Natural Gas | Gas Boiler - Burner Control Optimization | A | Cumulative Winter Peak Savings (MW) | Achievable Economic RVT Potential | 0 | 0 | 0 | 0 | 0 | 0 | 0 | 0 | 0 | 0 | 0 | 0 | 0 | 0 | 0 | 0 | 0 | 0 | 0 | 0 | 0 | 0 | 0 | 0 | 0 | 0 | 0
F10_Commercial_Interruptible - Miscellaneous_Existing_Space Heating_Natural Gas_Gas Boiler - Burner Control Optimization_A_Achievable Economic RVT Potential | F10 | Commercial | Interruptible - Miscellaneous | Existing | Space Heating | Natural Gas | Gas Boiler - Burner Control Optimization | A | Purchases (Incremental) | Achievable Economic RVT Potential | 0 | 0 | 0 | 0 | 0 | 0 | 0 | 0 | 0 | 0 | 0 | 0 | 0 | 0 | 0 | 0 | 0 | 0 | 0 | 0 | 0 | 0 | 0 | 0 | 0 | 0 | 0
F11_Commercial_Interruptible - Miscellaneous_Existing_Space Heating_Natural Gas_Gas Boiler - Burner Control Optimization_A_Achievable Economic RVT Potential | F11 | Commercial | Interruptible - Miscellaneous | Existing | Space Heating | Natural Gas | Gas Boiler - Burner Control Optimization | A | Purchases (Cumulative) | Achievable Economic RVT Potential | 0 | 0 | 0 | 0 | 0 | 0 | 0 | 0 | 0 | 0 | 0 | 0 | 0 | 0 | 0 | 0 | 0 | 0 | 0 | 0 | 0 | 0 | 0 | 0 | 0 | 0 | 0
F1_Commercial_Interruptible - Miscellaneous_Existing_Space Heating_Natural Gas_Gas Boiler - Stack Economizer_A_Achievable Economic RVT Potential | F1 | Commercial | Interruptible - Miscellaneous | Existing | Space Heating | Natural Gas | Gas Boiler - Stack Economizer | A | Integrated Unit Energy Savings (kWh or therms) | Achievable Economic RVT Potential | 0 | 0 | 0.44525 | 0.44115 | 0.43652 | 0.43146 | 0.42584 | 0.41974 | 0.41296 | 0.40553 | 0.39754 | 0.38916 | 0.38071 | 0.37233 | 0.36422 | 0.35664 | 0.34989 | 0.34442 | 0.34029 | 0.33697 | 0.33471 | 0.33267 | 0.33226 | 0.33188 | 0.33153 | 0.33122 | 0.33093
F2_Commercial_Interruptible - Miscellaneous_Existing_Space Heating_Natural Gas_Gas Boiler - Stack Economizer_A_Achievable Economic RVT Potential | F2 | Commercial | Interruptible - Miscellaneous | Existing | Space Heating | Natural Gas | Gas Boiler - Stack Economizer | A | Integrated Unit Summer Peak Savings (kW) | Achievable Economic RVT Potential | 0 | 0 | 0 | 0 | 0 | 0 | 0 | 0 | 0 | 0 | 0 | 0 | 0 | 0 | 0 | 0 | 0 | 0 | 0 | 0 | 0 | 0 | 0 | 0 | 0 | 0 | 0
F3_Commercial_Interruptible - Miscellaneous_Existing_Space Heating_Natural Gas_Gas Boiler - Stack Economizer_A_Achievable Economic RVT Potential | F3 | Commercial | Interruptible - Miscellaneous | Existing | Space Heating | Natural Gas | Gas Boiler - Stack Economizer | A | Integrated Unit Winter Peak Savings (kW) | Achievable Economic RVT Potential | 0 | 0 | 0 | 0 | 0 | 0 | 0 | 0 | 0 | 0 | 0 | 0 | 0 | 0 | 0 | 0 | 0 | 0 | 0 | 0 | 0 | 0 | 0 | 0 | 0 | 0 | 0
F4_Commercial_Interruptible - Miscellaneous_Existing_Space Heating_Natural Gas_Gas Boiler - Stack Economizer_A_Achievable Economic RVT Potential | F4 | Commercial | Interruptible - Miscellaneous | Existing | Space Heating | Natural Gas | Gas Boiler - Stack Economizer | A | Incremental Energy Savings (MWh or mTherms) | Achievable Economic RVT Potential | 0 | 0 | 0 | 0 | 0 | 0 | 0 | 0 | 0 | 0 | 0 | 0 | 0 | 0 | 0 | 0 | 0 | 0 | 0 | 0 | 0 | 0 | 0 | 0 | 0 | 0 | 0
F5_Commercial_Interruptible - Miscellaneous_Existing_Space Heating_Natural Gas_Gas Boiler - Stack Economizer_A_Achievable Economic RVT Potential | F5 | Commercial | Interruptible - Miscellaneous | Existing | Space Heating | Natural Gas | Gas Boiler - Stack Economizer | A | Incremental Summer Peak Savings (MW) | Achievable Economic RVT Potential | 0 | 0 | 0 | 0 | 0 | 0 | 0 | 0 | 0 | 0 | 0 | 0 | 0 | 0 | 0 | 0 | 0 | 0 | 0 | 0 | 0 | 0 | 0 | 0 | 0 | 0 | 0
F6_Commercial_Interruptible - Miscellaneous_Existing_Space Heating_Natural Gas_Gas Boiler - Stack Economizer_A_Achievable Economic RVT Potential | F6 | Commercial | Interruptible - Miscellaneous | Existing | Space Heating | Natural Gas | Gas Boiler - Stack Economizer | A | Incremental Winter Peak Savings (MW) | Achievable Economic RVT Potential | 0 | 0 | 0 | 0 | 0 | 0 | 0 | 0 | 0 | 0 | 0 | 0 | 0 | 0 | 0 | 0 | 0 | 0 | 0 | 0 | 0 | 0 | 0 | 0 | 0 | 0 | 0
F7_Commercial_Interruptible - Miscellaneous_Existing_Space Heating_Natural Gas_Gas Boiler - Stack Economizer_A_Achievable Economic RVT Potential | F7 | Commercial | Interruptible - Miscellaneous | Existing | Space Heating | Natural Gas | Gas Boiler - Stack Economizer | A | Cumulative Energy Savings (MWh or mTherms) | Achievable Economic RVT Potential | 0 | 0 | 0 | 0 | 0 | 0 | 0 | 0 | 0 | 0 | 0 | 0 | 0 | 0 | 0 | 0 | 0 | 0 | 0 | 0 | 0 | 0 | 0 | 0 | 0 | 0 | 0
F8_Commercial_Interruptible - Miscellaneous_Existing_Space Heating_Natural Gas_Gas Boiler - Stack Economizer_A_Achievable Economic RVT Potential | F8 | Commercial | Interruptible - Miscellaneous | Existing | Space Heating | Natural Gas | Gas Boiler - Stack Economizer | A | Cumulative Summer Peak Savings (MW) | Achievable Economic RVT Potential | 0 | 0 | 0 | 0 | 0 | 0 | 0 | 0 | 0 | 0 | 0 | 0 | 0 | 0 | 0 | 0 | 0 | 0 | 0 | 0 | 0 | 0 | 0 | 0 | 0 | 0 | 0
F9_Commercial_Interruptible - Miscellaneous_Existing_Space Heating_Natural Gas_Gas Boiler - Stack Economizer_A_Achievable Economic RVT Potential | F9 | Commercial | Interruptible - Miscellaneous | Existing | Space Heating | Natural Gas | Gas Boiler - Stack Economizer | A | Cumulative Winter Peak Savings (MW) | Achievable Economic RVT Potential | 0 | 0 | 0 | 0 | 0 | 0 | 0 | 0 | 0 | 0 | 0 | 0 | 0 | 0 | 0 | 0 | 0 | 0 | 0 | 0 | 0 | 0 | 0 | 0 | 0 | 0 | 0
F10_Commercial_Interruptible - Miscellaneous_Existing_Space Heating_Natural Gas_Gas Boiler - Stack Economizer_A_Achievable Economic RVT Potential | F10 | Commercial | Interruptible - Miscellaneous | Existing | Space Heating | Natural Gas | Gas Boiler - Stack Economizer | A | Purchases (Incremental) | Achievable Economic RVT Potential | 0 | 0 | 0 | 0 | 0 | 0 | 0 | 0 | 0 | 0 | 0 | 0 | 0 | 0 | 0 | 0 | 0 | 0 | 0 | 0 | 0 | 0 | 0 | 0 | 0 | 0 | 0
F11_Commercial_Interruptible - Miscellaneous_Existing_Space Heating_Natural Gas_Gas Boiler - Stack Economizer_A_Achievable Economic RVT Potential | F11 | Commercial | Interruptible - Miscellaneous | Existing | Space Heating | Natural Gas | Gas Boiler - Stack Economizer | A | Purchases (Cumulative) | Achievable Economic RVT Potential | 0 | 0 | 0 | 0 | 0 | 0 | 0 | 0 | 0 | 0 | 0 | 0 | 0 | 0 | 0 | 0 | 0 | 0 | 0 | 0 | 0 | 0 | 0 | 0 | 0 | 0 | 0
F1_Commercial_Interruptible - Miscellaneous_Existing_Space Heating_Natural Gas_Gas Boiler - Thermostatic Radiator Valves_A_Achievable Economic RVT Potential | F1 | Commercial | Interruptible - Miscellaneous | Existing | Space Heating | Natural Gas | Gas Boiler - Thermostatic Radiator Valves | A | Integrated Unit Energy Savings (kWh or therms) | Achievable Economic RVT Potential | 0 | 0 | 16.7597 | 16.6884 | 16.6106 | 16.5275 | 16.4367 | 16.3361 | 16.2243 | 16.0999 | 15.962 | 15.8116 | 15.6518 | 15.4876 | 15.3253 | 15.1721 | 15.0341 | 14.9209 | 14.8343 | 14.7649 | 14.7165 | 14.6746 | 14.6571 | 14.6412 | 14.6267 | 14.6136 | 14.6016
F2_Commercial_Interruptible - Miscellaneous_Existing_Space Heating_Natural Gas_Gas Boiler - Thermostatic Radiator Valves_A_Achievable Economic RVT Potential | F2 | Commercial | Interruptible - Miscellaneous | Existing | Space Heating | Natural Gas | Gas Boiler - Thermostatic Radiator Valves | A | Integrated Unit Summer Peak Savings (kW) | Achievable Economic RVT Potential | 0 | 0 | 0 | 0 | 0 | 0 | 0 | 0 | 0 | 0 | 0 | 0 | 0 | 0 | 0 | 0 | 0 | 0 | 0 | 0 | 0 | 0 | 0 | 0 | 0 | 0 | 0
F3_Commercial_Interruptible - Miscellaneous_Existing_Space Heating_Natural Gas_Gas Boiler - Thermostatic Radiator Valves_A_Achievable Economic RVT Potential | F3 | Commercial | Interruptible - Miscellaneous | Existing | Space Heating | Natural Gas | Gas Boiler - Thermostatic Radiator Valves | A | Integrated Unit Winter Peak Savings (kW) | Achievable Economic RVT Potential | 0 | 0 | 0 | 0 | 0 | 0 | 0 | 0 | 0 | 0 | 0 | 0 | 0 | 0 | 0 | 0 | 0 | 0 | 0 | 0 | 0 | 0 | 0 | 0 | 0 | 0 | 0
F4_Commercial_Interruptible - Miscellaneous_Existing_Space Heating_Natural Gas_Gas Boiler - Thermostatic Radiator Valves_A_Achievable Economic RVT Potential | F4 | Commercial | Interruptible - Miscellaneous | Existing | Space Heating | Natural Gas | Gas Boiler - Thermostatic Radiator Valves | A | Incremental Energy Savings (MWh or mTherms) | Achievable Economic RVT Potential | 0 | 0 | 0 | 0 | 0 | 0 | 0 | 0 | 0 | 0 | 0 | 0 | 0 | 0 | 0 | 0 | 0 | 0 | 0 | 0 | 0 | 0 | 0 | 0 | 0 | 0 | 0
F5_Commercial_Interruptible - Miscellaneous_Existing_Space Heating_Natural Gas_Gas Boiler - Thermostatic Radiator Valves_A_Achievable Economic RVT Potential | F5 | Commercial | Interruptible - Miscellaneous | Existing | Space Heating | Natural Gas | Gas Boiler - Thermostatic Radiator Valves | A | Incremental Summer Peak Savings (MW) | Achievable Economic RVT Potential | 0 | 0 | 0 | 0 | 0 | 0 | 0 | 0 | 0 | 0 | 0 | 0 | 0 | 0 | 0 | 0 | 0 | 0 | 0 | 0 | 0 | 0 | 0 | 0 | 0 | 0 | 0
F6_Commercial_Interruptible - Miscellaneous_Existing_Space Heating_Natural Gas_Gas Boiler - Thermostatic Radiator Valves_A_Achievable Economic RVT Potential | F6 | Commercial | Interruptible - Miscellaneous | Existing | Space Heating | Natural Gas | Gas Boiler - Thermostatic Radiator Valves | A | Incremental Winter Peak Savings (MW) | Achievable Economic RVT Potential | 0 | 0 | 0 | 0 | 0 | 0 | 0 | 0 | 0 | 0 | 0 | 0 | 0 | 0 | 0 | 0 | 0 | 0 | 0 | 0 | 0 | 0 | 0 | 0 | 0 | 0 | 0
F7_Commercial_Interruptible - Miscellaneous_Existing_Space Heating_Natural Gas_Gas Boiler - Thermostatic Radiator Valves_A_Achievable Economic RVT Potential | F7 | Commercial | Interruptible - Miscellaneous | Existing | Space Heating | Natural Gas | Gas Boiler - Thermostatic Radiator Valves | A | Cumulative Energy Savings (MWh or mTherms) | Achievable Economic RVT Potential | 0 | 0 | 0 | 0 | 0 | 0 | 0 | 0 | 0 | 0 | 0 | 0 | 0 | 0 | 0 | 0 | 0 | 0 | 0 | 0 | 0 | 0 | 0 | 0 | 0 | 0 | 0
F8_Commercial_Interruptible - Miscellaneous_Existing_Space Heating_Natural Gas_Gas Boiler - Thermostatic Radiator Valves_A_Achievable Economic RVT Potential | F8 | Commercial | Interruptible - Miscellaneous | Existing | Space Heating | Natural Gas | Gas Boiler - Thermostatic Radiator Valves | A | Cumulative Summer Peak Savings (MW) | Achievable Economic RVT Potential | 0 | 0 | 0 | 0 | 0 | 0 | 0 | 0 | 0 | 0 | 0 | 0 | 0 | 0 | 0 | 0 | 0 | 0 | 0 | 0 | 0 | 0 | 0 | 0 | 0 | 0 | 0
F9_Commercial_Interruptible - Miscellaneous_Existing_Space Heating_Natural Gas_Gas Boiler - Thermostatic Radiator Valves_A_Achievable Economic RVT Potential | F9 | Commercial | Interruptible - Miscellaneous | Existing | Space Heating | Natural Gas | Gas Boiler - Thermostatic Radiator Valves | A | Cumulative Winter Peak Savings (MW) | Achievable Economic RVT Potential | 0 | 0 | 0 | 0 | 0 | 0 | 0 | 0 | 0 | 0 | 0 | 0 | 0 | 0 | 0 | 0 | 0 | 0 | 0 | 0 | 0 | 0 | 0 | 0 | 0 | 0 | 0
F10_Commercial_Interruptible - Miscellaneous_Existing_Space Heating_Natural Gas_Gas Boiler - Thermostatic Radiator Valves_A_Achievable Economic RVT Potential | F10 | Commercial | Interruptible - Miscellaneous | Existing | Space Heating | Natural Gas | Gas Boiler - Thermostatic Radiator Valves | A | Purchases (Incremental) | Achievable Economic RVT Potential | 0 | 0 | 0 | 0 | 0 | 0 | 0 | 0 | 0 | 0 | 0 | 0 | 0 | 0 | 0 | 0 | 0 | 0 | 0 | 0 | 0 | 0 | 0 | 0 | 0 | 0 | 0
F11_Commercial_Interruptible - Miscellaneous_Existing_Space Heating_Natural Gas_Gas Boiler - Thermostatic Radiator Valves_A_Achievable Economic RVT Potential | F11 | Commercial | Interruptible - Miscellaneous | Existing | Space Heating | Natural Gas | Gas Boiler - Thermostatic Radiator Valves | A | Purchases (Cumulative) | Achievable Economic RVT Potential | 0 | 0 | 0 | 0 | 0 | 0 | 0 | 0 | 0 | 0 | 0 | 0 | 0 | 0 | 0 | 0 | 0 | 0 | 0 | 0 | 0 | 0 | 0 | 0 | 0 | 0 | 0
F1_Commercial_Interruptible - Miscellaneous_Existing_Space Heating_Natural Gas_HVAC - Shut Off Damper_A_Achievable Economic RVT Potential | F1 | Commercial | Interruptible - Miscellaneous | Existing | Space Heating | Natural Gas | HVAC - Shut Off Damper | A | Integrated Unit Energy Savings (kWh or therms) | Achievable Economic RVT Potential | 0 | 0 | 46.2759 | 45.8535 | 45.3659 | 44.8219 | 44.2139 | 43.5453 | 42.7956 | 41.9709 | 41.0824 | 40.1513 | 39.2123 | 38.28 | 37.3762 | 36.5269 | 35.7627 | 35.1277 | 34.6277 | 34.2162 | 33.9153 | 33.6438 | 33.5409 | 33.4461 | 33.3588 | 33.2785 | 33.2044
F2_Commercial_Interruptible - Miscellaneous_Existing_Space Heating_Natural Gas_HVAC - Shut Off Damper_A_Achievable Economic RVT Potential | F2 | Commercial | Interruptible - Miscellaneous | Existing | Space Heating | Natural Gas | HVAC - Shut Off Damper | A | Integrated Unit Summer Peak Savings (kW) | Achievable Economic RVT Potential | 0 | 0 | 0 | 0 | 0 | 0 | 0 | 0 | 0 | 0 | 0 | 0 | 0 | 0 | 0 | 0 | 0 | 0 | 0 | 0 | 0 | 0 | 0 | 0 | 0 | 0 | 0
F3_Commercial_Interruptible - Miscellaneous_Existing_Space Heating_Natural Gas_HVAC - Shut Off Damper_A_Achievable Economic RVT Potential | F3 | Commercial | Interruptible - Miscellaneous | Existing | Space Heating | Natural Gas | HVAC - Shut Off Damper | A | Integrated Unit Winter Peak Savings (kW) | Achievable Economic RVT Potential | 0 | 0 | 0 | 0 | 0 | 0 | 0 | 0 | 0 | 0 | 0 | 0 | 0 | 0 | 0 | 0 | 0 | 0 | 0 | 0 | 0 | 0 | 0 | 0 | 0 | 0 | 0
F4_Commercial_Interruptible - Miscellaneous_Existing_Space Heating_Natural Gas_HVAC - Shut Off Damper_A_Achievable Economic RVT Potential | F4 | Commercial | Interruptible - Miscellaneous | Existing | Space Heating | Natural Gas | HVAC - Shut Off Damper | A | Incremental Energy Savings (MWh or mTherms) | Achievable Economic RVT Potential | 0 | 0 | 0 | 0 | 0 | 0 | 0 | 0 | 0 | 0 | 0 | 0 | 0 | 0 | 0 | 0 | 0 | 0 | 0 | 0 | 0 | 0 | 0 | 0 | 0 | 0 | 0
F5_Commercial_Interruptible - Miscellaneous_Existing_Space Heating_Natural Gas_HVAC - Shut Off Damper_A_Achievable Economic RVT Potential | F5 | Commercial | Interruptible - Miscellaneous | Existing | Space Heating | Natural Gas | HVAC - Shut Off Damper | A | Incremental Summer Peak Savings (MW) | Achievable Economic RVT Potential | 0 | 0 | 0 | 0 | 0 | 0 | 0 | 0 | 0 | 0 | 0 | 0 | 0 | 0 | 0 | 0 | 0 | 0 | 0 | 0 | 0 | 0 | 0 | 0 | 0 | 0 | 0
F6_Commercial_Interruptible - Miscellaneous_Existing_Space Heating_Natural Gas_HVAC - Shut Off Damper_A_Achievable Economic RVT Potential | F6 | Commercial | Interruptible - Miscellaneous | Existing | Space Heating | Natural Gas | HVAC - Shut Off Damper | A | Incremental Winter Peak Savings (MW) | Achievable Economic RVT Potential | 0 | 0 | 0 | 0 | 0 | 0 | 0 | 0 | 0 | 0 | 0 | 0 | 0 | 0 | 0 | 0 | 0 | 0 | 0 | 0 | 0 | 0 | 0 | 0 | 0 | 0 | 0
F7_Commercial_Interruptible - Miscellaneous_Existing_Space Heating_Natural Gas_HVAC - Shut Off Damper_A_Achievable Economic RVT Potential | F7 | Commercial | Interruptible - Miscellaneous | Existing | Space Heating | Natural Gas | HVAC - Shut Off Damper | A | Cumulative Energy Savings (MWh or mTherms) | Achievable Economic RVT Potential | 0 | 0 | 0 | 0 | 0 | 0 | 0 | 0 | 0 | 0 | 0 | 0 | 0 | 0 | 0 | 0 | 0 | 0 | 0 | 0 | 0 | 0 | 0 | 0 | 0 | 0 | 0
F8_Commercial_Interruptible - Miscellaneous_Existing_Space Heating_Natural Gas_HVAC - Shut Off Damper_A_Achievable Economic RVT Potential | F8 | Commercial | Interruptible - Miscellaneous | Existing | Space Heating | Natural Gas | HVAC - Shut Off Damper | A | Cumulative Summer Peak Savings (MW) | Achievable Economic RVT Potential | 0 | 0 | 0 | 0 | 0 | 0 | 0 | 0 | 0 | 0 | 0 | 0 | 0 | 0 | 0 | 0 | 0 | 0 | 0 | 0 | 0 | 0 | 0 | 0 | 0 | 0 | 0
F9_Commercial_Interruptible - Miscellaneous_Existing_Space Heating_Natural Gas_HVAC - Shut Off Damper_A_Achievable Economic RVT Potential | F9 | Commercial | Interruptible - Miscellaneous | Existing | Space Heating | Natural Gas | HVAC - Shut Off Damper | A | Cumulative Winter Peak Savings (MW) | Achievable Economic RVT Potential | 0 | 0 | 0 | 0 | 0 | 0 | 0 | 0 | 0 | 0 | 0 | 0 | 0 | 0 | 0 | 0 | 0 | 0 | 0 | 0 | 0 | 0 | 0 | 0 | 0 | 0 | 0
F10_Commercial_Interruptible - Miscellaneous_Existing_Space Heating_Natural Gas_HVAC - Shut Off Damper_A_Achievable Economic RVT Potential | F10 | Commercial | Interruptible - Miscellaneous | Existing | Space Heating | Natural Gas | HVAC - Shut Off Damper | A | Purchases (Incremental) | Achievable Economic RVT Potential | 0 | 0 | 0 | 0 | 0 | 0 | 0 | 0 | 0 | 0 | 0 | 0 | 0 | 0 | 0 | 0 | 0 | 0 | 0 | 0 | 0 | 0 | 0 | 0 | 0 | 0 | 0
F11_Commercial_Interruptible - Miscellaneous_Existing_Space Heating_Natural Gas_HVAC - Shut Off Damper_A_Achievable Economic RVT Potential | F11 | Commercial | Interruptible - Miscellaneous | Existing | Space Heating | Natural Gas | HVAC - Shut Off Damper | A | Purchases (Cumulative) | Achievable Economic RVT Potential | 0 | 0 | 0 | 0 | 0 | 0 | 0 | 0 | 0 | 0 | 0 | 0 | 0 | 0 | 0 | 0 | 0 | 0 | 0 | 0 | 0 | 0 | 0 | 0 | 0 | 0 | 0
F1_Commercial_Interruptible - Miscellaneous_Existing_Space Heating_Natural Gas_Gas Furnace - Tube Inserts_A_Achievable Economic RVT Potential | F1 | Commercial | Interruptible - Miscellaneous | Existing | Space Heating | Natural Gas | Gas Furnace - Tube Inserts | A | Integrated Unit Energy Savings (kWh or therms) | Achievable Economic RVT Potential | 0 | 0 | 0 | 0 | 0 | 0 | 0 | 0 | 0 | 0 | 0 | 0 | 0 | 0 | 0 | 0 | 0 | 0 | 0 | 0 | 0 | 0 | 0 | 0 | 0 | 0 | 0
F2_Commercial_Interruptible - Miscellaneous_Existing_Space Heating_Natural Gas_Gas Furnace - Tube Inserts_A_Achievable Economic RVT Potential | F2 | Commercial | Interruptible - Miscellaneous | Existing | Space Heating | Natural Gas | Gas Furnace - Tube Inserts | A | Integrated Unit Summer Peak Savings (kW) | Achievable Economic RVT Potential | 0 | 0 | 0 | 0 | 0 | 0 | 0 | 0 | 0 | 0 | 0 | 0 | 0 | 0 | 0 | 0 | 0 | 0 | 0 | 0 | 0 | 0 | 0 | 0 | 0 | 0 | 0
F3_Commercial_Interruptible - Miscellaneous_Existing_Space Heating_Natural Gas_Gas Furnace - Tube Inserts_A_Achievable Economic RVT Potential | F3 | Commercial | Interruptible - Miscellaneous | Existing | Space Heating | Natural Gas | Gas Furnace - Tube Inserts | A | Integrated Unit Winter Peak Savings (kW) | Achievable Economic RVT Potential | 0 | 0 | 0 | 0 | 0 | 0 | 0 | 0 | 0 | 0 | 0 | 0 | 0 | 0 | 0 | 0 | 0 | 0 | 0 | 0 | 0 | 0 | 0 | 0 | 0 | 0 | 0
F4_Commercial_Interruptible - Miscellaneous_Existing_Space Heating_Natural Gas_Gas Furnace - Tube Inserts_A_Achievable Economic RVT Potential | F4 | Commercial | Interruptible - Miscellaneous | Existing | Space Heating | Natural Gas | Gas Furnace - Tube Inserts | A | Incremental Energy Savings (MWh or mTherms) | Achievable Economic RVT Potential | 0 | 0 | 0 | 0 | 0 | 0 | 0 | 0 | 0 | 0 | 0 | 0 | 0 | 0 | 0 | 0 | 0 | 0 | 0 | 0 | 0 | 0 | 0 | 0 | 0 | 0 | 0
F5_Commercial_Interruptible - Miscellaneous_Existing_Space Heating_Natural Gas_Gas Furnace - Tube Inserts_A_Achievable Economic RVT Potential | F5 | Commercial | Interruptible - Miscellaneous | Existing | Space Heating | Natural Gas | Gas Furnace - Tube Inserts | A | Incremental Summer Peak Savings (MW) | Achievable Economic RVT Potential | 0 | 0 | 0 | 0 | 0 | 0 | 0 | 0 | 0 | 0 | 0 | 0 | 0 | 0 | 0 | 0 | 0 | 0 | 0 | 0 | 0 | 0 | 0 | 0 | 0 | 0 | 0
F6_Commercial_Interruptible - Miscellaneous_Existing_Space Heating_Natural Gas_Gas Furnace - Tube Inserts_A_Achievable Economic RVT Potential | F6 | Commercial | Interruptible - Miscellaneous | Existing | Space Heating | Natural Gas | Gas Furnace - Tube Inserts | A | Incremental Winter Peak Savings (MW) | Achievable Economic RVT Potential | 0 | 0 | 0 | 0 | 0 | 0 | 0 | 0 | 0 | 0 | 0 | 0 | 0 | 0 | 0 | 0 | 0 | 0 | 0 | 0 | 0 | 0 | 0 | 0 | 0 | 0 | 0
F7_Commercial_Interruptible - Miscellaneous_Existing_Space Heating_Natural Gas_Gas Furnace - Tube Inserts_A_Achievable Economic RVT Potential | F7 | Commercial | Interruptible - Miscellaneous | Existing | Space Heating | Natural Gas | Gas Furnace - Tube Inserts | A | Cumulative Energy Savings (MWh or mTherms) | Achievable Economic RVT Potential | 0 | 0 | 0 | 0 | 0 | 0 | 0 | 0 | 0 | 0 | 0 | 0 | 0 | 0 | 0 | 0 | 0 | 0 | 0 | 0 | 0 | 0 | 0 | 0 | 0 | 0 | 0
F8_Commercial_Interruptible - Miscellaneous_Existing_Space Heating_Natural Gas_Gas Furnace - Tube Inserts_A_Achievable Economic RVT Potential | F8 | Commercial | Interruptible - Miscellaneous | Existing | Space Heating | Natural Gas | Gas Furnace - Tube Inserts | A | Cumulative Summer Peak Savings (MW) | Achievable Economic RVT Potential | 0 | 0 | 0 | 0 | 0 | 0 | 0 | 0 | 0 | 0 | 0 | 0 | 0 | 0 | 0 | 0 | 0 | 0 | 0 | 0 | 0 | 0 | 0 | 0 | 0 | 0 | 0
F9_Commercial_Interruptible - Miscellaneous_Existing_Space Heating_Natural Gas_Gas Furnace - Tube Inserts_A_Achievable Economic RVT Potential | F9 | Commercial | Interruptible - Miscellaneous | Existing | Space Heating | Natural Gas | Gas Furnace - Tube Inserts | A | Cumulative Winter Peak Savings (MW) | Achievable Economic RVT Potential | 0 | 0 | 0 | 0 | 0 | 0 | 0 | 0 | 0 | 0 | 0 | 0 | 0 | 0 | 0 | 0 | 0 | 0 | 0 | 0 | 0 | 0 | 0 | 0 | 0 | 0 | 0
F10_Commercial_Interruptible - Miscellaneous_Existing_Space Heating_Natural Gas_Gas Furnace - Tube Inserts_A_Achievable Economic RVT Potential | F10 | Commercial | Interruptible - Miscellaneous | Existing | Space Heating | Natural Gas | Gas Furnace - Tube Inserts | A | Purchases (Incremental) | Achievable Economic RVT Potential | 0 | 0 | 0 | 0 | 0 | 0 | 0 | 0 | 0 | 0 | 0 | 0 | 0 | 0 | 0 | 0 | 0 | 0 | 0 | 0 | 0 | 0 | 0 | 0 | 0 | 0 | 0
F11_Commercial_Interruptible - Miscellaneous_Existing_Space Heating_Natural Gas_Gas Furnace - Tube Inserts_A_Achievable Economic RVT Potential | F11 | Commercial | Interruptible - Miscellaneous | Existing | Space Heating | Natural Gas | Gas Furnace - Tube Inserts | A | Purchases (Cumulative) | Achievable Economic RVT Potential | 0 | 0 | 0 | 0 | 0 | 0 | 0 | 0 | 0 | 0 | 0 | 0 | 0 | 0 | 0 | 0 | 0 | 0 | 0 | 0 | 0 | 0 | 0 | 0 | 0 | 0 | 0
F1_Commercial_Interruptible - Miscellaneous_Existing_Space Heating_Natural Gas_Gas Boiler - Insulate Steam Lines/Condensate Tank_A_Achievable Economic RVT Potential | F1 | Commercial | Interruptible - Miscellaneous | Existing | Space Heating | Natural Gas | Gas Boiler - Insulate Steam Lines/Condensate Tank | A | Integrated Unit Energy Savings (kWh or therms) | Achievable Economic RVT Potential | 0 | 0 | 6.3763 | 6.354 | 6.3291 | 6.3021 | 6.2722 | 6.2385 | 6.2003 | 6.1569 | 6.1083 | 6.0549 | 5.9978 | 5.939 | 5.8808 | 5.8261 | 5.7772 | 5.7358 | 5.7026 | 5.6761 | 5.6576 | 5.6417 | 5.635 | 5.629 | 5.6235 | 5.6186 | 5.614
F2_Commercial_Interruptible - Miscellaneous_Existing_Space Heating_Natural Gas_Gas Boiler - Insulate Steam Lines/Condensate Tank_A_Achievable Economic RVT Potential | F2 | Commercial | Interruptible - Miscellaneous | Existing | Space Heating | Natural Gas | Gas Boiler - Insulate Steam Lines/Condensate Tank | A | Integrated Unit Summer Peak Savings (kW) | Achievable Economic RVT Potential | 0 | 0 | 0 | 0 | 0 | 0 | 0 | 0 | 0 | 0 | 0 | 0 | 0 | 0 | 0 | 0 | 0 | 0 | 0 | 0 | 0 | 0 | 0 | 0 | 0 | 0 | 0
F3_Commercial_Interruptible - Miscellaneous_Existing_Space Heating_Natural Gas_Gas Boiler - Insulate Steam Lines/Condensate Tank_A_Achievable Economic RVT Potential | F3 | Commercial | Interruptible - Miscellaneous | Existing | Space Heating | Natural Gas | Gas Boiler - Insulate Steam Lines/Condensate Tank | A | Integrated Unit Winter Peak Savings (kW) | Achievable Economic RVT Potential | 0 | 0 | 0 | 0 | 0 | 0 | 0 | 0 | 0 | 0 | 0 | 0 | 0 | 0 | 0 | 0 | 0 | 0 | 0 | 0 | 0 | 0 | 0 | 0 | 0 | 0 | 0
F4_Commercial_Interruptible - Miscellaneous_Existing_Space Heating_Natural Gas_Gas Boiler - Insulate Steam Lines/Condensate Tank_A_Achievable Economic RVT Potential | F4 | Commercial | Interruptible - Miscellaneous | Existing | Space Heating | Natural Gas | Gas Boiler - Insulate Steam Lines/Condensate Tank | A | Incremental Energy Savings (MWh or mTherms) | Achievable Economic RVT Potential | 0 | 0 | 0 | 0 | 0 | 0 | 0 | 0 | 0 | 0 | 0 | 0 | 0 | 0 | 0 | 0 | 0 | 0 | 0 | 0 | 0 | 0 | 0 | 0 | 0 | 0 | 0
F5_Commercial_Interruptible - Miscellaneous_Existing_Space Heating_Natural Gas_Gas Boiler - Insulate Steam Lines/Condensate Tank_A_Achievable Economic RVT Potential | F5 | Commercial | Interruptible - Miscellaneous | Existing | Space Heating | Natural Gas | Gas Boiler - Insulate Steam Lines/Condensate Tank | A | Incremental Summer Peak Savings (MW) | Achievable Economic RVT Potential | 0 | 0 | 0 | 0 | 0 | 0 | 0 | 0 | 0 | 0 | 0 | 0 | 0 | 0 | 0 | 0 | 0 | 0 | 0 | 0 | 0 | 0 | 0 | 0 | 0 | 0 | 0
F6_Commercial_Interruptible - Miscellaneous_Existing_Space Heating_Natural Gas_Gas Boiler - Insulate Steam Lines/Condensate Tank_A_Achievable Economic RVT Potential | F6 | Commercial | Interruptible - Miscellaneous | Existing | Space Heating | Natural Gas | Gas Boiler - Insulate Steam Lines/Condensate Tank | A | Incremental Winter Peak Savings (MW) | Achievable Economic RVT Potential | 0 | 0 | 0 | 0 | 0 | 0 | 0 | 0 | 0 | 0 | 0 | 0 | 0 | 0 | 0 | 0 | 0 | 0 | 0 | 0 | 0 | 0 | 0 | 0 | 0 | 0 | 0
F7_Commercial_Interruptible - Miscellaneous_Existing_Space Heating_Natural Gas_Gas Boiler - Insulate Steam Lines/Condensate Tank_A_Achievable Economic RVT Potential | F7 | Commercial | Interruptible - Miscellaneous | Existing | Space Heating | Natural Gas | Gas Boiler - Insulate Steam Lines/Condensate Tank | A | Cumulative Energy Savings (MWh or mTherms) | Achievable Economic RVT Potential | 0 | 0 | 0 | 0 | 0 | 0 | 0 | 0 | 0 | 0 | 0 | 0 | 0 | 0 | 0 | 0 | 0 | 0 | 0 | 0 | 0 | 0 | 0 | 0 | 0 | 0 | 0
F8_Commercial_Interruptible - Miscellaneous_Existing_Space Heating_Natural Gas_Gas Boiler - Insulate Steam Lines/Condensate Tank_A_Achievable Economic RVT Potential | F8 | Commercial | Interruptible - Miscellaneous | Existing | Space Heating | Natural Gas | Gas Boiler - Insulate Steam Lines/Condensate Tank | A | Cumulative Summer Peak Savings (MW) | Achievable Economic RVT Potential | 0 | 0 | 0 | 0 | 0 | 0 | 0 | 0 | 0 | 0 | 0 | 0 | 0 | 0 | 0 | 0 | 0 | 0 | 0 | 0 | 0 | 0 | 0 | 0 | 0 | 0 | 0
F9_Commercial_Interruptible - Miscellaneous_Existing_Space Heating_Natural Gas_Gas Boiler - Insulate Steam Lines/Condensate Tank_A_Achievable Economic RVT Potential | F9 | Commercial | Interruptible - Miscellaneous | Existing | Space Heating | Natural Gas | Gas Boiler - Insulate Steam Lines/Condensate Tank | A | Cumulative Winter Peak Savings (MW) | Achievable Economic RVT Potential | 0 | 0 | 0 | 0 | 0 | 0 | 0 | 0 | 0 | 0 | 0 | 0 | 0 | 0 | 0 | 0 | 0 | 0 | 0 | 0 | 0 | 0 | 0 | 0 | 0 | 0 | 0
F10_Commercial_Interruptible - Miscellaneous_Existing_Space Heating_Natural Gas_Gas Boiler - Insulate Steam Lines/Condensate Tank_A_Achievable Economic RVT Potential | F10 | Commercial | Interruptible - Miscellaneous | Existing | Space Heating | Natural Gas | Gas Boiler - Insulate Steam Lines/Condensate Tank | A | Purchases (Incremental) | Achievable Economic RVT Potential | 0 | 0 | 0 | 0 | 0 | 0 | 0 | 0 | 0 | 0 | 0 | 0 | 0 | 0 | 0 | 0 | 0 | 0 | 0 | 0 | 0 | 0 | 0 | 0 | 0 | 0 | 0
F11_Commercial_Interruptible - Miscellaneous_Existing_Space Heating_Natural Gas_Gas Boiler - Insulate Steam Lines/Condensate Tank_A_Achievable Economic RVT Potential | F11 | Commercial | Interruptible - Miscellaneous | Existing | Space Heating | Natural Gas | Gas Boiler - Insulate Steam Lines/Condensate Tank | A | Purchases (Cumulative) | Achievable Economic RVT Potential | 0 | 0 | 0 | 0 | 0 | 0 | 0 | 0 | 0 | 0 | 0 | 0 | 0 | 0 | 0 | 0 | 0 | 0 | 0 | 0 | 0 | 0 | 0 | 0 | 0 | 0 | 0
F1_Commercial_Interruptible - Miscellaneous_Existing_Space Heating_Natural Gas_Gas Boiler - Insulate Hot Water Lines_A_Achievable Economic RVT Potential | F1 | Commercial | Interruptible - Miscellaneous | Existing | Space Heating | Natural Gas | Gas Boiler - Insulate Hot Water Lines | A | Integrated Unit Energy Savings (kWh or therms) | Achievable Economic RVT Potential | 0 | 0 | 4.2583 | 4.2273 | 4.1918 | 4.1525 | 4.1081 | 4.0575 | 3.9999 | 3.9354 | 3.8643 | 3.7879 | 3.7104 | 3.6325 | 3.5563 | 3.4852 | 3.4221 | 3.3711 | 3.3328 | 3.3025 | 3.2825 | 3.2647 | 3.2607 | 3.2571 | 3.2538 | 3.2508 | 3.248
F2_Commercial_Interruptible - Miscellaneous_Existing_Space Heating_Natural Gas_Gas Boiler - Insulate Hot Water Lines_A_Achievable Economic RVT Potential | F2 | Commercial | Interruptible - Miscellaneous | Existing | Space Heating | Natural Gas | Gas Boiler - Insulate Hot Water Lines | A | Integrated Unit Summer Peak Savings (kW) | Achievable Economic RVT Potential | 0 | 0 | 0 | 0 | 0 | 0 | 0 | 0 | 0 | 0 | 0 | 0 | 0 | 0 | 0 | 0 | 0 | 0 | 0 | 0 | 0 | 0 | 0 | 0 | 0 | 0 | 0
F3_Commercial_Interruptible - Miscellaneous_Existing_Space Heating_Natural Gas_Gas Boiler - Insulate Hot Water Lines_A_Achievable Economic RVT Potential | F3 | Commercial | Interruptible - Miscellaneous | Existing | Space Heating | Natural Gas | Gas Boiler - Insulate Hot Water Lines | A | Integrated Unit Winter Peak Savings (kW) | Achievable Economic RVT Potential | 0 | 0 | 0 | 0 | 0 | 0 | 0 | 0 | 0 | 0 | 0 | 0 | 0 | 0 | 0 | 0 | 0 | 0 | 0 | 0 | 0 | 0 | 0 | 0 | 0 | 0 | 0
F4_Commercial_Interruptible - Miscellaneous_Existing_Space Heating_Natural Gas_Gas Boiler - Insulate Hot Water Lines_A_Achievable Economic RVT Potential | F4 | Commercial | Interruptible - Miscellaneous | Existing | Space Heating | Natural Gas | Gas Boiler - Insulate Hot Water Lines | A | Incremental Energy Savings (MWh or mTherms) | Achievable Economic RVT Potential | 0 | 0 | 0 | 0 | 0 | 0 | 0 | 0 | 0 | 0 | 0 | 0 | 0 | 0 | 0 | 0 | 0 | 0 | 0 | 0 | 0 | 0 | 0 | 0 | 0 | 0 | 0
F5_Commercial_Interruptible - Miscellaneous_Existing_Space Heating_Natural Gas_Gas Boiler - Insulate Hot Water Lines_A_Achievable Economic RVT Potential | F5 | Commercial | Interruptible - Miscellaneous | Existing | Space Heating | Natural Gas | Gas Boiler - Insulate Hot Water Lines | A | Incremental Summer Peak Savings (MW) | Achievable Economic RVT Potential | 0 | 0 | 0 | 0 | 0 | 0 | 0 | 0 | 0 | 0 | 0 | 0 | 0 | 0 | 0 | 0 | 0 | 0 | 0 | 0 | 0 | 0 | 0 | 0 | 0 | 0 | 0
F6_Commercial_Interruptible - Miscellaneous_Existing_Space Heating_Natural Gas_Gas Boiler - Insulate Hot Water Lines_A_Achievable Economic RVT Potential | F6 | Commercial | Interruptible - Miscellaneous | Existing | Space Heating | Natural Gas | Gas Boiler - Insulate Hot Water Lines | A | Incremental Winter Peak Savings (MW) | Achievable Economic RVT Potential | 0 | 0 | 0 | 0 | 0 | 0 | 0 | 0 | 0 | 0 | 0 | 0 | 0 | 0 | 0 | 0 | 0 | 0 | 0 | 0 | 0 | 0 | 0 | 0 | 0 | 0 | 0
F7_Commercial_Interruptible - Miscellaneous_Existing_Space Heating_Natural Gas_Gas Boiler - Insulate Hot Water Lines_A_Achievable Economic RVT Potential | F7 | Commercial | Interruptible - Miscellaneous | Existing | Space Heating | Natural Gas | Gas Boiler - Insulate Hot Water Lines | A | Cumulative Energy Savings (MWh or mTherms) | Achievable Economic RVT Potential | 0 | 0 | 0 | 0 | 0 | 0 | 0 | 0 | 0 | 0 | 0 | 0 | 0 | 0 | 0 | 0 | 0 | 0 | 0 | 0 | 0 | 0 | 0 | 0 | 0 | 0 | 0
F8_Commercial_Interruptible - Miscellaneous_Existing_Space Heating_Natural Gas_Gas Boiler - Insulate Hot Water Lines_A_Achievable Economic RVT Potential | F8 | Commercial | Interruptible - Miscellaneous | Existing | Space Heating | Natural Gas | Gas Boiler - Insulate Hot Water Lines | A | Cumulative Summer Peak Savings (MW) | Achievable Economic RVT Potential | 0 | 0 | 0 | 0 | 0 | 0 | 0 | 0 | 0 | 0 | 0 | 0 | 0 | 0 | 0 | 0 | 0 | 0 | 0 | 0 | 0 | 0 | 0 | 0 | 0 | 0 | 0
F9_Commercial_Interruptible - Miscellaneous_Existing_Space Heating_Natural Gas_Gas Boiler - Insulate Hot Water Lines_A_Achievable Economic RVT Potential | F9 | Commercial | Interruptible - Miscellaneous | Existing | Space Heating | Natural Gas | Gas Boiler - Insulate Hot Water Lines | A | Cumulative Winter Peak Savings (MW) | Achievable Economic RVT Potential | 0 | 0 | 0 | 0 | 0 | 0 | 0 | 0 | 0 | 0 | 0 | 0 | 0 | 0 | 0 | 0 | 0 | 0 | 0 | 0 | 0 | 0 | 0 | 0 | 0 | 0 | 0
F10_Commercial_Interruptible - Miscellaneous_Existing_Space Heating_Natural Gas_Gas Boiler - Insulate Hot Water Lines_A_Achievable Economic RVT Potential | F10 | Commercial | Interruptible - Miscellaneous | Existing | Space Heating | Natural Gas | Gas Boiler - Insulate Hot Water Lines | A | Purchases (Incremental) | Achievable Economic RVT Potential | 0 | 0 | 0 | 0 | 0 | 0 | 0 | 0 | 0 | 0 | 0 | 0 | 0 | 0 | 0 | 0 | 0 | 0 | 0 | 0 | 0 | 0 | 0 | 0 | 0 | 0 | 0
F11_Commercial_Interruptible - Miscellaneous_Existing_Space Heating_Natural Gas_Gas Boiler - Insulate Hot Water Lines_A_Achievable Economic RVT Potential | F11 | Commercial | Interruptible - Miscellaneous | Existing | Space Heating | Natural Gas | Gas Boiler - Insulate Hot Water Lines | A | Purchases (Cumulative) | Achievable Economic RVT Potential | 0 | 0 | 0 | 0 | 0 | 0 | 0 | 0 | 0 | 0 | 0 | 0 | 0 | 0 | 0 | 0 | 0 | 0 | 0 | 0 | 0 | 0 | 0 | 0 | 0 | 0 | 0
F1_Commercial_Interruptible - Miscellaneous_Existing_Space Heating_Natural Gas_Condensing RTU_A_Achievable Economic RVT Potential | F1 | Commercial | Interruptible - Miscellaneous | Existing | Space Heating | Natural Gas | Condensing RTU | A | Integrated Unit Energy Savings (kWh or therms) | Achievable Economic RVT Potential | 0 | 0 | 0.074949 | 0.074287 | 0.073508 | 0.072628 | 0.071632 | 0.070528 | 0.069282 | 0.067904 | 0.066414 | 0.064849 | 0.063264 | 0.061686 | 0.06015 | 0.058699 | 0.057382 | 0.05627 | 0.055372 | 0.054623 | 0.054055 | 0.053542 | 0.053303 | 0.053082 | 0.052878 | 0.05269 | 0.052517
F2_Commercial_Interruptible - Miscellaneous_Existing_Space Heating_Natural Gas_Condensing RTU_A_Achievable Economic RVT Potential | F2 | Commercial | Interruptible - Miscellaneous | Existing | Space Heating | Natural Gas | Condensing RTU | A | Integrated Unit Summer Peak Savings (kW) | Achievable Economic RVT Potential | 0 | 0 | 0 | 0 | 0 | 0 | 0 | 0 | 0 | 0 | 0 | 0 | 0 | 0 | 0 | 0 | 0 | 0 | 0 | 0 | 0 | 0 | 0 | 0 | 0 | 0 | 0
F3_Commercial_Interruptible - Miscellaneous_Existing_Space Heating_Natural Gas_Condensing RTU_A_Achievable Economic RVT Potential | F3 | Commercial | Interruptible - Miscellaneous | Existing | Space Heating | Natural Gas | Condensing RTU | A | Integrated Unit Winter Peak Savings (kW) | Achievable Economic RVT Potential | 0 | 0 | 0 | 0 | 0 | 0 | 0 | 0 | 0 | 0 | 0 | 0 | 0 | 0 | 0 | 0 | 0 | 0 | 0 | 0 | 0 | 0 | 0 | 0 | 0 | 0 | 0
F4_Commercial_Interruptible - Miscellaneous_Existing_Space Heating_Natural Gas_Condensing RTU_A_Achievable Economic RVT Potential | F4 | Commercial | Interruptible - Miscellaneous | Existing | Space Heating | Natural Gas | Condensing RTU | A | Incremental Energy Savings (MWh or mTherms) | Achievable Economic RVT Potential | 0 | 0 | 0 | 0 | 0 | 0 | 0 | 0 | 0 | 0 | 0 | 0 | 0 | 0 | 0 | 0 | 0 | 0 | 0 | 0 | 0 | 0 | 0 | 0 | 0 | 0 | 0
F5_Commercial_Interruptible - Miscellaneous_Existing_Space Heating_Natural Gas_Condensing RTU_A_Achievable Economic RVT Potential | F5 | Commercial | Interruptible - Miscellaneous | Existing | Space Heating | Natural Gas | Condensing RTU | A | Incremental Summer Peak Savings (MW) | Achievable Economic RVT Potential | 0 | 0 | 0 | 0 | 0 | 0 | 0 | 0 | 0 | 0 | 0 | 0 | 0 | 0 | 0 | 0 | 0 | 0 | 0 | 0 | 0 | 0 | 0 | 0 | 0 | 0 | 0
F6_Commercial_Interruptible - Miscellaneous_Existing_Space Heating_Natural Gas_Condensing RTU_A_Achievable Economic RVT Potential | F6 | Commercial | Interruptible - Miscellaneous | Existing | Space Heating | Natural Gas | Condensing RTU | A | Incremental Winter Peak Savings (MW) | Achievable Economic RVT Potential | 0 | 0 | 0 | 0 | 0 | 0 | 0 | 0 | 0 | 0 | 0 | 0 | 0 | 0 | 0 | 0 | 0 | 0 | 0 | 0 | 0 | 0 | 0 | 0 | 0 | 0 | 0
F7_Commercial_Interruptible - Miscellaneous_Existing_Space Heating_Natural Gas_Condensing RTU_A_Achievable Economic RVT Potential | F7 | Commercial | Interruptible - Miscellaneous | Existing | Space Heating | Natural Gas | Condensing RTU | A | Cumulative Energy Savings (MWh or mTherms) | Achievable Economic RVT Potential | 0 | 0 | 0 | 0 | 0 | 0 | 0 | 0 | 0 | 0 | 0 | 0 | 0 | 0 | 0 | 0 | 0 | 0 | 0 | 0 | 0 | 0 | 0 | 0 | 0 | 0 | 0
F8_Commercial_Interruptible - Miscellaneous_Existing_Space Heating_Natural Gas_Condensing RTU_A_Achievable Economic RVT Potential | F8 | Commercial | Interruptible - Miscellaneous | Existing | Space Heating | Natural Gas | Condensing RTU | A | Cumulative Summer Peak Savings (MW) | Achievable Economic RVT Potential | 0 | 0 | 0 | 0 | 0 | 0 | 0 | 0 | 0 | 0 | 0 | 0 | 0 | 0 | 0 | 0 | 0 | 0 | 0 | 0 | 0 | 0 | 0 | 0 | 0 | 0 | 0
F9_Commercial_Interruptible - Miscellaneous_Existing_Space Heating_Natural Gas_Condensing RTU_A_Achievable Economic RVT Potential | F9 | Commercial | Interruptible - Miscellaneous | Existing | Space Heating | Natural Gas | Condensing RTU | A | Cumulative Winter Peak Savings (MW) | Achievable Economic RVT Potential | 0 | 0 | 0 | 0 | 0 | 0 | 0 | 0 | 0 | 0 | 0 | 0 | 0 | 0 | 0 | 0 | 0 | 0 | 0 | 0 | 0 | 0 | 0 | 0 | 0 | 0 | 0
F10_Commercial_Interruptible - Miscellaneous_Existing_Space Heating_Natural Gas_Condensing RTU_A_Achievable Economic RVT Potential | F10 | Commercial | Interruptible - Miscellaneous | Existing | Space Heating | Natural Gas | Condensing RTU | A | Purchases (Incremental) | Achievable Economic RVT Potential | 0 | 0 | 0 | 0 | 0 | 0 | 0 | 0 | 0 | 0 | 0 | 0 | 0 | 0 | 0 | 0 | 0 | 0 | 0 | 0 | 0 | 0 | 0 | 0 | 0 | 0 | 0
F11_Commercial_Interruptible - Miscellaneous_Existing_Space Heating_Natural Gas_Condensing RTU_A_Achievable Economic RVT Potential | F11 | Commercial | Interruptible - Miscellaneous | Existing | Space Heating | Natural Gas | Condensing RTU | A | Purchases (Cumulative) | Achievable Economic RVT Potential | 0 | 0 | 0 | 0 | 0 | 0 | 0 | 0 | 0 | 0 | 0 | 0 | 0 | 0 | 0 | 0 | 0 | 0 | 0 | 0 | 0 | 0 | 0 | 0 | 0 | 0 | 0
F1_Commercial_Interruptible - Miscellaneous_Existing_Space Heating_Natural Gas_Hydronic Heating Radiator Replacement_A_Achievable Economic RVT Potential | F1 | Commercial | Interruptible - Miscellaneous | Existing | Space Heating | Natural Gas | Hydronic Heating Radiator Replacement | A | Integrated Unit Energy Savings (kWh or therms) | Achievable Economic RVT Potential | 0 | 0 | 36.0737 | 35.7631 | 35.4097 | 35.02 | 34.5847 | 34.1103 | 33.5796 | 32.9958 | 32.3653 | 31.7026 | 31.0337 | 30.3691 | 29.7262 | 29.1258 | 28.5926 | 28.1635 | 27.8437 | 27.5903 | 27.4224 | 27.2734 | 27.2398 | 27.2093 | 27.1815 | 27.1562 | 27.1331
F2_Commercial_Interruptible - Miscellaneous_Existing_Space Heating_Natural Gas_Hydronic Heating Radiator Replacement_A_Achievable Economic RVT Potential | F2 | Commercial | Interruptible - Miscellaneous | Existing | Space Heating | Natural Gas | Hydronic Heating Radiator Replacement | A | Integrated Unit Summer Peak Savings (kW) | Achievable Economic RVT Potential | 0 | 0 | 0 | 0 | 0 | 0 | 0 | 0 | 0 | 0 | 0 | 0 | 0 | 0 | 0 | 0 | 0 | 0 | 0 | 0 | 0 | 0 | 0 | 0 | 0 | 0 | 0
F3_Commercial_Interruptible - Miscellaneous_Existing_Space Heating_Natural Gas_Hydronic Heating Radiator Replacement_A_Achievable Economic RVT Potential | F3 | Commercial | Interruptible - Miscellaneous | Existing | Space Heating | Natural Gas | Hydronic Heating Radiator Replacement | A | Integrated Unit Winter Peak Savings (kW) | Achievable Economic RVT Potential | 0 | 0 | 0 | 0 | 0 | 0 | 0 | 0 | 0 | 0 | 0 | 0 | 0 | 0 | 0 | 0 | 0 | 0 | 0 | 0 | 0 | 0 | 0 | 0 | 0 | 0 | 0
F4_Commercial_Interruptible - Miscellaneous_Existing_Space Heating_Natural Gas_Hydronic Heating Radiator Replacement_A_Achievable Economic RVT Potential | F4 | Commercial | Interruptible - Miscellaneous | Existing | Space Heating | Natural Gas | Hydronic Heating Radiator Replacement | A | Incremental Energy Savings (MWh or mTherms) | Achievable Economic RVT Potential | 0 | 0 | 0 | 0 | 0 | 0 | 0 | 0 | 0 | 0 | 0 | 0 | 0 | 0 | 0 | 0 | 0 | 0 | 0 | 0 | 0 | 0 | 0 | 0 | 0 | 0 | 0
F5_Commercial_Interruptible - Miscellaneous_Existing_Space Heating_Natural Gas_Hydronic Heating Radiator Replacement_A_Achievable Economic RVT Potential | F5 | Commercial | Interruptible - Miscellaneous | Existing | Space Heating | Natural Gas | Hydronic Heating Radiator Replacement | A | Incremental Summer Peak Savings (MW) | Achievable Economic RVT Potential | 0 | 0 | 0 | 0 | 0 | 0 | 0 | 0 | 0 | 0 | 0 | 0 | 0 | 0 | 0 | 0 | 0 | 0 | 0 | 0 | 0 | 0 | 0 | 0 | 0 | 0 | 0
F6_Commercial_Interruptible - Miscellaneous_Existing_Space Heating_Natural Gas_Hydronic Heating Radiator Replacement_A_Achievable Economic RVT Potential | F6 | Commercial | Interruptible - Miscellaneous | Existing | Space Heating | Natural Gas | Hydronic Heating Radiator Replacement | A | Incremental Winter Peak Savings (MW) | Achievable Economic RVT Potential | 0 | 0 | 0 | 0 | 0 | 0 | 0 | 0 | 0 | 0 | 0 | 0 | 0 | 0 | 0 | 0 | 0 | 0 | 0 | 0 | 0 | 0 | 0 | 0 | 0 | 0 | 0
F7_Commercial_Interruptible - Miscellaneous_Existing_Space Heating_Natural Gas_Hydronic Heating Radiator Replacement_A_Achievable Economic RVT Potential | F7 | Commercial | Interruptible - Miscellaneous | Existing | Space Heating | Natural Gas | Hydronic Heating Radiator Replacement | A | Cumulative Energy Savings (MWh or mTherms) | Achievable Economic RVT Potential | 0 | 0 | 0 | 0 | 0 | 0 | 0 | 0 | 0 | 0 | 0 | 0 | 0 | 0 | 0 | 0 | 0 | 0 | 0 | 0 | 0 | 0 | 0 | 0 | 0 | 0 | 0
F8_Commercial_Interruptible - Miscellaneous_Existing_Space Heating_Natural Gas_Hydronic Heating Radiator Replacement_A_Achievable Economic RVT Potential | F8 | Commercial | Interruptible - Miscellaneous | Existing | Space Heating | Natural Gas | Hydronic Heating Radiator Replacement | A | Cumulative Summer Peak Savings (MW) | Achievable Economic RVT Potential | 0 | 0 | 0 | 0 | 0 | 0 | 0 | 0 | 0 | 0 | 0 | 0 | 0 | 0 | 0 | 0 | 0 | 0 | 0 | 0 | 0 | 0 | 0 | 0 | 0 | 0 | 0
F9_Commercial_Interruptible - Miscellaneous_Existing_Space Heating_Natural Gas_Hydronic Heating Radiator Replacement_A_Achievable Economic RVT Potential | F9 | Commercial | Interruptible - Miscellaneous | Existing | Space Heating | Natural Gas | Hydronic Heating Radiator Replacement | A | Cumulative Winter Peak Savings (MW) | Achievable Economic RVT Potential | 0 | 0 | 0 | 0 | 0 | 0 | 0 | 0 | 0 | 0 | 0 | 0 | 0 | 0 | 0 | 0 | 0 | 0 | 0 | 0 | 0 | 0 | 0 | 0 | 0 | 0 | 0
F10_Commercial_Interruptible - Miscellaneous_Existing_Space Heating_Natural Gas_Hydronic Heating Radiator Replacement_A_Achievable Economic RVT Potential | F10 | Commercial | Interruptible - Miscellaneous | Existing | Space Heating | Natural Gas | Hydronic Heating Radiator Replacement | A | Purchases (Incremental) | Achievable Economic RVT Potential | 0 | 0 | 0 | 0 | 0 | 0 | 0 | 0 | 0 | 0 | 0 | 0 | 0 | 0 | 0 | 0 | 0 | 0 | 0 | 0 | 0 | 0 | 0 | 0 | 0 | 0 | 0
F11_Commercial_Interruptible - Miscellaneous_Existing_Space Heating_Natural Gas_Hydronic Heating Radiator Replacement_A_Achievable Economic RVT Potential | F11 | Commercial | Interruptible - Miscellaneous | Existing | Space Heating | Natural Gas | Hydronic Heating Radiator Replacement | A | Purchases (Cumulative) | Achievable Economic RVT Potential | 0 | 0 | 0 | 0 | 0 | 0 | 0 | 0 | 0 | 0 | 0 | 0 | 0 | 0 | 0 | 0 | 0 | 0 | 0 | 0 | 0 | 0 | 0 | 0 | 0 | 0 | 0
F1_Commercial_Interruptible - Miscellaneous_Existing_Space Heating_Natural Gas_Thermostat - Connected_A_Achievable Economic RVT Potential | F1 | Commercial | Interruptible - Miscellaneous | Existing | Space Heating | Natural Gas | Thermostat - Connected | A | Integrated Unit Energy Savings (kWh or therms) | Achievable Economic RVT Potential | 0 | 0 | 49.8594 | 49.4847 | 49.0482 | 48.5579 | 48.0001 | 47.3591 | 46.6292 | 45.8095 | 44.906 | 43.9357 | 42.9481 | 41.9623 | 41.0029 | 40.0994 | 39.2861 | 38.6138 | 38.0894 | 37.6617 | 37.3553 | 37.0808 | 36.9688 | 36.8656 | 36.7706 | 36.6831 | 36.6025
F2_Commercial_Interruptible - Miscellaneous_Existing_Space Heating_Natural Gas_Thermostat - Connected_A_Achievable Economic RVT Potential | F2 | Commercial | Interruptible - Miscellaneous | Existing | Space Heating | Natural Gas | Thermostat - Connected | A | Integrated Unit Summer Peak Savings (kW) | Achievable Economic RVT Potential | 0 | 0 | 0 | 0 | 0 | 0 | 0 | 0 | 0 | 0 | 0 | 0 | 0 | 0 | 0 | 0 | 0 | 0 | 0 | 0 | 0 | 0 | 0 | 0 | 0 | 0 | 0
F3_Commercial_Interruptible - Miscellaneous_Existing_Space Heating_Natural Gas_Thermostat - Connected_A_Achievable Economic RVT Potential | F3 | Commercial | Interruptible - Miscellaneous | Existing | Space Heating | Natural Gas | Thermostat - Connected | A | Integrated Unit Winter Peak Savings (kW) | Achievable Economic RVT Potential | 0 | 0 | 0 | 0 | 0 | 0 | 0 | 0 | 0 | 0 | 0 | 0 | 0 | 0 | 0 | 0 | 0 | 0 | 0 | 0 | 0 | 0 | 0 | 0 | 0 | 0 | 0
F4_Commercial_Interruptible - Miscellaneous_Existing_Space Heating_Natural Gas_Thermostat - Connected_A_Achievable Economic RVT Potential | F4 | Commercial | Interruptible - Miscellaneous | Existing | Space Heating | Natural Gas | Thermostat - Connected | A | Incremental Energy Savings (MWh or mTherms) | Achievable Economic RVT Potential | 0 | 0 | 0 | 0 | 0 | 0 | 0 | 0 | 0 | 0 | 0 | 0 | 0 | 0 | 0 | 0 | 0 | 0 | 0 | 0 | 0 | 0 | 0 | 0 | 0 | 0 | 0
F5_Commercial_Interruptible - Miscellaneous_Existing_Space Heating_Natural Gas_Thermostat - Connected_A_Achievable Economic RVT Potential | F5 | Commercial | Interruptible - Miscellaneous | Existing | Space Heating | Natural Gas | Thermostat - Connected | A | Incremental Summer Peak Savings (MW) | Achievable Economic RVT Potential | 0 | 0 | 0 | 0 | 0 | 0 | 0 | 0 | 0 | 0 | 0 | 0 | 0 | 0 | 0 | 0 | 0 | 0 | 0 | 0 | 0 | 0 | 0 | 0 | 0 | 0 | 0
F6_Commercial_Interruptible - Miscellaneous_Existing_Space Heating_Natural Gas_Thermostat - Connected_A_Achievable Economic RVT Potential | F6 | Commercial | Interruptible - Miscellaneous | Existing | Space Heating | Natural Gas | Thermostat - Connected | A | Incremental Winter Peak Savings (MW) | Achievable Economic RVT Potential | 0 | 0 | 0 | 0 | 0 | 0 | 0 | 0 | 0 | 0 | 0 | 0 | 0 | 0 | 0 | 0 | 0 | 0 | 0 | 0 | 0 | 0 | 0 | 0 | 0 | 0 | 0
F7_Commercial_Interruptible - Miscellaneous_Existing_Space Heating_Natural Gas_Thermostat - Connected_A_Achievable Economic RVT Potential | F7 | Commercial | Interruptible - Miscellaneous | Existing | Space Heating | Natural Gas | Thermostat - Connected | A | Cumulative Energy Savings (MWh or mTherms) | Achievable Economic RVT Potential | 0 | 0 | 0 | 0 | 0 | 0 | 0 | 0 | 0 | 0 | 0 | 0 | 0 | 0 | 0 | 0 | 0 | 0 | 0 | 0 | 0 | 0 | 0 | 0 | 0 | 0 | 0
F8_Commercial_Interruptible - Miscellaneous_Existing_Space Heating_Natural Gas_Thermostat - Connected_A_Achievable Economic RVT Potential | F8 | Commercial | Interruptible - Miscellaneous | Existing | Space Heating | Natural Gas | Thermostat - Connected | A | Cumulative Summer Peak Savings (MW) | Achievable Economic RVT Potential | 0 | 0 | 0 | 0 | 0 | 0 | 0 | 0 | 0 | 0 | 0 | 0 | 0 | 0 | 0 | 0 | 0 | 0 | 0 | 0 | 0 | 0 | 0 | 0 | 0 | 0 | 0
F9_Commercial_Interruptible - Miscellaneous_Existing_Space Heating_Natural Gas_Thermostat - Connected_A_Achievable Economic RVT Potential | F9 | Commercial | Interruptible - Miscellaneous | Existing | Space Heating | Natural Gas | Thermostat - Connected | A | Cumulative Winter Peak Savings (MW) | Achievable Economic RVT Potential | 0 | 0 | 0 | 0 | 0 | 0 | 0 | 0 | 0 | 0 | 0 | 0 | 0 | 0 | 0 | 0 | 0 | 0 | 0 | 0 | 0 | 0 | 0 | 0 | 0 | 0 | 0
F10_Commercial_Interruptible - Miscellaneous_Existing_Space Heating_Natural Gas_Thermostat - Connected_A_Achievable Economic RVT Potential | F10 | Commercial | Interruptible - Miscellaneous | Existing | Space Heating | Natural Gas | Thermostat - Connected | A | Purchases (Incremental) | Achievable Economic RVT Potential | 0 | 0 | 0 | 0 | 0 | 0 | 0 | 0 | 0 | 0 | 0 | 0 | 0 | 0 | 0 | 0 | 0 | 0 | 0 | 0 | 0 | 0 | 0 | 0 | 0 | 0 | 0
F11_Commercial_Interruptible - Miscellaneous_Existing_Space Heating_Natural Gas_Thermostat - Connected_A_Achievable Economic RVT Potential | F11 | Commercial | Interruptible - Miscellaneous | Existing | Space Heating | Natural Gas | Thermostat - Connected | A | Purchases (Cumulative) | Achievable Economic RVT Potential | 0 | 0 | 0 | 0 | 0 | 0 | 0 | 0 | 0 | 0 | 0 | 0 | 0 | 0 | 0 | 0 | 0 | 0 | 0 | 0 | 0 | 0 | 0 | 0 | 0 | 0 | 0
F1_Commercial_Interruptible - Miscellaneous_Existing_Water Heating_Natural Gas_Water Heater - Thermostatic Shower Restriction Valve_A_Achievable Economic RVT Potential | F1 | Commercial | Interruptible - Miscellaneous | Existing | Water Heating | Natural Gas | Water Heater - Thermostatic Shower Restriction Valve | A | Integrated Unit Energy Savings (kWh or therms) | Achievable Economic RVT Potential | 0 | 0 | 13.6437 | 13.3705 | 13.1218 | 12.8873 | 12.6663 | 12.4545 | 12.2628 | 12.088 | 11.9287 | 11.7874 | 11.6715 | 11.5797 | 11.5201 | 11.4572 | 11.4083 | 11.3695 | 11.3391 | 11.3146 | 11.2972 | 11.2849 | 11.2761 | 11.2699 | 11.2614 | 11.2593 | 11.2576
F2_Commercial_Interruptible - Miscellaneous_Existing_Water Heating_Natural Gas_Water Heater - Thermostatic Shower Restriction Valve_A_Achievable Economic RVT Potential | F2 | Commercial | Interruptible - Miscellaneous | Existing | Water Heating | Natural Gas | Water Heater - Thermostatic Shower Restriction Valve | A | Integrated Unit Summer Peak Savings (kW) | Achievable Economic RVT Potential | 0 | 0 | 0 | 0 | 0 | 0 | 0 | 0 | 0 | 0 | 0 | 0 | 0 | 0 | 0 | 0 | 0 | 0 | 0 | 0 | 0 | 0 | 0 | 0 | 0 | 0 | 0
F3_Commercial_Interruptible - Miscellaneous_Existing_Water Heating_Natural Gas_Water Heater - Thermostatic Shower Restriction Valve_A_Achievable Economic RVT Potential | F3 | Commercial | Interruptible - Miscellaneous | Existing | Water Heating | Natural Gas | Water Heater - Thermostatic Shower Restriction Valve | A | Integrated Unit Winter Peak Savings (kW) | Achievable Economic RVT Potential | 0 | 0 | 0 | 0 | 0 | 0 | 0 | 0 | 0 | 0 | 0 | 0 | 0 | 0 | 0 | 0 | 0 | 0 | 0 | 0 | 0 | 0 | 0 | 0 | 0 | 0 | 0
F4_Commercial_Interruptible - Miscellaneous_Existing_Water Heating_Natural Gas_Water Heater - Thermostatic Shower Restriction Valve_A_Achievable Economic RVT Potential | F4 | Commercial | Interruptible - Miscellaneous | Existing | Water Heating | Natural Gas | Water Heater - Thermostatic Shower Restriction Valve | A | Incremental Energy Savings (MWh or mTherms) | Achievable Economic RVT Potential | 0 | 0 | 0 | 0 | 0 | 0 | 0 | 0 | 0 | 0 | 0 | 0 | 0 | 0 | 0 | 0 | 0 | 0 | 0 | 0 | 0 | 0 | 0 | 0 | 0 | 0 | 0
F5_Commercial_Interruptible - Miscellaneous_Existing_Water Heating_Natural Gas_Water Heater - Thermostatic Shower Restriction Valve_A_Achievable Economic RVT Potential | F5 | Commercial | Interruptible - Miscellaneous | Existing | Water Heating | Natural Gas | Water Heater - Thermostatic Shower Restriction Valve | A | Incremental Summer Peak Savings (MW) | Achievable Economic RVT Potential | 0 | 0 | 0 | 0 | 0 | 0 | 0 | 0 | 0 | 0 | 0 | 0 | 0 | 0 | 0 | 0 | 0 | 0 | 0 | 0 | 0 | 0 | 0 | 0 | 0 | 0 | 0
F6_Commercial_Interruptible - Miscellaneous_Existing_Water Heating_Natural Gas_Water Heater - Thermostatic Shower Restriction Valve_A_Achievable Economic RVT Potential | F6 | Commercial | Interruptible - Miscellaneous | Existing | Water Heating | Natural Gas | Water Heater - Thermostatic Shower Restriction Valve | A | Incremental Winter Peak Savings (MW) | Achievable Economic RVT Potential | 0 | 0 | 0 | 0 | 0 | 0 | 0 | 0 | 0 | 0 | 0 | 0 | 0 | 0 | 0 | 0 | 0 | 0 | 0 | 0 | 0 | 0 | 0 | 0 | 0 | 0 | 0
F7_Commercial_Interruptible - Miscellaneous_Existing_Water Heating_Natural Gas_Water Heater - Thermostatic Shower Restriction Valve_A_Achievable Economic RVT Potential | F7 | Commercial | Interruptible - Miscellaneous | Existing | Water Heating | Natural Gas | Water Heater - Thermostatic Shower Restriction Valve | A | Cumulative Energy Savings (MWh or mTherms) | Achievable Economic RVT Potential | 0 | 0 | 0 | 0 | 0 | 0 | 0 | 0 | 0 | 0 | 0 | 0 | 0 | 0 | 0 | 0 | 0 | 0 | 0 | 0 | 0 | 0 | 0 | 0 | 0 | 0 | 0
F8_Commercial_Interruptible - Miscellaneous_Existing_Water Heating_Natural Gas_Water Heater - Thermostatic Shower Restriction Valve_A_Achievable Economic RVT Potential | F8 | Commercial | Interruptible - Miscellaneous | Existing | Water Heating | Natural Gas | Water Heater - Thermostatic Shower Restriction Valve | A | Cumulative Summer Peak Savings (MW) | Achievable Economic RVT Potential | 0 | 0 | 0 | 0 | 0 | 0 | 0 | 0 | 0 | 0 | 0 | 0 | 0 | 0 | 0 | 0 | 0 | 0 | 0 | 0 | 0 | 0 | 0 | 0 | 0 | 0 | 0
F9_Commercial_Interruptible - Miscellaneous_Existing_Water Heating_Natural Gas_Water Heater - Thermostatic Shower Restriction Valve_A_Achievable Economic RVT Potential | F9 | Commercial | Interruptible - Miscellaneous | Existing | Water Heating | Natural Gas | Water Heater - Thermostatic Shower Restriction Valve | A | Cumulative Winter Peak Savings (MW) | Achievable Economic RVT Potential | 0 | 0 | 0 | 0 | 0 | 0 | 0 | 0 | 0 | 0 | 0 | 0 | 0 | 0 | 0 | 0 | 0 | 0 | 0 | 0 | 0 | 0 | 0 | 0 | 0 | 0 | 0
F10_Commercial_Interruptible - Miscellaneous_Existing_Water Heating_Natural Gas_Water Heater - Thermostatic Shower Restriction Valve_A_Achievable Economic RVT Potential | F10 | Commercial | Interruptible - Miscellaneous | Existing | Water Heating | Natural Gas | Water Heater - Thermostatic Shower Restriction Valve | A | Purchases (Incremental) | Achievable Economic RVT Potential | 0 | 0 | 0 | 0 | 0 | 0 | 0 | 0 | 0 | 0 | 0 | 0 | 0 | 0 | 0 | 0 | 0 | 0 | 0 | 0 | 0 | 0 | 0 | 0 | 0 | 0 | 0
F11_Commercial_Interruptible - Miscellaneous_Existing_Water Heating_Natural Gas_Water Heater - Thermostatic Shower Restriction Valve_A_Achievable Economic RVT Potential | F11 | Commercial | Interruptible - Miscellaneous | Existing | Water Heating | Natural Gas | Water Heater - Thermostatic Shower Restriction Valve | A | Purchases (Cumulative) | Achievable Economic RVT Potential | 0 | 0 | 0 | 0 | 0 | 0 | 0 | 0 | 0 | 0 | 0 | 0 | 0 | 0 | 0 | 0 | 0 | 0 | 0 | 0 | 0 | 0 | 0 | 0 | 0 | 0 | 0
F1_Commercial_Interruptible - Miscellaneous_Existing_Water Heating_Natural Gas_Water Heater - Pre-Rinse Spray Valve_A_Achievable Economic RVT Potential | F1 | Commercial | Interruptible - Miscellaneous | Existing | Water Heating | Natural Gas | Water Heater - Pre-Rinse Spray Valve | A | Integrated Unit Energy Savings (kWh or therms) | Achievable Economic RVT Potential | 0 | 0 | 16.1247 | 15.7795 | 15.4598 | 15.1545 | 14.8626 | 14.5779 | 14.3148 | 14.0723 | 13.8497 | 13.6536 | 13.4945 | 13.3714 | 13.2925 | 13.2144 | 13.1581 | 13.1133 | 13.0782 | 13.05 | 13.0299 | 13.0157 | 13.0056 | 12.9984 | 12.9887 | 12.9862 | 12.9842
F2_Commercial_Interruptible - Miscellaneous_Existing_Water Heating_Natural Gas_Water Heater - Pre-Rinse Spray Valve_A_Achievable Economic RVT Potential | F2 | Commercial | Interruptible - Miscellaneous | Existing | Water Heating | Natural Gas | Water Heater - Pre-Rinse Spray Valve | A | Integrated Unit Summer Peak Savings (kW) | Achievable Economic RVT Potential | 0 | 0 | 0 | 0 | 0 | 0 | 0 | 0 | 0 | 0 | 0 | 0 | 0 | 0 | 0 | 0 | 0 | 0 | 0 | 0 | 0 | 0 | 0 | 0 | 0 | 0 | 0
F3_Commercial_Interruptible - Miscellaneous_Existing_Water Heating_Natural Gas_Water Heater - Pre-Rinse Spray Valve_A_Achievable Economic RVT Potential | F3 | Commercial | Interruptible - Miscellaneous | Existing | Water Heating | Natural Gas | Water Heater - Pre-Rinse Spray Valve | A | Integrated Unit Winter Peak Savings (kW) | Achievable Economic RVT Potential | 0 | 0 | 0 | 0 | 0 | 0 | 0 | 0 | 0 | 0 | 0 | 0 | 0 | 0 | 0 | 0 | 0 | 0 | 0 | 0 | 0 | 0 | 0 | 0 | 0 | 0 | 0
F4_Commercial_Interruptible - Miscellaneous_Existing_Water Heating_Natural Gas_Water Heater - Pre-Rinse Spray Valve_A_Achievable Economic RVT Potential | F4 | Commercial | Interruptible - Miscellaneous | Existing | Water Heating | Natural Gas | Water Heater - Pre-Rinse Spray Valve | A | Incremental Energy Savings (MWh or mTherms) | Achievable Economic RVT Potential | 0 | 0 | 0 | 0 | 0 | 0 | 0 | 0 | 0 | 0 | 0 | 0 | 0 | 0 | 0 | 0 | 0 | 0 | 0 | 0 | 0 | 0 | 0 | 0 | 0 | 0 | 0
F5_Commercial_Interruptible - Miscellaneous_Existing_Water Heating_Natural Gas_Water Heater - Pre-Rinse Spray Valve_A_Achievable Economic RVT Potential | F5 | Commercial | Interruptible - Miscellaneous | Existing | Water Heating | Natural Gas | Water Heater - Pre-Rinse Spray Valve | A | Incremental Summer Peak Savings (MW) | Achievable Economic RVT Potential | 0 | 0 | 0 | 0 | 0 | 0 | 0 | 0 | 0 | 0 | 0 | 0 | 0 | 0 | 0 | 0 | 0 | 0 | 0 | 0 | 0 | 0 | 0 | 0 | 0 | 0 | 0
F6_Commercial_Interruptible - Miscellaneous_Existing_Water Heating_Natural Gas_Water Heater - Pre-Rinse Spray Valve_A_Achievable Economic RVT Potential | F6 | Commercial | Interruptible - Miscellaneous | Existing | Water Heating | Natural Gas | Water Heater - Pre-Rinse Spray Valve | A | Incremental Winter Peak Savings (MW) | Achievable Economic RVT Potential | 0 | 0 | 0 | 0 | 0 | 0 | 0 | 0 | 0 | 0 | 0 | 0 | 0 | 0 | 0 | 0 | 0 | 0 | 0 | 0 | 0 | 0 | 0 | 0 | 0 | 0 | 0
F7_Commercial_Interruptible - Miscellaneous_Existing_Water Heating_Natural Gas_Water Heater - Pre-Rinse Spray Valve_A_Achievable Economic RVT Potential | F7 | Commercial | Interruptible - Miscellaneous | Existing | Water Heating | Natural Gas | Water Heater - Pre-Rinse Spray Valve | A | Cumulative Energy Savings (MWh or mTherms) | Achievable Economic RVT Potential | 0 | 0 | 0 | 0 | 0 | 0 | 0 | 0 | 0 | 0 | 0 | 0 | 0 | 0 | 0 | 0 | 0 | 0 | 0 | 0 | 0 | 0 | 0 | 0 | 0 | 0 | 0
F8_Commercial_Interruptible - Miscellaneous_Existing_Water Heating_Natural Gas_Water Heater - Pre-Rinse Spray Valve_A_Achievable Economic RVT Potential | F8 | Commercial | Interruptible - Miscellaneous | Existing | Water Heating | Natural Gas | Water Heater - Pre-Rinse Spray Valve | A | Cumulative Summer Peak Savings (MW) | Achievable Economic RVT Potential | 0 | 0 | 0 | 0 | 0 | 0 | 0 | 0 | 0 | 0 | 0 | 0 | 0 | 0 | 0 | 0 | 0 | 0 | 0 | 0 | 0 | 0 | 0 | 0 | 0 | 0 | 0
F9_Commercial_Interruptible - Miscellaneous_Existing_Water Heating_Natural Gas_Water Heater - Pre-Rinse Spray Valve_A_Achievable Economic RVT Potential | F9 | Commercial | Interruptible - Miscellaneous | Existing | Water Heating | Natural Gas | Water Heater - Pre-Rinse Spray Valve | A | Cumulative Winter Peak Savings (MW) | Achievable Economic RVT Potential | 0 | 0 | 0 | 0 | 0 | 0 | 0 | 0 | 0 | 0 | 0 | 0 | 0 | 0 | 0 | 0 | 0 | 0 | 0 | 0 | 0 | 0 | 0 | 0 | 0 | 0 | 0
F10_Commercial_Interruptible - Miscellaneous_Existing_Water Heating_Natural Gas_Water Heater - Pre-Rinse Spray Valve_A_Achievable Economic RVT Potential | F10 | Commercial | Interruptible - Miscellaneous | Existing | Water Heating | Natural Gas | Water Heater - Pre-Rinse Spray Valve | A | Purchases (Incremental) | Achievable Economic RVT Potential | 0 | 0 | 0 | 0 | 0 | 0 | 0 | 0 | 0 | 0 | 0 | 0 | 0 | 0 | 0 | 0 | 0 | 0 | 0 | 0 | 0 | 0 | 0 | 0 | 0 | 0 | 0
F11_Commercial_Interruptible - Miscellaneous_Existing_Water Heating_Natural Gas_Water Heater - Pre-Rinse Spray Valve_A_Achievable Economic RVT Potential | F11 | Commercial | Interruptible - Miscellaneous | Existing | Water Heating | Natural Gas | Water Heater - Pre-Rinse Spray Valve | A | Purchases (Cumulative) | Achievable Economic RVT Potential | 0 | 0 | 0 | 0 | 0 | 0 | 0 | 0 | 0 | 0 | 0 | 0 | 0 | 0 | 0 | 0 | 0 | 0 | 0 | 0 | 0 | 0 | 0 | 0 | 0 | 0 | 0
F1_Commercial_Interruptible - Miscellaneous_Existing_Water Heating_Natural Gas_Water Heater - Temperature Setback_A_Achievable Economic RVT Potential | F1 | Commercial | Interruptible - Miscellaneous | Existing | Water Heating | Natural Gas | Water Heater - Temperature Setback | A | Integrated Unit Energy Savings (kWh or therms) | Achievable Economic RVT Potential | 0 | 0 | 100.0384 | 98.3184 | 96.7389 | 95.2903 | 93.963 | 92.7484 | 91.6523 | 90.6826 | 89.8029 | 89.0088 | 88.3413 | 87.7883 | 87.3361 | 86.8591 | 86.4887 | 86.1945 | 85.9638 | 85.7782 | 85.6463 | 85.5528 | 85.4865 | 85.4391 | 85.3752 | 85.3591 | 85.3462
F2_Commercial_Interruptible - Miscellaneous_Existing_Water Heating_Natural Gas_Water Heater - Temperature Setback_A_Achievable Economic RVT Potential | F2 | Commercial | Interruptible - Miscellaneous | Existing | Water Heating | Natural Gas | Water Heater - Temperature Setback | A | Integrated Unit Summer Peak Savings (kW) | Achievable Economic RVT Potential | 0 | 0 | 0 | 0 | 0 | 0 | 0 | 0 | 0 | 0 | 0 | 0 | 0 | 0 | 0 | 0 | 0 | 0 | 0 | 0 | 0 | 0 | 0 | 0 | 0 | 0 | 0
F3_Commercial_Interruptible - Miscellaneous_Existing_Water Heating_Natural Gas_Water Heater - Temperature Setback_A_Achievable Economic RVT Potential | F3 | Commercial | Interruptible - Miscellaneous | Existing | Water Heating | Natural Gas | Water Heater - Temperature Setback | A | Integrated Unit Winter Peak Savings (kW) | Achievable Economic RVT Potential | 0 | 0 | 0 | 0 | 0 | 0 | 0 | 0 | 0 | 0 | 0 | 0 | 0 | 0 | 0 | 0 | 0 | 0 | 0 | 0 | 0 | 0 | 0 | 0 | 0 | 0 | 0
F4_Commercial_Interruptible - Miscellaneous_Existing_Water Heating_Natural Gas_Water Heater - Temperature Setback_A_Achievable Economic RVT Potential | F4 | Commercial | Interruptible - Miscellaneous | Existing | Water Heating | Natural Gas | Water Heater - Temperature Setback | A | Incremental Energy Savings (MWh or mTherms) | Achievable Economic RVT Potential | 0 | 0 | 0 | 0 | 0 | 0 | 0 | 0 | 0 | 0 | 0 | 0 | 0 | 0 | 0 | 0 | 0 | 0 | 0 | 0 | 0 | 0 | 0 | 0 | 0 | 0 | 0
F5_Commercial_Interruptible - Miscellaneous_Existing_Water Heating_Natural Gas_Water Heater - Temperature Setback_A_Achievable Economic RVT Potential | F5 | Commercial | Interruptible - Miscellaneous | Existing | Water Heating | Natural Gas | Water Heater - Temperature Setback | A | Incremental Summer Peak Savings (MW) | Achievable Economic RVT Potential | 0 | 0 | 0 | 0 | 0 | 0 | 0 | 0 | 0 | 0 | 0 | 0 | 0 | 0 | 0 | 0 | 0 | 0 | 0 | 0 | 0 | 0 | 0 | 0 | 0 | 0 | 0
F6_Commercial_Interruptible - Miscellaneous_Existing_Water Heating_Natural Gas_Water Heater - Temperature Setback_A_Achievable Economic RVT Potential | F6 | Commercial | Interruptible - Miscellaneous | Existing | Water Heating | Natural Gas | Water Heater - Temperature Setback | A | Incremental Winter Peak Savings (MW) | Achievable Economic RVT Potential | 0 | 0 | 0 | 0 | 0 | 0 | 0 | 0 | 0 | 0 | 0 | 0 | 0 | 0 | 0 | 0 | 0 | 0 | 0 | 0 | 0 | 0 | 0 | 0 | 0 | 0 | 0
F7_Commercial_Interruptible - Miscellaneous_Existing_Water Heating_Natural Gas_Water Heater - Temperature Setback_A_Achievable Economic RVT Potential | F7 | Commercial | Interruptible - Miscellaneous | Existing | Water Heating | Natural Gas | Water Heater - Temperature Setback | A | Cumulative Energy Savings (MWh or mTherms) | Achievable Economic RVT Potential | 0 | 0 | 0 | 0 | 0 | 0 | 0 | 0 | 0 | 0 | 0 | 0 | 0 | 0 | 0 | 0 | 0 | 0 | 0 | 0 | 0 | 0 | 0 | 0 | 0 | 0 | 0
F8_Commercial_Interruptible - Miscellaneous_Existing_Water Heating_Natural Gas_Water Heater - Temperature Setback_A_Achievable Economic RVT Potential | F8 | Commercial | Interruptible - Miscellaneous | Existing | Water Heating | Natural Gas | Water Heater - Temperature Setback | A | Cumulative Summer Peak Savings (MW) | Achievable Economic RVT Potential | 0 | 0 | 0 | 0 | 0 | 0 | 0 | 0 | 0 | 0 | 0 | 0 | 0 | 0 | 0 | 0 | 0 | 0 | 0 | 0 | 0 | 0 | 0 | 0 | 0 | 0 | 0
F9_Commercial_Interruptible - Miscellaneous_Existing_Water Heating_Natural Gas_Water Heater - Temperature Setback_A_Achievable Economic RVT Potential | F9 | Commercial | Interruptible - Miscellaneous | Existing | Water Heating | Natural Gas | Water Heater - Temperature Setback | A | Cumulative Winter Peak Savings (MW) | Achievable Economic RVT Potential | 0 | 0 | 0 | 0 | 0 | 0 | 0 | 0 | 0 | 0 | 0 | 0 | 0 | 0 | 0 | 0 | 0 | 0 | 0 | 0 | 0 | 0 | 0 | 0 | 0 | 0 | 0
F10_Commercial_Interruptible - Miscellaneous_Existing_Water Heating_Natural Gas_Water Heater - Temperature Setback_A_Achievable Economic RVT Potential | F10 | Commercial | Interruptible - Miscellaneous | Existing | Water Heating | Natural Gas | Water Heater - Temperature Setback | A | Purchases (Incremental) | Achievable Economic RVT Potential | 0 | 0 | 0 | 0 | 0 | 0 | 0 | 0 | 0 | 0 | 0 | 0 | 0 | 0 | 0 | 0 | 0 | 0 | 0 | 0 | 0 | 0 | 0 | 0 | 0 | 0 | 0
F11_Commercial_Interruptible - Miscellaneous_Existing_Water Heating_Natural Gas_Water Heater - Temperature Setback_A_Achievable Economic RVT Potential | F11 | Commercial | Interruptible - Miscellaneous | Existing | Water Heating | Natural Gas | Water Heater - Temperature Setback | A | Purchases (Cumulative) | Achievable Economic RVT Potential | 0 | 0 | 0 | 0 | 0 | 0 | 0 | 0 | 0 | 0 | 0 | 0 | 0 | 0 | 0 | 0 | 0 | 0 | 0 | 0 | 0 | 0 | 0 | 0 | 0 | 0 | 0
F1_Commercial_Interruptible - Miscellaneous_Existing_Water Heating_Natural Gas_Water Heater - Faucet Aerators_A_Achievable Economic RVT Potential | F1 | Commercial | Interruptible - Miscellaneous | Existing | Water Heating | Natural Gas | Water Heater - Faucet Aerators | A | Integrated Unit Energy Savings (kWh or therms) | Achievable Economic RVT Potential | 0 | 0 | 7.1454 | 7.0144 | 6.8985 | 6.7919 | 6.6942 | 6.604 | 6.526 | 6.4569 | 6.3943 | 6.3377 | 6.2902 | 6.2508 | 6.2186 | 6.1847 | 6.1583 | 6.1373 | 6.1209 | 6.1077 | 6.0983 | 6.0916 | 6.0869 | 6.0835 | 6.079 | 6.0778 | 6.0769
F2_Commercial_Interruptible - Miscellaneous_Existing_Water Heating_Natural Gas_Water Heater - Faucet Aerators_A_Achievable Economic RVT Potential | F2 | Commercial | Interruptible - Miscellaneous | Existing | Water Heating | Natural Gas | Water Heater - Faucet Aerators | A | Integrated Unit Summer Peak Savings (kW) | Achievable Economic RVT Potential | 0 | 0 | 0 | 0 | 0 | 0 | 0 | 0 | 0 | 0 | 0 | 0 | 0 | 0 | 0 | 0 | 0 | 0 | 0 | 0 | 0 | 0 | 0 | 0 | 0 | 0 | 0
F3_Commercial_Interruptible - Miscellaneous_Existing_Water Heating_Natural Gas_Water Heater - Faucet Aerators_A_Achievable Economic RVT Potential | F3 | Commercial | Interruptible - Miscellaneous | Existing | Water Heating | Natural Gas | Water Heater - Faucet Aerators | A | Integrated Unit Winter Peak Savings (kW) | Achievable Economic RVT Potential | 0 | 0 | 0 | 0 | 0 | 0 | 0 | 0 | 0 | 0 | 0 | 0 | 0 | 0 | 0 | 0 | 0 | 0 | 0 | 0 | 0 | 0 | 0 | 0 | 0 | 0 | 0
F4_Commercial_Interruptible - Miscellaneous_Existing_Water Heating_Natural Gas_Water Heater - Faucet Aerators_A_Achievable Economic RVT Potential | F4 | Commercial | Interruptible - Miscellaneous | Existing | Water Heating | Natural Gas | Water Heater - Faucet Aerators | A | Incremental Energy Savings (MWh or mTherms) | Achievable Economic RVT Potential | 0 | 0 | 0 | 0 | 0 | 0 | 0 | 0 | 0 | 0 | 0 | 0 | 0 | 0 | 0 | 0 | 0 | 0 | 0 | 0 | 0 | 0 | 0 | 0 | 0 | 0 | 0
F5_Commercial_Interruptible - Miscellaneous_Existing_Water Heating_Natural Gas_Water Heater - Faucet Aerators_A_Achievable Economic RVT Potential | F5 | Commercial | Interruptible - Miscellaneous | Existing | Water Heating | Natural Gas | Water Heater - Faucet Aerators | A | Incremental Summer Peak Savings (MW) | Achievable Economic RVT Potential | 0 | 0 | 0 | 0 | 0 | 0 | 0 | 0 | 0 | 0 | 0 | 0 | 0 | 0 | 0 | 0 | 0 | 0 | 0 | 0 | 0 | 0 | 0 | 0 | 0 | 0 | 0
F6_Commercial_Interruptible - Miscellaneous_Existing_Water Heating_Natural Gas_Water Heater - Faucet Aerators_A_Achievable Economic RVT Potential | F6 | Commercial | Interruptible - Miscellaneous | Existing | Water Heating | Natural Gas | Water Heater - Faucet Aerators | A | Incremental Winter Peak Savings (MW) | Achievable Economic RVT Potential | 0 | 0 | 0 | 0 | 0 | 0 | 0 | 0 | 0 | 0 | 0 | 0 | 0 | 0 | 0 | 0 | 0 | 0 | 0 | 0 | 0 | 0 | 0 | 0 | 0 | 0 | 0
F7_Commercial_Interruptible - Miscellaneous_Existing_Water Heating_Natural Gas_Water Heater - Faucet Aerators_A_Achievable Economic RVT Potential | F7 | Commercial | Interruptible - Miscellaneous | Existing | Water Heating | Natural Gas | Water Heater - Faucet Aerators | A | Cumulative Energy Savings (MWh or mTherms) | Achievable Economic RVT Potential | 0 | 0 | 0 | 0 | 0 | 0 | 0 | 0 | 0 | 0 | 0 | 0 | 0 | 0 | 0 | 0 | 0 | 0 | 0 | 0 | 0 | 0 | 0 | 0 | 0 | 0 | 0
F8_Commercial_Interruptible - Miscellaneous_Existing_Water Heating_Natural Gas_Water Heater - Faucet Aerators_A_Achievable Economic RVT Potential | F8 | Commercial | Interruptible - Miscellaneous | Existing | Water Heating | Natural Gas | Water Heater - Faucet Aerators | A | Cumulative Summer Peak Savings (MW) | Achievable Economic RVT Potential | 0 | 0 | 0 | 0 | 0 | 0 | 0 | 0 | 0 | 0 | 0 | 0 | 0 | 0 | 0 | 0 | 0 | 0 | 0 | 0 | 0 | 0 | 0 | 0 | 0 | 0 | 0
F9_Commercial_Interruptible - Miscellaneous_Existing_Water Heating_Natural Gas_Water Heater - Faucet Aerators_A_Achievable Economic RVT Potential | F9 | Commercial | Interruptible - Miscellaneous | Existing | Water Heating | Natural Gas | Water Heater - Faucet Aerators | A | Cumulative Winter Peak Savings (MW) | Achievable Economic RVT Potential | 0 | 0 | 0 | 0 | 0 | 0 | 0 | 0 | 0 | 0 | 0 | 0 | 0 | 0 | 0 | 0 | 0 | 0 | 0 | 0 | 0 | 0 | 0 | 0 | 0 | 0 | 0
F10_Commercial_Interruptible - Miscellaneous_Existing_Water Heating_Natural Gas_Water Heater - Faucet Aerators_A_Achievable Economic RVT Potential | F10 | Commercial | Interruptible - Miscellaneous | Existing | Water Heating | Natural Gas | Water Heater - Faucet Aerators | A | Purchases (Incremental) | Achievable Economic RVT Potential | 0 | 0 | 0 | 0 | 0 | 0 | 0 | 0 | 0 | 0 | 0 | 0 | 0 | 0 | 0 | 0 | 0 | 0 | 0 | 0 | 0 | 0 | 0 | 0 | 0 | 0 | 0
F11_Commercial_Interruptible - Miscellaneous_Existing_Water Heating_Natural Gas_Water Heater - Faucet Aerators_A_Achievable Economic RVT Potential | F11 | Commercial | Interruptible - Miscellaneous | Existing | Water Heating | Natural Gas | Water Heater - Faucet Aerators | A | Purchases (Cumulative) | Achievable Economic RVT Potential | 0 | 0 | 0 | 0 | 0 | 0 | 0 | 0 | 0 | 0 | 0 | 0 | 0 | 0 | 0 | 0 | 0 | 0 | 0 | 0 | 0 | 0 | 0 | 0 | 0 | 0 | 0
F1_Commercial_Interruptible - Miscellaneous_Existing_Water Heating_Natural Gas_Water Heater - Low-Flow Showerheads_A_Achievable Economic RVT Potential | F1 | Commercial | Interruptible - Miscellaneous | Existing | Water Heating | Natural Gas | Water Heater - Low-Flow Showerheads | A | Integrated Unit Energy Savings (kWh or therms) | Achievable Economic RVT Potential | 0 | 0 | 41.3207 | 40.6102 | 39.9578 | 39.3595 | 38.8112 | 38.3096 | 37.8568 | 37.4563 | 37.0929 | 36.7649 | 36.4892 | 36.2608 | 36.074 | 35.877 | 35.724 | 35.6025 | 35.5072 | 35.4305 | 35.376 | 35.3374 | 35.31 | 35.2904 | 35.2641 | 35.2574 | 35.2521
F2_Commercial_Interruptible - Miscellaneous_Existing_Water Heating_Natural Gas_Water Heater - Low-Flow Showerheads_A_Achievable Economic RVT Potential | F2 | Commercial | Interruptible - Miscellaneous | Existing | Water Heating | Natural Gas | Water Heater - Low-Flow Showerheads | A | Integrated Unit Summer Peak Savings (kW) | Achievable Economic RVT Potential | 0 | 0 | 0 | 0 | 0 | 0 | 0 | 0 | 0 | 0 | 0 | 0 | 0 | 0 | 0 | 0 | 0 | 0 | 0 | 0 | 0 | 0 | 0 | 0 | 0 | 0 | 0
F3_Commercial_Interruptible - Miscellaneous_Existing_Water Heating_Natural Gas_Water Heater - Low-Flow Showerheads_A_Achievable Economic RVT Potential | F3 | Commercial | Interruptible - Miscellaneous | Existing | Water Heating | Natural Gas | Water Heater - Low-Flow Showerheads | A | Integrated Unit Winter Peak Savings (kW) | Achievable Economic RVT Potential | 0 | 0 | 0 | 0 | 0 | 0 | 0 | 0 | 0 | 0 | 0 | 0 | 0 | 0 | 0 | 0 | 0 | 0 | 0 | 0 | 0 | 0 | 0 | 0 | 0 | 0 | 0
F4_Commercial_Interruptible - Miscellaneous_Existing_Water Heating_Natural Gas_Water Heater - Low-Flow Showerheads_A_Achievable Economic RVT Potential | F4 | Commercial | Interruptible - Miscellaneous | Existing | Water Heating | Natural Gas | Water Heater - Low-Flow Showerheads | A | Incremental Energy Savings (MWh or mTherms) | Achievable Economic RVT Potential | 0 | 0 | 0 | 0 | 0 | 0 | 0 | 0 | 0 | 0 | 0 | 0 | 0 | 0 | 0 | 0 | 0 | 0 | 0 | 0 | 0 | 0 | 0 | 0 | 0 | 0 | 0
F5_Commercial_Interruptible - Miscellaneous_Existing_Water Heating_Natural Gas_Water Heater - Low-Flow Showerheads_A_Achievable Economic RVT Potential | F5 | Commercial | Interruptible - Miscellaneous | Existing | Water Heating | Natural Gas | Water Heater - Low-Flow Showerheads | A | Incremental Summer Peak Savings (MW) | Achievable Economic RVT Potential | 0 | 0 | 0 | 0 | 0 | 0 | 0 | 0 | 0 | 0 | 0 | 0 | 0 | 0 | 0 | 0 | 0 | 0 | 0 | 0 | 0 | 0 | 0 | 0 | 0 | 0 | 0
F6_Commercial_Interruptible - Miscellaneous_Existing_Water Heating_Natural Gas_Water Heater - Low-Flow Showerheads_A_Achievable Economic RVT Potential | F6 | Commercial | Interruptible - Miscellaneous | Existing | Water Heating | Natural Gas | Water Heater - Low-Flow Showerheads | A | Incremental Winter Peak Savings (MW) | Achievable Economic RVT Potential | 0 | 0 | 0 | 0 | 0 | 0 | 0 | 0 | 0 | 0 | 0 | 0 | 0 | 0 | 0 | 0 | 0 | 0 | 0 | 0 | 0 | 0 | 0 | 0 | 0 | 0 | 0
F7_Commercial_Interruptible - Miscellaneous_Existing_Water Heating_Natural Gas_Water Heater - Low-Flow Showerheads_A_Achievable Economic RVT Potential | F7 | Commercial | Interruptible - Miscellaneous | Existing | Water Heating | Natural Gas | Water Heater - Low-Flow Showerheads | A | Cumulative Energy Savings (MWh or mTherms) | Achievable Economic RVT Potential | 0 | 0 | 0 | 0 | 0 | 0 | 0 | 0 | 0 | 0 | 0 | 0 | 0 | 0 | 0 | 0 | 0 | 0 | 0 | 0 | 0 | 0 | 0 | 0 | 0 | 0 | 0
F8_Commercial_Interruptible - Miscellaneous_Existing_Water Heating_Natural Gas_Water Heater - Low-Flow Showerheads_A_Achievable Economic RVT Potential | F8 | Commercial | Interruptible - Miscellaneous | Existing | Water Heating | Natural Gas | Water Heater - Low-Flow Showerheads | A | Cumulative Summer Peak Savings (MW) | Achievable Economic RVT Potential | 0 | 0 | 0 | 0 | 0 | 0 | 0 | 0 | 0 | 0 | 0 | 0 | 0 | 0 | 0 | 0 | 0 | 0 | 0 | 0 | 0 | 0 | 0 | 0 | 0 | 0 | 0
F9_Commercial_Interruptible - Miscellaneous_Existing_Water Heating_Natural Gas_Water Heater - Low-Flow Showerheads_A_Achievable Economic RVT Potential | F9 | Commercial | Interruptible - Miscellaneous | Existing | Water Heating | Natural Gas | Water Heater - Low-Flow Showerheads | A | Cumulative Winter Peak Savings (MW) | Achievable Economic RVT Potential | 0 | 0 | 0 | 0 | 0 | 0 | 0 | 0 | 0 | 0 | 0 | 0 | 0 | 0 | 0 | 0 | 0 | 0 | 0 | 0 | 0 | 0 | 0 | 0 | 0 | 0 | 0
F10_Commercial_Interruptible - Miscellaneous_Existing_Water Heating_Natural Gas_Water Heater - Low-Flow Showerheads_A_Achievable Economic RVT Potential | F10 | Commercial | Interruptible - Miscellaneous | Existing | Water Heating | Natural Gas | Water Heater - Low-Flow Showerheads | A | Purchases (Incremental) | Achievable Economic RVT Potential | 0 | 0 | 0 | 0 | 0 | 0 | 0 | 0 | 0 | 0 | 0 | 0 | 0 | 0 | 0 | 0 | 0 | 0 | 0 | 0 | 0 | 0 | 0 | 0 | 0 | 0 | 0
F11_Commercial_Interruptible - Miscellaneous_Existing_Water Heating_Natural Gas_Water Heater - Low-Flow Showerheads_A_Achievable Economic RVT Potential | F11 | Commercial | Interruptible - Miscellaneous | Existing | Water Heating | Natural Gas | Water Heater - Low-Flow Showerheads | A | Purchases (Cumulative) | Achievable Economic RVT Potential | 0 | 0 | 0 | 0 | 0 | 0 | 0 | 0 | 0 | 0 | 0 | 0 | 0 | 0 | 0 | 0 | 0 | 0 | 0 | 0 | 0 | 0 | 0 | 0 | 0 | 0 | 0
F1_Commercial_Interruptible - Miscellaneous_Existing_Water Heating_Natural Gas_Water Heater - Tank Blanket/Insulation_A_Achievable Economic RVT Potential | F1 | Commercial | Interruptible - Miscellaneous | Existing | Water Heating | Natural Gas | Water Heater - Tank Blanket/Insulation | A | Integrated Unit Energy Savings (kWh or therms) | Achievable Economic RVT Potential | 0 | 0 | 193.3769 | 190.1773 | 187.2731 | 184.6418 | 182.2648 | 180.1343 | 178.2505 | 176.6129 | 175.132 | 173.782 | 172.6315 | 171.6552 | 170.833 | 169.929 | 169.2043 | 168.6287 | 168.1774 | 167.8144 | 167.5563 | 167.3734 | 167.2436 | 167.1509 | 167.0259 | 166.9943 | 166.9691
F2_Commercial_Interruptible - Miscellaneous_Existing_Water Heating_Natural Gas_Water Heater - Tank Blanket/Insulation_A_Achievable Economic RVT Potential | F2 | Commercial | Interruptible - Miscellaneous | Existing | Water Heating | Natural Gas | Water Heater - Tank Blanket/Insulation | A | Integrated Unit Summer Peak Savings (kW) | Achievable Economic RVT Potential | 0 | 0 | 0 | 0 | 0 | 0 | 0 | 0 | 0 | 0 | 0 | 0 | 0 | 0 | 0 | 0 | 0 | 0 | 0 | 0 | 0 | 0 | 0 | 0 | 0 | 0 | 0
F3_Commercial_Interruptible - Miscellaneous_Existing_Water Heating_Natural Gas_Water Heater - Tank Blanket/Insulation_A_Achievable Economic RVT Potential | F3 | Commercial | Interruptible - Miscellaneous | Existing | Water Heating | Natural Gas | Water Heater - Tank Blanket/Insulation | A | Integrated Unit Winter Peak Savings (kW) | Achievable Economic RVT Potential | 0 | 0 | 0 | 0 | 0 | 0 | 0 | 0 | 0 | 0 | 0 | 0 | 0 | 0 | 0 | 0 | 0 | 0 | 0 | 0 | 0 | 0 | 0 | 0 | 0 | 0 | 0
F4_Commercial_Interruptible - Miscellaneous_Existing_Water Heating_Natural Gas_Water Heater - Tank Blanket/Insulation_A_Achievable Economic RVT Potential | F4 | Commercial | Interruptible - Miscellaneous | Existing | Water Heating | Natural Gas | Water Heater - Tank Blanket/Insulation | A | Incremental Energy Savings (MWh or mTherms) | Achievable Economic RVT Potential | 0 | 0 | 0 | 0 | 0 | 0 | 0 | 0 | 0 | 0 | 0 | 0 | 0 | 0 | 0 | 0 | 0 | 0 | 0 | 0 | 0 | 0 | 0 | 0 | 0 | 0 | 0
F5_Commercial_Interruptible - Miscellaneous_Existing_Water Heating_Natural Gas_Water Heater - Tank Blanket/Insulation_A_Achievable Economic RVT Potential | F5 | Commercial | Interruptible - Miscellaneous | Existing | Water Heating | Natural Gas | Water Heater - Tank Blanket/Insulation | A | Incremental Summer Peak Savings (MW) | Achievable Economic RVT Potential | 0 | 0 | 0 | 0 | 0 | 0 | 0 | 0 | 0 | 0 | 0 | 0 | 0 | 0 | 0 | 0 | 0 | 0 | 0 | 0 | 0 | 0 | 0 | 0 | 0 | 0 | 0
F6_Commercial_Interruptible - Miscellaneous_Existing_Water Heating_Natural Gas_Water Heater - Tank Blanket/Insulation_A_Achievable Economic RVT Potential | F6 | Commercial | Interruptible - Miscellaneous | Existing | Water Heating | Natural Gas | Water Heater - Tank Blanket/Insulation | A | Incremental Winter Peak Savings (MW) | Achievable Economic RVT Potential | 0 | 0 | 0 | 0 | 0 | 0 | 0 | 0 | 0 | 0 | 0 | 0 | 0 | 0 | 0 | 0 | 0 | 0 | 0 | 0 | 0 | 0 | 0 | 0 | 0 | 0 | 0
F7_Commercial_Interruptible - Miscellaneous_Existing_Water Heating_Natural Gas_Water Heater - Tank Blanket/Insulation_A_Achievable Economic RVT Potential | F7 | Commercial | Interruptible - Miscellaneous | Existing | Water Heating | Natural Gas | Water Heater - Tank Blanket/Insulation | A | Cumulative Energy Savings (MWh or mTherms) | Achievable Economic RVT Potential | 0 | 0 | 0 | 0 | 0 | 0 | 0 | 0 | 0 | 0 | 0 | 0 | 0 | 0 | 0 | 0 | 0 | 0 | 0 | 0 | 0 | 0 | 0 | 0 | 0 | 0 | 0
F8_Commercial_Interruptible - Miscellaneous_Existing_Water Heating_Natural Gas_Water Heater - Tank Blanket/Insulation_A_Achievable Economic RVT Potential | F8 | Commercial | Interruptible - Miscellaneous | Existing | Water Heating | Natural Gas | Water Heater - Tank Blanket/Insulation | A | Cumulative Summer Peak Savings (MW) | Achievable Economic RVT Potential | 0 | 0 | 0 | 0 | 0 | 0 | 0 | 0 | 0 | 0 | 0 | 0 | 0 | 0 | 0 | 0 | 0 | 0 | 0 | 0 | 0 | 0 | 0 | 0 | 0 | 0 | 0
F9_Commercial_Interruptible - Miscellaneous_Existing_Water Heating_Natural Gas_Water Heater - Tank Blanket/Insulation_A_Achievable Economic RVT Potential | F9 | Commercial | Interruptible - Miscellaneous | Existing | Water Heating | Natural Gas | Water Heater - Tank Blanket/Insulation | A | Cumulative Winter Peak Savings (MW) | Achievable Economic RVT Potential | 0 | 0 | 0 | 0 | 0 | 0 | 0 | 0 | 0 | 0 | 0 | 0 | 0 | 0 | 0 | 0 | 0 | 0 | 0 | 0 | 0 | 0 | 0 | 0 | 0 | 0 | 0
F10_Commercial_Interruptible - Miscellaneous_Existing_Water Heating_Natural Gas_Water Heater - Tank Blanket/Insulation_A_Achievable Economic RVT Potential | F10 | Commercial | Interruptible - Miscellaneous | Existing | Water Heating | Natural Gas | Water Heater - Tank Blanket/Insulation | A | Purchases (Incremental) | Achievable Economic RVT Potential | 0 | 0 | 0 | 0 | 0 | 0 | 0 | 0 | 0 | 0 | 0 | 0 | 0 | 0 | 0 | 0 | 0 | 0 | 0 | 0 | 0 | 0 | 0 | 0 | 0 | 0 | 0
F11_Commercial_Interruptible - Miscellaneous_Existing_Water Heating_Natural Gas_Water Heater - Tank Blanket/Insulation_A_Achievable Economic RVT Potential | F11 | Commercial | Interruptible - Miscellaneous | Existing | Water Heating | Natural Gas | Water Heater - Tank Blanket/Insulation | A | Purchases (Cumulative) | Achievable Economic RVT Potential | 0 | 0 | 0 | 0 | 0 | 0 | 0 | 0 | 0 | 0 | 0 | 0 | 0 | 0 | 0 | 0 | 0 | 0 | 0 | 0 | 0 | 0 | 0 | 0 | 0 | 0 | 0
F1_Commercial_Interruptible - Miscellaneous_Existing_Water Heating_Natural Gas_Water Heater - Drainwater Heat Recovery_A_Achievable Economic RVT Potential | F1 | Commercial | Interruptible - Miscellaneous | Existing | Water Heating | Natural Gas | Water Heater - Drainwater Heat Recovery | A | Integrated Unit Energy Savings (kWh or therms) | Achievable Economic RVT Potential | 0 | 0 | 10.9729 | 10.7381 | 10.5205 | 10.3127 | 10.114 | 9.9203 | 9.7413 | 9.5762 | 9.4248 | 9.2913 | 9.1831 | 9.0993 | 9.0456 | 8.9925 | 8.9541 | 8.9237 | 8.8998 | 8.8806 | 8.8669 | 8.8572 | 8.8504 | 8.8455 | 8.8388 | 8.8372 | 8.8358
F2_Commercial_Interruptible - Miscellaneous_Existing_Water Heating_Natural Gas_Water Heater - Drainwater Heat Recovery_A_Achievable Economic RVT Potential | F2 | Commercial | Interruptible - Miscellaneous | Existing | Water Heating | Natural Gas | Water Heater - Drainwater Heat Recovery | A | Integrated Unit Summer Peak Savings (kW) | Achievable Economic RVT Potential | 0 | 0 | 0 | 0 | 0 | 0 | 0 | 0 | 0 | 0 | 0 | 0 | 0 | 0 | 0 | 0 | 0 | 0 | 0 | 0 | 0 | 0 | 0 | 0 | 0 | 0 | 0
F3_Commercial_Interruptible - Miscellaneous_Existing_Water Heating_Natural Gas_Water Heater - Drainwater Heat Recovery_A_Achievable Economic RVT Potential | F3 | Commercial | Interruptible - Miscellaneous | Existing | Water Heating | Natural Gas | Water Heater - Drainwater Heat Recovery | A | Integrated Unit Winter Peak Savings (kW) | Achievable Economic RVT Potential | 0 | 0 | 0 | 0 | 0 | 0 | 0 | 0 | 0 | 0 | 0 | 0 | 0 | 0 | 0 | 0 | 0 | 0 | 0 | 0 | 0 | 0 | 0 | 0 | 0 | 0 | 0
F4_Commercial_Interruptible - Miscellaneous_Existing_Water Heating_Natural Gas_Water Heater - Drainwater Heat Recovery_A_Achievable Economic RVT Potential | F4 | Commercial | Interruptible - Miscellaneous | Existing | Water Heating | Natural Gas | Water Heater - Drainwater Heat Recovery | A | Incremental Energy Savings (MWh or mTherms) | Achievable Economic RVT Potential | 0 | 0 | 0 | 0 | 0 | 0 | 0 | 0 | 0 | 0 | 0 | 0 | 0 | 0 | 0 | 0 | 0 | 0 | 0 | 0 | 0 | 0 | 0 | 0 | 0 | 0 | 0
F5_Commercial_Interruptible - Miscellaneous_Existing_Water Heating_Natural Gas_Water Heater - Drainwater Heat Recovery_A_Achievable Economic RVT Potential | F5 | Commercial | Interruptible - Miscellaneous | Existing | Water Heating | Natural Gas | Water Heater - Drainwater Heat Recovery | A | Incremental Summer Peak Savings (MW) | Achievable Economic RVT Potential | 0 | 0 | 0 | 0 | 0 | 0 | 0 | 0 | 0 | 0 | 0 | 0 | 0 | 0 | 0 | 0 | 0 | 0 | 0 | 0 | 0 | 0 | 0 | 0 | 0 | 0 | 0
F6_Commercial_Interruptible - Miscellaneous_Existing_Water Heating_Natural Gas_Water Heater - Drainwater Heat Recovery_A_Achievable Economic RVT Potential | F6 | Commercial | Interruptible - Miscellaneous | Existing | Water Heating | Natural Gas | Water Heater - Drainwater Heat Recovery | A | Incremental Winter Peak Savings (MW) | Achievable Economic RVT Potential | 0 | 0 | 0 | 0 | 0 | 0 | 0 | 0 | 0 | 0 | 0 | 0 | 0 | 0 | 0 | 0 | 0 | 0 | 0 | 0 | 0 | 0 | 0 | 0 | 0 | 0 | 0
F7_Commercial_Interruptible - Miscellaneous_Existing_Water Heating_Natural Gas_Water Heater - Drainwater Heat Recovery_A_Achievable Economic RVT Potential | F7 | Commercial | Interruptible - Miscellaneous | Existing | Water Heating | Natural Gas | Water Heater - Drainwater Heat Recovery | A | Cumulative Energy Savings (MWh or mTherms) | Achievable Economic RVT Potential | 0 | 0 | 0 | 0 | 0 | 0 | 0 | 0 | 0 | 0 | 0 | 0 | 0 | 0 | 0 | 0 | 0 | 0 | 0 | 0 | 0 | 0 | 0 | 0 | 0 | 0 | 0
F8_Commercial_Interruptible - Miscellaneous_Existing_Water Heating_Natural Gas_Water Heater - Drainwater Heat Recovery_A_Achievable Economic RVT Potential | F8 | Commercial | Interruptible - Miscellaneous | Existing | Water Heating | Natural Gas | Water Heater - Drainwater Heat Recovery | A | Cumulative Summer Peak Savings (MW) | Achievable Economic RVT Potential | 0 | 0 | 0 | 0 | 0 | 0 | 0 | 0 | 0 | 0 | 0 | 0 | 0 | 0 | 0 | 0 | 0 | 0 | 0 | 0 | 0 | 0 | 0 | 0 | 0 | 0 | 0
F9_Commercial_Interruptible - Miscellaneous_Existing_Water Heating_Natural Gas_Water Heater - Drainwater Heat Recovery_A_Achievable Economic RVT Potential | F9 | Commercial | Interruptible - Miscellaneous | Existing | Water Heating | Natural Gas | Water Heater - Drainwater Heat Recovery | A | Cumulative Winter Peak Savings (MW) | Achievable Economic RVT Potential | 0 | 0 | 0 | 0 | 0 | 0 | 0 | 0 | 0 | 0 | 0 | 0 | 0 | 0 | 0 | 0 | 0 | 0 | 0 | 0 | 0 | 0 | 0 | 0 | 0 | 0 | 0
F10_Commercial_Interruptible - Miscellaneous_Existing_Water Heating_Natural Gas_Water Heater - Drainwater Heat Recovery_A_Achievable Economic RVT Potential | F10 | Commercial | Interruptible - Miscellaneous | Existing | Water Heating | Natural Gas | Water Heater - Drainwater Heat Recovery | A | Purchases (Incremental) | Achievable Economic RVT Potential | 0 | 0 | 0 | 0 | 0 | 0 | 0 | 0 | 0 | 0 | 0 | 0 | 0 | 0 | 0 | 0 | 0 | 0 | 0 | 0 | 0 | 0 | 0 | 0 | 0 | 0 | 0
F11_Commercial_Interruptible - Miscellaneous_Existing_Water Heating_Natural Gas_Water Heater - Drainwater Heat Recovery_A_Achievable Economic RVT Potential | F11 | Commercial | Interruptible - Miscellaneous | Existing | Water Heating | Natural Gas | Water Heater - Drainwater Heat Recovery | A | Purchases (Cumulative) | Achievable Economic RVT Potential | 0 | 0 | 0 | 0 | 0 | 0 | 0 | 0 | 0 | 0 | 0 | 0 | 0 | 0 | 0 | 0 | 0 | 0 | 0 | 0 | 0 | 0 | 0 | 0 | 0 | 0 | 0
F1_Commercial_Interruptible - Miscellaneous_Existing_Water Heating_Natural Gas_Water Heater - Circulation Pump Controls_A_Achievable Economic RVT Potential | F1 | Commercial | Interruptible - Miscellaneous | Existing | Water Heating | Natural Gas | Water Heater - Circulation Pump Controls | A | Integrated Unit Energy Savings (kWh or therms) | Achievable Economic RVT Potential | 0 | 0 | 577.6431 | 567.0534 | 557.6787 | 549.0596 | 541.1622 | 533.8729 | 527.5637 | 521.9819 | 516.9179 | 512.3473 | 508.505 | 505.3219 | 502.7185 | 499.9731 | 497.841 | 496.1474 | 494.8196 | 493.7514 | 492.9921 | 492.4541 | 492.0722 | 491.7992 | 491.4314 | 491.3386 | 491.2644
F2_Commercial_Interruptible - Miscellaneous_Existing_Water Heating_Natural Gas_Water Heater - Circulation Pump Controls_A_Achievable Economic RVT Potential | F2 | Commercial | Interruptible - Miscellaneous | Existing | Water Heating | Natural Gas | Water Heater - Circulation Pump Controls | A | Integrated Unit Summer Peak Savings (kW) | Achievable Economic RVT Potential | 0 | 0 | 0 | 0 | 0 | 0 | 0 | 0 | 0 | 0 | 0 | 0 | 0 | 0 | 0 | 0 | 0 | 0 | 0 | 0 | 0 | 0 | 0 | 0 | 0 | 0 | 0
F3_Commercial_Interruptible - Miscellaneous_Existing_Water Heating_Natural Gas_Water Heater - Circulation Pump Controls_A_Achievable Economic RVT Potential | F3 | Commercial | Interruptible - Miscellaneous | Existing | Water Heating | Natural Gas | Water Heater - Circulation Pump Controls | A | Integrated Unit Winter Peak Savings (kW) | Achievable Economic RVT Potential | 0 | 0 | 0 | 0 | 0 | 0 | 0 | 0 | 0 | 0 | 0 | 0 | 0 | 0 | 0 | 0 | 0 | 0 | 0 | 0 | 0 | 0 | 0 | 0 | 0 | 0 | 0
F4_Commercial_Interruptible - Miscellaneous_Existing_Water Heating_Natural Gas_Water Heater - Circulation Pump Controls_A_Achievable Economic RVT Potential | F4 | Commercial | Interruptible - Miscellaneous | Existing | Water Heating | Natural Gas | Water Heater - Circulation Pump Controls | A | Incremental Energy Savings (MWh or mTherms) | Achievable Economic RVT Potential | 0 | 0 | 0 | 0 | 0 | 0 | 0 | 0 | 0 | 0 | 0 | 0 | 0 | 0 | 0 | 0 | 0 | 0 | 0 | 0 | 0 | 0 | 0 | 0 | 0 | 0 | 0
F5_Commercial_Interruptible - Miscellaneous_Existing_Water Heating_Natural Gas_Water Heater - Circulation Pump Controls_A_Achievable Economic RVT Potential | F5 | Commercial | Interruptible - Miscellaneous | Existing | Water Heating | Natural Gas | Water Heater - Circulation Pump Controls | A | Incremental Summer Peak Savings (MW) | Achievable Economic RVT Potential | 0 | 0 | 0 | 0 | 0 | 0 | 0 | 0 | 0 | 0 | 0 | 0 | 0 | 0 | 0 | 0 | 0 | 0 | 0 | 0 | 0 | 0 | 0 | 0 | 0 | 0 | 0
F6_Commercial_Interruptible - Miscellaneous_Existing_Water Heating_Natural Gas_Water Heater - Circulation Pump Controls_A_Achievable Economic RVT Potential | F6 | Commercial | Interruptible - Miscellaneous | Existing | Water Heating | Natural Gas | Water Heater - Circulation Pump Controls | A | Incremental Winter Peak Savings (MW) | Achievable Economic RVT Potential | 0 | 0 | 0 | 0 | 0 | 0 | 0 | 0 | 0 | 0 | 0 | 0 | 0 | 0 | 0 | 0 | 0 | 0 | 0 | 0 | 0 | 0 | 0 | 0 | 0 | 0 | 0
F7_Commercial_Interruptible - Miscellaneous_Existing_Water Heating_Natural Gas_Water Heater - Circulation Pump Controls_A_Achievable Economic RVT Potential | F7 | Commercial | Interruptible - Miscellaneous | Existing | Water Heating | Natural Gas | Water Heater - Circulation Pump Controls | A | Cumulative Energy Savings (MWh or mTherms) | Achievable Economic RVT Potential | 0 | 0 | 0 | 0 | 0 | 0 | 0 | 0 | 0 | 0 | 0 | 0 | 0 | 0 | 0 | 0 | 0 | 0 | 0 | 0 | 0 | 0 | 0 | 0 | 0 | 0 | 0
F8_Commercial_Interruptible - Miscellaneous_Existing_Water Heating_Natural Gas_Water Heater - Circulation Pump Controls_A_Achievable Economic RVT Potential | F8 | Commercial | Interruptible - Miscellaneous | Existing | Water Heating | Natural Gas | Water Heater - Circulation Pump Controls | A | Cumulative Summer Peak Savings (MW) | Achievable Economic RVT Potential | 0 | 0 | 0 | 0 | 0 | 0 | 0 | 0 | 0 | 0 | 0 | 0 | 0 | 0 | 0 | 0 | 0 | 0 | 0 | 0 | 0 | 0 | 0 | 0 | 0 | 0 | 0
F9_Commercial_Interruptible - Miscellaneous_Existing_Water Heating_Natural Gas_Water Heater - Circulation Pump Controls_A_Achievable Economic RVT Potential | F9 | Commercial | Interruptible - Miscellaneous | Existing | Water Heating | Natural Gas | Water Heater - Circulation Pump Controls | A | Cumulative Winter Peak Savings (MW) | Achievable Economic RVT Potential | 0 | 0 | 0 | 0 | 0 | 0 | 0 | 0 | 0 | 0 | 0 | 0 | 0 | 0 | 0 | 0 | 0 | 0 | 0 | 0 | 0 | 0 | 0 | 0 | 0 | 0 | 0
F10_Commercial_Interruptible - Miscellaneous_Existing_Water Heating_Natural Gas_Water Heater - Circulation Pump Controls_A_Achievable Economic RVT Potential | F10 | Commercial | Interruptible - Miscellaneous | Existing | Water Heating | Natural Gas | Water Heater - Circulation Pump Controls | A | Purchases (Incremental) | Achievable Economic RVT Potential | 0 | 0 | 0 | 0 | 0 | 0 | 0 | 0 | 0 | 0 | 0 | 0 | 0 | 0 | 0 | 0 | 0 | 0 | 0 | 0 | 0 | 0 | 0 | 0 | 0 | 0 | 0
F11_Commercial_Interruptible - Miscellaneous_Existing_Water Heating_Natural Gas_Water Heater - Circulation Pump Controls_A_Achievable Economic RVT Potential | F11 | Commercial | Interruptible - Miscellaneous | Existing | Water Heating | Natural Gas | Water Heater - Circulation Pump Controls | A | Purchases (Cumulative) | Achievable Economic RVT Potential | 0 | 0 | 0 | 0 | 0 | 0 | 0 | 0 | 0 | 0 | 0 | 0 | 0 | 0 | 0 | 0 | 0 | 0 | 0 | 0 | 0 | 0 | 0 | 0 | 0 | 0 | 0
F1_Commercial_Interruptible - Miscellaneous_Existing_Water Heating_Natural Gas_Water Heater - Pipe Insulation_A_Achievable Economic RVT Potential | F1 | Commercial | Interruptible - Miscellaneous | Existing | Water Heating | Natural Gas | Water Heater - Pipe Insulation | A | Integrated Unit Energy Savings (kWh or therms) | Achievable Economic RVT Potential | 0 | 0 | 4.8211 | 4.7245 | 4.6366 | 4.5538 | 4.4757 | 4.4009 | 4.3331 | 4.2714 | 4.2151 | 4.1652 | 4.1242 | 4.0918 | 4.0707 | 4.0484 | 4.0312 | 4.0175 | 4.0067 | 3.9981 | 3.9919 | 3.9876 | 3.9845 | 3.9823 | 3.9793 | 3.9785 | 3.9779
F2_Commercial_Interruptible - Miscellaneous_Existing_Water Heating_Natural Gas_Water Heater - Pipe Insulation_A_Achievable Economic RVT Potential | F2 | Commercial | Interruptible - Miscellaneous | Existing | Water Heating | Natural Gas | Water Heater - Pipe Insulation | A | Integrated Unit Summer Peak Savings (kW) | Achievable Economic RVT Potential | 0 | 0 | 0 | 0 | 0 | 0 | 0 | 0 | 0 | 0 | 0 | 0 | 0 | 0 | 0 | 0 | 0 | 0 | 0 | 0 | 0 | 0 | 0 | 0 | 0 | 0 | 0
F3_Commercial_Interruptible - Miscellaneous_Existing_Water Heating_Natural Gas_Water Heater - Pipe Insulation_A_Achievable Economic RVT Potential | F3 | Commercial | Interruptible - Miscellaneous | Existing | Water Heating | Natural Gas | Water Heater - Pipe Insulation | A | Integrated Unit Winter Peak Savings (kW) | Achievable Economic RVT Potential | 0 | 0 | 0 | 0 | 0 | 0 | 0 | 0 | 0 | 0 | 0 | 0 | 0 | 0 | 0 | 0 | 0 | 0 | 0 | 0 | 0 | 0 | 0 | 0 | 0 | 0 | 0
F4_Commercial_Interruptible - Miscellaneous_Existing_Water Heating_Natural Gas_Water Heater - Pipe Insulation_A_Achievable Economic RVT Potential | F4 | Commercial | Interruptible - Miscellaneous | Existing | Water Heating | Natural Gas | Water Heater - Pipe Insulation | A | Incremental Energy Savings (MWh or mTherms) | Achievable Economic RVT Potential | 0 | 0 | 0 | 0 | 0 | 0 | 0 | 0 | 0 | 0 | 0 | 0 | 0 | 0 | 0 | 0 | 0 | 0 | 0 | 0 | 0 | 0 | 0 | 0 | 0 | 0 | 0
F5_Commercial_Interruptible - Miscellaneous_Existing_Water Heating_Natural Gas_Water Heater - Pipe Insulation_A_Achievable Economic RVT Potential | F5 | Commercial | Interruptible - Miscellaneous | Existing | Water Heating | Natural Gas | Water Heater - Pipe Insulation | A | Incremental Summer Peak Savings (MW) | Achievable Economic RVT Potential | 0 | 0 | 0 | 0 | 0 | 0 | 0 | 0 | 0 | 0 | 0 | 0 | 0 | 0 | 0 | 0 | 0 | 0 | 0 | 0 | 0 | 0 | 0 | 0 | 0 | 0 | 0
F6_Commercial_Interruptible - Miscellaneous_Existing_Water Heating_Natural Gas_Water Heater - Pipe Insulation_A_Achievable Economic RVT Potential | F6 | Commercial | Interruptible - Miscellaneous | Existing | Water Heating | Natural Gas | Water Heater - Pipe Insulation | A | Incremental Winter Peak Savings (MW) | Achievable Economic RVT Potential | 0 | 0 | 0 | 0 | 0 | 0 | 0 | 0 | 0 | 0 | 0 | 0 | 0 | 0 | 0 | 0 | 0 | 0 | 0 | 0 | 0 | 0 | 0 | 0 | 0 | 0 | 0
F7_Commercial_Interruptible - Miscellaneous_Existing_Water Heating_Natural Gas_Water Heater - Pipe Insulation_A_Achievable Economic RVT Potential | F7 | Commercial | Interruptible - Miscellaneous | Existing | Water Heating | Natural Gas | Water Heater - Pipe Insulation | A | Cumulative Energy Savings (MWh or mTherms) | Achievable Economic RVT Potential | 0 | 0 | 0 | 0 | 0 | 0 | 0 | 0 | 0 | 0 | 0 | 0 | 0 | 0 | 0 | 0 | 0 | 0 | 0 | 0 | 0 | 0 | 0 | 0 | 0 | 0 | 0
F8_Commercial_Interruptible - Miscellaneous_Existing_Water Heating_Natural Gas_Water Heater - Pipe Insulation_A_Achievable Economic RVT Potential | F8 | Commercial | Interruptible - Miscellaneous | Existing | Water Heating | Natural Gas | Water Heater - Pipe Insulation | A | Cumulative Summer Peak Savings (MW) | Achievable Economic RVT Potential | 0 | 0 | 0 | 0 | 0 | 0 | 0 | 0 | 0 | 0 | 0 | 0 | 0 | 0 | 0 | 0 | 0 | 0 | 0 | 0 | 0 | 0 | 0 | 0 | 0 | 0 | 0
F9_Commercial_Interruptible - Miscellaneous_Existing_Water Heating_Natural Gas_Water Heater - Pipe Insulation_A_Achievable Economic RVT Potential | F9 | Commercial | Interruptible - Miscellaneous | Existing | Water Heating | Natural Gas | Water Heater - Pipe Insulation | A | Cumulative Winter Peak Savings (MW) | Achievable Economic RVT Potential | 0 | 0 | 0 | 0 | 0 | 0 | 0 | 0 | 0 | 0 | 0 | 0 | 0 | 0 | 0 | 0 | 0 | 0 | 0 | 0 | 0 | 0 | 0 | 0 | 0 | 0 | 0
F10_Commercial_Interruptible - Miscellaneous_Existing_Water Heating_Natural Gas_Water Heater - Pipe Insulation_A_Achievable Economic RVT Potential | F10 | Commercial | Interruptible - Miscellaneous | Existing | Water Heating | Natural Gas | Water Heater - Pipe Insulation | A | Purchases (Incremental) | Achievable Economic RVT Potential | 0 | 0 | 0 | 0 | 0 | 0 | 0 | 0 | 0 | 0 | 0 | 0 | 0 | 0 | 0 | 0 | 0 | 0 | 0 | 0 | 0 | 0 | 0 | 0 | 0 | 0 | 0
F11_Commercial_Interruptible - Miscellaneous_Existing_Water Heating_Natural Gas_Water Heater - Pipe Insulation_A_Achievable Economic RVT Potential | F11 | Commercial | Interruptible - Miscellaneous | Existing | Water Heating | Natural Gas | Water Heater - Pipe Insulation | A | Purchases (Cumulative) | Achievable Economic RVT Potential | 0 | 0 | 0 | 0 | 0 | 0 | 0 | 0 | 0 | 0 | 0 | 0 | 0 | 0 | 0 | 0 | 0 | 0 | 0 | 0 | 0 | 0 | 0 | 0 | 0 | 0 | 0
F1_Commercial_Interruptible - Miscellaneous_Existing_Water Heating_Natural Gas_Water Heater - Motion Control Faucet_A_Achievable Economic RVT Potential | F1 | Commercial | Interruptible - Miscellaneous | Existing | Water Heating | Natural Gas | Water Heater - Motion Control Faucet | A | Integrated Unit Energy Savings (kWh or therms) | Achievable Economic RVT Potential | 0 | 0 | 0 | 0 | 0 | 0 | 0 | 0 | 0 | 0 | 0 | 0 | 0 | 0 | 0 | 0 | 0 | 0 | 0 | 0 | 0 | 0 | 0 | 0 | 0 | 0 | 0
F2_Commercial_Interruptible - Miscellaneous_Existing_Water Heating_Natural Gas_Water Heater - Motion Control Faucet_A_Achievable Economic RVT Potential | F2 | Commercial | Interruptible - Miscellaneous | Existing | Water Heating | Natural Gas | Water Heater - Motion Control Faucet | A | Integrated Unit Summer Peak Savings (kW) | Achievable Economic RVT Potential | 0 | 0 | 0 | 0 | 0 | 0 | 0 | 0 | 0 | 0 | 0 | 0 | 0 | 0 | 0 | 0 | 0 | 0 | 0 | 0 | 0 | 0 | 0 | 0 | 0 | 0 | 0
F3_Commercial_Interruptible - Miscellaneous_Existing_Water Heating_Natural Gas_Water Heater - Motion Control Faucet_A_Achievable Economic RVT Potential | F3 | Commercial | Interruptible - Miscellaneous | Existing | Water Heating | Natural Gas | Water Heater - Motion Control Faucet | A | Integrated Unit Winter Peak Savings (kW) | Achievable Economic RVT Potential | 0 | 0 | 0 | 0 | 0 | 0 | 0 | 0 | 0 | 0 | 0 | 0 | 0 | 0 | 0 | 0 | 0 | 0 | 0 | 0 | 0 | 0 | 0 | 0 | 0 | 0 | 0
F4_Commercial_Interruptible - Miscellaneous_Existing_Water Heating_Natural Gas_Water Heater - Motion Control Faucet_A_Achievable Economic RVT Potential | F4 | Commercial | Interruptible - Miscellaneous | Existing | Water Heating | Natural Gas | Water Heater - Motion Control Faucet | A | Incremental Energy Savings (MWh or mTherms) | Achievable Economic RVT Potential | 0 | 0 | 0 | 0 | 0 | 0 | 0 | 0 | 0 | 0 | 0 | 0 | 0 | 0 | 0 | 0 | 0 | 0 | 0 | 0 | 0 | 0 | 0 | 0 | 0 | 0 | 0
F5_Commercial_Interruptible - Miscellaneous_Existing_Water Heating_Natural Gas_Water Heater - Motion Control Faucet_A_Achievable Economic RVT Potential | F5 | Commercial | Interruptible - Miscellaneous | Existing | Water Heating | Natural Gas | Water Heater - Motion Control Faucet | A | Incremental Summer Peak Savings (MW) | Achievable Economic RVT Potential | 0 | 0 | 0 | 0 | 0 | 0 | 0 | 0 | 0 | 0 | 0 | 0 | 0 | 0 | 0 | 0 | 0 | 0 | 0 | 0 | 0 | 0 | 0 | 0 | 0 | 0 | 0
F6_Commercial_Interruptible - Miscellaneous_Existing_Water Heating_Natural Gas_Water Heater - Motion Control Faucet_A_Achievable Economic RVT Potential | F6 | Commercial | Interruptible - Miscellaneous | Existing | Water Heating | Natural Gas | Water Heater - Motion Control Faucet | A | Incremental Winter Peak Savings (MW) | Achievable Economic RVT Potential | 0 | 0 | 0 | 0 | 0 | 0 | 0 | 0 | 0 | 0 | 0 | 0 | 0 | 0 | 0 | 0 | 0 | 0 | 0 | 0 | 0 | 0 | 0 | 0 | 0 | 0 | 0
F7_Commercial_Interruptible - Miscellaneous_Existing_Water Heating_Natural Gas_Water Heater - Motion Control Faucet_A_Achievable Economic RVT Potential | F7 | Commercial | Interruptible - Miscellaneous | Existing | Water Heating | Natural Gas | Water Heater - Motion Control Faucet | A | Cumulative Energy Savings (MWh or mTherms) | Achievable Economic RVT Potential | 0 | 0 | 0 | 0 | 0 | 0 | 0 | 0 | 0 | 0 | 0 | 0 | 0 | 0 | 0 | 0 | 0 | 0 | 0 | 0 | 0 | 0 | 0 | 0 | 0 | 0 | 0
F8_Commercial_Interruptible - Miscellaneous_Existing_Water Heating_Natural Gas_Water Heater - Motion Control Faucet_A_Achievable Economic RVT Potential | F8 | Commercial | Interruptible - Miscellaneous | Existing | Water Heating | Natural Gas | Water Heater - Motion Control Faucet | A | Cumulative Summer Peak Savings (MW) | Achievable Economic RVT Potential | 0 | 0 | 0 | 0 | 0 | 0 | 0 | 0 | 0 | 0 | 0 | 0 | 0 | 0 | 0 | 0 | 0 | 0 | 0 | 0 | 0 | 0 | 0 | 0 | 0 | 0 | 0
F9_Commercial_Interruptible - Miscellaneous_Existing_Water Heating_Natural Gas_Water Heater - Motion Control Faucet_A_Achievable Economic RVT Potential | F9 | Commercial | Interruptible - Miscellaneous | Existing | Water Heating | Natural Gas | Water Heater - Motion Control Faucet | A | Cumulative Winter Peak Savings (MW) | Achievable Economic RVT Potential | 0 | 0 | 0 | 0 | 0 | 0 | 0 | 0 | 0 | 0 | 0 | 0 | 0 | 0 | 0 | 0 | 0 | 0 | 0 | 0 | 0 | 0 | 0 | 0 | 0 | 0 | 0
F10_Commercial_Interruptible - Miscellaneous_Existing_Water Heating_Natural Gas_Water Heater - Motion Control Faucet_A_Achievable Economic RVT Potential | F10 | Commercial | Interruptible - Miscellaneous | Existing | Water Heating | Natural Gas | Water Heater - Motion Control Faucet | A | Purchases (Incremental) | Achievable Economic RVT Potential | 0 | 0 | 0 | 0 | 0 | 0 | 0 | 0 | 0 | 0 | 0 | 0 | 0 | 0 | 0 | 0 | 0 | 0 | 0 | 0 | 0 | 0 | 0 | 0 | 0 | 0 | 0
F11_Commercial_Interruptible - Miscellaneous_Existing_Water Heating_Natural Gas_Water Heater - Motion Control Faucet_A_Achievable Economic RVT Potential | F11 | Commercial | Interruptible - Miscellaneous | Existing | Water Heating | Natural Gas | Water Heater - Motion Control Faucet | A | Purchases (Cumulative) | Achievable Economic RVT Potential | 0 | 0 | 0 | 0 | 0 | 0 | 0 | 0 | 0 | 0 | 0 | 0 | 0 | 0 | 0 | 0 | 0 | 0 | 0 | 0 | 0 | 0 | 0 | 0 | 0 | 0 | 0
F1_Commercial_Interruptible - Miscellaneous_Existing_Water Heating_Natural Gas_Water Heater - Solar System_A_Achievable Economic RVT Potential | F1 | Commercial | Interruptible - Miscellaneous | Existing | Water Heating | Natural Gas | Water Heater - Solar System | A | Integrated Unit Energy Savings (kWh or therms) | Achievable Economic RVT Potential | 0 | 0 | 38.547 | 37.7556 | 37.0296 | 36.341 | 35.6878 | 35.0567 | 34.4797 | 33.9506 | 33.4683 | 33.0422 | 32.6946 | 32.4219 | 32.2456 | 32.0652 | 31.9285 | 31.8199 | 31.7347 | 31.6662 | 31.6175 | 31.583 | 31.5585 | 31.541 | 31.5174 | 31.5115 | 31.5067
F2_Commercial_Interruptible - Miscellaneous_Existing_Water Heating_Natural Gas_Water Heater - Solar System_A_Achievable Economic RVT Potential | F2 | Commercial | Interruptible - Miscellaneous | Existing | Water Heating | Natural Gas | Water Heater - Solar System | A | Integrated Unit Summer Peak Savings (kW) | Achievable Economic RVT Potential | 0 | 0 | 0 | 0 | 0 | 0 | 0 | 0 | 0 | 0 | 0 | 0 | 0 | 0 | 0 | 0 | 0 | 0 | 0 | 0 | 0 | 0 | 0 | 0 | 0 | 0 | 0
F3_Commercial_Interruptible - Miscellaneous_Existing_Water Heating_Natural Gas_Water Heater - Solar System_A_Achievable Economic RVT Potential | F3 | Commercial | Interruptible - Miscellaneous | Existing | Water Heating | Natural Gas | Water Heater - Solar System | A | Integrated Unit Winter Peak Savings (kW) | Achievable Economic RVT Potential | 0 | 0 | 0 | 0 | 0 | 0 | 0 | 0 | 0 | 0 | 0 | 0 | 0 | 0 | 0 | 0 | 0 | 0 | 0 | 0 | 0 | 0 | 0 | 0 | 0 | 0 | 0
F4_Commercial_Interruptible - Miscellaneous_Existing_Water Heating_Natural Gas_Water Heater - Solar System_A_Achievable Economic RVT Potential | F4 | Commercial | Interruptible - Miscellaneous | Existing | Water Heating | Natural Gas | Water Heater - Solar System | A | Incremental Energy Savings (MWh or mTherms) | Achievable Economic RVT Potential | 0 | 0 | 0 | 0 | 0 | 0 | 0 | 0 | 0 | 0 | 0 | 0 | 0 | 0 | 0 | 0 | 0 | 0 | 0 | 0 | 0 | 0 | 0 | 0 | 0 | 0 | 0
F5_Commercial_Interruptible - Miscellaneous_Existing_Water Heating_Natural Gas_Water Heater - Solar System_A_Achievable Economic RVT Potential | F5 | Commercial | Interruptible - Miscellaneous | Existing | Water Heating | Natural Gas | Water Heater - Solar System | A | Incremental Summer Peak Savings (MW) | Achievable Economic RVT Potential | 0 | 0 | 0 | 0 | 0 | 0 | 0 | 0 | 0 | 0 | 0 | 0 | 0 | 0 | 0 | 0 | 0 | 0 | 0 | 0 | 0 | 0 | 0 | 0 | 0 | 0 | 0
F6_Commercial_Interruptible - Miscellaneous_Existing_Water Heating_Natural Gas_Water Heater - Solar System_A_Achievable Economic RVT Potential | F6 | Commercial | Interruptible - Miscellaneous | Existing | Water Heating | Natural Gas | Water Heater - Solar System | A | Incremental Winter Peak Savings (MW) | Achievable Economic RVT Potential | 0 | 0 | 0 | 0 | 0 | 0 | 0 | 0 | 0 | 0 | 0 | 0 | 0 | 0 | 0 | 0 | 0 | 0 | 0 | 0 | 0 | 0 | 0 | 0 | 0 | 0 | 0
F7_Commercial_Interruptible - Miscellaneous_Existing_Water Heating_Natural Gas_Water Heater - Solar System_A_Achievable Economic RVT Potential | F7 | Commercial | Interruptible - Miscellaneous | Existing | Water Heating | Natural Gas | Water Heater - Solar System | A | Cumulative Energy Savings (MWh or mTherms) | Achievable Economic RVT Potential | 0 | 0 | 0 | 0 | 0 | 0 | 0 | 0 | 0 | 0 | 0 | 0 | 0 | 0 | 0 | 0 | 0 | 0 | 0 | 0 | 0 | 0 | 0 | 0 | 0 | 0 | 0
F8_Commercial_Interruptible - Miscellaneous_Existing_Water Heating_Natural Gas_Water Heater - Solar System_A_Achievable Economic RVT Potential | F8 | Commercial | Interruptible - Miscellaneous | Existing | Water Heating | Natural Gas | Water Heater - Solar System | A | Cumulative Summer Peak Savings (MW) | Achievable Economic RVT Potential | 0 | 0 | 0 | 0 | 0 | 0 | 0 | 0 | 0 | 0 | 0 | 0 | 0 | 0 | 0 | 0 | 0 | 0 | 0 | 0 | 0 | 0 | 0 | 0 | 0 | 0 | 0
F9_Commercial_Interruptible - Miscellaneous_Existing_Water Heating_Natural Gas_Water Heater - Solar System_A_Achievable Economic RVT Potential | F9 | Commercial | Interruptible - Miscellaneous | Existing | Water Heating | Natural Gas | Water Heater - Solar System | A | Cumulative Winter Peak Savings (MW) | Achievable Economic RVT Potential | 0 | 0 | 0 | 0 | 0 | 0 | 0 | 0 | 0 | 0 | 0 | 0 | 0 | 0 | 0 | 0 | 0 | 0 | 0 | 0 | 0 | 0 | 0 | 0 | 0 | 0 | 0
F10_Commercial_Interruptible - Miscellaneous_Existing_Water Heating_Natural Gas_Water Heater - Solar System_A_Achievable Economic RVT Potential | F10 | Commercial | Interruptible - Miscellaneous | Existing | Water Heating | Natural Gas | Water Heater - Solar System | A | Purchases (Incremental) | Achievable Economic RVT Potential | 0 | 0 | 0 | 0 | 0 | 0 | 0 | 0 | 0 | 0 | 0 | 0 | 0 | 0 | 0 | 0 | 0 | 0 | 0 | 0 | 0 | 0 | 0 | 0 | 0 | 0 | 0
F11_Commercial_Interruptible - Miscellaneous_Existing_Water Heating_Natural Gas_Water Heater - Solar System_A_Achievable Economic RVT Potential | F11 | Commercial | Interruptible - Miscellaneous | Existing | Water Heating | Natural Gas | Water Heater - Solar System | A | Purchases (Cumulative) | Achievable Economic RVT Potential | 0 | 0 | 0 | 0 | 0 | 0 | 0 | 0 | 0 | 0 | 0 | 0 | 0 | 0 | 0 | 0 | 0 | 0 | 0 | 0 | 0 | 0 | 0 | 0 | 0 | 0 | 0
F1_Commercial_Interruptible - Miscellaneous_Existing_Water Heating_Natural Gas_Commercial Laundry - Ozone Treatment_A_Achievable Economic RVT Potential | F1 | Commercial | Interruptible - Miscellaneous | Existing | Water Heating | Natural Gas | Commercial Laundry - Ozone Treatment | A | Integrated Unit Energy Savings (kWh or therms) | Achievable Economic RVT Potential | 0 | 0 | 144.9171 | 141.5821 | 138.4854 | 135.6352 | 132.6151 | 129.6077 | 126.7652 | 124.1118 | 121.68 | 119.5594 | 117.8628 | 116.5813 | 115.7703 | 115.0329 | 114.5423 | 114.1526 | 113.8472 | 113.6014 | 113.4267 | 113.3029 | 113.215 | 113.1522 | 113.0676 | 113.0463 | 113.0292
F2_Commercial_Interruptible - Miscellaneous_Existing_Water Heating_Natural Gas_Commercial Laundry - Ozone Treatment_A_Achievable Economic RVT Potential | F2 | Commercial | Interruptible - Miscellaneous | Existing | Water Heating | Natural Gas | Commercial Laundry - Ozone Treatment | A | Integrated Unit Summer Peak Savings (kW) | Achievable Economic RVT Potential | 0 | 0 | 0 | 0 | 0 | 0 | 0 | 0 | 0 | 0 | 0 | 0 | 0 | 0 | 0 | 0 | 0 | 0 | 0 | 0 | 0 | 0 | 0 | 0 | 0 | 0 | 0
F3_Commercial_Interruptible - Miscellaneous_Existing_Water Heating_Natural Gas_Commercial Laundry - Ozone Treatment_A_Achievable Economic RVT Potential | F3 | Commercial | Interruptible - Miscellaneous | Existing | Water Heating | Natural Gas | Commercial Laundry - Ozone Treatment | A | Integrated Unit Winter Peak Savings (kW) | Achievable Economic RVT Potential | 0 | 0 | 0 | 0 | 0 | 0 | 0 | 0 | 0 | 0 | 0 | 0 | 0 | 0 | 0 | 0 | 0 | 0 | 0 | 0 | 0 | 0 | 0 | 0 | 0 | 0 | 0
F4_Commercial_Interruptible - Miscellaneous_Existing_Water Heating_Natural Gas_Commercial Laundry - Ozone Treatment_A_Achievable Economic RVT Potential | F4 | Commercial | Interruptible - Miscellaneous | Existing | Water Heating | Natural Gas | Commercial Laundry - Ozone Treatment | A | Incremental Energy Savings (MWh or mTherms) | Achievable Economic RVT Potential | 0 | 0 | 0 | 0 | 0 | 0 | 0 | 0 | 0 | 0 | 0 | 0 | 0 | 0 | 0 | 0 | 0 | 0 | 0 | 0 | 0 | 0 | 0 | 0 | 0 | 0 | 0
F5_Commercial_Interruptible - Miscellaneous_Existing_Water Heating_Natural Gas_Commercial Laundry - Ozone Treatment_A_Achievable Economic RVT Potential | F5 | Commercial | Interruptible - Miscellaneous | Existing | Water Heating | Natural Gas | Commercial Laundry - Ozone Treatment | A | Incremental Summer Peak Savings (MW) | Achievable Economic RVT Potential | 0 | 0 | 0 | 0 | 0 | 0 | 0 | 0 | 0 | 0 | 0 | 0 | 0 | 0 | 0 | 0 | 0 | 0 | 0 | 0 | 0 | 0 | 0 | 0 | 0 | 0 | 0
F6_Commercial_Interruptible - Miscellaneous_Existing_Water Heating_Natural Gas_Commercial Laundry - Ozone Treatment_A_Achievable Economic RVT Potential | F6 | Commercial | Interruptible - Miscellaneous | Existing | Water Heating | Natural Gas | Commercial Laundry - Ozone Treatment | A | Incremental Winter Peak Savings (MW) | Achievable Economic RVT Potential | 0 | 0 | 0 | 0 | 0 | 0 | 0 | 0 | 0 | 0 | 0 | 0 | 0 | 0 | 0 | 0 | 0 | 0 | 0 | 0 | 0 | 0 | 0 | 0 | 0 | 0 | 0
F7_Commercial_Interruptible - Miscellaneous_Existing_Water Heating_Natural Gas_Commercial Laundry - Ozone Treatment_A_Achievable Economic RVT Potential | F7 | Commercial | Interruptible - Miscellaneous | Existing | Water Heating | Natural Gas | Commercial Laundry - Ozone Treatment | A | Cumulative Energy Savings (MWh or mTherms) | Achievable Economic RVT Potential | 0 | 0 | 0 | 0 | 0 | 0 | 0 | 0 | 0 | 0 | 0 | 0 | 0 | 0 | 0 | 0 | 0 | 0 | 0 | 0 | 0 | 0 | 0 | 0 | 0 | 0 | 0
F8_Commercial_Interruptible - Miscellaneous_Existing_Water Heating_Natural Gas_Commercial Laundry - Ozone Treatment_A_Achievable Economic RVT Potential | F8 | Commercial | Interruptible - Miscellaneous | Existing | Water Heating | Natural Gas | Commercial Laundry - Ozone Treatment | A | Cumulative Summer Peak Savings (MW) | Achievable Economic RVT Potential | 0 | 0 | 0 | 0 | 0 | 0 | 0 | 0 | 0 | 0 | 0 | 0 | 0 | 0 | 0 | 0 | 0 | 0 | 0 | 0 | 0 | 0 | 0 | 0 | 0 | 0 | 0
F9_Commercial_Interruptible - Miscellaneous_Existing_Water Heating_Natural Gas_Commercial Laundry - Ozone Treatment_A_Achievable Economic RVT Potential | F9 | Commercial | Interruptible - Miscellaneous | Existing | Water Heating | Natural Gas | Commercial Laundry - Ozone Treatment | A | Cumulative Winter Peak Savings (MW) | Achievable Economic RVT Potential | 0 | 0 | 0 | 0 | 0 | 0 | 0 | 0 | 0 | 0 | 0 | 0 | 0 | 0 | 0 | 0 | 0 | 0 | 0 | 0 | 0 | 0 | 0 | 0 | 0 | 0 | 0
F10_Commercial_Interruptible - Miscellaneous_Existing_Water Heating_Natural Gas_Commercial Laundry - Ozone Treatment_A_Achievable Economic RVT Potential | F10 | Commercial | Interruptible - Miscellaneous | Existing | Water Heating | Natural Gas | Commercial Laundry - Ozone Treatment | A | Purchases (Incremental) | Achievable Economic RVT Potential | 0 | 0 | 0 | 0 | 0 | 0 | 0 | 0 | 0 | 0 | 0 | 0 | 0 | 0 | 0 | 0 | 0 | 0 | 0 | 0 | 0 | 0 | 0 | 0 | 0 | 0 | 0
F11_Commercial_Interruptible - Miscellaneous_Existing_Water Heating_Natural Gas_Commercial Laundry - Ozone Treatment_A_Achievable Economic RVT Potential | F11 | Commercial | Interruptible - Miscellaneous | Existing | Water Heating | Natural Gas | Commercial Laundry - Ozone Treatment | A | Purchases (Cumulative) | Achievable Economic RVT Potential | 0 | 0 | 0 | 0 | 0 | 0 | 0 | 0 | 0 | 0 | 0 | 0 | 0 | 0 | 0 | 0 | 0 | 0 | 0 | 0 | 0 | 0 | 0 | 0 | 0 | 0 | 0
F1_Commercial_Interruptible - Miscellaneous_Existing_Water Heating_Natural Gas_Commercial Laundry - ENERGY STAR Washer_A_Achievable Economic RVT Potential | F1 | Commercial | Interruptible - Miscellaneous | Existing | Water Heating | Natural Gas | Commercial Laundry - ENERGY STAR Washer | A | Integrated Unit Energy Savings (kWh or therms) | Achievable Economic RVT Potential | 0 | 0 | 34.0341 | 33.2509 | 32.5236 | 31.8542 | 31.1449 | 30.4386 | 29.7711 | 29.1479 | 28.5768 | 28.0788 | 27.6803 | 27.3794 | 27.1889 | 27.0157 | 26.9005 | 26.809 | 26.7372 | 26.6795 | 26.6385 | 26.6094 | 26.5888 | 26.574 | 26.5542 | 26.5492 | 26.5451
F2_Commercial_Interruptible - Miscellaneous_Existing_Water Heating_Natural Gas_Commercial Laundry - ENERGY STAR Washer_A_Achievable Economic RVT Potential | F2 | Commercial | Interruptible - Miscellaneous | Existing | Water Heating | Natural Gas | Commercial Laundry - ENERGY STAR Washer | A | Integrated Unit Summer Peak Savings (kW) | Achievable Economic RVT Potential | 0 | 0 | 0 | 0 | 0 | 0 | 0 | 0 | 0 | 0 | 0 | 0 | 0 | 0 | 0 | 0 | 0 | 0 | 0 | 0 | 0 | 0 | 0 | 0 | 0 | 0 | 0
F3_Commercial_Interruptible - Miscellaneous_Existing_Water Heating_Natural Gas_Commercial Laundry - ENERGY STAR Washer_A_Achievable Economic RVT Potential | F3 | Commercial | Interruptible - Miscellaneous | Existing | Water Heating | Natural Gas | Commercial Laundry - ENERGY STAR Washer | A | Integrated Unit Winter Peak Savings (kW) | Achievable Economic RVT Potential | 0 | 0 | 0 | 0 | 0 | 0 | 0 | 0 | 0 | 0 | 0 | 0 | 0 | 0 | 0 | 0 | 0 | 0 | 0 | 0 | 0 | 0 | 0 | 0 | 0 | 0 | 0
F4_Commercial_Interruptible - Miscellaneous_Existing_Water Heating_Natural Gas_Commercial Laundry - ENERGY STAR Washer_A_Achievable Economic RVT Potential | F4 | Commercial | Interruptible - Miscellaneous | Existing | Water Heating | Natural Gas | Commercial Laundry - ENERGY STAR Washer | A | Incremental Energy Savings (MWh or mTherms) | Achievable Economic RVT Potential | 0 | 0 | 3.8847e-06 | 5.7217e-06 | 8.3806e-06 | 1.1061e-05 | 1.407e-05 | 1.8796e-05 | 2.2123e-05 | 1.9278e-05 | 1.4764e-05 | 7.0536e-06 | 0 | 0 | 0 | 0 | 0 | 0 | 0 | 0 | 0 | 0 | 0 | 0 | 0 | 0 | 0
F5_Commercial_Interruptible - Miscellaneous_Existing_Water Heating_Natural Gas_Commercial Laundry - ENERGY STAR Washer_A_Achievable Economic RVT Potential | F5 | Commercial | Interruptible - Miscellaneous | Existing | Water Heating | Natural Gas | Commercial Laundry - ENERGY STAR Washer | A | Incremental Summer Peak Savings (MW) | Achievable Economic RVT Potential | 0 | 0 | 0 | 0 | 0 | 0 | 0 | 0 | 0 | 0 | 0 | 0 | 0 | 0 | 0 | 0 | 0 | 0 | 0 | 0 | 0 | 0 | 0 | 0 | 0 | 0 | 0
F6_Commercial_Interruptible - Miscellaneous_Existing_Water Heating_Natural Gas_Commercial Laundry - ENERGY STAR Washer_A_Achievable Economic RVT Potential | F6 | Commercial | Interruptible - Miscellaneous | Existing | Water Heating | Natural Gas | Commercial Laundry - ENERGY STAR Washer | A | Incremental Winter Peak Savings (MW) | Achievable Economic RVT Potential | 0 | 0 | 0 | 0 | 0 | 0 | 0 | 0 | 0 | 0 | 0 | 0 | 0 | 0 | 0 | 0 | 0 | 0 | 0 | 0 | 0 | 0 | 0 | 0 | 0 | 0 | 0
F7_Commercial_Interruptible - Miscellaneous_Existing_Water Heating_Natural Gas_Commercial Laundry - ENERGY STAR Washer_A_Achievable Economic RVT Potential | F7 | Commercial | Interruptible - Miscellaneous | Existing | Water Heating | Natural Gas | Commercial Laundry - ENERGY STAR Washer | A | Cumulative Energy Savings (MWh or mTherms) | Achievable Economic RVT Potential | 0 | 0 | 3.8847e-06 | 9.517e-06 | 1.7689e-05 | 2.8386e-05 | 4.1824e-05 | 5.9671e-05 | 8.0486e-05 | 9.8079e-05 | 0.00011092 | 0.00011604 | 0.0001144 | 0.00011315 | 0.00011236 | 0.00011165 | 0.00011117 | 0.00011079 | 0.0001105 | 0.00011026 | 0.00011009 | 0.00010997 | 0.00010988 | 0.00010982 | 0.00010974 | 0.00010972 | 0.0001097
F8_Commercial_Interruptible - Miscellaneous_Existing_Water Heating_Natural Gas_Commercial Laundry - ENERGY STAR Washer_A_Achievable Economic RVT Potential | F8 | Commercial | Interruptible - Miscellaneous | Existing | Water Heating | Natural Gas | Commercial Laundry - ENERGY STAR Washer | A | Cumulative Summer Peak Savings (MW) | Achievable Economic RVT Potential | 0 | 0 | 0 | 0 | 0 | 0 | 0 | 0 | 0 | 0 | 0 | 0 | 0 | 0 | 0 | 0 | 0 | 0 | 0 | 0 | 0 | 0 | 0 | 0 | 0 | 0 | 0
F9_Commercial_Interruptible - Miscellaneous_Existing_Water Heating_Natural Gas_Commercial Laundry - ENERGY STAR Washer_A_Achievable Economic RVT Potential | F9 | Commercial | Interruptible - Miscellaneous | Existing | Water Heating | Natural Gas | Commercial Laundry - ENERGY STAR Washer | A | Cumulative Winter Peak Savings (MW) | Achievable Economic RVT Potential | 0 | 0 | 0 | 0 | 0 | 0 | 0 | 0 | 0 | 0 | 0 | 0 | 0 | 0 | 0 | 0 | 0 | 0 | 0 | 0 | 0 | 0 | 0 | 0 | 0 | 0 | 0
F10_Commercial_Interruptible - Miscellaneous_Existing_Water Heating_Natural Gas_Commercial Laundry - ENERGY STAR Washer_A_Achievable Economic RVT Potential | F10 | Commercial | Interruptible - Miscellaneous | Existing | Water Heating | Natural Gas | Commercial Laundry - ENERGY STAR Washer | A | Purchases (Incremental) | Achievable Economic RVT Potential | 0 | 0 | 0.00011414 | 0.00017208 | 0.00025768 | 0.00034724 | 0.00045176 | 0.00061749 | 0.00074311 | 0.00066138 | 0.00051665 | 0.00025121 | 0 | 0 | 0 | 0 | 0 | 0 | 0 | 0 | 0 | 0 | 0 | 0 | 0 | 0 | 0
F11_Commercial_Interruptible - Miscellaneous_Existing_Water Heating_Natural Gas_Commercial Laundry - ENERGY STAR Washer_A_Achievable Economic RVT Potential | F11 | Commercial | Interruptible - Miscellaneous | Existing | Water Heating | Natural Gas | Commercial Laundry - ENERGY STAR Washer | A | Purchases (Cumulative) | Achievable Economic RVT Potential | 0 | 0 | 0.00011414 | 0.00028622 | 0.0005439 | 0.00089113 | 0.0013429 | 0.0019604 | 0.0027035 | 0.0033649 | 0.0038815 | 0.0041327 | 0.0041327 | 0.0041327 | 0.0041327 | 0.0041327 | 0.0041327 | 0.0041327 | 0.0041327 | 0.0041327 | 0.0041327 | 0.0041327 | 0.0041327 | 0.0041327 | 0.0041327 | 0.0041327 | 0.0041327
F1_Commercial_Interruptible - Miscellaneous_Existing_Water Heating_Natural Gas_Water Heater - Efficient Dishwasher_A_Achievable Economic RVT Potential | F1 | Commercial | Interruptible - Miscellaneous | Existing | Water Heating | Natural Gas | Water Heater - Efficient Dishwasher | A | Integrated Unit Energy Savings (kWh or therms) | Achievable Economic RVT Potential | 0 | 0 | 98.5463 | 96.2784 | 94.1726 | 92.2344 | 90.4578 | 88.7252 | 87.1239 | 85.6477 | 84.2932 | 83.0994 | 82.1314 | 81.3824 | 80.9021 | 80.4266 | 80.0837 | 79.8112 | 79.5976 | 79.4258 | 79.3037 | 79.2171 | 79.1557 | 79.1118 | 79.0526 | 79.0377 | 79.0257
F2_Commercial_Interruptible - Miscellaneous_Existing_Water Heating_Natural Gas_Water Heater - Efficient Dishwasher_A_Achievable Economic RVT Potential | F2 | Commercial | Interruptible - Miscellaneous | Existing | Water Heating | Natural Gas | Water Heater - Efficient Dishwasher | A | Integrated Unit Summer Peak Savings (kW) | Achievable Economic RVT Potential | 0 | 0 | 0 | 0 | 0 | 0 | 0 | 0 | 0 | 0 | 0 | 0 | 0 | 0 | 0 | 0 | 0 | 0 | 0 | 0 | 0 | 0 | 0 | 0 | 0 | 0 | 0
F3_Commercial_Interruptible - Miscellaneous_Existing_Water Heating_Natural Gas_Water Heater - Efficient Dishwasher_A_Achievable Economic RVT Potential | F3 | Commercial | Interruptible - Miscellaneous | Existing | Water Heating | Natural Gas | Water Heater - Efficient Dishwasher | A | Integrated Unit Winter Peak Savings (kW) | Achievable Economic RVT Potential | 0 | 0 | 0 | 0 | 0 | 0 | 0 | 0 | 0 | 0 | 0 | 0 | 0 | 0 | 0 | 0 | 0 | 0 | 0 | 0 | 0 | 0 | 0 | 0 | 0 | 0 | 0
F4_Commercial_Interruptible - Miscellaneous_Existing_Water Heating_Natural Gas_Water Heater - Efficient Dishwasher_A_Achievable Economic RVT Potential | F4 | Commercial | Interruptible - Miscellaneous | Existing | Water Heating | Natural Gas | Water Heater - Efficient Dishwasher | A | Incremental Energy Savings (MWh or mTherms) | Achievable Economic RVT Potential | 0 | 0 | 0.0015612 | 0.0022995 | 0.0033681 | 0.0044453 | 0.005672 | 0.0076043 | 0.0089862 | 0.0092191 | 0.0080578 | 0.0058695 | 0.0034739 | 0.0016212 | 0 | 0 | 0 | 0 | 0 | 0 | 0 | 0 | 0 | 0 | 0 | 0 | 0
F5_Commercial_Interruptible - Miscellaneous_Existing_Water Heating_Natural Gas_Water Heater - Efficient Dishwasher_A_Achievable Economic RVT Potential | F5 | Commercial | Interruptible - Miscellaneous | Existing | Water Heating | Natural Gas | Water Heater - Efficient Dishwasher | A | Incremental Summer Peak Savings (MW) | Achievable Economic RVT Potential | 0 | 0 | 0 | 0 | 0 | 0 | 0 | 0 | 0 | 0 | 0 | 0 | 0 | 0 | 0 | 0 | 0 | 0 | 0 | 0 | 0 | 0 | 0 | 0 | 0 | 0 | 0
F6_Commercial_Interruptible - Miscellaneous_Existing_Water Heating_Natural Gas_Water Heater - Efficient Dishwasher_A_Achievable Economic RVT Potential | F6 | Commercial | Interruptible - Miscellaneous | Existing | Water Heating | Natural Gas | Water Heater - Efficient Dishwasher | A | Incremental Winter Peak Savings (MW) | Achievable Economic RVT Potential | 0 | 0 | 0 | 0 | 0 | 0 | 0 | 0 | 0 | 0 | 0 | 0 | 0 | 0 | 0 | 0 | 0 | 0 | 0 | 0 | 0 | 0 | 0 | 0 | 0 | 0 | 0
F7_Commercial_Interruptible - Miscellaneous_Existing_Water Heating_Natural Gas_Water Heater - Efficient Dishwasher_A_Achievable Economic RVT Potential | F7 | Commercial | Interruptible - Miscellaneous | Existing | Water Heating | Natural Gas | Water Heater - Efficient Dishwasher | A | Cumulative Energy Savings (MWh or mTherms) | Achievable Economic RVT Potential | 0 | 0 | 0.0015612 | 0.0038248 | 0.0071092 | 0.011408 | 0.01686 | 0.024142 | 0.032692 | 0.041357 | 0.048761 | 0.05394 | 0.056786 | 0.057889 | 0.057547 | 0.057209 | 0.056965 | 0.056772 | 0.05662 | 0.056497 | 0.05641 | 0.056349 | 0.056305 | 0.056274 | 0.056232 | 0.056221 | 0.056213
F8_Commercial_Interruptible - Miscellaneous_Existing_Water Heating_Natural Gas_Water Heater - Efficient Dishwasher_A_Achievable Economic RVT Potential | F8 | Commercial | Interruptible - Miscellaneous | Existing | Water Heating | Natural Gas | Water Heater - Efficient Dishwasher | A | Cumulative Summer Peak Savings (MW) | Achievable Economic RVT Potential | 0 | 0 | 0 | 0 | 0 | 0 | 0 | 0 | 0 | 0 | 0 | 0 | 0 | 0 | 0 | 0 | 0 | 0 | 0 | 0 | 0 | 0 | 0 | 0 | 0 | 0 | 0
F9_Commercial_Interruptible - Miscellaneous_Existing_Water Heating_Natural Gas_Water Heater - Efficient Dishwasher_A_Achievable Economic RVT Potential | F9 | Commercial | Interruptible - Miscellaneous | Existing | Water Heating | Natural Gas | Water Heater - Efficient Dishwasher | A | Cumulative Winter Peak Savings (MW) | Achievable Economic RVT Potential | 0 | 0 | 0 | 0 | 0 | 0 | 0 | 0 | 0 | 0 | 0 | 0 | 0 | 0 | 0 | 0 | 0 | 0 | 0 | 0 | 0 | 0 | 0 | 0 | 0 | 0 | 0
F10_Commercial_Interruptible - Miscellaneous_Existing_Water Heating_Natural Gas_Water Heater - Efficient Dishwasher_A_Achievable Economic RVT Potential | F10 | Commercial | Interruptible - Miscellaneous | Existing | Water Heating | Natural Gas | Water Heater - Efficient Dishwasher | A | Purchases (Incremental) | Achievable Economic RVT Potential | 0 | 0 | 0.015842 | 0.023884 | 0.035765 | 0.048195 | 0.062704 | 0.085706 | 0.10314 | 0.10764 | 0.095593 | 0.070632 | 0.042297 | 0.019921 | 0 | 0 | 0 | 0 | 0 | 0 | 0 | 0 | 0 | 0 | 0 | 0 | 0
F11_Commercial_Interruptible - Miscellaneous_Existing_Water Heating_Natural Gas_Water Heater - Efficient Dishwasher_A_Achievable Economic RVT Potential | F11 | Commercial | Interruptible - Miscellaneous | Existing | Water Heating | Natural Gas | Water Heater - Efficient Dishwasher | A | Purchases (Cumulative) | Achievable Economic RVT Potential | 0 | 0 | 0.015842 | 0.039726 | 0.075491 | 0.12369 | 0.18639 | 0.2721 | 0.37524 | 0.48288 | 0.57847 | 0.6491 | 0.6914 | 0.71132 | 0.71132 | 0.71132 | 0.71132 | 0.71132 | 0.71132 | 0.71132 | 0.71132 | 0.71132 | 0.71132 | 0.71132 | 0.71132 | 0.71132 | 0.71132
F1_Commercial_Interruptible - Miscellaneous_Existing_Water Heating_Natural Gas_Commercial Laundry - Alternative Dry-Cleaning Methods_A_Achievable Economic RVT Potential | F1 | Commercial | Interruptible - Miscellaneous | Existing | Water Heating | Natural Gas | Commercial Laundry - Alternative Dry-Cleaning Methods | A | Integrated Unit Energy Savings (kWh or therms) | Achievable Economic RVT Potential | 0 | 0 | 0 | 0 | 0 | 0 | 0 | 0 | 0 | 0 | 0 | 0 | 0 | 0 | 0 | 0 | 0 | 0 | 0 | 0 | 0 | 0 | 0 | 0 | 0 | 0 | 0
F2_Commercial_Interruptible - Miscellaneous_Existing_Water Heating_Natural Gas_Commercial Laundry - Alternative Dry-Cleaning Methods_A_Achievable Economic RVT Potential | F2 | Commercial | Interruptible - Miscellaneous | Existing | Water Heating | Natural Gas | Commercial Laundry - Alternative Dry-Cleaning Methods | A | Integrated Unit Summer Peak Savings (kW) | Achievable Economic RVT Potential | 0 | 0 | 0 | 0 | 0 | 0 | 0 | 0 | 0 | 0 | 0 | 0 | 0 | 0 | 0 | 0 | 0 | 0 | 0 | 0 | 0 | 0 | 0 | 0 | 0 | 0 | 0
F3_Commercial_Interruptible - Miscellaneous_Existing_Water Heating_Natural Gas_Commercial Laundry - Alternative Dry-Cleaning Methods_A_Achievable Economic RVT Potential | F3 | Commercial | Interruptible - Miscellaneous | Existing | Water Heating | Natural Gas | Commercial Laundry - Alternative Dry-Cleaning Methods | A | Integrated Unit Winter Peak Savings (kW) | Achievable Economic RVT Potential | 0 | 0 | 0 | 0 | 0 | 0 | 0 | 0 | 0 | 0 | 0 | 0 | 0 | 0 | 0 | 0 | 0 | 0 | 0 | 0 | 0 | 0 | 0 | 0 | 0 | 0 | 0
F4_Commercial_Interruptible - Miscellaneous_Existing_Water Heating_Natural Gas_Commercial Laundry - Alternative Dry-Cleaning Methods_A_Achievable Economic RVT Potential | F4 | Commercial | Interruptible - Miscellaneous | Existing | Water Heating | Natural Gas | Commercial Laundry - Alternative Dry-Cleaning Methods | A | Incremental Energy Savings (MWh or mTherms) | Achievable Economic RVT Potential | 0 | 0 | 0 | 0 | 0 | 0 | 0 | 0 | 0 | 0 | 0 | 0 | 0 | 0 | 0 | 0 | 0 | 0 | 0 | 0 | 0 | 0 | 0 | 0 | 0 | 0 | 0
F5_Commercial_Interruptible - Miscellaneous_Existing_Water Heating_Natural Gas_Commercial Laundry - Alternative Dry-Cleaning Methods_A_Achievable Economic RVT Potential | F5 | Commercial | Interruptible - Miscellaneous | Existing | Water Heating | Natural Gas | Commercial Laundry - Alternative Dry-Cleaning Methods | A | Incremental Summer Peak Savings (MW) | Achievable Economic RVT Potential | 0 | 0 | 0 | 0 | 0 | 0 | 0 | 0 | 0 | 0 | 0 | 0 | 0 | 0 | 0 | 0 | 0 | 0 | 0 | 0 | 0 | 0 | 0 | 0 | 0 | 0 | 0
F6_Commercial_Interruptible - Miscellaneous_Existing_Water Heating_Natural Gas_Commercial Laundry - Alternative Dry-Cleaning Methods_A_Achievable Economic RVT Potential | F6 | Commercial | Interruptible - Miscellaneous | Existing | Water Heating | Natural Gas | Commercial Laundry - Alternative Dry-Cleaning Methods | A | Incremental Winter Peak Savings (MW) | Achievable Economic RVT Potential | 0 | 0 | 0 | 0 | 0 | 0 | 0 | 0 | 0 | 0 | 0 | 0 | 0 | 0 | 0 | 0 | 0 | 0 | 0 | 0 | 0 | 0 | 0 | 0 | 0 | 0 | 0
F7_Commercial_Interruptible - Miscellaneous_Existing_Water Heating_Natural Gas_Commercial Laundry - Alternative Dry-Cleaning Methods_A_Achievable Economic RVT Potential | F7 | Commercial | Interruptible - Miscellaneous | Existing | Water Heating | Natural Gas | Commercial Laundry - Alternative Dry-Cleaning Methods | A | Cumulative Energy Savings (MWh or mTherms) | Achievable Economic RVT Potential | 0 | 0 | 0 | 0 | 0 | 0 | 0 | 0 | 0 | 0 | 0 | 0 | 0 | 0 | 0 | 0 | 0 | 0 | 0 | 0 | 0 | 0 | 0 | 0 | 0 | 0 | 0
F8_Commercial_Interruptible - Miscellaneous_Existing_Water Heating_Natural Gas_Commercial Laundry - Alternative Dry-Cleaning Methods_A_Achievable Economic RVT Potential | F8 | Commercial | Interruptible - Miscellaneous | Existing | Water Heating | Natural Gas | Commercial Laundry - Alternative Dry-Cleaning Methods | A | Cumulative Summer Peak Savings (MW) | Achievable Economic RVT Potential | 0 | 0 | 0 | 0 | 0 | 0 | 0 | 0 | 0 | 0 | 0 | 0 | 0 | 0 | 0 | 0 | 0 | 0 | 0 | 0 | 0 | 0 | 0 | 0 | 0 | 0 | 0
F9_Commercial_Interruptible - Miscellaneous_Existing_Water Heating_Natural Gas_Commercial Laundry - Alternative Dry-Cleaning Methods_A_Achievable Economic RVT Potential | F9 | Commercial | Interruptible - Miscellaneous | Existing | Water Heating | Natural Gas | Commercial Laundry - Alternative Dry-Cleaning Methods | A | Cumulative Winter Peak Savings (MW) | Achievable Economic RVT Potential | 0 | 0 | 0 | 0 | 0 | 0 | 0 | 0 | 0 | 0 | 0 | 0 | 0 | 0 | 0 | 0 | 0 | 0 | 0 | 0 | 0 | 0 | 0 | 0 | 0 | 0 | 0
F10_Commercial_Interruptible - Miscellaneous_Existing_Water Heating_Natural Gas_Commercial Laundry - Alternative Dry-Cleaning Methods_A_Achievable Economic RVT Potential | F10 | Commercial | Interruptible - Miscellaneous | Existing | Water Heating | Natural Gas | Commercial Laundry - Alternative Dry-Cleaning Methods | A | Purchases (Incremental) | Achievable Economic RVT Potential | 0 | 0 | 0 | 0 | 0 | 0 | 0 | 0 | 0 | 0 | 0 | 0 | 0 | 0 | 0 | 0 | 0 | 0 | 0 | 0 | 0 | 0 | 0 | 0 | 0 | 0 | 0
F11_Commercial_Interruptible - Miscellaneous_Existing_Water Heating_Natural Gas_Commercial Laundry - Alternative Dry-Cleaning Methods_A_Achievable Economic RVT Potential | F11 | Commercial | Interruptible - Miscellaneous | Existing | Water Heating | Natural Gas | Commercial Laundry - Alternative Dry-Cleaning Methods | A | Purchases (Cumulative) | Achievable Economic RVT Potential | 0 | 0 | 0 | 0 | 0 | 0 | 0 | 0 | 0 | 0 | 0 | 0 | 0 | 0 | 0 | 0 | 0 | 0 | 0 | 0 | 0 | 0 | 0 | 0 | 0 | 0 | 0
F1_Commercial_Interruptible - Miscellaneous_Existing_Space Heating_Natural Gas_Advanced Kitchen Ventilation Controls_A_Achievable Economic RVT Potential | F1 | Commercial | Interruptible - Miscellaneous | Existing | Space Heating | Natural Gas | Advanced Kitchen Ventilation Controls | A | Integrated Unit Energy Savings (kWh or therms) | Achievable Economic RVT Potential | 0 | 0 | 0.05997 | 0.059739 | 0.059474 | 0.059177 | 0.058841 | 0.058459 | 0.058023 | 0.057531 | 0.056979 | 0.056373 | 0.055725 | 0.055053 | 0.054382 | 0.053737 | 0.053142 | 0.052629 | 0.052205 | 0.05185 | 0.051573 | 0.051327 | 0.051174 | 0.051033 | 0.050903 | 0.050784 | 0.050674
F2_Commercial_Interruptible - Miscellaneous_Existing_Space Heating_Natural Gas_Advanced Kitchen Ventilation Controls_A_Achievable Economic RVT Potential | F2 | Commercial | Interruptible - Miscellaneous | Existing | Space Heating | Natural Gas | Advanced Kitchen Ventilation Controls | A | Integrated Unit Summer Peak Savings (kW) | Achievable Economic RVT Potential | 0 | 0 | 0 | 0 | 0 | 0 | 0 | 0 | 0 | 0 | 0 | 0 | 0 | 0 | 0 | 0 | 0 | 0 | 0 | 0 | 0 | 0 | 0 | 0 | 0 | 0 | 0
F3_Commercial_Interruptible - Miscellaneous_Existing_Space Heating_Natural Gas_Advanced Kitchen Ventilation Controls_A_Achievable Economic RVT Potential | F3 | Commercial | Interruptible - Miscellaneous | Existing | Space Heating | Natural Gas | Advanced Kitchen Ventilation Controls | A | Integrated Unit Winter Peak Savings (kW) | Achievable Economic RVT Potential | 0 | 0 | 0 | 0 | 0 | 0 | 0 | 0 | 0 | 0 | 0 | 0 | 0 | 0 | 0 | 0 | 0 | 0 | 0 | 0 | 0 | 0 | 0 | 0 | 0 | 0 | 0
F4_Commercial_Interruptible - Miscellaneous_Existing_Space Heating_Natural Gas_Advanced Kitchen Ventilation Controls_A_Achievable Economic RVT Potential | F4 | Commercial | Interruptible - Miscellaneous | Existing | Space Heating | Natural Gas | Advanced Kitchen Ventilation Controls | A | Incremental Energy Savings (MWh or mTherms) | Achievable Economic RVT Potential | 0 | 0 | 0 | 0 | 0 | 0 | 0 | 0 | 0 | 0 | 0 | 0 | 0 | 0 | 0 | 0 | 0 | 0 | 0 | 0 | 0 | 0 | 0 | 0 | 0 | 0 | 0
F5_Commercial_Interruptible - Miscellaneous_Existing_Space Heating_Natural Gas_Advanced Kitchen Ventilation Controls_A_Achievable Economic RVT Potential | F5 | Commercial | Interruptible - Miscellaneous | Existing | Space Heating | Natural Gas | Advanced Kitchen Ventilation Controls | A | Incremental Summer Peak Savings (MW) | Achievable Economic RVT Potential | 0 | 0 | 0 | 0 | 0 | 0 | 0 | 0 | 0 | 0 | 0 | 0 | 0 | 0 | 0 | 0 | 0 | 0 | 0 | 0 | 0 | 0 | 0 | 0 | 0 | 0 | 0
F6_Commercial_Interruptible - Miscellaneous_Existing_Space Heating_Natural Gas_Advanced Kitchen Ventilation Controls_A_Achievable Economic RVT Potential | F6 | Commercial | Interruptible - Miscellaneous | Existing | Space Heating | Natural Gas | Advanced Kitchen Ventilation Controls | A | Incremental Winter Peak Savings (MW) | Achievable Economic RVT Potential | 0 | 0 | 0 | 0 | 0 | 0 | 0 | 0 | 0 | 0 | 0 | 0 | 0 | 0 | 0 | 0 | 0 | 0 | 0 | 0 | 0 | 0 | 0 | 0 | 0 | 0 | 0
F7_Commercial_Interruptible - Miscellaneous_Existing_Space Heating_Natural Gas_Advanced Kitchen Ventilation Controls_A_Achievable Economic RVT Potential | F7 | Commercial | Interruptible - Miscellaneous | Existing | Space Heating | Natural Gas | Advanced Kitchen Ventilation Controls | A | Cumulative Energy Savings (MWh or mTherms) | Achievable Economic RVT Potential | 0 | 0 | 0 | 0 | 0 | 0 | 0 | 0 | 0 | 0 | 0 | 0 | 0 | 0 | 0 | 0 | 0 | 0 | 0 | 0 | 0 | 0 | 0 | 0 | 0 | 0 | 0
F8_Commercial_Interruptible - Miscellaneous_Existing_Space Heating_Natural Gas_Advanced Kitchen Ventilation Controls_A_Achievable Economic RVT Potential | F8 | Commercial | Interruptible - Miscellaneous | Existing | Space Heating | Natural Gas | Advanced Kitchen Ventilation Controls | A | Cumulative Summer Peak Savings (MW) | Achievable Economic RVT Potential | 0 | 0 | 0 | 0 | 0 | 0 | 0 | 0 | 0 | 0 | 0 | 0 | 0 | 0 | 0 | 0 | 0 | 0 | 0 | 0 | 0 | 0 | 0 | 0 | 0 | 0 | 0
F9_Commercial_Interruptible - Miscellaneous_Existing_Space Heating_Natural Gas_Advanced Kitchen Ventilation Controls_A_Achievable Economic RVT Potential | F9 | Commercial | Interruptible - Miscellaneous | Existing | Space Heating | Natural Gas | Advanced Kitchen Ventilation Controls | A | Cumulative Winter Peak Savings (MW) | Achievable Economic RVT Potential | 0 | 0 | 0 | 0 | 0 | 0 | 0 | 0 | 0 | 0 | 0 | 0 | 0 | 0 | 0 | 0 | 0 | 0 | 0 | 0 | 0 | 0 | 0 | 0 | 0 | 0 | 0
F10_Commercial_Interruptible - Miscellaneous_Existing_Space Heating_Natural Gas_Advanced Kitchen Ventilation Controls_A_Achievable Economic RVT Potential | F10 | Commercial | Interruptible - Miscellaneous | Existing | Space Heating | Natural Gas | Advanced Kitchen Ventilation Controls | A | Purchases (Incremental) | Achievable Economic RVT Potential | 0 | 0 | 0 | 0 | 0 | 0 | 0 | 0 | 0 | 0 | 0 | 0 | 0 | 0 | 0 | 0 | 0 | 0 | 0 | 0 | 0 | 0 | 0 | 0 | 0 | 0 | 0
F11_Commercial_Interruptible - Miscellaneous_Existing_Space Heating_Natural Gas_Advanced Kitchen Ventilation Controls_A_Achievable Economic RVT Potential | F11 | Commercial | Interruptible - Miscellaneous | Existing | Space Heating | Natural Gas | Advanced Kitchen Ventilation Controls | A | Purchases (Cumulative) | Achievable Economic RVT Potential | 0 | 0 | 0 | 0 | 0 | 0 | 0 | 0 | 0 | 0 | 0 | 0 | 0 | 0 | 0 | 0 | 0 | 0 | 0 | 0 | 0 | 0 | 0 | 0 | 0 | 0 | 0
F1_Commercial_Interruptible - Miscellaneous_Existing_Space Heating_Natural Gas_Infiltration Control - Loading Dock Sealing_A_Achievable Economic RVT Potential | F1 | Commercial | Interruptible - Miscellaneous | Existing | Space Heating | Natural Gas | Infiltration Control - Loading Dock Sealing | A | Integrated Unit Energy Savings (kWh or therms) | Achievable Economic RVT Potential | 0 | 0 | 213.7953 | 211.9123 | 209.7369 | 207.3083 | 204.5709 | 201.5638 | 198.1867 | 194.461 | 190.4313 | 186.1887 | 181.8912 | 177.6056 | 173.4362 | 169.5079 | 165.9649 | 163.021 | 160.7039 | 158.7971 | 157.4034 | 156.1459 | 155.6707 | 155.233 | 154.83 | 154.4588 | 154.1169
F2_Commercial_Interruptible - Miscellaneous_Existing_Space Heating_Natural Gas_Infiltration Control - Loading Dock Sealing_A_Achievable Economic RVT Potential | F2 | Commercial | Interruptible - Miscellaneous | Existing | Space Heating | Natural Gas | Infiltration Control - Loading Dock Sealing | A | Integrated Unit Summer Peak Savings (kW) | Achievable Economic RVT Potential | 0 | 0 | 0 | 0 | 0 | 0 | 0 | 0 | 0 | 0 | 0 | 0 | 0 | 0 | 0 | 0 | 0 | 0 | 0 | 0 | 0 | 0 | 0 | 0 | 0 | 0 | 0
F3_Commercial_Interruptible - Miscellaneous_Existing_Space Heating_Natural Gas_Infiltration Control - Loading Dock Sealing_A_Achievable Economic RVT Potential | F3 | Commercial | Interruptible - Miscellaneous | Existing | Space Heating | Natural Gas | Infiltration Control - Loading Dock Sealing | A | Integrated Unit Winter Peak Savings (kW) | Achievable Economic RVT Potential | 0 | 0 | 0 | 0 | 0 | 0 | 0 | 0 | 0 | 0 | 0 | 0 | 0 | 0 | 0 | 0 | 0 | 0 | 0 | 0 | 0 | 0 | 0 | 0 | 0 | 0 | 0
F4_Commercial_Interruptible - Miscellaneous_Existing_Space Heating_Natural Gas_Infiltration Control - Loading Dock Sealing_A_Achievable Economic RVT Potential | F4 | Commercial | Interruptible - Miscellaneous | Existing | Space Heating | Natural Gas | Infiltration Control - Loading Dock Sealing | A | Incremental Energy Savings (MWh or mTherms) | Achievable Economic RVT Potential | 0 | 0 | 0 | 0 | 0 | 0 | 0 | 0 | 0 | 0 | 0 | 0 | 0 | 0 | 0 | 0 | 0 | 0 | 0 | 0 | 0 | 0 | 0 | 0 | 0 | 0 | 0
F5_Commercial_Interruptible - Miscellaneous_Existing_Space Heating_Natural Gas_Infiltration Control - Loading Dock Sealing_A_Achievable Economic RVT Potential | F5 | Commercial | Interruptible - Miscellaneous | Existing | Space Heating | Natural Gas | Infiltration Control - Loading Dock Sealing | A | Incremental Summer Peak Savings (MW) | Achievable Economic RVT Potential | 0 | 0 | 0 | 0 | 0 | 0 | 0 | 0 | 0 | 0 | 0 | 0 | 0 | 0 | 0 | 0 | 0 | 0 | 0 | 0 | 0 | 0 | 0 | 0 | 0 | 0 | 0
F6_Commercial_Interruptible - Miscellaneous_Existing_Space Heating_Natural Gas_Infiltration Control - Loading Dock Sealing_A_Achievable Economic RVT Potential | F6 | Commercial | Interruptible - Miscellaneous | Existing | Space Heating | Natural Gas | Infiltration Control - Loading Dock Sealing | A | Incremental Winter Peak Savings (MW) | Achievable Economic RVT Potential | 0 | 0 | 0 | 0 | 0 | 0 | 0 | 0 | 0 | 0 | 0 | 0 | 0 | 0 | 0 | 0 | 0 | 0 | 0 | 0 | 0 | 0 | 0 | 0 | 0 | 0 | 0
F7_Commercial_Interruptible - Miscellaneous_Existing_Space Heating_Natural Gas_Infiltration Control - Loading Dock Sealing_A_Achievable Economic RVT Potential | F7 | Commercial | Interruptible - Miscellaneous | Existing | Space Heating | Natural Gas | Infiltration Control - Loading Dock Sealing | A | Cumulative Energy Savings (MWh or mTherms) | Achievable Economic RVT Potential | 0 | 0 | 0 | 0 | 0 | 0 | 0 | 0 | 0 | 0 | 0 | 0 | 0 | 0 | 0 | 0 | 0 | 0 | 0 | 0 | 0 | 0 | 0 | 0 | 0 | 0 | 0
F8_Commercial_Interruptible - Miscellaneous_Existing_Space Heating_Natural Gas_Infiltration Control - Loading Dock Sealing_A_Achievable Economic RVT Potential | F8 | Commercial | Interruptible - Miscellaneous | Existing | Space Heating | Natural Gas | Infiltration Control - Loading Dock Sealing | A | Cumulative Summer Peak Savings (MW) | Achievable Economic RVT Potential | 0 | 0 | 0 | 0 | 0 | 0 | 0 | 0 | 0 | 0 | 0 | 0 | 0 | 0 | 0 | 0 | 0 | 0 | 0 | 0 | 0 | 0 | 0 | 0 | 0 | 0 | 0
F9_Commercial_Interruptible - Miscellaneous_Existing_Space Heating_Natural Gas_Infiltration Control - Loading Dock Sealing_A_Achievable Economic RVT Potential | F9 | Commercial | Interruptible - Miscellaneous | Existing | Space Heating | Natural Gas | Infiltration Control - Loading Dock Sealing | A | Cumulative Winter Peak Savings (MW) | Achievable Economic RVT Potential | 0 | 0 | 0 | 0 | 0 | 0 | 0 | 0 | 0 | 0 | 0 | 0 | 0 | 0 | 0 | 0 | 0 | 0 | 0 | 0 | 0 | 0 | 0 | 0 | 0 | 0 | 0
F10_Commercial_Interruptible - Miscellaneous_Existing_Space Heating_Natural Gas_Infiltration Control - Loading Dock Sealing_A_Achievable Economic RVT Potential | F10 | Commercial | Interruptible - Miscellaneous | Existing | Space Heating | Natural Gas | Infiltration Control - Loading Dock Sealing | A | Purchases (Incremental) | Achievable Economic RVT Potential | 0 | 0 | 0 | 0 | 0 | 0 | 0 | 0 | 0 | 0 | 0 | 0 | 0 | 0 | 0 | 0 | 0 | 0 | 0 | 0 | 0 | 0 | 0 | 0 | 0 | 0 | 0
F11_Commercial_Interruptible - Miscellaneous_Existing_Space Heating_Natural Gas_Infiltration Control - Loading Dock Sealing_A_Achievable Economic RVT Potential | F11 | Commercial | Interruptible - Miscellaneous | Existing | Space Heating | Natural Gas | Infiltration Control - Loading Dock Sealing | A | Purchases (Cumulative) | Achievable Economic RVT Potential | 0 | 0 | 0 | 0 | 0 | 0 | 0 | 0 | 0 | 0 | 0 | 0 | 0 | 0 | 0 | 0 | 0 | 0 | 0 | 0 | 0 | 0 | 0 | 0 | 0 | 0 | 0
F1_Commercial_Interruptible - Miscellaneous_Existing_Space Heating_Natural Gas_Greenhouse Heat Curtain_A_Achievable Economic RVT Potential | F1 | Commercial | Interruptible - Miscellaneous | Existing | Space Heating | Natural Gas | Greenhouse Heat Curtain | A | Integrated Unit Energy Savings (kWh or therms) | Achievable Economic RVT Potential | 0 | 0 | 186.9237 | 185.6549 | 184.1931 | 182.5617 | 180.7208 | 178.6205 | 176.2477 | 173.6024 | 170.7044 | 167.6069 | 164.4792 | 161.3312 | 158.2257 | 155.2824 | 152.6078 | 150.3698 | 148.5937 | 147.1188 | 146.0274 | 145.0389 | 144.6019 | 144.1995 | 143.829 | 143.4878 | 143.1736
F2_Commercial_Interruptible - Miscellaneous_Existing_Space Heating_Natural Gas_Greenhouse Heat Curtain_A_Achievable Economic RVT Potential | F2 | Commercial | Interruptible - Miscellaneous | Existing | Space Heating | Natural Gas | Greenhouse Heat Curtain | A | Integrated Unit Summer Peak Savings (kW) | Achievable Economic RVT Potential | 0 | 0 | 0 | 0 | 0 | 0 | 0 | 0 | 0 | 0 | 0 | 0 | 0 | 0 | 0 | 0 | 0 | 0 | 0 | 0 | 0 | 0 | 0 | 0 | 0 | 0 | 0
F3_Commercial_Interruptible - Miscellaneous_Existing_Space Heating_Natural Gas_Greenhouse Heat Curtain_A_Achievable Economic RVT Potential | F3 | Commercial | Interruptible - Miscellaneous | Existing | Space Heating | Natural Gas | Greenhouse Heat Curtain | A | Integrated Unit Winter Peak Savings (kW) | Achievable Economic RVT Potential | 0 | 0 | 0 | 0 | 0 | 0 | 0 | 0 | 0 | 0 | 0 | 0 | 0 | 0 | 0 | 0 | 0 | 0 | 0 | 0 | 0 | 0 | 0 | 0 | 0 | 0 | 0
F4_Commercial_Interruptible - Miscellaneous_Existing_Space Heating_Natural Gas_Greenhouse Heat Curtain_A_Achievable Economic RVT Potential | F4 | Commercial | Interruptible - Miscellaneous | Existing | Space Heating | Natural Gas | Greenhouse Heat Curtain | A | Incremental Energy Savings (MWh or mTherms) | Achievable Economic RVT Potential | 0 | 0 | 0 | 0 | 0 | 0 | 0 | 0 | 0 | 0 | 0 | 0 | 0 | 0 | 0 | 0 | 0 | 0 | 0 | 0 | 0 | 0 | 0 | 0 | 0 | 0 | 0
F5_Commercial_Interruptible - Miscellaneous_Existing_Space Heating_Natural Gas_Greenhouse Heat Curtain_A_Achievable Economic RVT Potential | F5 | Commercial | Interruptible - Miscellaneous | Existing | Space Heating | Natural Gas | Greenhouse Heat Curtain | A | Incremental Summer Peak Savings (MW) | Achievable Economic RVT Potential | 0 | 0 | 0 | 0 | 0 | 0 | 0 | 0 | 0 | 0 | 0 | 0 | 0 | 0 | 0 | 0 | 0 | 0 | 0 | 0 | 0 | 0 | 0 | 0 | 0 | 0 | 0
F6_Commercial_Interruptible - Miscellaneous_Existing_Space Heating_Natural Gas_Greenhouse Heat Curtain_A_Achievable Economic RVT Potential | F6 | Commercial | Interruptible - Miscellaneous | Existing | Space Heating | Natural Gas | Greenhouse Heat Curtain | A | Incremental Winter Peak Savings (MW) | Achievable Economic RVT Potential | 0 | 0 | 0 | 0 | 0 | 0 | 0 | 0 | 0 | 0 | 0 | 0 | 0 | 0 | 0 | 0 | 0 | 0 | 0 | 0 | 0 | 0 | 0 | 0 | 0 | 0 | 0
F7_Commercial_Interruptible - Miscellaneous_Existing_Space Heating_Natural Gas_Greenhouse Heat Curtain_A_Achievable Economic RVT Potential | F7 | Commercial | Interruptible - Miscellaneous | Existing | Space Heating | Natural Gas | Greenhouse Heat Curtain | A | Cumulative Energy Savings (MWh or mTherms) | Achievable Economic RVT Potential | 0 | 0 | 0 | 0 | 0 | 0 | 0 | 0 | 0 | 0 | 0 | 0 | 0 | 0 | 0 | 0 | 0 | 0 | 0 | 0 | 0 | 0 | 0 | 0 | 0 | 0 | 0
F8_Commercial_Interruptible - Miscellaneous_Existing_Space Heating_Natural Gas_Greenhouse Heat Curtain_A_Achievable Economic RVT Potential | F8 | Commercial | Interruptible - Miscellaneous | Existing | Space Heating | Natural Gas | Greenhouse Heat Curtain | A | Cumulative Summer Peak Savings (MW) | Achievable Economic RVT Potential | 0 | 0 | 0 | 0 | 0 | 0 | 0 | 0 | 0 | 0 | 0 | 0 | 0 | 0 | 0 | 0 | 0 | 0 | 0 | 0 | 0 | 0 | 0 | 0 | 0 | 0 | 0
F9_Commercial_Interruptible - Miscellaneous_Existing_Space Heating_Natural Gas_Greenhouse Heat Curtain_A_Achievable Economic RVT Potential | F9 | Commercial | Interruptible - Miscellaneous | Existing | Space Heating | Natural Gas | Greenhouse Heat Curtain | A | Cumulative Winter Peak Savings (MW) | Achievable Economic RVT Potential | 0 | 0 | 0 | 0 | 0 | 0 | 0 | 0 | 0 | 0 | 0 | 0 | 0 | 0 | 0 | 0 | 0 | 0 | 0 | 0 | 0 | 0 | 0 | 0 | 0 | 0 | 0
F10_Commercial_Interruptible - Miscellaneous_Existing_Space Heating_Natural Gas_Greenhouse Heat Curtain_A_Achievable Economic RVT Potential | F10 | Commercial | Interruptible - Miscellaneous | Existing | Space Heating | Natural Gas | Greenhouse Heat Curtain | A | Purchases (Incremental) | Achievable Economic RVT Potential | 0 | 0 | 0 | 0 | 0 | 0 | 0 | 0 | 0 | 0 | 0 | 0 | 0 | 0 | 0 | 0 | 0 | 0 | 0 | 0 | 0 | 0 | 0 | 0 | 0 | 0 | 0
F11_Commercial_Interruptible - Miscellaneous_Existing_Space Heating_Natural Gas_Greenhouse Heat Curtain_A_Achievable Economic RVT Potential | F11 | Commercial | Interruptible - Miscellaneous | Existing | Space Heating | Natural Gas | Greenhouse Heat Curtain | A | Purchases (Cumulative) | Achievable Economic RVT Potential | 0 | 0 | 0 | 0 | 0 | 0 | 0 | 0 | 0 | 0 | 0 | 0 | 0 | 0 | 0 | 0 | 0 | 0 | 0 | 0 | 0 | 0 | 0 | 0 | 0 | 0 | 0
F1_Commercial_Interruptible - Miscellaneous_Existing_Space Heating_Natural Gas_Ventilation - Parking Garages, Demand Controlled_A_Achievable Economic RVT Potential | F1 | Commercial | Interruptible - Miscellaneous | Existing | Space Heating | Natural Gas | Ventilation - Parking Garages, Demand Controlled | A | Integrated Unit Energy Savings (kWh or therms) | Achievable Economic RVT Potential | 0 | 0 | 0 | 0 | 0 | 0 | 0 | 0 | 0 | 0 | 0 | 0 | 0 | 0 | 0 | 0 | 0 | 0 | 0 | 0 | 0 | 0 | 0 | 0 | 0 | 0 | 0
F2_Commercial_Interruptible - Miscellaneous_Existing_Space Heating_Natural Gas_Ventilation - Parking Garages, Demand Controlled_A_Achievable Economic RVT Potential | F2 | Commercial | Interruptible - Miscellaneous | Existing | Space Heating | Natural Gas | Ventilation - Parking Garages, Demand Controlled | A | Integrated Unit Summer Peak Savings (kW) | Achievable Economic RVT Potential | 0 | 0 | 0 | 0 | 0 | 0 | 0 | 0 | 0 | 0 | 0 | 0 | 0 | 0 | 0 | 0 | 0 | 0 | 0 | 0 | 0 | 0 | 0 | 0 | 0 | 0 | 0
F3_Commercial_Interruptible - Miscellaneous_Existing_Space Heating_Natural Gas_Ventilation - Parking Garages, Demand Controlled_A_Achievable Economic RVT Potential | F3 | Commercial | Interruptible - Miscellaneous | Existing | Space Heating | Natural Gas | Ventilation - Parking Garages, Demand Controlled | A | Integrated Unit Winter Peak Savings (kW) | Achievable Economic RVT Potential | 0 | 0 | 0 | 0 | 0 | 0 | 0 | 0 | 0 | 0 | 0 | 0 | 0 | 0 | 0 | 0 | 0 | 0 | 0 | 0 | 0 | 0 | 0 | 0 | 0 | 0 | 0
F4_Commercial_Interruptible - Miscellaneous_Existing_Space Heating_Natural Gas_Ventilation - Parking Garages, Demand Controlled_A_Achievable Economic RVT Potential | F4 | Commercial | Interruptible - Miscellaneous | Existing | Space Heating | Natural Gas | Ventilation - Parking Garages, Demand Controlled | A | Incremental Energy Savings (MWh or mTherms) | Achievable Economic RVT Potential | 0 | 0 | 0 | 0 | 0 | 0 | 0 | 0 | 0 | 0 | 0 | 0 | 0 | 0 | 0 | 0 | 0 | 0 | 0 | 0 | 0 | 0 | 0 | 0 | 0 | 0 | 0
F5_Commercial_Interruptible - Miscellaneous_Existing_Space Heating_Natural Gas_Ventilation - Parking Garages, Demand Controlled_A_Achievable Economic RVT Potential | F5 | Commercial | Interruptible - Miscellaneous | Existing | Space Heating | Natural Gas | Ventilation - Parking Garages, Demand Controlled | A | Incremental Summer Peak Savings (MW) | Achievable Economic RVT Potential | 0 | 0 | 0 | 0 | 0 | 0 | 0 | 0 | 0 | 0 | 0 | 0 | 0 | 0 | 0 | 0 | 0 | 0 | 0 | 0 | 0 | 0 | 0 | 0 | 0 | 0 | 0
F6_Commercial_Interruptible - Miscellaneous_Existing_Space Heating_Natural Gas_Ventilation - Parking Garages, Demand Controlled_A_Achievable Economic RVT Potential | F6 | Commercial | Interruptible - Miscellaneous | Existing | Space Heating | Natural Gas | Ventilation - Parking Garages, Demand Controlled | A | Incremental Winter Peak Savings (MW) | Achievable Economic RVT Potential | 0 | 0 | 0 | 0 | 0 | 0 | 0 | 0 | 0 | 0 | 0 | 0 | 0 | 0 | 0 | 0 | 0 | 0 | 0 | 0 | 0 | 0 | 0 | 0 | 0 | 0 | 0
F7_Commercial_Interruptible - Miscellaneous_Existing_Space Heating_Natural Gas_Ventilation - Parking Garages, Demand Controlled_A_Achievable Economic RVT Potential | F7 | Commercial | Interruptible - Miscellaneous | Existing | Space Heating | Natural Gas | Ventilation - Parking Garages, Demand Controlled | A | Cumulative Energy Savings (MWh or mTherms) | Achievable Economic RVT Potential | 0 | 0 | 0 | 0 | 0 | 0 | 0 | 0 | 0 | 0 | 0 | 0 | 0 | 0 | 0 | 0 | 0 | 0 | 0 | 0 | 0 | 0 | 0 | 0 | 0 | 0 | 0
F8_Commercial_Interruptible - Miscellaneous_Existing_Space Heating_Natural Gas_Ventilation - Parking Garages, Demand Controlled_A_Achievable Economic RVT Potential | F8 | Commercial | Interruptible - Miscellaneous | Existing | Space Heating | Natural Gas | Ventilation - Parking Garages, Demand Controlled | A | Cumulative Summer Peak Savings (MW) | Achievable Economic RVT Potential | 0 | 0 | 0 | 0 | 0 | 0 | 0 | 0 | 0 | 0 | 0 | 0 | 0 | 0 | 0 | 0 | 0 | 0 | 0 | 0 | 0 | 0 | 0 | 0 | 0 | 0 | 0
F9_Commercial_Interruptible - Miscellaneous_Existing_Space Heating_Natural Gas_Ventilation - Parking Garages, Demand Controlled_A_Achievable Economic RVT Potential | F9 | Commercial | Interruptible - Miscellaneous | Existing | Space Heating | Natural Gas | Ventilation - Parking Garages, Demand Controlled | A | Cumulative Winter Peak Savings (MW) | Achievable Economic RVT Potential | 0 | 0 | 0 | 0 | 0 | 0 | 0 | 0 | 0 | 0 | 0 | 0 | 0 | 0 | 0 | 0 | 0 | 0 | 0 | 0 | 0 | 0 | 0 | 0 | 0 | 0 | 0
F10_Commercial_Interruptible - Miscellaneous_Existing_Space Heating_Natural Gas_Ventilation - Parking Garages, Demand Controlled_A_Achievable Economic RVT Potential | F10 | Commercial | Interruptible - Miscellaneous | Existing | Space Heating | Natural Gas | Ventilation - Parking Garages, Demand Controlled | A | Purchases (Incremental) | Achievable Economic RVT Potential | 0 | 0 | 0 | 0 | 0 | 0 | 0 | 0 | 0 | 0 | 0 | 0 | 0 | 0 | 0 | 0 | 0 | 0 | 0 | 0 | 0 | 0 | 0 | 0 | 0 | 0 | 0
F11_Commercial_Interruptible - Miscellaneous_Existing_Space Heating_Natural Gas_Ventilation - Parking Garages, Demand Controlled_A_Achievable Economic RVT Potential | F11 | Commercial | Interruptible - Miscellaneous | Existing | Space Heating | Natural Gas | Ventilation - Parking Garages, Demand Controlled | A | Purchases (Cumulative) | Achievable Economic RVT Potential | 0 | 0 | 0 | 0 | 0 | 0 | 0 | 0 | 0 | 0 | 0 | 0 | 0 | 0 | 0 | 0 | 0 | 0 | 0 | 0 | 0 | 0 | 0 | 0 | 0 | 0 | 0
F1_Commercial_Interruptible - Miscellaneous_Existing_Miscellaneous_Natural Gas_Pool Heater - Night Covers_A_Achievable Economic RVT Potential | F1 | Commercial | Interruptible - Miscellaneous | Existing | Miscellaneous | Natural Gas | Pool Heater - Night Covers | A | Integrated Unit Energy Savings (kWh or therms) | Achievable Economic RVT Potential | 0 | 0 | 0.024915 | 0.024915 | 0.024915 | 0.024915 | 0.024915 | 0.024915 | 0.024915 | 0.024915 | 0.024915 | 0.024915 | 0.024915 | 0.024915 | 0.024915 | 0.024915 | 0.024915 | 0.024915 | 0.024915 | 0.024915 | 0.024915 | 0.024915 | 0.024915 | 0.024915 | 0.024915 | 0.024915 | 0.024915
F2_Commercial_Interruptible - Miscellaneous_Existing_Miscellaneous_Natural Gas_Pool Heater - Night Covers_A_Achievable Economic RVT Potential | F2 | Commercial | Interruptible - Miscellaneous | Existing | Miscellaneous | Natural Gas | Pool Heater - Night Covers | A | Integrated Unit Summer Peak Savings (kW) | Achievable Economic RVT Potential | 0 | 0 | 0 | 0 | 0 | 0 | 0 | 0 | 0 | 0 | 0 | 0 | 0 | 0 | 0 | 0 | 0 | 0 | 0 | 0 | 0 | 0 | 0 | 0 | 0 | 0 | 0
F3_Commercial_Interruptible - Miscellaneous_Existing_Miscellaneous_Natural Gas_Pool Heater - Night Covers_A_Achievable Economic RVT Potential | F3 | Commercial | Interruptible - Miscellaneous | Existing | Miscellaneous | Natural Gas | Pool Heater - Night Covers | A | Integrated Unit Winter Peak Savings (kW) | Achievable Economic RVT Potential | 0 | 0 | 0 | 0 | 0 | 0 | 0 | 0 | 0 | 0 | 0 | 0 | 0 | 0 | 0 | 0 | 0 | 0 | 0 | 0 | 0 | 0 | 0 | 0 | 0 | 0 | 0
F4_Commercial_Interruptible - Miscellaneous_Existing_Miscellaneous_Natural Gas_Pool Heater - Night Covers_A_Achievable Economic RVT Potential | F4 | Commercial | Interruptible - Miscellaneous | Existing | Miscellaneous | Natural Gas | Pool Heater - Night Covers | A | Incremental Energy Savings (MWh or mTherms) | Achievable Economic RVT Potential | 0 | 0 | 0 | 0 | 0 | 0 | 0 | 0 | 0 | 0 | 0 | 0 | 0 | 0 | 0 | 0 | 0 | 0 | 0 | 0 | 0 | 0 | 0 | 0 | 0 | 0 | 0
F5_Commercial_Interruptible - Miscellaneous_Existing_Miscellaneous_Natural Gas_Pool Heater - Night Covers_A_Achievable Economic RVT Potential | F5 | Commercial | Interruptible - Miscellaneous | Existing | Miscellaneous | Natural Gas | Pool Heater - Night Covers | A | Incremental Summer Peak Savings (MW) | Achievable Economic RVT Potential | 0 | 0 | 0 | 0 | 0 | 0 | 0 | 0 | 0 | 0 | 0 | 0 | 0 | 0 | 0 | 0 | 0 | 0 | 0 | 0 | 0 | 0 | 0 | 0 | 0 | 0 | 0
F6_Commercial_Interruptible - Miscellaneous_Existing_Miscellaneous_Natural Gas_Pool Heater - Night Covers_A_Achievable Economic RVT Potential | F6 | Commercial | Interruptible - Miscellaneous | Existing | Miscellaneous | Natural Gas | Pool Heater - Night Covers | A | Incremental Winter Peak Savings (MW) | Achievable Economic RVT Potential | 0 | 0 | 0 | 0 | 0 | 0 | 0 | 0 | 0 | 0 | 0 | 0 | 0 | 0 | 0 | 0 | 0 | 0 | 0 | 0 | 0 | 0 | 0 | 0 | 0 | 0 | 0
F7_Commercial_Interruptible - Miscellaneous_Existing_Miscellaneous_Natural Gas_Pool Heater - Night Covers_A_Achievable Economic RVT Potential | F7 | Commercial | Interruptible - Miscellaneous | Existing | Miscellaneous | Natural Gas | Pool Heater - Night Covers | A | Cumulative Energy Savings (MWh or mTherms) | Achievable Economic RVT Potential | 0 | 0 | 0 | 0 | 0 | 0 | 0 | 0 | 0 | 0 | 0 | 0 | 0 | 0 | 0 | 0 | 0 | 0 | 0 | 0 | 0 | 0 | 0 | 0 | 0 | 0 | 0
F8_Commercial_Interruptible - Miscellaneous_Existing_Miscellaneous_Natural Gas_Pool Heater - Night Covers_A_Achievable Economic RVT Potential | F8 | Commercial | Interruptible - Miscellaneous | Existing | Miscellaneous | Natural Gas | Pool Heater - Night Covers | A | Cumulative Summer Peak Savings (MW) | Achievable Economic RVT Potential | 0 | 0 | 0 | 0 | 0 | 0 | 0 | 0 | 0 | 0 | 0 | 0 | 0 | 0 | 0 | 0 | 0 | 0 | 0 | 0 | 0 | 0 | 0 | 0 | 0 | 0 | 0
F9_Commercial_Interruptible - Miscellaneous_Existing_Miscellaneous_Natural Gas_Pool Heater - Night Covers_A_Achievable Economic RVT Potential | F9 | Commercial | Interruptible - Miscellaneous | Existing | Miscellaneous | Natural Gas | Pool Heater - Night Covers | A | Cumulative Winter Peak Savings (MW) | Achievable Economic RVT Potential | 0 | 0 | 0 | 0 | 0 | 0 | 0 | 0 | 0 | 0 | 0 | 0 | 0 | 0 | 0 | 0 | 0 | 0 | 0 | 0 | 0 | 0 | 0 | 0 | 0 | 0 | 0
F10_Commercial_Interruptible - Miscellaneous_Existing_Miscellaneous_Natural Gas_Pool Heater - Night Covers_A_Achievable Economic RVT Potential | F10 | Commercial | Interruptible - Miscellaneous | Existing | Miscellaneous | Natural Gas | Pool Heater - Night Covers | A | Purchases (Incremental) | Achievable Economic RVT Potential | 0 | 0 | 0 | 0 | 0 | 0 | 0 | 0 | 0 | 0 | 0 | 0 | 0 | 0 | 0 | 0 | 0 | 0 | 0 | 0 | 0 | 0 | 0 | 0 | 0 | 0 | 0
F11_Commercial_Interruptible - Miscellaneous_Existing_Miscellaneous_Natural Gas_Pool Heater - Night Covers_A_Achievable Economic RVT Potential | F11 | Commercial | Interruptible - Miscellaneous | Existing | Miscellaneous | Natural Gas | Pool Heater - Night Covers | A | Purchases (Cumulative) | Achievable Economic RVT Potential | 0 | 0 | 0 | 0 | 0 | 0 | 0 | 0 | 0 | 0 | 0 | 0 | 0 | 0 | 0 | 0 | 0 | 0 | 0 | 0 | 0 | 0 | 0 | 0 | 0 | 0 | 0
F1_Commercial_Interruptible - Miscellaneous_Existing_Space Heating_Natural Gas_Advanced New Construction Designs_A_Achievable Economic RVT Potential | F1 | Commercial | Interruptible - Miscellaneous | Existing | Space Heating | Natural Gas | Advanced New Construction Designs | A | Integrated Unit Energy Savings (kWh or therms) | Achievable Economic RVT Potential | 0 | 0 | 0 | 0 | 0 | 0 | 0 | 0 | 0 | 0 | 0 | 0 | 0 | 0 | 0 | 0 | 0 | 0 | 0 | 0 | 0 | 0 | 0 | 0 | 0 | 0 | 0
F2_Commercial_Interruptible - Miscellaneous_Existing_Space Heating_Natural Gas_Advanced New Construction Designs_A_Achievable Economic RVT Potential | F2 | Commercial | Interruptible - Miscellaneous | Existing | Space Heating | Natural Gas | Advanced New Construction Designs | A | Integrated Unit Summer Peak Savings (kW) | Achievable Economic RVT Potential | 0 | 0 | 0 | 0 | 0 | 0 | 0 | 0 | 0 | 0 | 0 | 0 | 0 | 0 | 0 | 0 | 0 | 0 | 0 | 0 | 0 | 0 | 0 | 0 | 0 | 0 | 0
F3_Commercial_Interruptible - Miscellaneous_Existing_Space Heating_Natural Gas_Advanced New Construction Designs_A_Achievable Economic RVT Potential | F3 | Commercial | Interruptible - Miscellaneous | Existing | Space Heating | Natural Gas | Advanced New Construction Designs | A | Integrated Unit Winter Peak Savings (kW) | Achievable Economic RVT Potential | 0 | 0 | 0 | 0 | 0 | 0 | 0 | 0 | 0 | 0 | 0 | 0 | 0 | 0 | 0 | 0 | 0 | 0 | 0 | 0 | 0 | 0 | 0 | 0 | 0 | 0 | 0
F4_Commercial_Interruptible - Miscellaneous_Existing_Space Heating_Natural Gas_Advanced New Construction Designs_A_Achievable Economic RVT Potential | F4 | Commercial | Interruptible - Miscellaneous | Existing | Space Heating | Natural Gas | Advanced New Construction Designs | A | Incremental Energy Savings (MWh or mTherms) | Achievable Economic RVT Potential | 0 | 0 | 0 | 0 | 0 | 0 | 0 | 0 | 0 | 0 | 0 | 0 | 0 | 0 | 0 | 0 | 0 | 0 | 0 | 0 | 0 | 0 | 0 | 0 | 0 | 0 | 0
F5_Commercial_Interruptible - Miscellaneous_Existing_Space Heating_Natural Gas_Advanced New Construction Designs_A_Achievable Economic RVT Potential | F5 | Commercial | Interruptible - Miscellaneous | Existing | Space Heating | Natural Gas | Advanced New Construction Designs | A | Incremental Summer Peak Savings (MW) | Achievable Economic RVT Potential | 0 | 0 | 0 | 0 | 0 | 0 | 0 | 0 | 0 | 0 | 0 | 0 | 0 | 0 | 0 | 0 | 0 | 0 | 0 | 0 | 0 | 0 | 0 | 0 | 0 | 0 | 0
F6_Commercial_Interruptible - Miscellaneous_Existing_Space Heating_Natural Gas_Advanced New Construction Designs_A_Achievable Economic RVT Potential | F6 | Commercial | Interruptible - Miscellaneous | Existing | Space Heating | Natural Gas | Advanced New Construction Designs | A | Incremental Winter Peak Savings (MW) | Achievable Economic RVT Potential | 0 | 0 | 0 | 0 | 0 | 0 | 0 | 0 | 0 | 0 | 0 | 0 | 0 | 0 | 0 | 0 | 0 | 0 | 0 | 0 | 0 | 0 | 0 | 0 | 0 | 0 | 0
F7_Commercial_Interruptible - Miscellaneous_Existing_Space Heating_Natural Gas_Advanced New Construction Designs_A_Achievable Economic RVT Potential | F7 | Commercial | Interruptible - Miscellaneous | Existing | Space Heating | Natural Gas | Advanced New Construction Designs | A | Cumulative Energy Savings (MWh or mTherms) | Achievable Economic RVT Potential | 0 | 0 | 0 | 0 | 0 | 0 | 0 | 0 | 0 | 0 | 0 | 0 | 0 | 0 | 0 | 0 | 0 | 0 | 0 | 0 | 0 | 0 | 0 | 0 | 0 | 0 | 0
F8_Commercial_Interruptible - Miscellaneous_Existing_Space Heating_Natural Gas_Advanced New Construction Designs_A_Achievable Economic RVT Potential | F8 | Commercial | Interruptible - Miscellaneous | Existing | Space Heating | Natural Gas | Advanced New Construction Designs | A | Cumulative Summer Peak Savings (MW) | Achievable Economic RVT Potential | 0 | 0 | 0 | 0 | 0 | 0 | 0 | 0 | 0 | 0 | 0 | 0 | 0 | 0 | 0 | 0 | 0 | 0 | 0 | 0 | 0 | 0 | 0 | 0 | 0 | 0 | 0
F9_Commercial_Interruptible - Miscellaneous_Existing_Space Heating_Natural Gas_Advanced New Construction Designs_A_Achievable Economic RVT Potential | F9 | Commercial | Interruptible - Miscellaneous | Existing | Space Heating | Natural Gas | Advanced New Construction Designs | A | Cumulative Winter Peak Savings (MW) | Achievable Economic RVT Potential | 0 | 0 | 0 | 0 | 0 | 0 | 0 | 0 | 0 | 0 | 0 | 0 | 0 | 0 | 0 | 0 | 0 | 0 | 0 | 0 | 0 | 0 | 0 | 0 | 0 | 0 | 0
F10_Commercial_Interruptible - Miscellaneous_Existing_Space Heating_Natural Gas_Advanced New Construction Designs_A_Achievable Economic RVT Potential | F10 | Commercial | Interruptible - Miscellaneous | Existing | Space Heating | Natural Gas | Advanced New Construction Designs | A | Purchases (Incremental) | Achievable Economic RVT Potential | 0 | 0 | 0 | 0 | 0 | 0 | 0 | 0 | 0 | 0 | 0 | 0 | 0 | 0 | 0 | 0 | 0 | 0 | 0 | 0 | 0 | 0 | 0 | 0 | 0 | 0 | 0
F11_Commercial_Interruptible - Miscellaneous_Existing_Space Heating_Natural Gas_Advanced New Construction Designs_A_Achievable Economic RVT Potential | F11 | Commercial | Interruptible - Miscellaneous | Existing | Space Heating | Natural Gas | Advanced New Construction Designs | A | Purchases (Cumulative) | Achievable Economic RVT Potential | 0 | 0 | 0 | 0 | 0 | 0 | 0 | 0 | 0 | 0 | 0 | 0 | 0 | 0 | 0 | 0 | 0 | 0 | 0 | 0 | 0 | 0 | 0 | 0 | 0 | 0 | 0
F1_Commercial_Interruptible - Miscellaneous_Existing_Water Heating_Natural Gas_Advanced New Construction Designs_A_Achievable Economic RVT Potential | F1 | Commercial | Interruptible - Miscellaneous | Existing | Water Heating | Natural Gas | Advanced New Construction Designs | A | Integrated Unit Energy Savings (kWh or therms) | Achievable Economic RVT Potential | 0 | 0 | 0 | 0 | 0 | 0 | 0 | 0 | 0 | 0 | 0 | 0 | 0 | 0 | 0 | 0 | 0 | 0 | 0 | 0 | 0 | 0 | 0 | 0 | 0 | 0 | 0
F2_Commercial_Interruptible - Miscellaneous_Existing_Water Heating_Natural Gas_Advanced New Construction Designs_A_Achievable Economic RVT Potential | F2 | Commercial | Interruptible - Miscellaneous | Existing | Water Heating | Natural Gas | Advanced New Construction Designs | A | Integrated Unit Summer Peak Savings (kW) | Achievable Economic RVT Potential | 0 | 0 | 0 | 0 | 0 | 0 | 0 | 0 | 0 | 0 | 0 | 0 | 0 | 0 | 0 | 0 | 0 | 0 | 0 | 0 | 0 | 0 | 0 | 0 | 0 | 0 | 0
F3_Commercial_Interruptible - Miscellaneous_Existing_Water Heating_Natural Gas_Advanced New Construction Designs_A_Achievable Economic RVT Potential | F3 | Commercial | Interruptible - Miscellaneous | Existing | Water Heating | Natural Gas | Advanced New Construction Designs | A | Integrated Unit Winter Peak Savings (kW) | Achievable Economic RVT Potential | 0 | 0 | 0 | 0 | 0 | 0 | 0 | 0 | 0 | 0 | 0 | 0 | 0 | 0 | 0 | 0 | 0 | 0 | 0 | 0 | 0 | 0 | 0 | 0 | 0 | 0 | 0
F4_Commercial_Interruptible - Miscellaneous_Existing_Water Heating_Natural Gas_Advanced New Construction Designs_A_Achievable Economic RVT Potential | F4 | Commercial | Interruptible - Miscellaneous | Existing | Water Heating | Natural Gas | Advanced New Construction Designs | A | Incremental Energy Savings (MWh or mTherms) | Achievable Economic RVT Potential | 0 | 0 | 0 | 0 | 0 | 0 | 0 | 0 | 0 | 0 | 0 | 0 | 0 | 0 | 0 | 0 | 0 | 0 | 0 | 0 | 0 | 0 | 0 | 0 | 0 | 0 | 0
F5_Commercial_Interruptible - Miscellaneous_Existing_Water Heating_Natural Gas_Advanced New Construction Designs_A_Achievable Economic RVT Potential | F5 | Commercial | Interruptible - Miscellaneous | Existing | Water Heating | Natural Gas | Advanced New Construction Designs | A | Incremental Summer Peak Savings (MW) | Achievable Economic RVT Potential | 0 | 0 | 0 | 0 | 0 | 0 | 0 | 0 | 0 | 0 | 0 | 0 | 0 | 0 | 0 | 0 | 0 | 0 | 0 | 0 | 0 | 0 | 0 | 0 | 0 | 0 | 0
F6_Commercial_Interruptible - Miscellaneous_Existing_Water Heating_Natural Gas_Advanced New Construction Designs_A_Achievable Economic RVT Potential | F6 | Commercial | Interruptible - Miscellaneous | Existing | Water Heating | Natural Gas | Advanced New Construction Designs | A | Incremental Winter Peak Savings (MW) | Achievable Economic RVT Potential | 0 | 0 | 0 | 0 | 0 | 0 | 0 | 0 | 0 | 0 | 0 | 0 | 0 | 0 | 0 | 0 | 0 | 0 | 0 | 0 | 0 | 0 | 0 | 0 | 0 | 0 | 0
F7_Commercial_Interruptible - Miscellaneous_Existing_Water Heating_Natural Gas_Advanced New Construction Designs_A_Achievable Economic RVT Potential | F7 | Commercial | Interruptible - Miscellaneous | Existing | Water Heating | Natural Gas | Advanced New Construction Designs | A | Cumulative Energy Savings (MWh or mTherms) | Achievable Economic RVT Potential | 0 | 0 | 0 | 0 | 0 | 0 | 0 | 0 | 0 | 0 | 0 | 0 | 0 | 0 | 0 | 0 | 0 | 0 | 0 | 0 | 0 | 0 | 0 | 0 | 0 | 0 | 0
F8_Commercial_Interruptible - Miscellaneous_Existing_Water Heating_Natural Gas_Advanced New Construction Designs_A_Achievable Economic RVT Potential | F8 | Commercial | Interruptible - Miscellaneous | Existing | Water Heating | Natural Gas | Advanced New Construction Designs | A | Cumulative Summer Peak Savings (MW) | Achievable Economic RVT Potential | 0 | 0 | 0 | 0 | 0 | 0 | 0 | 0 | 0 | 0 | 0 | 0 | 0 | 0 | 0 | 0 | 0 | 0 | 0 | 0 | 0 | 0 | 0 | 0 | 0 | 0 | 0
F9_Commercial_Interruptible - Miscellaneous_Existing_Water Heating_Natural Gas_Advanced New Construction Designs_A_Achievable Economic RVT Potential | F9 | Commercial | Interruptible - Miscellaneous | Existing | Water Heating | Natural Gas | Advanced New Construction Designs | A | Cumulative Winter Peak Savings (MW) | Achievable Economic RVT Potential | 0 | 0 | 0 | 0 | 0 | 0 | 0 | 0 | 0 | 0 | 0 | 0 | 0 | 0 | 0 | 0 | 0 | 0 | 0 | 0 | 0 | 0 | 0 | 0 | 0 | 0 | 0
F10_Commercial_Interruptible - Miscellaneous_Existing_Water Heating_Natural Gas_Advanced New Construction Designs_A_Achievable Economic RVT Potential | F10 | Commercial | Interruptible - Miscellaneous | Existing | Water Heating | Natural Gas | Advanced New Construction Designs | A | Purchases (Incremental) | Achievable Economic RVT Potential | 0 | 0 | 0 | 0 | 0 | 0 | 0 | 0 | 0 | 0 | 0 | 0 | 0 | 0 | 0 | 0 | 0 | 0 | 0 | 0 | 0 | 0 | 0 | 0 | 0 | 0 | 0
F11_Commercial_Interruptible - Miscellaneous_Existing_Water Heating_Natural Gas_Advanced New Construction Designs_A_Achievable Economic RVT Potential | F11 | Commercial | Interruptible - Miscellaneous | Existing | Water Heating | Natural Gas | Advanced New Construction Designs | A | Purchases (Cumulative) | Achievable Economic RVT Potential | 0 | 0 | 0 | 0 | 0 | 0 | 0 | 0 | 0 | 0 | 0 | 0 | 0 | 0 | 0 | 0 | 0 | 0 | 0 | 0 | 0 | 0 | 0 | 0 | 0 | 0 | 0
F1_Commercial_Interruptible - Miscellaneous_Existing_Space Heating_Natural Gas_Strategic Energy Management_A_Achievable Economic RVT Potential | F1 | Commercial | Interruptible - Miscellaneous | Existing | Space Heating | Natural Gas | Strategic Energy Management | A | Integrated Unit Energy Savings (kWh or therms) | Achievable Economic RVT Potential | 0 | 0 | 0.036505 | 0.036172 | 0.035787 | 0.035359 | 0.034879 | 0.034352 | 0.033761 | 0.033111 | 0.03241 | 0.031676 | 0.030935 | 0.0302 | 0.029487 | 0.028817 | 0.028215 | 0.027714 | 0.02732 | 0.026996 | 0.026758 | 0.026544 | 0.026464 | 0.026389 | 0.02632 | 0.026257 | 0.026199
F2_Commercial_Interruptible - Miscellaneous_Existing_Space Heating_Natural Gas_Strategic Energy Management_A_Achievable Economic RVT Potential | F2 | Commercial | Interruptible - Miscellaneous | Existing | Space Heating | Natural Gas | Strategic Energy Management | A | Integrated Unit Summer Peak Savings (kW) | Achievable Economic RVT Potential | 0 | 0 | 0 | 0 | 0 | 0 | 0 | 0 | 0 | 0 | 0 | 0 | 0 | 0 | 0 | 0 | 0 | 0 | 0 | 0 | 0 | 0 | 0 | 0 | 0 | 0 | 0
F3_Commercial_Interruptible - Miscellaneous_Existing_Space Heating_Natural Gas_Strategic Energy Management_A_Achievable Economic RVT Potential | F3 | Commercial | Interruptible - Miscellaneous | Existing | Space Heating | Natural Gas | Strategic Energy Management | A | Integrated Unit Winter Peak Savings (kW) | Achievable Economic RVT Potential | 0 | 0 | 0 | 0 | 0 | 0 | 0 | 0 | 0 | 0 | 0 | 0 | 0 | 0 | 0 | 0 | 0 | 0 | 0 | 0 | 0 | 0 | 0 | 0 | 0 | 0 | 0
F4_Commercial_Interruptible - Miscellaneous_Existing_Space Heating_Natural Gas_Strategic Energy Management_A_Achievable Economic RVT Potential | F4 | Commercial | Interruptible - Miscellaneous | Existing | Space Heating | Natural Gas | Strategic Energy Management | A | Incremental Energy Savings (MWh or mTherms) | Achievable Economic RVT Potential | 0 | 0 | 0.0013553 | 0.005658 | 0.0055979 | 0.0042181 | 0 | 0 | 0 | 0 | 0 | 0 | 0 | 0 | 0 | 0 | 0 | 0 | 0 | 0 | 0 | 0 | 0 | 0 | 0 | 0 | 0
F5_Commercial_Interruptible - Miscellaneous_Existing_Space Heating_Natural Gas_Strategic Energy Management_A_Achievable Economic RVT Potential | F5 | Commercial | Interruptible - Miscellaneous | Existing | Space Heating | Natural Gas | Strategic Energy Management | A | Incremental Summer Peak Savings (MW) | Achievable Economic RVT Potential | 0 | 0 | 0 | 0 | 0 | 0 | 0 | 0 | 0 | 0 | 0 | 0 | 0 | 0 | 0 | 0 | 0 | 0 | 0 | 0 | 0 | 0 | 0 | 0 | 0 | 0 | 0
F6_Commercial_Interruptible - Miscellaneous_Existing_Space Heating_Natural Gas_Strategic Energy Management_A_Achievable Economic RVT Potential | F6 | Commercial | Interruptible - Miscellaneous | Existing | Space Heating | Natural Gas | Strategic Energy Management | A | Incremental Winter Peak Savings (MW) | Achievable Economic RVT Potential | 0 | 0 | 0 | 0 | 0 | 0 | 0 | 0 | 0 | 0 | 0 | 0 | 0 | 0 | 0 | 0 | 0 | 0 | 0 | 0 | 0 | 0 | 0 | 0 | 0 | 0 | 0
F7_Commercial_Interruptible - Miscellaneous_Existing_Space Heating_Natural Gas_Strategic Energy Management_A_Achievable Economic RVT Potential | F7 | Commercial | Interruptible - Miscellaneous | Existing | Space Heating | Natural Gas | Strategic Energy Management | A | Cumulative Energy Savings (MWh or mTherms) | Achievable Economic RVT Potential | 0 | 0 | 0.0013553 | 0.0070009 | 0.012524 | 0.016592 | 0.016367 | 0.01612 | 0.015843 | 0.015538 | 0.015209 | 0.014864 | 0.014517 | 0.014172 | 0.013837 | 0.013523 | 0.01324 | 0.013005 | 0.01282 | 0.012668 | 0.012557 | 0.012456 | 0.012418 | 0.012383 | 0.012351 | 0.012321 | 0.012294
F8_Commercial_Interruptible - Miscellaneous_Existing_Space Heating_Natural Gas_Strategic Energy Management_A_Achievable Economic RVT Potential | F8 | Commercial | Interruptible - Miscellaneous | Existing | Space Heating | Natural Gas | Strategic Energy Management | A | Cumulative Summer Peak Savings (MW) | Achievable Economic RVT Potential | 0 | 0 | 0 | 0 | 0 | 0 | 0 | 0 | 0 | 0 | 0 | 0 | 0 | 0 | 0 | 0 | 0 | 0 | 0 | 0 | 0 | 0 | 0 | 0 | 0 | 0 | 0
F9_Commercial_Interruptible - Miscellaneous_Existing_Space Heating_Natural Gas_Strategic Energy Management_A_Achievable Economic RVT Potential | F9 | Commercial | Interruptible - Miscellaneous | Existing | Space Heating | Natural Gas | Strategic Energy Management | A | Cumulative Winter Peak Savings (MW) | Achievable Economic RVT Potential | 0 | 0 | 0 | 0 | 0 | 0 | 0 | 0 | 0 | 0 | 0 | 0 | 0 | 0 | 0 | 0 | 0 | 0 | 0 | 0 | 0 | 0 | 0 | 0 | 0 | 0 | 0
F10_Commercial_Interruptible - Miscellaneous_Existing_Space Heating_Natural Gas_Strategic Energy Management_A_Achievable Economic RVT Potential | F10 | Commercial | Interruptible - Miscellaneous | Existing | Space Heating | Natural Gas | Strategic Energy Management | A | Purchases (Incremental) | Achievable Economic RVT Potential | 0 | 0 | 37.1256 | 156.421 | 156.421 | 119.2954 | 0 | 0 | 0 | 0 | 0 | 0 | 0 | 0 | 0 | 0 | 0 | 0 | 0 | 0 | 0 | 0 | 0 | 0 | 0 | 0 | 0
F11_Commercial_Interruptible - Miscellaneous_Existing_Space Heating_Natural Gas_Strategic Energy Management_A_Achievable Economic RVT Potential | F11 | Commercial | Interruptible - Miscellaneous | Existing | Space Heating | Natural Gas | Strategic Energy Management | A | Purchases (Cumulative) | Achievable Economic RVT Potential | 0 | 0 | 37.1256 | 193.5465 | 349.9675 | 469.263 | 469.263 | 469.263 | 469.263 | 469.263 | 469.263 | 469.263 | 469.263 | 469.263 | 469.263 | 469.263 | 469.263 | 469.263 | 469.263 | 469.263 | 469.263 | 469.263 | 469.263 | 469.263 | 469.263 | 469.263 | 469.263
F1_Commercial_Interruptible - Miscellaneous_Existing_Water Heating_Natural Gas_Strategic Energy Management_A_Achievable Economic RVT Potential | F1 | Commercial | Interruptible - Miscellaneous | Existing | Water Heating | Natural Gas | Strategic Energy Management | A | Integrated Unit Energy Savings (kWh or therms) | Achievable Economic RVT Potential | 0 | 0 | 0.017158 | 0.01679 | 0.01645 | 0.016125 | 0.015815 | 0.015512 | 0.015232 | 0.014974 | 0.014737 | 0.014528 | 0.014359 | 0.014228 | 0.014144 | 0.014061 | 0.014001 | 0.013953 | 0.013916 | 0.013886 | 0.013865 | 0.013849 | 0.013839 | 0.013831 | 0.013821 | 0.013818 | 0.013816
F2_Commercial_Interruptible - Miscellaneous_Existing_Water Heating_Natural Gas_Strategic Energy Management_A_Achievable Economic RVT Potential | F2 | Commercial | Interruptible - Miscellaneous | Existing | Water Heating | Natural Gas | Strategic Energy Management | A | Integrated Unit Summer Peak Savings (kW) | Achievable Economic RVT Potential | 0 | 0 | 0 | 0 | 0 | 0 | 0 | 0 | 0 | 0 | 0 | 0 | 0 | 0 | 0 | 0 | 0 | 0 | 0 | 0 | 0 | 0 | 0 | 0 | 0 | 0 | 0
F3_Commercial_Interruptible - Miscellaneous_Existing_Water Heating_Natural Gas_Strategic Energy Management_A_Achievable Economic RVT Potential | F3 | Commercial | Interruptible - Miscellaneous | Existing | Water Heating | Natural Gas | Strategic Energy Management | A | Integrated Unit Winter Peak Savings (kW) | Achievable Economic RVT Potential | 0 | 0 | 0 | 0 | 0 | 0 | 0 | 0 | 0 | 0 | 0 | 0 | 0 | 0 | 0 | 0 | 0 | 0 | 0 | 0 | 0 | 0 | 0 | 0 | 0 | 0 | 0
F4_Commercial_Interruptible - Miscellaneous_Existing_Water Heating_Natural Gas_Strategic Energy Management_A_Achievable Economic RVT Potential | F4 | Commercial | Interruptible - Miscellaneous | Existing | Water Heating | Natural Gas | Strategic Energy Management | A | Incremental Energy Savings (MWh or mTherms) | Achievable Economic RVT Potential | 0 | 0 | 0.00047165 | 0.0019447 | 0.0019053 | 0.0014244 | 0 | 0 | 0 | 0 | 0 | 0 | 0 | 0 | 0 | 0 | 0 | 0 | 0 | 0 | 0 | 0 | 0 | 0 | 0 | 0 | 0
F5_Commercial_Interruptible - Miscellaneous_Existing_Water Heating_Natural Gas_Strategic Energy Management_A_Achievable Economic RVT Potential | F5 | Commercial | Interruptible - Miscellaneous | Existing | Water Heating | Natural Gas | Strategic Energy Management | A | Incremental Summer Peak Savings (MW) | Achievable Economic RVT Potential | 0 | 0 | 0 | 0 | 0 | 0 | 0 | 0 | 0 | 0 | 0 | 0 | 0 | 0 | 0 | 0 | 0 | 0 | 0 | 0 | 0 | 0 | 0 | 0 | 0 | 0 | 0
F6_Commercial_Interruptible - Miscellaneous_Existing_Water Heating_Natural Gas_Strategic Energy Management_A_Achievable Economic RVT Potential | F6 | Commercial | Interruptible - Miscellaneous | Existing | Water Heating | Natural Gas | Strategic Energy Management | A | Incremental Winter Peak Savings (MW) | Achievable Economic RVT Potential | 0 | 0 | 0 | 0 | 0 | 0 | 0 | 0 | 0 | 0 | 0 | 0 | 0 | 0 | 0 | 0 | 0 | 0 | 0 | 0 | 0 | 0 | 0 | 0 | 0 | 0 | 0
F7_Commercial_Interruptible - Miscellaneous_Existing_Water Heating_Natural Gas_Strategic Energy Management_A_Achievable Economic RVT Potential | F7 | Commercial | Interruptible - Miscellaneous | Existing | Water Heating | Natural Gas | Strategic Energy Management | A | Cumulative Energy Savings (MWh or mTherms) | Achievable Economic RVT Potential | 0 | 0 | 0.00047165 | 0.0024062 | 0.0042628 | 0.0056029 | 0.005495 | 0.0053897 | 0.0052925 | 0.0052028 | 0.0051205 | 0.005048 | 0.0049892 | 0.0049437 | 0.0049145 | 0.0048856 | 0.0048648 | 0.0048483 | 0.0048353 | 0.0048248 | 0.0048174 | 0.0048122 | 0.0048084 | 0.0048058 | 0.0048022 | 0.0048013 | 0.0048005
F8_Commercial_Interruptible - Miscellaneous_Existing_Water Heating_Natural Gas_Strategic Energy Management_A_Achievable Economic RVT Potential | F8 | Commercial | Interruptible - Miscellaneous | Existing | Water Heating | Natural Gas | Strategic Energy Management | A | Cumulative Summer Peak Savings (MW) | Achievable Economic RVT Potential | 0 | 0 | 0 | 0 | 0 | 0 | 0 | 0 | 0 | 0 | 0 | 0 | 0 | 0 | 0 | 0 | 0 | 0 | 0 | 0 | 0 | 0 | 0 | 0 | 0 | 0 | 0
F9_Commercial_Interruptible - Miscellaneous_Existing_Water Heating_Natural Gas_Strategic Energy Management_A_Achievable Economic RVT Potential | F9 | Commercial | Interruptible - Miscellaneous | Existing | Water Heating | Natural Gas | Strategic Energy Management | A | Cumulative Winter Peak Savings (MW) | Achievable Economic RVT Potential | 0 | 0 | 0 | 0 | 0 | 0 | 0 | 0 | 0 | 0 | 0 | 0 | 0 | 0 | 0 | 0 | 0 | 0 | 0 | 0 | 0 | 0 | 0 | 0 | 0 | 0 | 0
F10_Commercial_Interruptible - Miscellaneous_Existing_Water Heating_Natural Gas_Strategic Energy Management_A_Achievable Economic RVT Potential | F10 | Commercial | Interruptible - Miscellaneous | Existing | Water Heating | Natural Gas | Strategic Energy Management | A | Purchases (Incremental) | Achievable Economic RVT Potential | 0 | 0 | 27.4893 | 115.8205 | 115.8205 | 88.3312 | 0 | 0 | 0 | 0 | 0 | 0 | 0 | 0 | 0 | 0 | 0 | 0 | 0 | 0 | 0 | 0 | 0 | 0 | 0 | 0 | 0
F11_Commercial_Interruptible - Miscellaneous_Existing_Water Heating_Natural Gas_Strategic Energy Management_A_Achievable Economic RVT Potential | F11 | Commercial | Interruptible - Miscellaneous | Existing | Water Heating | Natural Gas | Strategic Energy Management | A | Purchases (Cumulative) | Achievable Economic RVT Potential | 0 | 0 | 27.4893 | 143.3097 | 259.1302 | 347.4614 | 347.4614 | 347.4614 | 347.4614 | 347.4614 | 347.4614 | 347.4614 | 347.4614 | 347.4614 | 347.4614 | 347.4614 | 347.4614 | 347.4614 | 347.4614 | 347.4614 | 347.4614 | 347.4614 | 347.4614 | 347.4614 | 347.4614 | 347.4614 | 347.4614
F1_Commercial_Interruptible - Miscellaneous_Existing_Space Heating_Natural Gas_Retrocommissioning_A_Achievable Economic RVT Potential | F1 | Commercial | Interruptible - Miscellaneous | Existing | Space Heating | Natural Gas | Retrocommissioning | A | Integrated Unit Energy Savings (kWh or therms) | Achievable Economic RVT Potential | 0 | 0 | 0.044789 | 0.044307 | 0.043764 | 0.043203 | 0.042617 | 0.041973 | 0.041251 | 0.040457 | 0.0396 | 0.038703 | 0.037799 | 0.0369 | 0.036029 | 0.035211 | 0.034475 | 0.033863 | 0.033381 | 0.032985 | 0.032695 | 0.032434 | 0.032335 | 0.032244 | 0.03216 | 0.032082 | 0.032011
F2_Commercial_Interruptible - Miscellaneous_Existing_Space Heating_Natural Gas_Retrocommissioning_A_Achievable Economic RVT Potential | F2 | Commercial | Interruptible - Miscellaneous | Existing | Space Heating | Natural Gas | Retrocommissioning | A | Integrated Unit Summer Peak Savings (kW) | Achievable Economic RVT Potential | 0 | 0 | 0 | 0 | 0 | 0 | 0 | 0 | 0 | 0 | 0 | 0 | 0 | 0 | 0 | 0 | 0 | 0 | 0 | 0 | 0 | 0 | 0 | 0 | 0 | 0 | 0
F3_Commercial_Interruptible - Miscellaneous_Existing_Space Heating_Natural Gas_Retrocommissioning_A_Achievable Economic RVT Potential | F3 | Commercial | Interruptible - Miscellaneous | Existing | Space Heating | Natural Gas | Retrocommissioning | A | Integrated Unit Winter Peak Savings (kW) | Achievable Economic RVT Potential | 0 | 0 | 0 | 0 | 0 | 0 | 0 | 0 | 0 | 0 | 0 | 0 | 0 | 0 | 0 | 0 | 0 | 0 | 0 | 0 | 0 | 0 | 0 | 0 | 0 | 0 | 0
F4_Commercial_Interruptible - Miscellaneous_Existing_Space Heating_Natural Gas_Retrocommissioning_A_Achievable Economic RVT Potential | F4 | Commercial | Interruptible - Miscellaneous | Existing | Space Heating | Natural Gas | Retrocommissioning | A | Incremental Energy Savings (MWh or mTherms) | Achievable Economic RVT Potential | 0 | 0 | 0 | 0 | 0 | 0 | 0 | 0 | 0 | 0 | 0 | 0 | 0 | 0 | 0 | 0 | 0 | 0 | 0 | 0 | 0 | 0 | 0 | 0 | 0 | 0 | 0
F5_Commercial_Interruptible - Miscellaneous_Existing_Space Heating_Natural Gas_Retrocommissioning_A_Achievable Economic RVT Potential | F5 | Commercial | Interruptible - Miscellaneous | Existing | Space Heating | Natural Gas | Retrocommissioning | A | Incremental Summer Peak Savings (MW) | Achievable Economic RVT Potential | 0 | 0 | 0 | 0 | 0 | 0 | 0 | 0 | 0 | 0 | 0 | 0 | 0 | 0 | 0 | 0 | 0 | 0 | 0 | 0 | 0 | 0 | 0 | 0 | 0 | 0 | 0
F6_Commercial_Interruptible - Miscellaneous_Existing_Space Heating_Natural Gas_Retrocommissioning_A_Achievable Economic RVT Potential | F6 | Commercial | Interruptible - Miscellaneous | Existing | Space Heating | Natural Gas | Retrocommissioning | A | Incremental Winter Peak Savings (MW) | Achievable Economic RVT Potential | 0 | 0 | 0 | 0 | 0 | 0 | 0 | 0 | 0 | 0 | 0 | 0 | 0 | 0 | 0 | 0 | 0 | 0 | 0 | 0 | 0 | 0 | 0 | 0 | 0 | 0 | 0
F7_Commercial_Interruptible - Miscellaneous_Existing_Space Heating_Natural Gas_Retrocommissioning_A_Achievable Economic RVT Potential | F7 | Commercial | Interruptible - Miscellaneous | Existing | Space Heating | Natural Gas | Retrocommissioning | A | Cumulative Energy Savings (MWh or mTherms) | Achievable Economic RVT Potential | 0 | 0 | 0 | 0 | 0 | 0 | 0 | 0 | 0 | 0 | 0 | 0 | 0 | 0 | 0 | 0 | 0 | 0 | 0 | 0 | 0 | 0 | 0 | 0 | 0 | 0 | 0
F8_Commercial_Interruptible - Miscellaneous_Existing_Space Heating_Natural Gas_Retrocommissioning_A_Achievable Economic RVT Potential | F8 | Commercial | Interruptible - Miscellaneous | Existing | Space Heating | Natural Gas | Retrocommissioning | A | Cumulative Summer Peak Savings (MW) | Achievable Economic RVT Potential | 0 | 0 | 0 | 0 | 0 | 0 | 0 | 0 | 0 | 0 | 0 | 0 | 0 | 0 | 0 | 0 | 0 | 0 | 0 | 0 | 0 | 0 | 0 | 0 | 0 | 0 | 0
F9_Commercial_Interruptible - Miscellaneous_Existing_Space Heating_Natural Gas_Retrocommissioning_A_Achievable Economic RVT Potential | F9 | Commercial | Interruptible - Miscellaneous | Existing | Space Heating | Natural Gas | Retrocommissioning | A | Cumulative Winter Peak Savings (MW) | Achievable Economic RVT Potential | 0 | 0 | 0 | 0 | 0 | 0 | 0 | 0 | 0 | 0 | 0 | 0 | 0 | 0 | 0 | 0 | 0 | 0 | 0 | 0 | 0 | 0 | 0 | 0 | 0 | 0 | 0
F10_Commercial_Interruptible - Miscellaneous_Existing_Space Heating_Natural Gas_Retrocommissioning_A_Achievable Economic RVT Potential | F10 | Commercial | Interruptible - Miscellaneous | Existing | Space Heating | Natural Gas | Retrocommissioning | A | Purchases (Incremental) | Achievable Economic RVT Potential | 0 | 0 | 0 | 0 | 0 | 0 | 0 | 0 | 0 | 0 | 0 | 0 | 0 | 0 | 0 | 0 | 0 | 0 | 0 | 0 | 0 | 0 | 0 | 0 | 0 | 0 | 0
F11_Commercial_Interruptible - Miscellaneous_Existing_Space Heating_Natural Gas_Retrocommissioning_A_Achievable Economic RVT Potential | F11 | Commercial | Interruptible - Miscellaneous | Existing | Space Heating | Natural Gas | Retrocommissioning | A | Purchases (Cumulative) | Achievable Economic RVT Potential | 0 | 0 | 0 | 0 | 0 | 0 | 0 | 0 | 0 | 0 | 0 | 0 | 0 | 0 | 0 | 0 | 0 | 0 | 0 | 0 | 0 | 0 | 0 | 0 | 0 | 0 | 0
F1_Commercial_Interruptible - Miscellaneous_Existing_Water Heating_Natural Gas_Retrocommissioning_A_Achievable Economic RVT Potential | F1 | Commercial | Interruptible - Miscellaneous | Existing | Water Heating | Natural Gas | Retrocommissioning | A | Integrated Unit Energy Savings (kWh or therms) | Achievable Economic RVT Potential | 0 | 0 | 0.021051 | 0.020567 | 0.020117 | 0.019702 | 0.019264 | 0.018827 | 0.018413 | 0.018028 | 0.017675 | 0.017366 | 0.01712 | 0.016934 | 0.016816 | 0.016709 | 0.016638 | 0.016581 | 0.016537 | 0.016501 | 0.016476 | 0.016458 | 0.016445 | 0.016436 | 0.016424 | 0.01642 | 0.016418
F2_Commercial_Interruptible - Miscellaneous_Existing_Water Heating_Natural Gas_Retrocommissioning_A_Achievable Economic RVT Potential | F2 | Commercial | Interruptible - Miscellaneous | Existing | Water Heating | Natural Gas | Retrocommissioning | A | Integrated Unit Summer Peak Savings (kW) | Achievable Economic RVT Potential | 0 | 0 | 0 | 0 | 0 | 0 | 0 | 0 | 0 | 0 | 0 | 0 | 0 | 0 | 0 | 0 | 0 | 0 | 0 | 0 | 0 | 0 | 0 | 0 | 0 | 0 | 0
F3_Commercial_Interruptible - Miscellaneous_Existing_Water Heating_Natural Gas_Retrocommissioning_A_Achievable Economic RVT Potential | F3 | Commercial | Interruptible - Miscellaneous | Existing | Water Heating | Natural Gas | Retrocommissioning | A | Integrated Unit Winter Peak Savings (kW) | Achievable Economic RVT Potential | 0 | 0 | 0 | 0 | 0 | 0 | 0 | 0 | 0 | 0 | 0 | 0 | 0 | 0 | 0 | 0 | 0 | 0 | 0 | 0 | 0 | 0 | 0 | 0 | 0 | 0 | 0
F4_Commercial_Interruptible - Miscellaneous_Existing_Water Heating_Natural Gas_Retrocommissioning_A_Achievable Economic RVT Potential | F4 | Commercial | Interruptible - Miscellaneous | Existing | Water Heating | Natural Gas | Retrocommissioning | A | Incremental Energy Savings (MWh or mTherms) | Achievable Economic RVT Potential | 0 | 0 | 0 | 0 | 0 | 0 | 0 | 0 | 0 | 0 | 0 | 0 | 0 | 0 | 0 | 0 | 0 | 0 | 0 | 0 | 0 | 0 | 0 | 0 | 0 | 0 | 0
F5_Commercial_Interruptible - Miscellaneous_Existing_Water Heating_Natural Gas_Retrocommissioning_A_Achievable Economic RVT Potential | F5 | Commercial | Interruptible - Miscellaneous | Existing | Water Heating | Natural Gas | Retrocommissioning | A | Incremental Summer Peak Savings (MW) | Achievable Economic RVT Potential | 0 | 0 | 0 | 0 | 0 | 0 | 0 | 0 | 0 | 0 | 0 | 0 | 0 | 0 | 0 | 0 | 0 | 0 | 0 | 0 | 0 | 0 | 0 | 0 | 0 | 0 | 0
F6_Commercial_Interruptible - Miscellaneous_Existing_Water Heating_Natural Gas_Retrocommissioning_A_Achievable Economic RVT Potential | F6 | Commercial | Interruptible - Miscellaneous | Existing | Water Heating | Natural Gas | Retrocommissioning | A | Incremental Winter Peak Savings (MW) | Achievable Economic RVT Potential | 0 | 0 | 0 | 0 | 0 | 0 | 0 | 0 | 0 | 0 | 0 | 0 | 0 | 0 | 0 | 0 | 0 | 0 | 0 | 0 | 0 | 0 | 0 | 0 | 0 | 0 | 0
F7_Commercial_Interruptible - Miscellaneous_Existing_Water Heating_Natural Gas_Retrocommissioning_A_Achievable Economic RVT Potential | F7 | Commercial | Interruptible - Miscellaneous | Existing | Water Heating | Natural Gas | Retrocommissioning | A | Cumulative Energy Savings (MWh or mTherms) | Achievable Economic RVT Potential | 0 | 0 | 0 | 0 | 0 | 0 | 0 | 0 | 0 | 0 | 0 | 0 | 0 | 0 | 0 | 0 | 0 | 0 | 0 | 0 | 0 | 0 | 0 | 0 | 0 | 0 | 0
F8_Commercial_Interruptible - Miscellaneous_Existing_Water Heating_Natural Gas_Retrocommissioning_A_Achievable Economic RVT Potential | F8 | Commercial | Interruptible - Miscellaneous | Existing | Water Heating | Natural Gas | Retrocommissioning | A | Cumulative Summer Peak Savings (MW) | Achievable Economic RVT Potential | 0 | 0 | 0 | 0 | 0 | 0 | 0 | 0 | 0 | 0 | 0 | 0 | 0 | 0 | 0 | 0 | 0 | 0 | 0 | 0 | 0 | 0 | 0 | 0 | 0 | 0 | 0
F9_Commercial_Interruptible - Miscellaneous_Existing_Water Heating_Natural Gas_Retrocommissioning_A_Achievable Economic RVT Potential | F9 | Commercial | Interruptible - Miscellaneous | Existing | Water Heating | Natural Gas | Retrocommissioning | A | Cumulative Winter Peak Savings (MW) | Achievable Economic RVT Potential | 0 | 0 | 0 | 0 | 0 | 0 | 0 | 0 | 0 | 0 | 0 | 0 | 0 | 0 | 0 | 0 | 0 | 0 | 0 | 0 | 0 | 0 | 0 | 0 | 0 | 0 | 0
F10_Commercial_Interruptible - Miscellaneous_Existing_Water Heating_Natural Gas_Retrocommissioning_A_Achievable Economic RVT Potential | F10 | Commercial | Interruptible - Miscellaneous | Existing | Water Heating | Natural Gas | Retrocommissioning | A | Purchases (Incremental) | Achievable Economic RVT Potential | 0 | 0 | 0 | 0 | 0 | 0 | 0 | 0 | 0 | 0 | 0 | 0 | 0 | 0 | 0 | 0 | 0 | 0 | 0 | 0 | 0 | 0 | 0 | 0 | 0 | 0 | 0
F11_Commercial_Interruptible - Miscellaneous_Existing_Water Heating_Natural Gas_Retrocommissioning_A_Achievable Economic RVT Potential | F11 | Commercial | Interruptible - Miscellaneous | Existing | Water Heating | Natural Gas | Retrocommissioning | A | Purchases (Cumulative) | Achievable Economic RVT Potential | 0 | 0 | 0 | 0 | 0 | 0 | 0 | 0 | 0 | 0 | 0 | 0 | 0 | 0 | 0 | 0 | 0 | 0 | 0 | 0 | 0 | 0 | 0 | 0 | 0 | 0 | 0
F1_Commercial_Interruptible - Miscellaneous_New_Space Heating_Natural Gas_Insulation - Ceiling_A_Achievable Economic RVT Potential | F1 | Commercial | Interruptible - Miscellaneous | New | Space Heating | Natural Gas | Insulation - Ceiling | A | Integrated Unit Energy Savings (kWh or therms) | Achievable Economic RVT Potential | 0 | 0 | 0 | 0 | 0 | 0 | 0 | 0 | 0 | 0 | 0 | 0 | 0 | 0 | 0 | 0 | 0 | 0 | 0 | 0 | 0 | 0 | 0 | 0 | 0 | 0 | 0
F2_Commercial_Interruptible - Miscellaneous_New_Space Heating_Natural Gas_Insulation - Ceiling_A_Achievable Economic RVT Potential | F2 | Commercial | Interruptible - Miscellaneous | New | Space Heating | Natural Gas | Insulation - Ceiling | A | Integrated Unit Summer Peak Savings (kW) | Achievable Economic RVT Potential | 0 | 0 | 0 | 0 | 0 | 0 | 0 | 0 | 0 | 0 | 0 | 0 | 0 | 0 | 0 | 0 | 0 | 0 | 0 | 0 | 0 | 0 | 0 | 0 | 0 | 0 | 0
F3_Commercial_Interruptible - Miscellaneous_New_Space Heating_Natural Gas_Insulation - Ceiling_A_Achievable Economic RVT Potential | F3 | Commercial | Interruptible - Miscellaneous | New | Space Heating | Natural Gas | Insulation - Ceiling | A | Integrated Unit Winter Peak Savings (kW) | Achievable Economic RVT Potential | 0 | 0 | 0 | 0 | 0 | 0 | 0 | 0 | 0 | 0 | 0 | 0 | 0 | 0 | 0 | 0 | 0 | 0 | 0 | 0 | 0 | 0 | 0 | 0 | 0 | 0 | 0
F4_Commercial_Interruptible - Miscellaneous_New_Space Heating_Natural Gas_Insulation - Ceiling_A_Achievable Economic RVT Potential | F4 | Commercial | Interruptible - Miscellaneous | New | Space Heating | Natural Gas | Insulation - Ceiling | A | Incremental Energy Savings (MWh or mTherms) | Achievable Economic RVT Potential | 0 | 0 | 0 | 0 | 0 | 0 | 0 | 0 | 0 | 0 | 0 | 0 | 0 | 0 | 0 | 0 | 0 | 0 | 0 | 0 | 0 | 0 | 0 | 0 | 0 | 0 | 0
F5_Commercial_Interruptible - Miscellaneous_New_Space Heating_Natural Gas_Insulation - Ceiling_A_Achievable Economic RVT Potential | F5 | Commercial | Interruptible - Miscellaneous | New | Space Heating | Natural Gas | Insulation - Ceiling | A | Incremental Summer Peak Savings (MW) | Achievable Economic RVT Potential | 0 | 0 | 0 | 0 | 0 | 0 | 0 | 0 | 0 | 0 | 0 | 0 | 0 | 0 | 0 | 0 | 0 | 0 | 0 | 0 | 0 | 0 | 0 | 0 | 0 | 0 | 0
F6_Commercial_Interruptible - Miscellaneous_New_Space Heating_Natural Gas_Insulation - Ceiling_A_Achievable Economic RVT Potential | F6 | Commercial | Interruptible - Miscellaneous | New | Space Heating | Natural Gas | Insulation - Ceiling | A | Incremental Winter Peak Savings (MW) | Achievable Economic RVT Potential | 0 | 0 | 0 | 0 | 0 | 0 | 0 | 0 | 0 | 0 | 0 | 0 | 0 | 0 | 0 | 0 | 0 | 0 | 0 | 0 | 0 | 0 | 0 | 0 | 0 | 0 | 0
F7_Commercial_Interruptible - Miscellaneous_New_Space Heating_Natural Gas_Insulation - Ceiling_A_Achievable Economic RVT Potential | F7 | Commercial | Interruptible - Miscellaneous | New | Space Heating | Natural Gas | Insulation - Ceiling | A | Cumulative Energy Savings (MWh or mTherms) | Achievable Economic RVT Potential | 0 | 0 | 0 | 0 | 0 | 0 | 0 | 0 | 0 | 0 | 0 | 0 | 0 | 0 | 0 | 0 | 0 | 0 | 0 | 0 | 0 | 0 | 0 | 0 | 0 | 0 | 0
F8_Commercial_Interruptible - Miscellaneous_New_Space Heating_Natural Gas_Insulation - Ceiling_A_Achievable Economic RVT Potential | F8 | Commercial | Interruptible - Miscellaneous | New | Space Heating | Natural Gas | Insulation - Ceiling | A | Cumulative Summer Peak Savings (MW) | Achievable Economic RVT Potential | 0 | 0 | 0 | 0 | 0 | 0 | 0 | 0 | 0 | 0 | 0 | 0 | 0 | 0 | 0 | 0 | 0 | 0 | 0 | 0 | 0 | 0 | 0 | 0 | 0 | 0 | 0
F9_Commercial_Interruptible - Miscellaneous_New_Space Heating_Natural Gas_Insulation - Ceiling_A_Achievable Economic RVT Potential | F9 | Commercial | Interruptible - Miscellaneous | New | Space Heating | Natural Gas | Insulation - Ceiling | A | Cumulative Winter Peak Savings (MW) | Achievable Economic RVT Potential | 0 | 0 | 0 | 0 | 0 | 0 | 0 | 0 | 0 | 0 | 0 | 0 | 0 | 0 | 0 | 0 | 0 | 0 | 0 | 0 | 0 | 0 | 0 | 0 | 0 | 0 | 0
F10_Commercial_Interruptible - Miscellaneous_New_Space Heating_Natural Gas_Insulation - Ceiling_A_Achievable Economic RVT Potential | F10 | Commercial | Interruptible - Miscellaneous | New | Space Heating | Natural Gas | Insulation - Ceiling | A | Purchases (Incremental) | Achievable Economic RVT Potential | 0 | 0 | 0 | 0 | 0 | 0 | 0 | 0 | 0 | 0 | 0 | 0 | 0 | 0 | 0 | 0 | 0 | 0 | 0 | 0 | 0 | 0 | 0 | 0 | 0 | 0 | 0
F11_Commercial_Interruptible - Miscellaneous_New_Space Heating_Natural Gas_Insulation - Ceiling_A_Achievable Economic RVT Potential | F11 | Commercial | Interruptible - Miscellaneous | New | Space Heating | Natural Gas | Insulation - Ceiling | A | Purchases (Cumulative) | Achievable Economic RVT Potential | 0 | 0 | 0 | 0 | 0 | 0 | 0 | 0 | 0 | 0 | 0 | 0 | 0 | 0 | 0 | 0 | 0 | 0 | 0 | 0 | 0 | 0 | 0 | 0 | 0 | 0 | 0
F1_Commercial_Interruptible - Miscellaneous_New_Space Heating_Natural Gas_Insulation - Ducting_A_Achievable Economic RVT Potential | F1 | Commercial | Interruptible - Miscellaneous | New | Space Heating | Natural Gas | Insulation - Ducting | A | Integrated Unit Energy Savings (kWh or therms) | Achievable Economic RVT Potential | 0 | 0 | 0 | 0 | 0 | 0 | 0 | 0 | 0 | 0 | 0 | 0 | 0 | 0 | 0 | 0 | 0 | 0 | 0 | 0 | 0 | 0 | 0 | 0 | 0 | 0 | 0
F2_Commercial_Interruptible - Miscellaneous_New_Space Heating_Natural Gas_Insulation - Ducting_A_Achievable Economic RVT Potential | F2 | Commercial | Interruptible - Miscellaneous | New | Space Heating | Natural Gas | Insulation - Ducting | A | Integrated Unit Summer Peak Savings (kW) | Achievable Economic RVT Potential | 0 | 0 | 0 | 0 | 0 | 0 | 0 | 0 | 0 | 0 | 0 | 0 | 0 | 0 | 0 | 0 | 0 | 0 | 0 | 0 | 0 | 0 | 0 | 0 | 0 | 0 | 0
F3_Commercial_Interruptible - Miscellaneous_New_Space Heating_Natural Gas_Insulation - Ducting_A_Achievable Economic RVT Potential | F3 | Commercial | Interruptible - Miscellaneous | New | Space Heating | Natural Gas | Insulation - Ducting | A | Integrated Unit Winter Peak Savings (kW) | Achievable Economic RVT Potential | 0 | 0 | 0 | 0 | 0 | 0 | 0 | 0 | 0 | 0 | 0 | 0 | 0 | 0 | 0 | 0 | 0 | 0 | 0 | 0 | 0 | 0 | 0 | 0 | 0 | 0 | 0
F4_Commercial_Interruptible - Miscellaneous_New_Space Heating_Natural Gas_Insulation - Ducting_A_Achievable Economic RVT Potential | F4 | Commercial | Interruptible - Miscellaneous | New | Space Heating | Natural Gas | Insulation - Ducting | A | Incremental Energy Savings (MWh or mTherms) | Achievable Economic RVT Potential | 0 | 0 | 0 | 0 | 0 | 0 | 0 | 0 | 0 | 0 | 0 | 0 | 0 | 0 | 0 | 0 | 0 | 0 | 0 | 0 | 0 | 0 | 0 | 0 | 0 | 0 | 0
F5_Commercial_Interruptible - Miscellaneous_New_Space Heating_Natural Gas_Insulation - Ducting_A_Achievable Economic RVT Potential | F5 | Commercial | Interruptible - Miscellaneous | New | Space Heating | Natural Gas | Insulation - Ducting | A | Incremental Summer Peak Savings (MW) | Achievable Economic RVT Potential | 0 | 0 | 0 | 0 | 0 | 0 | 0 | 0 | 0 | 0 | 0 | 0 | 0 | 0 | 0 | 0 | 0 | 0 | 0 | 0 | 0 | 0 | 0 | 0 | 0 | 0 | 0
F6_Commercial_Interruptible - Miscellaneous_New_Space Heating_Natural Gas_Insulation - Ducting_A_Achievable Economic RVT Potential | F6 | Commercial | Interruptible - Miscellaneous | New | Space Heating | Natural Gas | Insulation - Ducting | A | Incremental Winter Peak Savings (MW) | Achievable Economic RVT Potential | 0 | 0 | 0 | 0 | 0 | 0 | 0 | 0 | 0 | 0 | 0 | 0 | 0 | 0 | 0 | 0 | 0 | 0 | 0 | 0 | 0 | 0 | 0 | 0 | 0 | 0 | 0
F7_Commercial_Interruptible - Miscellaneous_New_Space Heating_Natural Gas_Insulation - Ducting_A_Achievable Economic RVT Potential | F7 | Commercial | Interruptible - Miscellaneous | New | Space Heating | Natural Gas | Insulation - Ducting | A | Cumulative Energy Savings (MWh or mTherms) | Achievable Economic RVT Potential | 0 | 0 | 0 | 0 | 0 | 0 | 0 | 0 | 0 | 0 | 0 | 0 | 0 | 0 | 0 | 0 | 0 | 0 | 0 | 0 | 0 | 0 | 0 | 0 | 0 | 0 | 0
F8_Commercial_Interruptible - Miscellaneous_New_Space Heating_Natural Gas_Insulation - Ducting_A_Achievable Economic RVT Potential | F8 | Commercial | Interruptible - Miscellaneous | New | Space Heating | Natural Gas | Insulation - Ducting | A | Cumulative Summer Peak Savings (MW) | Achievable Economic RVT Potential | 0 | 0 | 0 | 0 | 0 | 0 | 0 | 0 | 0 | 0 | 0 | 0 | 0 | 0 | 0 | 0 | 0 | 0 | 0 | 0 | 0 | 0 | 0 | 0 | 0 | 0 | 0
F9_Commercial_Interruptible - Miscellaneous_New_Space Heating_Natural Gas_Insulation - Ducting_A_Achievable Economic RVT Potential | F9 | Commercial | Interruptible - Miscellaneous | New | Space Heating | Natural Gas | Insulation - Ducting | A | Cumulative Winter Peak Savings (MW) | Achievable Economic RVT Potential | 0 | 0 | 0 | 0 | 0 | 0 | 0 | 0 | 0 | 0 | 0 | 0 | 0 | 0 | 0 | 0 | 0 | 0 | 0 | 0 | 0 | 0 | 0 | 0 | 0 | 0 | 0
F10_Commercial_Interruptible - Miscellaneous_New_Space Heating_Natural Gas_Insulation - Ducting_A_Achievable Economic RVT Potential | F10 | Commercial | Interruptible - Miscellaneous | New | Space Heating | Natural Gas | Insulation - Ducting | A | Purchases (Incremental) | Achievable Economic RVT Potential | 0 | 0 | 0 | 0 | 0 | 0 | 0 | 0 | 0 | 0 | 0 | 0 | 0 | 0 | 0 | 0 | 0 | 0 | 0 | 0 | 0 | 0 | 0 | 0 | 0 | 0 | 0
F11_Commercial_Interruptible - Miscellaneous_New_Space Heating_Natural Gas_Insulation - Ducting_A_Achievable Economic RVT Potential | F11 | Commercial | Interruptible - Miscellaneous | New | Space Heating | Natural Gas | Insulation - Ducting | A | Purchases (Cumulative) | Achievable Economic RVT Potential | 0 | 0 | 0 | 0 | 0 | 0 | 0 | 0 | 0 | 0 | 0 | 0 | 0 | 0 | 0 | 0 | 0 | 0 | 0 | 0 | 0 | 0 | 0 | 0 | 0 | 0 | 0
F1_Commercial_Interruptible - Miscellaneous_New_Space Heating_Natural Gas_Insulation - Wall Cavity_A_Achievable Economic RVT Potential | F1 | Commercial | Interruptible - Miscellaneous | New | Space Heating | Natural Gas | Insulation - Wall Cavity | A | Integrated Unit Energy Savings (kWh or therms) | Achievable Economic RVT Potential | 0 | 0 | 0 | 0 | 0 | 0 | 0 | 0 | 0 | 0 | 0 | 0 | 0 | 0 | 0 | 0 | 0 | 0 | 0 | 0 | 0 | 0 | 0 | 0 | 0 | 0 | 0
F2_Commercial_Interruptible - Miscellaneous_New_Space Heating_Natural Gas_Insulation - Wall Cavity_A_Achievable Economic RVT Potential | F2 | Commercial | Interruptible - Miscellaneous | New | Space Heating | Natural Gas | Insulation - Wall Cavity | A | Integrated Unit Summer Peak Savings (kW) | Achievable Economic RVT Potential | 0 | 0 | 0 | 0 | 0 | 0 | 0 | 0 | 0 | 0 | 0 | 0 | 0 | 0 | 0 | 0 | 0 | 0 | 0 | 0 | 0 | 0 | 0 | 0 | 0 | 0 | 0
F3_Commercial_Interruptible - Miscellaneous_New_Space Heating_Natural Gas_Insulation - Wall Cavity_A_Achievable Economic RVT Potential | F3 | Commercial | Interruptible - Miscellaneous | New | Space Heating | Natural Gas | Insulation - Wall Cavity | A | Integrated Unit Winter Peak Savings (kW) | Achievable Economic RVT Potential | 0 | 0 | 0 | 0 | 0 | 0 | 0 | 0 | 0 | 0 | 0 | 0 | 0 | 0 | 0 | 0 | 0 | 0 | 0 | 0 | 0 | 0 | 0 | 0 | 0 | 0 | 0
F4_Commercial_Interruptible - Miscellaneous_New_Space Heating_Natural Gas_Insulation - Wall Cavity_A_Achievable Economic RVT Potential | F4 | Commercial | Interruptible - Miscellaneous | New | Space Heating | Natural Gas | Insulation - Wall Cavity | A | Incremental Energy Savings (MWh or mTherms) | Achievable Economic RVT Potential | 0 | 0 | 0 | 0 | 0 | 0 | 0 | 0 | 0 | 0 | 0 | 0 | 0 | 0 | 0 | 0 | 0 | 0 | 0 | 0 | 0 | 0 | 0 | 0 | 0 | 0 | 0
F5_Commercial_Interruptible - Miscellaneous_New_Space Heating_Natural Gas_Insulation - Wall Cavity_A_Achievable Economic RVT Potential | F5 | Commercial | Interruptible - Miscellaneous | New | Space Heating | Natural Gas | Insulation - Wall Cavity | A | Incremental Summer Peak Savings (MW) | Achievable Economic RVT Potential | 0 | 0 | 0 | 0 | 0 | 0 | 0 | 0 | 0 | 0 | 0 | 0 | 0 | 0 | 0 | 0 | 0 | 0 | 0 | 0 | 0 | 0 | 0 | 0 | 0 | 0 | 0
F6_Commercial_Interruptible - Miscellaneous_New_Space Heating_Natural Gas_Insulation - Wall Cavity_A_Achievable Economic RVT Potential | F6 | Commercial | Interruptible - Miscellaneous | New | Space Heating | Natural Gas | Insulation - Wall Cavity | A | Incremental Winter Peak Savings (MW) | Achievable Economic RVT Potential | 0 | 0 | 0 | 0 | 0 | 0 | 0 | 0 | 0 | 0 | 0 | 0 | 0 | 0 | 0 | 0 | 0 | 0 | 0 | 0 | 0 | 0 | 0 | 0 | 0 | 0 | 0
F7_Commercial_Interruptible - Miscellaneous_New_Space Heating_Natural Gas_Insulation - Wall Cavity_A_Achievable Economic RVT Potential | F7 | Commercial | Interruptible - Miscellaneous | New | Space Heating | Natural Gas | Insulation - Wall Cavity | A | Cumulative Energy Savings (MWh or mTherms) | Achievable Economic RVT Potential | 0 | 0 | 0 | 0 | 0 | 0 | 0 | 0 | 0 | 0 | 0 | 0 | 0 | 0 | 0 | 0 | 0 | 0 | 0 | 0 | 0 | 0 | 0 | 0 | 0 | 0 | 0
F8_Commercial_Interruptible - Miscellaneous_New_Space Heating_Natural Gas_Insulation - Wall Cavity_A_Achievable Economic RVT Potential | F8 | Commercial | Interruptible - Miscellaneous | New | Space Heating | Natural Gas | Insulation - Wall Cavity | A | Cumulative Summer Peak Savings (MW) | Achievable Economic RVT Potential | 0 | 0 | 0 | 0 | 0 | 0 | 0 | 0 | 0 | 0 | 0 | 0 | 0 | 0 | 0 | 0 | 0 | 0 | 0 | 0 | 0 | 0 | 0 | 0 | 0 | 0 | 0
F9_Commercial_Interruptible - Miscellaneous_New_Space Heating_Natural Gas_Insulation - Wall Cavity_A_Achievable Economic RVT Potential | F9 | Commercial | Interruptible - Miscellaneous | New | Space Heating | Natural Gas | Insulation - Wall Cavity | A | Cumulative Winter Peak Savings (MW) | Achievable Economic RVT Potential | 0 | 0 | 0 | 0 | 0 | 0 | 0 | 0 | 0 | 0 | 0 | 0 | 0 | 0 | 0 | 0 | 0 | 0 | 0 | 0 | 0 | 0 | 0 | 0 | 0 | 0 | 0
F10_Commercial_Interruptible - Miscellaneous_New_Space Heating_Natural Gas_Insulation - Wall Cavity_A_Achievable Economic RVT Potential | F10 | Commercial | Interruptible - Miscellaneous | New | Space Heating | Natural Gas | Insulation - Wall Cavity | A | Purchases (Incremental) | Achievable Economic RVT Potential | 0 | 0 | 0 | 0 | 0 | 0 | 0 | 0 | 0 | 0 | 0 | 0 | 0 | 0 | 0 | 0 | 0 | 0 | 0 | 0 | 0 | 0 | 0 | 0 | 0 | 0 | 0
F11_Commercial_Interruptible - Miscellaneous_New_Space Heating_Natural Gas_Insulation - Wall Cavity_A_Achievable Economic RVT Potential | F11 | Commercial | Interruptible - Miscellaneous | New | Space Heating | Natural Gas | Insulation - Wall Cavity | A | Purchases (Cumulative) | Achievable Economic RVT Potential | 0 | 0 | 0 | 0 | 0 | 0 | 0 | 0 | 0 | 0 | 0 | 0 | 0 | 0 | 0 | 0 | 0 | 0 | 0 | 0 | 0 | 0 | 0 | 0 | 0 | 0 | 0
F1_Commercial_Interruptible - Miscellaneous_New_Space Heating_Natural Gas_Green Roof - Vegetated Rooftop_A_Achievable Economic RVT Potential | F1 | Commercial | Interruptible - Miscellaneous | New | Space Heating | Natural Gas | Green Roof - Vegetated Rooftop | A | Integrated Unit Energy Savings (kWh or therms) | Achievable Economic RVT Potential | 0 | 0 | 0 | 0 | 0 | 0 | 0 | 0 | 0 | 0 | 0 | 0 | 0 | 0 | 0 | 0 | 0 | 0 | 0 | 0 | 0 | 0 | 0 | 0 | 0 | 0 | 0
F2_Commercial_Interruptible - Miscellaneous_New_Space Heating_Natural Gas_Green Roof - Vegetated Rooftop_A_Achievable Economic RVT Potential | F2 | Commercial | Interruptible - Miscellaneous | New | Space Heating | Natural Gas | Green Roof - Vegetated Rooftop | A | Integrated Unit Summer Peak Savings (kW) | Achievable Economic RVT Potential | 0 | 0 | 0 | 0 | 0 | 0 | 0 | 0 | 0 | 0 | 0 | 0 | 0 | 0 | 0 | 0 | 0 | 0 | 0 | 0 | 0 | 0 | 0 | 0 | 0 | 0 | 0
F3_Commercial_Interruptible - Miscellaneous_New_Space Heating_Natural Gas_Green Roof - Vegetated Rooftop_A_Achievable Economic RVT Potential | F3 | Commercial | Interruptible - Miscellaneous | New | Space Heating | Natural Gas | Green Roof - Vegetated Rooftop | A | Integrated Unit Winter Peak Savings (kW) | Achievable Economic RVT Potential | 0 | 0 | 0 | 0 | 0 | 0 | 0 | 0 | 0 | 0 | 0 | 0 | 0 | 0 | 0 | 0 | 0 | 0 | 0 | 0 | 0 | 0 | 0 | 0 | 0 | 0 | 0
F4_Commercial_Interruptible - Miscellaneous_New_Space Heating_Natural Gas_Green Roof - Vegetated Rooftop_A_Achievable Economic RVT Potential | F4 | Commercial | Interruptible - Miscellaneous | New | Space Heating | Natural Gas | Green Roof - Vegetated Rooftop | A | Incremental Energy Savings (MWh or mTherms) | Achievable Economic RVT Potential | 0 | 0 | 0 | 0 | 0 | 0 | 0 | 0 | 0 | 0 | 0 | 0 | 0 | 0 | 0 | 0 | 0 | 0 | 0 | 0 | 0 | 0 | 0 | 0 | 0 | 0 | 0
F5_Commercial_Interruptible - Miscellaneous_New_Space Heating_Natural Gas_Green Roof - Vegetated Rooftop_A_Achievable Economic RVT Potential | F5 | Commercial | Interruptible - Miscellaneous | New | Space Heating | Natural Gas | Green Roof - Vegetated Rooftop | A | Incremental Summer Peak Savings (MW) | Achievable Economic RVT Potential | 0 | 0 | 0 | 0 | 0 | 0 | 0 | 0 | 0 | 0 | 0 | 0 | 0 | 0 | 0 | 0 | 0 | 0 | 0 | 0 | 0 | 0 | 0 | 0 | 0 | 0 | 0
F6_Commercial_Interruptible - Miscellaneous_New_Space Heating_Natural Gas_Green Roof - Vegetated Rooftop_A_Achievable Economic RVT Potential | F6 | Commercial | Interruptible - Miscellaneous | New | Space Heating | Natural Gas | Green Roof - Vegetated Rooftop | A | Incremental Winter Peak Savings (MW) | Achievable Economic RVT Potential | 0 | 0 | 0 | 0 | 0 | 0 | 0 | 0 | 0 | 0 | 0 | 0 | 0 | 0 | 0 | 0 | 0 | 0 | 0 | 0 | 0 | 0 | 0 | 0 | 0 | 0 | 0
F7_Commercial_Interruptible - Miscellaneous_New_Space Heating_Natural Gas_Green Roof - Vegetated Rooftop_A_Achievable Economic RVT Potential | F7 | Commercial | Interruptible - Miscellaneous | New | Space Heating | Natural Gas | Green Roof - Vegetated Rooftop | A | Cumulative Energy Savings (MWh or mTherms) | Achievable Economic RVT Potential | 0 | 0 | 0 | 0 | 0 | 0 | 0 | 0 | 0 | 0 | 0 | 0 | 0 | 0 | 0 | 0 | 0 | 0 | 0 | 0 | 0 | 0 | 0 | 0 | 0 | 0 | 0
F8_Commercial_Interruptible - Miscellaneous_New_Space Heating_Natural Gas_Green Roof - Vegetated Rooftop_A_Achievable Economic RVT Potential | F8 | Commercial | Interruptible - Miscellaneous | New | Space Heating | Natural Gas | Green Roof - Vegetated Rooftop | A | Cumulative Summer Peak Savings (MW) | Achievable Economic RVT Potential | 0 | 0 | 0 | 0 | 0 | 0 | 0 | 0 | 0 | 0 | 0 | 0 | 0 | 0 | 0 | 0 | 0 | 0 | 0 | 0 | 0 | 0 | 0 | 0 | 0 | 0 | 0
F9_Commercial_Interruptible - Miscellaneous_New_Space Heating_Natural Gas_Green Roof - Vegetated Rooftop_A_Achievable Economic RVT Potential | F9 | Commercial | Interruptible - Miscellaneous | New | Space Heating | Natural Gas | Green Roof - Vegetated Rooftop | A | Cumulative Winter Peak Savings (MW) | Achievable Economic RVT Potential | 0 | 0 | 0 | 0 | 0 | 0 | 0 | 0 | 0 | 0 | 0 | 0 | 0 | 0 | 0 | 0 | 0 | 0 | 0 | 0 | 0 | 0 | 0 | 0 | 0 | 0 | 0
F10_Commercial_Interruptible - Miscellaneous_New_Space Heating_Natural Gas_Green Roof - Vegetated Rooftop_A_Achievable Economic RVT Potential | F10 | Commercial | Interruptible - Miscellaneous | New | Space Heating | Natural Gas | Green Roof - Vegetated Rooftop | A | Purchases (Incremental) | Achievable Economic RVT Potential | 0 | 0 | 0 | 0 | 0 | 0 | 0 | 0 | 0 | 0 | 0 | 0 | 0 | 0 | 0 | 0 | 0 | 0 | 0 | 0 | 0 | 0 | 0 | 0 | 0 | 0 | 0
F11_Commercial_Interruptible - Miscellaneous_New_Space Heating_Natural Gas_Green Roof - Vegetated Rooftop_A_Achievable Economic RVT Potential | F11 | Commercial | Interruptible - Miscellaneous | New | Space Heating | Natural Gas | Green Roof - Vegetated Rooftop | A | Purchases (Cumulative) | Achievable Economic RVT Potential | 0 | 0 | 0 | 0 | 0 | 0 | 0 | 0 | 0 | 0 | 0 | 0 | 0 | 0 | 0 | 0 | 0 | 0 | 0 | 0 | 0 | 0 | 0 | 0 | 0 | 0 | 0
F1_Commercial_Interruptible - Miscellaneous_New_Space Heating_Natural Gas_Ducting - Repair and Sealing_A_Achievable Economic RVT Potential | F1 | Commercial | Interruptible - Miscellaneous | New | Space Heating | Natural Gas | Ducting - Repair and Sealing | A | Integrated Unit Energy Savings (kWh or therms) | Achievable Economic RVT Potential | 0 | 0 | 0 | 0 | 0 | 0 | 0 | 0 | 0 | 0 | 0 | 0 | 0 | 0 | 0 | 0 | 0 | 0 | 0 | 0 | 0 | 0 | 0 | 0 | 0 | 0 | 0
F2_Commercial_Interruptible - Miscellaneous_New_Space Heating_Natural Gas_Ducting - Repair and Sealing_A_Achievable Economic RVT Potential | F2 | Commercial | Interruptible - Miscellaneous | New | Space Heating | Natural Gas | Ducting - Repair and Sealing | A | Integrated Unit Summer Peak Savings (kW) | Achievable Economic RVT Potential | 0 | 0 | 0 | 0 | 0 | 0 | 0 | 0 | 0 | 0 | 0 | 0 | 0 | 0 | 0 | 0 | 0 | 0 | 0 | 0 | 0 | 0 | 0 | 0 | 0 | 0 | 0
F3_Commercial_Interruptible - Miscellaneous_New_Space Heating_Natural Gas_Ducting - Repair and Sealing_A_Achievable Economic RVT Potential | F3 | Commercial | Interruptible - Miscellaneous | New | Space Heating | Natural Gas | Ducting - Repair and Sealing | A | Integrated Unit Winter Peak Savings (kW) | Achievable Economic RVT Potential | 0 | 0 | 0 | 0 | 0 | 0 | 0 | 0 | 0 | 0 | 0 | 0 | 0 | 0 | 0 | 0 | 0 | 0 | 0 | 0 | 0 | 0 | 0 | 0 | 0 | 0 | 0
F4_Commercial_Interruptible - Miscellaneous_New_Space Heating_Natural Gas_Ducting - Repair and Sealing_A_Achievable Economic RVT Potential | F4 | Commercial | Interruptible - Miscellaneous | New | Space Heating | Natural Gas | Ducting - Repair and Sealing | A | Incremental Energy Savings (MWh or mTherms) | Achievable Economic RVT Potential | 0 | 0 | 0 | 0 | 0 | 0 | 0 | 0 | 0 | 0 | 0 | 0 | 0 | 0 | 0 | 0 | 0 | 0 | 0 | 0 | 0 | 0 | 0 | 0 | 0 | 0 | 0
F5_Commercial_Interruptible - Miscellaneous_New_Space Heating_Natural Gas_Ducting - Repair and Sealing_A_Achievable Economic RVT Potential | F5 | Commercial | Interruptible - Miscellaneous | New | Space Heating | Natural Gas | Ducting - Repair and Sealing | A | Incremental Summer Peak Savings (MW) | Achievable Economic RVT Potential | 0 | 0 | 0 | 0 | 0 | 0 | 0 | 0 | 0 | 0 | 0 | 0 | 0 | 0 | 0 | 0 | 0 | 0 | 0 | 0 | 0 | 0 | 0 | 0 | 0 | 0 | 0
F6_Commercial_Interruptible - Miscellaneous_New_Space Heating_Natural Gas_Ducting - Repair and Sealing_A_Achievable Economic RVT Potential | F6 | Commercial | Interruptible - Miscellaneous | New | Space Heating | Natural Gas | Ducting - Repair and Sealing | A | Incremental Winter Peak Savings (MW) | Achievable Economic RVT Potential | 0 | 0 | 0 | 0 | 0 | 0 | 0 | 0 | 0 | 0 | 0 | 0 | 0 | 0 | 0 | 0 | 0 | 0 | 0 | 0 | 0 | 0 | 0 | 0 | 0 | 0 | 0
F7_Commercial_Interruptible - Miscellaneous_New_Space Heating_Natural Gas_Ducting - Repair and Sealing_A_Achievable Economic RVT Potential | F7 | Commercial | Interruptible - Miscellaneous | New | Space Heating | Natural Gas | Ducting - Repair and Sealing | A | Cumulative Energy Savings (MWh or mTherms) | Achievable Economic RVT Potential | 0 | 0 | 0 | 0 | 0 | 0 | 0 | 0 | 0 | 0 | 0 | 0 | 0 | 0 | 0 | 0 | 0 | 0 | 0 | 0 | 0 | 0 | 0 | 0 | 0 | 0 | 0
F8_Commercial_Interruptible - Miscellaneous_New_Space Heating_Natural Gas_Ducting - Repair and Sealing_A_Achievable Economic RVT Potential | F8 | Commercial | Interruptible - Miscellaneous | New | Space Heating | Natural Gas | Ducting - Repair and Sealing | A | Cumulative Summer Peak Savings (MW) | Achievable Economic RVT Potential | 0 | 0 | 0 | 0 | 0 | 0 | 0 | 0 | 0 | 0 | 0 | 0 | 0 | 0 | 0 | 0 | 0 | 0 | 0 | 0 | 0 | 0 | 0 | 0 | 0 | 0 | 0
F9_Commercial_Interruptible - Miscellaneous_New_Space Heating_Natural Gas_Ducting - Repair and Sealing_A_Achievable Economic RVT Potential | F9 | Commercial | Interruptible - Miscellaneous | New | Space Heating | Natural Gas | Ducting - Repair and Sealing | A | Cumulative Winter Peak Savings (MW) | Achievable Economic RVT Potential | 0 | 0 | 0 | 0 | 0 | 0 | 0 | 0 | 0 | 0 | 0 | 0 | 0 | 0 | 0 | 0 | 0 | 0 | 0 | 0 | 0 | 0 | 0 | 0 | 0 | 0 | 0
F10_Commercial_Interruptible - Miscellaneous_New_Space Heating_Natural Gas_Ducting - Repair and Sealing_A_Achievable Economic RVT Potential | F10 | Commercial | Interruptible - Miscellaneous | New | Space Heating | Natural Gas | Ducting - Repair and Sealing | A | Purchases (Incremental) | Achievable Economic RVT Potential | 0 | 0 | 0 | 0 | 0 | 0 | 0 | 0 | 0 | 0 | 0 | 0 | 0 | 0 | 0 | 0 | 0 | 0 | 0 | 0 | 0 | 0 | 0 | 0 | 0 | 0 | 0
F11_Commercial_Interruptible - Miscellaneous_New_Space Heating_Natural Gas_Ducting - Repair and Sealing_A_Achievable Economic RVT Potential | F11 | Commercial | Interruptible - Miscellaneous | New | Space Heating | Natural Gas | Ducting - Repair and Sealing | A | Purchases (Cumulative) | Achievable Economic RVT Potential | 0 | 0 | 0 | 0 | 0 | 0 | 0 | 0 | 0 | 0 | 0 | 0 | 0 | 0 | 0 | 0 | 0 | 0 | 0 | 0 | 0 | 0 | 0 | 0 | 0 | 0 | 0
F1_Commercial_Interruptible - Miscellaneous_New_Space Heating_Natural Gas_Windows - High Efficiency Glazing_A_Achievable Economic RVT Potential | F1 | Commercial | Interruptible - Miscellaneous | New | Space Heating | Natural Gas | Windows - High Efficiency Glazing | A | Integrated Unit Energy Savings (kWh or therms) | Achievable Economic RVT Potential | 0 | 0 | 0 | 0 | 0 | 0 | 0 | 0 | 0 | 0 | 0 | 0 | 0 | 0 | 0 | 0 | 0 | 0 | 0 | 0 | 0 | 0 | 0 | 0 | 0 | 0 | 0
F2_Commercial_Interruptible - Miscellaneous_New_Space Heating_Natural Gas_Windows - High Efficiency Glazing_A_Achievable Economic RVT Potential | F2 | Commercial | Interruptible - Miscellaneous | New | Space Heating | Natural Gas | Windows - High Efficiency Glazing | A | Integrated Unit Summer Peak Savings (kW) | Achievable Economic RVT Potential | 0 | 0 | 0 | 0 | 0 | 0 | 0 | 0 | 0 | 0 | 0 | 0 | 0 | 0 | 0 | 0 | 0 | 0 | 0 | 0 | 0 | 0 | 0 | 0 | 0 | 0 | 0
F3_Commercial_Interruptible - Miscellaneous_New_Space Heating_Natural Gas_Windows - High Efficiency Glazing_A_Achievable Economic RVT Potential | F3 | Commercial | Interruptible - Miscellaneous | New | Space Heating | Natural Gas | Windows - High Efficiency Glazing | A | Integrated Unit Winter Peak Savings (kW) | Achievable Economic RVT Potential | 0 | 0 | 0 | 0 | 0 | 0 | 0 | 0 | 0 | 0 | 0 | 0 | 0 | 0 | 0 | 0 | 0 | 0 | 0 | 0 | 0 | 0 | 0 | 0 | 0 | 0 | 0
F4_Commercial_Interruptible - Miscellaneous_New_Space Heating_Natural Gas_Windows - High Efficiency Glazing_A_Achievable Economic RVT Potential | F4 | Commercial | Interruptible - Miscellaneous | New | Space Heating | Natural Gas | Windows - High Efficiency Glazing | A | Incremental Energy Savings (MWh or mTherms) | Achievable Economic RVT Potential | 0 | 0 | 0 | 0 | 0 | 0 | 0 | 0 | 0 | 0 | 0 | 0 | 0 | 0 | 0 | 0 | 0 | 0 | 0 | 0 | 0 | 0 | 0 | 0 | 0 | 0 | 0
F5_Commercial_Interruptible - Miscellaneous_New_Space Heating_Natural Gas_Windows - High Efficiency Glazing_A_Achievable Economic RVT Potential | F5 | Commercial | Interruptible - Miscellaneous | New | Space Heating | Natural Gas | Windows - High Efficiency Glazing | A | Incremental Summer Peak Savings (MW) | Achievable Economic RVT Potential | 0 | 0 | 0 | 0 | 0 | 0 | 0 | 0 | 0 | 0 | 0 | 0 | 0 | 0 | 0 | 0 | 0 | 0 | 0 | 0 | 0 | 0 | 0 | 0 | 0 | 0 | 0
F6_Commercial_Interruptible - Miscellaneous_New_Space Heating_Natural Gas_Windows - High Efficiency Glazing_A_Achievable Economic RVT Potential | F6 | Commercial | Interruptible - Miscellaneous | New | Space Heating | Natural Gas | Windows - High Efficiency Glazing | A | Incremental Winter Peak Savings (MW) | Achievable Economic RVT Potential | 0 | 0 | 0 | 0 | 0 | 0 | 0 | 0 | 0 | 0 | 0 | 0 | 0 | 0 | 0 | 0 | 0 | 0 | 0 | 0 | 0 | 0 | 0 | 0 | 0 | 0 | 0
F7_Commercial_Interruptible - Miscellaneous_New_Space Heating_Natural Gas_Windows - High Efficiency Glazing_A_Achievable Economic RVT Potential | F7 | Commercial | Interruptible - Miscellaneous | New | Space Heating | Natural Gas | Windows - High Efficiency Glazing | A | Cumulative Energy Savings (MWh or mTherms) | Achievable Economic RVT Potential | 0 | 0 | 0 | 0 | 0 | 0 | 0 | 0 | 0 | 0 | 0 | 0 | 0 | 0 | 0 | 0 | 0 | 0 | 0 | 0 | 0 | 0 | 0 | 0 | 0 | 0 | 0
F8_Commercial_Interruptible - Miscellaneous_New_Space Heating_Natural Gas_Windows - High Efficiency Glazing_A_Achievable Economic RVT Potential | F8 | Commercial | Interruptible - Miscellaneous | New | Space Heating | Natural Gas | Windows - High Efficiency Glazing | A | Cumulative Summer Peak Savings (MW) | Achievable Economic RVT Potential | 0 | 0 | 0 | 0 | 0 | 0 | 0 | 0 | 0 | 0 | 0 | 0 | 0 | 0 | 0 | 0 | 0 | 0 | 0 | 0 | 0 | 0 | 0 | 0 | 0 | 0 | 0
F9_Commercial_Interruptible - Miscellaneous_New_Space Heating_Natural Gas_Windows - High Efficiency Glazing_A_Achievable Economic RVT Potential | F9 | Commercial | Interruptible - Miscellaneous | New | Space Heating | Natural Gas | Windows - High Efficiency Glazing | A | Cumulative Winter Peak Savings (MW) | Achievable Economic RVT Potential | 0 | 0 | 0 | 0 | 0 | 0 | 0 | 0 | 0 | 0 | 0 | 0 | 0 | 0 | 0 | 0 | 0 | 0 | 0 | 0 | 0 | 0 | 0 | 0 | 0 | 0 | 0
F10_Commercial_Interruptible - Miscellaneous_New_Space Heating_Natural Gas_Windows - High Efficiency Glazing_A_Achievable Economic RVT Potential | F10 | Commercial | Interruptible - Miscellaneous | New | Space Heating | Natural Gas | Windows - High Efficiency Glazing | A | Purchases (Incremental) | Achievable Economic RVT Potential | 0 | 0 | 0 | 0 | 0 | 0 | 0 | 0 | 0 | 0 | 0 | 0 | 0 | 0 | 0 | 0 | 0 | 0 | 0 | 0 | 0 | 0 | 0 | 0 | 0 | 0 | 0
F11_Commercial_Interruptible - Miscellaneous_New_Space Heating_Natural Gas_Windows - High Efficiency Glazing_A_Achievable Economic RVT Potential | F11 | Commercial | Interruptible - Miscellaneous | New | Space Heating | Natural Gas | Windows - High Efficiency Glazing | A | Purchases (Cumulative) | Achievable Economic RVT Potential | 0 | 0 | 0 | 0 | 0 | 0 | 0 | 0 | 0 | 0 | 0 | 0 | 0 | 0 | 0 | 0 | 0 | 0 | 0 | 0 | 0 | 0 | 0 | 0 | 0 | 0 | 0
F1_Commercial_Interruptible - Miscellaneous_New_Space Heating_Natural Gas_Windows - Secondary Glazing Systems_A_Achievable Economic RVT Potential | F1 | Commercial | Interruptible - Miscellaneous | New | Space Heating | Natural Gas | Windows - Secondary Glazing Systems | A | Integrated Unit Energy Savings (kWh or therms) | Achievable Economic RVT Potential | 0 | 0 | 0 | 0 | 0 | 0 | 0 | 0 | 0 | 0 | 0 | 0 | 0 | 0 | 0 | 0 | 0 | 0 | 0 | 0 | 0 | 0 | 0 | 0 | 0 | 0 | 0
F2_Commercial_Interruptible - Miscellaneous_New_Space Heating_Natural Gas_Windows - Secondary Glazing Systems_A_Achievable Economic RVT Potential | F2 | Commercial | Interruptible - Miscellaneous | New | Space Heating | Natural Gas | Windows - Secondary Glazing Systems | A | Integrated Unit Summer Peak Savings (kW) | Achievable Economic RVT Potential | 0 | 0 | 0 | 0 | 0 | 0 | 0 | 0 | 0 | 0 | 0 | 0 | 0 | 0 | 0 | 0 | 0 | 0 | 0 | 0 | 0 | 0 | 0 | 0 | 0 | 0 | 0
F3_Commercial_Interruptible - Miscellaneous_New_Space Heating_Natural Gas_Windows - Secondary Glazing Systems_A_Achievable Economic RVT Potential | F3 | Commercial | Interruptible - Miscellaneous | New | Space Heating | Natural Gas | Windows - Secondary Glazing Systems | A | Integrated Unit Winter Peak Savings (kW) | Achievable Economic RVT Potential | 0 | 0 | 0 | 0 | 0 | 0 | 0 | 0 | 0 | 0 | 0 | 0 | 0 | 0 | 0 | 0 | 0 | 0 | 0 | 0 | 0 | 0 | 0 | 0 | 0 | 0 | 0
F4_Commercial_Interruptible - Miscellaneous_New_Space Heating_Natural Gas_Windows - Secondary Glazing Systems_A_Achievable Economic RVT Potential | F4 | Commercial | Interruptible - Miscellaneous | New | Space Heating | Natural Gas | Windows - Secondary Glazing Systems | A | Incremental Energy Savings (MWh or mTherms) | Achievable Economic RVT Potential | 0 | 0 | 0 | 0 | 0 | 0 | 0 | 0 | 0 | 0 | 0 | 0 | 0 | 0 | 0 | 0 | 0 | 0 | 0 | 0 | 0 | 0 | 0 | 0 | 0 | 0 | 0
F5_Commercial_Interruptible - Miscellaneous_New_Space Heating_Natural Gas_Windows - Secondary Glazing Systems_A_Achievable Economic RVT Potential | F5 | Commercial | Interruptible - Miscellaneous | New | Space Heating | Natural Gas | Windows - Secondary Glazing Systems | A | Incremental Summer Peak Savings (MW) | Achievable Economic RVT Potential | 0 | 0 | 0 | 0 | 0 | 0 | 0 | 0 | 0 | 0 | 0 | 0 | 0 | 0 | 0 | 0 | 0 | 0 | 0 | 0 | 0 | 0 | 0 | 0 | 0 | 0 | 0
F6_Commercial_Interruptible - Miscellaneous_New_Space Heating_Natural Gas_Windows - Secondary Glazing Systems_A_Achievable Economic RVT Potential | F6 | Commercial | Interruptible - Miscellaneous | New | Space Heating | Natural Gas | Windows - Secondary Glazing Systems | A | Incremental Winter Peak Savings (MW) | Achievable Economic RVT Potential | 0 | 0 | 0 | 0 | 0 | 0 | 0 | 0 | 0 | 0 | 0 | 0 | 0 | 0 | 0 | 0 | 0 | 0 | 0 | 0 | 0 | 0 | 0 | 0 | 0 | 0 | 0
F7_Commercial_Interruptible - Miscellaneous_New_Space Heating_Natural Gas_Windows - Secondary Glazing Systems_A_Achievable Economic RVT Potential | F7 | Commercial | Interruptible - Miscellaneous | New | Space Heating | Natural Gas | Windows - Secondary Glazing Systems | A | Cumulative Energy Savings (MWh or mTherms) | Achievable Economic RVT Potential | 0 | 0 | 0 | 0 | 0 | 0 | 0 | 0 | 0 | 0 | 0 | 0 | 0 | 0 | 0 | 0 | 0 | 0 | 0 | 0 | 0 | 0 | 0 | 0 | 0 | 0 | 0
F8_Commercial_Interruptible - Miscellaneous_New_Space Heating_Natural Gas_Windows - Secondary Glazing Systems_A_Achievable Economic RVT Potential | F8 | Commercial | Interruptible - Miscellaneous | New | Space Heating | Natural Gas | Windows - Secondary Glazing Systems | A | Cumulative Summer Peak Savings (MW) | Achievable Economic RVT Potential | 0 | 0 | 0 | 0 | 0 | 0 | 0 | 0 | 0 | 0 | 0 | 0 | 0 | 0 | 0 | 0 | 0 | 0 | 0 | 0 | 0 | 0 | 0 | 0 | 0 | 0 | 0
F9_Commercial_Interruptible - Miscellaneous_New_Space Heating_Natural Gas_Windows - Secondary Glazing Systems_A_Achievable Economic RVT Potential | F9 | Commercial | Interruptible - Miscellaneous | New | Space Heating | Natural Gas | Windows - Secondary Glazing Systems | A | Cumulative Winter Peak Savings (MW) | Achievable Economic RVT Potential | 0 | 0 | 0 | 0 | 0 | 0 | 0 | 0 | 0 | 0 | 0 | 0 | 0 | 0 | 0 | 0 | 0 | 0 | 0 | 0 | 0 | 0 | 0 | 0 | 0 | 0 | 0
F10_Commercial_Interruptible - Miscellaneous_New_Space Heating_Natural Gas_Windows - Secondary Glazing Systems_A_Achievable Economic RVT Potential | F10 | Commercial | Interruptible - Miscellaneous | New | Space Heating | Natural Gas | Windows - Secondary Glazing Systems | A | Purchases (Incremental) | Achievable Economic RVT Potential | 0 | 0 | 0 | 0 | 0 | 0 | 0 | 0 | 0 | 0 | 0 | 0 | 0 | 0 | 0 | 0 | 0 | 0 | 0 | 0 | 0 | 0 | 0 | 0 | 0 | 0 | 0
F11_Commercial_Interruptible - Miscellaneous_New_Space Heating_Natural Gas_Windows - Secondary Glazing Systems_A_Achievable Economic RVT Potential | F11 | Commercial | Interruptible - Miscellaneous | New | Space Heating | Natural Gas | Windows - Secondary Glazing Systems | A | Purchases (Cumulative) | Achievable Economic RVT Potential | 0 | 0 | 0 | 0 | 0 | 0 | 0 | 0 | 0 | 0 | 0 | 0 | 0 | 0 | 0 | 0 | 0 | 0 | 0 | 0 | 0 | 0 | 0 | 0 | 0 | 0 | 0
F1_Commercial_Interruptible - Miscellaneous_New_Space Heating_Natural Gas_HVAC - Energy Recovery Ventilator_A_Achievable Economic RVT Potential | F1 | Commercial | Interruptible - Miscellaneous | New | Space Heating | Natural Gas | HVAC - Energy Recovery Ventilator | A | Integrated Unit Energy Savings (kWh or therms) | Achievable Economic RVT Potential | 0 | 0 | 0 | 0 | 0 | 0 | 0 | 0 | 0 | 0 | 0 | 0 | 0 | 0 | 0 | 0 | 0 | 0 | 0 | 0 | 0 | 0 | 0 | 0 | 0 | 0 | 0
F2_Commercial_Interruptible - Miscellaneous_New_Space Heating_Natural Gas_HVAC - Energy Recovery Ventilator_A_Achievable Economic RVT Potential | F2 | Commercial | Interruptible - Miscellaneous | New | Space Heating | Natural Gas | HVAC - Energy Recovery Ventilator | A | Integrated Unit Summer Peak Savings (kW) | Achievable Economic RVT Potential | 0 | 0 | 0 | 0 | 0 | 0 | 0 | 0 | 0 | 0 | 0 | 0 | 0 | 0 | 0 | 0 | 0 | 0 | 0 | 0 | 0 | 0 | 0 | 0 | 0 | 0 | 0
F3_Commercial_Interruptible - Miscellaneous_New_Space Heating_Natural Gas_HVAC - Energy Recovery Ventilator_A_Achievable Economic RVT Potential | F3 | Commercial | Interruptible - Miscellaneous | New | Space Heating | Natural Gas | HVAC - Energy Recovery Ventilator | A | Integrated Unit Winter Peak Savings (kW) | Achievable Economic RVT Potential | 0 | 0 | 0 | 0 | 0 | 0 | 0 | 0 | 0 | 0 | 0 | 0 | 0 | 0 | 0 | 0 | 0 | 0 | 0 | 0 | 0 | 0 | 0 | 0 | 0 | 0 | 0
F4_Commercial_Interruptible - Miscellaneous_New_Space Heating_Natural Gas_HVAC - Energy Recovery Ventilator_A_Achievable Economic RVT Potential | F4 | Commercial | Interruptible - Miscellaneous | New | Space Heating | Natural Gas | HVAC - Energy Recovery Ventilator | A | Incremental Energy Savings (MWh or mTherms) | Achievable Economic RVT Potential | 0 | 0 | 0 | 0 | 0 | 0 | 0 | 0 | 0 | 0 | 0 | 0 | 0 | 0 | 0 | 0 | 0 | 0 | 0 | 0 | 0 | 0 | 0 | 0 | 0 | 0 | 0
F5_Commercial_Interruptible - Miscellaneous_New_Space Heating_Natural Gas_HVAC - Energy Recovery Ventilator_A_Achievable Economic RVT Potential | F5 | Commercial | Interruptible - Miscellaneous | New | Space Heating | Natural Gas | HVAC - Energy Recovery Ventilator | A | Incremental Summer Peak Savings (MW) | Achievable Economic RVT Potential | 0 | 0 | 0 | 0 | 0 | 0 | 0 | 0 | 0 | 0 | 0 | 0 | 0 | 0 | 0 | 0 | 0 | 0 | 0 | 0 | 0 | 0 | 0 | 0 | 0 | 0 | 0
F6_Commercial_Interruptible - Miscellaneous_New_Space Heating_Natural Gas_HVAC - Energy Recovery Ventilator_A_Achievable Economic RVT Potential | F6 | Commercial | Interruptible - Miscellaneous | New | Space Heating | Natural Gas | HVAC - Energy Recovery Ventilator | A | Incremental Winter Peak Savings (MW) | Achievable Economic RVT Potential | 0 | 0 | 0 | 0 | 0 | 0 | 0 | 0 | 0 | 0 | 0 | 0 | 0 | 0 | 0 | 0 | 0 | 0 | 0 | 0 | 0 | 0 | 0 | 0 | 0 | 0 | 0
F7_Commercial_Interruptible - Miscellaneous_New_Space Heating_Natural Gas_HVAC - Energy Recovery Ventilator_A_Achievable Economic RVT Potential | F7 | Commercial | Interruptible - Miscellaneous | New | Space Heating | Natural Gas | HVAC - Energy Recovery Ventilator | A | Cumulative Energy Savings (MWh or mTherms) | Achievable Economic RVT Potential | 0 | 0 | 0 | 0 | 0 | 0 | 0 | 0 | 0 | 0 | 0 | 0 | 0 | 0 | 0 | 0 | 0 | 0 | 0 | 0 | 0 | 0 | 0 | 0 | 0 | 0 | 0
F8_Commercial_Interruptible - Miscellaneous_New_Space Heating_Natural Gas_HVAC - Energy Recovery Ventilator_A_Achievable Economic RVT Potential | F8 | Commercial | Interruptible - Miscellaneous | New | Space Heating | Natural Gas | HVAC - Energy Recovery Ventilator | A | Cumulative Summer Peak Savings (MW) | Achievable Economic RVT Potential | 0 | 0 | 0 | 0 | 0 | 0 | 0 | 0 | 0 | 0 | 0 | 0 | 0 | 0 | 0 | 0 | 0 | 0 | 0 | 0 | 0 | 0 | 0 | 0 | 0 | 0 | 0
F9_Commercial_Interruptible - Miscellaneous_New_Space Heating_Natural Gas_HVAC - Energy Recovery Ventilator_A_Achievable Economic RVT Potential | F9 | Commercial | Interruptible - Miscellaneous | New | Space Heating | Natural Gas | HVAC - Energy Recovery Ventilator | A | Cumulative Winter Peak Savings (MW) | Achievable Economic RVT Potential | 0 | 0 | 0 | 0 | 0 | 0 | 0 | 0 | 0 | 0 | 0 | 0 | 0 | 0 | 0 | 0 | 0 | 0 | 0 | 0 | 0 | 0 | 0 | 0 | 0 | 0 | 0
F10_Commercial_Interruptible - Miscellaneous_New_Space Heating_Natural Gas_HVAC - Energy Recovery Ventilator_A_Achievable Economic RVT Potential | F10 | Commercial | Interruptible - Miscellaneous | New | Space Heating | Natural Gas | HVAC - Energy Recovery Ventilator | A | Purchases (Incremental) | Achievable Economic RVT Potential | 0 | 0 | 0 | 0 | 0 | 0 | 0 | 0 | 0 | 0 | 0 | 0 | 0 | 0 | 0 | 0 | 0 | 0 | 0 | 0 | 0 | 0 | 0 | 0 | 0 | 0 | 0
F11_Commercial_Interruptible - Miscellaneous_New_Space Heating_Natural Gas_HVAC - Energy Recovery Ventilator_A_Achievable Economic RVT Potential | F11 | Commercial | Interruptible - Miscellaneous | New | Space Heating | Natural Gas | HVAC - Energy Recovery Ventilator | A | Purchases (Cumulative) | Achievable Economic RVT Potential | 0 | 0 | 0 | 0 | 0 | 0 | 0 | 0 | 0 | 0 | 0 | 0 | 0 | 0 | 0 | 0 | 0 | 0 | 0 | 0 | 0 | 0 | 0 | 0 | 0 | 0 | 0
F1_Commercial_Interruptible - Miscellaneous_New_Space Heating_Natural Gas_Building Shell - Air Sealing (Infiltration Control)_A_Achievable Economic RVT Potential | F1 | Commercial | Interruptible - Miscellaneous | New | Space Heating | Natural Gas | Building Shell - Air Sealing (Infiltration Control) | A | Integrated Unit Energy Savings (kWh or therms) | Achievable Economic RVT Potential | 0 | 0 | 0 | 0 | 0 | 0 | 0 | 0 | 0 | 0 | 0 | 0 | 0 | 0 | 0 | 0 | 0 | 0 | 0 | 0 | 0 | 0 | 0 | 0 | 0 | 0 | 0
F2_Commercial_Interruptible - Miscellaneous_New_Space Heating_Natural Gas_Building Shell - Air Sealing (Infiltration Control)_A_Achievable Economic RVT Potential | F2 | Commercial | Interruptible - Miscellaneous | New | Space Heating | Natural Gas | Building Shell - Air Sealing (Infiltration Control) | A | Integrated Unit Summer Peak Savings (kW) | Achievable Economic RVT Potential | 0 | 0 | 0 | 0 | 0 | 0 | 0 | 0 | 0 | 0 | 0 | 0 | 0 | 0 | 0 | 0 | 0 | 0 | 0 | 0 | 0 | 0 | 0 | 0 | 0 | 0 | 0
F3_Commercial_Interruptible - Miscellaneous_New_Space Heating_Natural Gas_Building Shell - Air Sealing (Infiltration Control)_A_Achievable Economic RVT Potential | F3 | Commercial | Interruptible - Miscellaneous | New | Space Heating | Natural Gas | Building Shell - Air Sealing (Infiltration Control) | A | Integrated Unit Winter Peak Savings (kW) | Achievable Economic RVT Potential | 0 | 0 | 0 | 0 | 0 | 0 | 0 | 0 | 0 | 0 | 0 | 0 | 0 | 0 | 0 | 0 | 0 | 0 | 0 | 0 | 0 | 0 | 0 | 0 | 0 | 0 | 0
F4_Commercial_Interruptible - Miscellaneous_New_Space Heating_Natural Gas_Building Shell - Air Sealing (Infiltration Control)_A_Achievable Economic RVT Potential | F4 | Commercial | Interruptible - Miscellaneous | New | Space Heating | Natural Gas | Building Shell - Air Sealing (Infiltration Control) | A | Incremental Energy Savings (MWh or mTherms) | Achievable Economic RVT Potential | 0 | 0 | 0 | 0 | 0 | 0 | 0 | 0 | 0 | 0 | 0 | 0 | 0 | 0 | 0 | 0 | 0 | 0 | 0 | 0 | 0 | 0 | 0 | 0 | 0 | 0 | 0
F5_Commercial_Interruptible - Miscellaneous_New_Space Heating_Natural Gas_Building Shell - Air Sealing (Infiltration Control)_A_Achievable Economic RVT Potential | F5 | Commercial | Interruptible - Miscellaneous | New | Space Heating | Natural Gas | Building Shell - Air Sealing (Infiltration Control) | A | Incremental Summer Peak Savings (MW) | Achievable Economic RVT Potential | 0 | 0 | 0 | 0 | 0 | 0 | 0 | 0 | 0 | 0 | 0 | 0 | 0 | 0 | 0 | 0 | 0 | 0 | 0 | 0 | 0 | 0 | 0 | 0 | 0 | 0 | 0
F6_Commercial_Interruptible - Miscellaneous_New_Space Heating_Natural Gas_Building Shell - Air Sealing (Infiltration Control)_A_Achievable Economic RVT Potential | F6 | Commercial | Interruptible - Miscellaneous | New | Space Heating | Natural Gas | Building Shell - Air Sealing (Infiltration Control) | A | Incremental Winter Peak Savings (MW) | Achievable Economic RVT Potential | 0 | 0 | 0 | 0 | 0 | 0 | 0 | 0 | 0 | 0 | 0 | 0 | 0 | 0 | 0 | 0 | 0 | 0 | 0 | 0 | 0 | 0 | 0 | 0 | 0 | 0 | 0
F7_Commercial_Interruptible - Miscellaneous_New_Space Heating_Natural Gas_Building Shell - Air Sealing (Infiltration Control)_A_Achievable Economic RVT Potential | F7 | Commercial | Interruptible - Miscellaneous | New | Space Heating | Natural Gas | Building Shell - Air Sealing (Infiltration Control) | A | Cumulative Energy Savings (MWh or mTherms) | Achievable Economic RVT Potential | 0 | 0 | 0 | 0 | 0 | 0 | 0 | 0 | 0 | 0 | 0 | 0 | 0 | 0 | 0 | 0 | 0 | 0 | 0 | 0 | 0 | 0 | 0 | 0 | 0 | 0 | 0
F8_Commercial_Interruptible - Miscellaneous_New_Space Heating_Natural Gas_Building Shell - Air Sealing (Infiltration Control)_A_Achievable Economic RVT Potential | F8 | Commercial | Interruptible - Miscellaneous | New | Space Heating | Natural Gas | Building Shell - Air Sealing (Infiltration Control) | A | Cumulative Summer Peak Savings (MW) | Achievable Economic RVT Potential | 0 | 0 | 0 | 0 | 0 | 0 | 0 | 0 | 0 | 0 | 0 | 0 | 0 | 0 | 0 | 0 | 0 | 0 | 0 | 0 | 0 | 0 | 0 | 0 | 0 | 0 | 0
F9_Commercial_Interruptible - Miscellaneous_New_Space Heating_Natural Gas_Building Shell - Air Sealing (Infiltration Control)_A_Achievable Economic RVT Potential | F9 | Commercial | Interruptible - Miscellaneous | New | Space Heating | Natural Gas | Building Shell - Air Sealing (Infiltration Control) | A | Cumulative Winter Peak Savings (MW) | Achievable Economic RVT Potential | 0 | 0 | 0 | 0 | 0 | 0 | 0 | 0 | 0 | 0 | 0 | 0 | 0 | 0 | 0 | 0 | 0 | 0 | 0 | 0 | 0 | 0 | 0 | 0 | 0 | 0 | 0
F10_Commercial_Interruptible - Miscellaneous_New_Space Heating_Natural Gas_Building Shell - Air Sealing (Infiltration Control)_A_Achievable Economic RVT Potential | F10 | Commercial | Interruptible - Miscellaneous | New | Space Heating | Natural Gas | Building Shell - Air Sealing (Infiltration Control) | A | Purchases (Incremental) | Achievable Economic RVT Potential | 0 | 0 | 0 | 0 | 0 | 0 | 0 | 0 | 0 | 0 | 0 | 0 | 0 | 0 | 0 | 0 | 0 | 0 | 0 | 0 | 0 | 0 | 0 | 0 | 0 | 0 | 0
F11_Commercial_Interruptible - Miscellaneous_New_Space Heating_Natural Gas_Building Shell - Air Sealing (Infiltration Control)_A_Achievable Economic RVT Potential | F11 | Commercial | Interruptible - Miscellaneous | New | Space Heating | Natural Gas | Building Shell - Air Sealing (Infiltration Control) | A | Purchases (Cumulative) | Achievable Economic RVT Potential | 0 | 0 | 0 | 0 | 0 | 0 | 0 | 0 | 0 | 0 | 0 | 0 | 0 | 0 | 0 | 0 | 0 | 0 | 0 | 0 | 0 | 0 | 0 | 0 | 0 | 0 | 0
F1_Commercial_Interruptible - Miscellaneous_New_Space Heating_Natural Gas_Ventilation - Demand Controlled_A_Achievable Economic RVT Potential | F1 | Commercial | Interruptible - Miscellaneous | New | Space Heating | Natural Gas | Ventilation - Demand Controlled | A | Integrated Unit Energy Savings (kWh or therms) | Achievable Economic RVT Potential | 0 | 0 | 0 | 0 | 0 | 0 | 0 | 0 | 0 | 0 | 0 | 0 | 0 | 0 | 0 | 0 | 0 | 0 | 0 | 0 | 0 | 0 | 0 | 0 | 0 | 0 | 0
F2_Commercial_Interruptible - Miscellaneous_New_Space Heating_Natural Gas_Ventilation - Demand Controlled_A_Achievable Economic RVT Potential | F2 | Commercial | Interruptible - Miscellaneous | New | Space Heating | Natural Gas | Ventilation - Demand Controlled | A | Integrated Unit Summer Peak Savings (kW) | Achievable Economic RVT Potential | 0 | 0 | 0 | 0 | 0 | 0 | 0 | 0 | 0 | 0 | 0 | 0 | 0 | 0 | 0 | 0 | 0 | 0 | 0 | 0 | 0 | 0 | 0 | 0 | 0 | 0 | 0
F3_Commercial_Interruptible - Miscellaneous_New_Space Heating_Natural Gas_Ventilation - Demand Controlled_A_Achievable Economic RVT Potential | F3 | Commercial | Interruptible - Miscellaneous | New | Space Heating | Natural Gas | Ventilation - Demand Controlled | A | Integrated Unit Winter Peak Savings (kW) | Achievable Economic RVT Potential | 0 | 0 | 0 | 0 | 0 | 0 | 0 | 0 | 0 | 0 | 0 | 0 | 0 | 0 | 0 | 0 | 0 | 0 | 0 | 0 | 0 | 0 | 0 | 0 | 0 | 0 | 0
F4_Commercial_Interruptible - Miscellaneous_New_Space Heating_Natural Gas_Ventilation - Demand Controlled_A_Achievable Economic RVT Potential | F4 | Commercial | Interruptible - Miscellaneous | New | Space Heating | Natural Gas | Ventilation - Demand Controlled | A | Incremental Energy Savings (MWh or mTherms) | Achievable Economic RVT Potential | 0 | 0 | 0 | 0 | 0 | 0 | 0 | 0 | 0 | 0 | 0 | 0 | 0 | 0 | 0 | 0 | 0 | 0 | 0 | 0 | 0 | 0 | 0 | 0 | 0 | 0 | 0
F5_Commercial_Interruptible - Miscellaneous_New_Space Heating_Natural Gas_Ventilation - Demand Controlled_A_Achievable Economic RVT Potential | F5 | Commercial | Interruptible - Miscellaneous | New | Space Heating | Natural Gas | Ventilation - Demand Controlled | A | Incremental Summer Peak Savings (MW) | Achievable Economic RVT Potential | 0 | 0 | 0 | 0 | 0 | 0 | 0 | 0 | 0 | 0 | 0 | 0 | 0 | 0 | 0 | 0 | 0 | 0 | 0 | 0 | 0 | 0 | 0 | 0 | 0 | 0 | 0
F6_Commercial_Interruptible - Miscellaneous_New_Space Heating_Natural Gas_Ventilation - Demand Controlled_A_Achievable Economic RVT Potential | F6 | Commercial | Interruptible - Miscellaneous | New | Space Heating | Natural Gas | Ventilation - Demand Controlled | A | Incremental Winter Peak Savings (MW) | Achievable Economic RVT Potential | 0 | 0 | 0 | 0 | 0 | 0 | 0 | 0 | 0 | 0 | 0 | 0 | 0 | 0 | 0 | 0 | 0 | 0 | 0 | 0 | 0 | 0 | 0 | 0 | 0 | 0 | 0
F7_Commercial_Interruptible - Miscellaneous_New_Space Heating_Natural Gas_Ventilation - Demand Controlled_A_Achievable Economic RVT Potential | F7 | Commercial | Interruptible - Miscellaneous | New | Space Heating | Natural Gas | Ventilation - Demand Controlled | A | Cumulative Energy Savings (MWh or mTherms) | Achievable Economic RVT Potential | 0 | 0 | 0 | 0 | 0 | 0 | 0 | 0 | 0 | 0 | 0 | 0 | 0 | 0 | 0 | 0 | 0 | 0 | 0 | 0 | 0 | 0 | 0 | 0 | 0 | 0 | 0
F8_Commercial_Interruptible - Miscellaneous_New_Space Heating_Natural Gas_Ventilation - Demand Controlled_A_Achievable Economic RVT Potential | F8 | Commercial | Interruptible - Miscellaneous | New | Space Heating | Natural Gas | Ventilation - Demand Controlled | A | Cumulative Summer Peak Savings (MW) | Achievable Economic RVT Potential | 0 | 0 | 0 | 0 | 0 | 0 | 0 | 0 | 0 | 0 | 0 | 0 | 0 | 0 | 0 | 0 | 0 | 0 | 0 | 0 | 0 | 0 | 0 | 0 | 0 | 0 | 0
F9_Commercial_Interruptible - Miscellaneous_New_Space Heating_Natural Gas_Ventilation - Demand Controlled_A_Achievable Economic RVT Potential | F9 | Commercial | Interruptible - Miscellaneous | New | Space Heating | Natural Gas | Ventilation - Demand Controlled | A | Cumulative Winter Peak Savings (MW) | Achievable Economic RVT Potential | 0 | 0 | 0 | 0 | 0 | 0 | 0 | 0 | 0 | 0 | 0 | 0 | 0 | 0 | 0 | 0 | 0 | 0 | 0 | 0 | 0 | 0 | 0 | 0 | 0 | 0 | 0
F10_Commercial_Interruptible - Miscellaneous_New_Space Heating_Natural Gas_Ventilation - Demand Controlled_A_Achievable Economic RVT Potential | F10 | Commercial | Interruptible - Miscellaneous | New | Space Heating | Natural Gas | Ventilation - Demand Controlled | A | Purchases (Incremental) | Achievable Economic RVT Potential | 0 | 0 | 0 | 0 | 0 | 0 | 0 | 0 | 0 | 0 | 0 | 0 | 0 | 0 | 0 | 0 | 0 | 0 | 0 | 0 | 0 | 0 | 0 | 0 | 0 | 0 | 0
F11_Commercial_Interruptible - Miscellaneous_New_Space Heating_Natural Gas_Ventilation - Demand Controlled_A_Achievable Economic RVT Potential | F11 | Commercial | Interruptible - Miscellaneous | New | Space Heating | Natural Gas | Ventilation - Demand Controlled | A | Purchases (Cumulative) | Achievable Economic RVT Potential | 0 | 0 | 0 | 0 | 0 | 0 | 0 | 0 | 0 | 0 | 0 | 0 | 0 | 0 | 0 | 0 | 0 | 0 | 0 | 0 | 0 | 0 | 0 | 0 | 0 | 0 | 0
F1_Commercial_Interruptible - Miscellaneous_New_Space Heating_Natural Gas_HVAC - Dedicated Outdoor Air System (DOAS)_A_Achievable Economic RVT Potential | F1 | Commercial | Interruptible - Miscellaneous | New | Space Heating | Natural Gas | HVAC - Dedicated Outdoor Air System (DOAS) | A | Integrated Unit Energy Savings (kWh or therms) | Achievable Economic RVT Potential | 0 | 0 | 0 | 0 | 0 | 0 | 0 | 0 | 0 | 0 | 0 | 0 | 0 | 0 | 0 | 0 | 0 | 0 | 0 | 0 | 0 | 0 | 0 | 0 | 0 | 0 | 0
F2_Commercial_Interruptible - Miscellaneous_New_Space Heating_Natural Gas_HVAC - Dedicated Outdoor Air System (DOAS)_A_Achievable Economic RVT Potential | F2 | Commercial | Interruptible - Miscellaneous | New | Space Heating | Natural Gas | HVAC - Dedicated Outdoor Air System (DOAS) | A | Integrated Unit Summer Peak Savings (kW) | Achievable Economic RVT Potential | 0 | 0 | 0 | 0 | 0 | 0 | 0 | 0 | 0 | 0 | 0 | 0 | 0 | 0 | 0 | 0 | 0 | 0 | 0 | 0 | 0 | 0 | 0 | 0 | 0 | 0 | 0
F3_Commercial_Interruptible - Miscellaneous_New_Space Heating_Natural Gas_HVAC - Dedicated Outdoor Air System (DOAS)_A_Achievable Economic RVT Potential | F3 | Commercial | Interruptible - Miscellaneous | New | Space Heating | Natural Gas | HVAC - Dedicated Outdoor Air System (DOAS) | A | Integrated Unit Winter Peak Savings (kW) | Achievable Economic RVT Potential | 0 | 0 | 0 | 0 | 0 | 0 | 0 | 0 | 0 | 0 | 0 | 0 | 0 | 0 | 0 | 0 | 0 | 0 | 0 | 0 | 0 | 0 | 0 | 0 | 0 | 0 | 0
F4_Commercial_Interruptible - Miscellaneous_New_Space Heating_Natural Gas_HVAC - Dedicated Outdoor Air System (DOAS)_A_Achievable Economic RVT Potential | F4 | Commercial | Interruptible - Miscellaneous | New | Space Heating | Natural Gas | HVAC - Dedicated Outdoor Air System (DOAS) | A | Incremental Energy Savings (MWh or mTherms) | Achievable Economic RVT Potential | 0 | 0 | 0 | 0 | 0 | 0 | 0 | 0 | 0 | 0 | 0 | 0 | 0 | 0 | 0 | 0 | 0 | 0 | 0 | 0 | 0 | 0 | 0 | 0 | 0 | 0 | 0
F5_Commercial_Interruptible - Miscellaneous_New_Space Heating_Natural Gas_HVAC - Dedicated Outdoor Air System (DOAS)_A_Achievable Economic RVT Potential | F5 | Commercial | Interruptible - Miscellaneous | New | Space Heating | Natural Gas | HVAC - Dedicated Outdoor Air System (DOAS) | A | Incremental Summer Peak Savings (MW) | Achievable Economic RVT Potential | 0 | 0 | 0 | 0 | 0 | 0 | 0 | 0 | 0 | 0 | 0 | 0 | 0 | 0 | 0 | 0 | 0 | 0 | 0 | 0 | 0 | 0 | 0 | 0 | 0 | 0 | 0
F6_Commercial_Interruptible - Miscellaneous_New_Space Heating_Natural Gas_HVAC - Dedicated Outdoor Air System (DOAS)_A_Achievable Economic RVT Potential | F6 | Commercial | Interruptible - Miscellaneous | New | Space Heating | Natural Gas | HVAC - Dedicated Outdoor Air System (DOAS) | A | Incremental Winter Peak Savings (MW) | Achievable Economic RVT Potential | 0 | 0 | 0 | 0 | 0 | 0 | 0 | 0 | 0 | 0 | 0 | 0 | 0 | 0 | 0 | 0 | 0 | 0 | 0 | 0 | 0 | 0 | 0 | 0 | 0 | 0 | 0
F7_Commercial_Interruptible - Miscellaneous_New_Space Heating_Natural Gas_HVAC - Dedicated Outdoor Air System (DOAS)_A_Achievable Economic RVT Potential | F7 | Commercial | Interruptible - Miscellaneous | New | Space Heating | Natural Gas | HVAC - Dedicated Outdoor Air System (DOAS) | A | Cumulative Energy Savings (MWh or mTherms) | Achievable Economic RVT Potential | 0 | 0 | 0 | 0 | 0 | 0 | 0 | 0 | 0 | 0 | 0 | 0 | 0 | 0 | 0 | 0 | 0 | 0 | 0 | 0 | 0 | 0 | 0 | 0 | 0 | 0 | 0
F8_Commercial_Interruptible - Miscellaneous_New_Space Heating_Natural Gas_HVAC - Dedicated Outdoor Air System (DOAS)_A_Achievable Economic RVT Potential | F8 | Commercial | Interruptible - Miscellaneous | New | Space Heating | Natural Gas | HVAC - Dedicated Outdoor Air System (DOAS) | A | Cumulative Summer Peak Savings (MW) | Achievable Economic RVT Potential | 0 | 0 | 0 | 0 | 0 | 0 | 0 | 0 | 0 | 0 | 0 | 0 | 0 | 0 | 0 | 0 | 0 | 0 | 0 | 0 | 0 | 0 | 0 | 0 | 0 | 0 | 0
F9_Commercial_Interruptible - Miscellaneous_New_Space Heating_Natural Gas_HVAC - Dedicated Outdoor Air System (DOAS)_A_Achievable Economic RVT Potential | F9 | Commercial | Interruptible - Miscellaneous | New | Space Heating | Natural Gas | HVAC - Dedicated Outdoor Air System (DOAS) | A | Cumulative Winter Peak Savings (MW) | Achievable Economic RVT Potential | 0 | 0 | 0 | 0 | 0 | 0 | 0 | 0 | 0 | 0 | 0 | 0 | 0 | 0 | 0 | 0 | 0 | 0 | 0 | 0 | 0 | 0 | 0 | 0 | 0 | 0 | 0
F10_Commercial_Interruptible - Miscellaneous_New_Space Heating_Natural Gas_HVAC - Dedicated Outdoor Air System (DOAS)_A_Achievable Economic RVT Potential | F10 | Commercial | Interruptible - Miscellaneous | New | Space Heating | Natural Gas | HVAC - Dedicated Outdoor Air System (DOAS) | A | Purchases (Incremental) | Achievable Economic RVT Potential | 0 | 0 | 0 | 0 | 0 | 0 | 0 | 0 | 0 | 0 | 0 | 0 | 0 | 0 | 0 | 0 | 0 | 0 | 0 | 0 | 0 | 0 | 0 | 0 | 0 | 0 | 0
F11_Commercial_Interruptible - Miscellaneous_New_Space Heating_Natural Gas_HVAC - Dedicated Outdoor Air System (DOAS)_A_Achievable Economic RVT Potential | F11 | Commercial | Interruptible - Miscellaneous | New | Space Heating | Natural Gas | HVAC - Dedicated Outdoor Air System (DOAS) | A | Purchases (Cumulative) | Achievable Economic RVT Potential | 0 | 0 | 0 | 0 | 0 | 0 | 0 | 0 | 0 | 0 | 0 | 0 | 0 | 0 | 0 | 0 | 0 | 0 | 0 | 0 | 0 | 0 | 0 | 0 | 0 | 0 | 0
F1_Commercial_Interruptible - Miscellaneous_New_Space Heating_Natural Gas_Destratification Fans (HVLS)_A_Achievable Economic RVT Potential | F1 | Commercial | Interruptible - Miscellaneous | New | Space Heating | Natural Gas | Destratification Fans (HVLS) | A | Integrated Unit Energy Savings (kWh or therms) | Achievable Economic RVT Potential | 0 | 0 | 0 | 0 | 0 | 0 | 0 | 0 | 0 | 0 | 0 | 0 | 0 | 0 | 0 | 0 | 0 | 0 | 0 | 0 | 0 | 0 | 0 | 0 | 0 | 0 | 0
F2_Commercial_Interruptible - Miscellaneous_New_Space Heating_Natural Gas_Destratification Fans (HVLS)_A_Achievable Economic RVT Potential | F2 | Commercial | Interruptible - Miscellaneous | New | Space Heating | Natural Gas | Destratification Fans (HVLS) | A | Integrated Unit Summer Peak Savings (kW) | Achievable Economic RVT Potential | 0 | 0 | 0 | 0 | 0 | 0 | 0 | 0 | 0 | 0 | 0 | 0 | 0 | 0 | 0 | 0 | 0 | 0 | 0 | 0 | 0 | 0 | 0 | 0 | 0 | 0 | 0
F3_Commercial_Interruptible - Miscellaneous_New_Space Heating_Natural Gas_Destratification Fans (HVLS)_A_Achievable Economic RVT Potential | F3 | Commercial | Interruptible - Miscellaneous | New | Space Heating | Natural Gas | Destratification Fans (HVLS) | A | Integrated Unit Winter Peak Savings (kW) | Achievable Economic RVT Potential | 0 | 0 | 0 | 0 | 0 | 0 | 0 | 0 | 0 | 0 | 0 | 0 | 0 | 0 | 0 | 0 | 0 | 0 | 0 | 0 | 0 | 0 | 0 | 0 | 0 | 0 | 0
F4_Commercial_Interruptible - Miscellaneous_New_Space Heating_Natural Gas_Destratification Fans (HVLS)_A_Achievable Economic RVT Potential | F4 | Commercial | Interruptible - Miscellaneous | New | Space Heating | Natural Gas | Destratification Fans (HVLS) | A | Incremental Energy Savings (MWh or mTherms) | Achievable Economic RVT Potential | 0 | 0 | 0 | 0 | 0 | 0 | 0 | 0 | 0 | 0 | 0 | 0 | 0 | 0 | 0 | 0 | 0 | 0 | 0 | 0 | 0 | 0 | 0 | 0 | 0 | 0 | 0
F5_Commercial_Interruptible - Miscellaneous_New_Space Heating_Natural Gas_Destratification Fans (HVLS)_A_Achievable Economic RVT Potential | F5 | Commercial | Interruptible - Miscellaneous | New | Space Heating | Natural Gas | Destratification Fans (HVLS) | A | Incremental Summer Peak Savings (MW) | Achievable Economic RVT Potential | 0 | 0 | 0 | 0 | 0 | 0 | 0 | 0 | 0 | 0 | 0 | 0 | 0 | 0 | 0 | 0 | 0 | 0 | 0 | 0 | 0 | 0 | 0 | 0 | 0 | 0 | 0
F6_Commercial_Interruptible - Miscellaneous_New_Space Heating_Natural Gas_Destratification Fans (HVLS)_A_Achievable Economic RVT Potential | F6 | Commercial | Interruptible - Miscellaneous | New | Space Heating | Natural Gas | Destratification Fans (HVLS) | A | Incremental Winter Peak Savings (MW) | Achievable Economic RVT Potential | 0 | 0 | 0 | 0 | 0 | 0 | 0 | 0 | 0 | 0 | 0 | 0 | 0 | 0 | 0 | 0 | 0 | 0 | 0 | 0 | 0 | 0 | 0 | 0 | 0 | 0 | 0
F7_Commercial_Interruptible - Miscellaneous_New_Space Heating_Natural Gas_Destratification Fans (HVLS)_A_Achievable Economic RVT Potential | F7 | Commercial | Interruptible - Miscellaneous | New | Space Heating | Natural Gas | Destratification Fans (HVLS) | A | Cumulative Energy Savings (MWh or mTherms) | Achievable Economic RVT Potential | 0 | 0 | 0 | 0 | 0 | 0 | 0 | 0 | 0 | 0 | 0 | 0 | 0 | 0 | 0 | 0 | 0 | 0 | 0 | 0 | 0 | 0 | 0 | 0 | 0 | 0 | 0
F8_Commercial_Interruptible - Miscellaneous_New_Space Heating_Natural Gas_Destratification Fans (HVLS)_A_Achievable Economic RVT Potential | F8 | Commercial | Interruptible - Miscellaneous | New | Space Heating | Natural Gas | Destratification Fans (HVLS) | A | Cumulative Summer Peak Savings (MW) | Achievable Economic RVT Potential | 0 | 0 | 0 | 0 | 0 | 0 | 0 | 0 | 0 | 0 | 0 | 0 | 0 | 0 | 0 | 0 | 0 | 0 | 0 | 0 | 0 | 0 | 0 | 0 | 0 | 0 | 0
F9_Commercial_Interruptible - Miscellaneous_New_Space Heating_Natural Gas_Destratification Fans (HVLS)_A_Achievable Economic RVT Potential | F9 | Commercial | Interruptible - Miscellaneous | New | Space Heating | Natural Gas | Destratification Fans (HVLS) | A | Cumulative Winter Peak Savings (MW) | Achievable Economic RVT Potential | 0 | 0 | 0 | 0 | 0 | 0 | 0 | 0 | 0 | 0 | 0 | 0 | 0 | 0 | 0 | 0 | 0 | 0 | 0 | 0 | 0 | 0 | 0 | 0 | 0 | 0 | 0
F10_Commercial_Interruptible - Miscellaneous_New_Space Heating_Natural Gas_Destratification Fans (HVLS)_A_Achievable Economic RVT Potential | F10 | Commercial | Interruptible - Miscellaneous | New | Space Heating | Natural Gas | Destratification Fans (HVLS) | A | Purchases (Incremental) | Achievable Economic RVT Potential | 0 | 0 | 0 | 0 | 0 | 0 | 0 | 0 | 0 | 0 | 0 | 0 | 0 | 0 | 0 | 0 | 0 | 0 | 0 | 0 | 0 | 0 | 0 | 0 | 0 | 0 | 0
F11_Commercial_Interruptible - Miscellaneous_New_Space Heating_Natural Gas_Destratification Fans (HVLS)_A_Achievable Economic RVT Potential | F11 | Commercial | Interruptible - Miscellaneous | New | Space Heating | Natural Gas | Destratification Fans (HVLS) | A | Purchases (Cumulative) | Achievable Economic RVT Potential | 0 | 0 | 0 | 0 | 0 | 0 | 0 | 0 | 0 | 0 | 0 | 0 | 0 | 0 | 0 | 0 | 0 | 0 | 0 | 0 | 0 | 0 | 0 | 0 | 0 | 0 | 0
F1_Commercial_Interruptible - Miscellaneous_New_Space Heating_Natural Gas_Gas Boiler - Maintenance_A_Achievable Economic RVT Potential | F1 | Commercial | Interruptible - Miscellaneous | New | Space Heating | Natural Gas | Gas Boiler - Maintenance | A | Integrated Unit Energy Savings (kWh or therms) | Achievable Economic RVT Potential | 0 | 0 | 0 | 0 | 0 | 0 | 0 | 0 | 0 | 0 | 0 | 0 | 0 | 0 | 0 | 0 | 0 | 0 | 0 | 0 | 0 | 0 | 0 | 0 | 0 | 0 | 0
F2_Commercial_Interruptible - Miscellaneous_New_Space Heating_Natural Gas_Gas Boiler - Maintenance_A_Achievable Economic RVT Potential | F2 | Commercial | Interruptible - Miscellaneous | New | Space Heating | Natural Gas | Gas Boiler - Maintenance | A | Integrated Unit Summer Peak Savings (kW) | Achievable Economic RVT Potential | 0 | 0 | 0 | 0 | 0 | 0 | 0 | 0 | 0 | 0 | 0 | 0 | 0 | 0 | 0 | 0 | 0 | 0 | 0 | 0 | 0 | 0 | 0 | 0 | 0 | 0 | 0
F3_Commercial_Interruptible - Miscellaneous_New_Space Heating_Natural Gas_Gas Boiler - Maintenance_A_Achievable Economic RVT Potential | F3 | Commercial | Interruptible - Miscellaneous | New | Space Heating | Natural Gas | Gas Boiler - Maintenance | A | Integrated Unit Winter Peak Savings (kW) | Achievable Economic RVT Potential | 0 | 0 | 0 | 0 | 0 | 0 | 0 | 0 | 0 | 0 | 0 | 0 | 0 | 0 | 0 | 0 | 0 | 0 | 0 | 0 | 0 | 0 | 0 | 0 | 0 | 0 | 0
F4_Commercial_Interruptible - Miscellaneous_New_Space Heating_Natural Gas_Gas Boiler - Maintenance_A_Achievable Economic RVT Potential | F4 | Commercial | Interruptible - Miscellaneous | New | Space Heating | Natural Gas | Gas Boiler - Maintenance | A | Incremental Energy Savings (MWh or mTherms) | Achievable Economic RVT Potential | 0 | 0 | 0 | 0 | 0 | 0 | 0 | 0 | 0 | 0 | 0 | 0 | 0 | 0 | 0 | 0 | 0 | 0 | 0 | 0 | 0 | 0 | 0 | 0 | 0 | 0 | 0
F5_Commercial_Interruptible - Miscellaneous_New_Space Heating_Natural Gas_Gas Boiler - Maintenance_A_Achievable Economic RVT Potential | F5 | Commercial | Interruptible - Miscellaneous | New | Space Heating | Natural Gas | Gas Boiler - Maintenance | A | Incremental Summer Peak Savings (MW) | Achievable Economic RVT Potential | 0 | 0 | 0 | 0 | 0 | 0 | 0 | 0 | 0 | 0 | 0 | 0 | 0 | 0 | 0 | 0 | 0 | 0 | 0 | 0 | 0 | 0 | 0 | 0 | 0 | 0 | 0
F6_Commercial_Interruptible - Miscellaneous_New_Space Heating_Natural Gas_Gas Boiler - Maintenance_A_Achievable Economic RVT Potential | F6 | Commercial | Interruptible - Miscellaneous | New | Space Heating | Natural Gas | Gas Boiler - Maintenance | A | Incremental Winter Peak Savings (MW) | Achievable Economic RVT Potential | 0 | 0 | 0 | 0 | 0 | 0 | 0 | 0 | 0 | 0 | 0 | 0 | 0 | 0 | 0 | 0 | 0 | 0 | 0 | 0 | 0 | 0 | 0 | 0 | 0 | 0 | 0
F7_Commercial_Interruptible - Miscellaneous_New_Space Heating_Natural Gas_Gas Boiler - Maintenance_A_Achievable Economic RVT Potential | F7 | Commercial | Interruptible - Miscellaneous | New | Space Heating | Natural Gas | Gas Boiler - Maintenance | A | Cumulative Energy Savings (MWh or mTherms) | Achievable Economic RVT Potential | 0 | 0 | 0 | 0 | 0 | 0 | 0 | 0 | 0 | 0 | 0 | 0 | 0 | 0 | 0 | 0 | 0 | 0 | 0 | 0 | 0 | 0 | 0 | 0 | 0 | 0 | 0
F8_Commercial_Interruptible - Miscellaneous_New_Space Heating_Natural Gas_Gas Boiler - Maintenance_A_Achievable Economic RVT Potential | F8 | Commercial | Interruptible - Miscellaneous | New | Space Heating | Natural Gas | Gas Boiler - Maintenance | A | Cumulative Summer Peak Savings (MW) | Achievable Economic RVT Potential | 0 | 0 | 0 | 0 | 0 | 0 | 0 | 0 | 0 | 0 | 0 | 0 | 0 | 0 | 0 | 0 | 0 | 0 | 0 | 0 | 0 | 0 | 0 | 0 | 0 | 0 | 0
F9_Commercial_Interruptible - Miscellaneous_New_Space Heating_Natural Gas_Gas Boiler - Maintenance_A_Achievable Economic RVT Potential | F9 | Commercial | Interruptible - Miscellaneous | New | Space Heating | Natural Gas | Gas Boiler - Maintenance | A | Cumulative Winter Peak Savings (MW) | Achievable Economic RVT Potential | 0 | 0 | 0 | 0 | 0 | 0 | 0 | 0 | 0 | 0 | 0 | 0 | 0 | 0 | 0 | 0 | 0 | 0 | 0 | 0 | 0 | 0 | 0 | 0 | 0 | 0 | 0
F10_Commercial_Interruptible - Miscellaneous_New_Space Heating_Natural Gas_Gas Boiler - Maintenance_A_Achievable Economic RVT Potential | F10 | Commercial | Interruptible - Miscellaneous | New | Space Heating | Natural Gas | Gas Boiler - Maintenance | A | Purchases (Incremental) | Achievable Economic RVT Potential | 0 | 0 | 0 | 0 | 0 | 0 | 0 | 0 | 0 | 0 | 0 | 0 | 0 | 0 | 0 | 0 | 0 | 0 | 0 | 0 | 0 | 0 | 0 | 0 | 0 | 0 | 0
F11_Commercial_Interruptible - Miscellaneous_New_Space Heating_Natural Gas_Gas Boiler - Maintenance_A_Achievable Economic RVT Potential | F11 | Commercial | Interruptible - Miscellaneous | New | Space Heating | Natural Gas | Gas Boiler - Maintenance | A | Purchases (Cumulative) | Achievable Economic RVT Potential | 0 | 0 | 0 | 0 | 0 | 0 | 0 | 0 | 0 | 0 | 0 | 0 | 0 | 0 | 0 | 0 | 0 | 0 | 0 | 0 | 0 | 0 | 0 | 0 | 0 | 0 | 0
F1_Commercial_Interruptible - Miscellaneous_New_Space Heating_Natural Gas_Gas Furnace - Maintenance_A_Achievable Economic RVT Potential | F1 | Commercial | Interruptible - Miscellaneous | New | Space Heating | Natural Gas | Gas Furnace - Maintenance | A | Integrated Unit Energy Savings (kWh or therms) | Achievable Economic RVT Potential | 0 | 0 | 0 | 0 | 0 | 0 | 0 | 0 | 0 | 0 | 0 | 0 | 0 | 0 | 0 | 0 | 0 | 0 | 0 | 0 | 0 | 0 | 0 | 0 | 0 | 0 | 0
F2_Commercial_Interruptible - Miscellaneous_New_Space Heating_Natural Gas_Gas Furnace - Maintenance_A_Achievable Economic RVT Potential | F2 | Commercial | Interruptible - Miscellaneous | New | Space Heating | Natural Gas | Gas Furnace - Maintenance | A | Integrated Unit Summer Peak Savings (kW) | Achievable Economic RVT Potential | 0 | 0 | 0 | 0 | 0 | 0 | 0 | 0 | 0 | 0 | 0 | 0 | 0 | 0 | 0 | 0 | 0 | 0 | 0 | 0 | 0 | 0 | 0 | 0 | 0 | 0 | 0
F3_Commercial_Interruptible - Miscellaneous_New_Space Heating_Natural Gas_Gas Furnace - Maintenance_A_Achievable Economic RVT Potential | F3 | Commercial | Interruptible - Miscellaneous | New | Space Heating | Natural Gas | Gas Furnace - Maintenance | A | Integrated Unit Winter Peak Savings (kW) | Achievable Economic RVT Potential | 0 | 0 | 0 | 0 | 0 | 0 | 0 | 0 | 0 | 0 | 0 | 0 | 0 | 0 | 0 | 0 | 0 | 0 | 0 | 0 | 0 | 0 | 0 | 0 | 0 | 0 | 0
F4_Commercial_Interruptible - Miscellaneous_New_Space Heating_Natural Gas_Gas Furnace - Maintenance_A_Achievable Economic RVT Potential | F4 | Commercial | Interruptible - Miscellaneous | New | Space Heating | Natural Gas | Gas Furnace - Maintenance | A | Incremental Energy Savings (MWh or mTherms) | Achievable Economic RVT Potential | 0 | 0 | 0 | 0 | 0 | 0 | 0 | 0 | 0 | 0 | 0 | 0 | 0 | 0 | 0 | 0 | 0 | 0 | 0 | 0 | 0 | 0 | 0 | 0 | 0 | 0 | 0
F5_Commercial_Interruptible - Miscellaneous_New_Space Heating_Natural Gas_Gas Furnace - Maintenance_A_Achievable Economic RVT Potential | F5 | Commercial | Interruptible - Miscellaneous | New | Space Heating | Natural Gas | Gas Furnace - Maintenance | A | Incremental Summer Peak Savings (MW) | Achievable Economic RVT Potential | 0 | 0 | 0 | 0 | 0 | 0 | 0 | 0 | 0 | 0 | 0 | 0 | 0 | 0 | 0 | 0 | 0 | 0 | 0 | 0 | 0 | 0 | 0 | 0 | 0 | 0 | 0
F6_Commercial_Interruptible - Miscellaneous_New_Space Heating_Natural Gas_Gas Furnace - Maintenance_A_Achievable Economic RVT Potential | F6 | Commercial | Interruptible - Miscellaneous | New | Space Heating | Natural Gas | Gas Furnace - Maintenance | A | Incremental Winter Peak Savings (MW) | Achievable Economic RVT Potential | 0 | 0 | 0 | 0 | 0 | 0 | 0 | 0 | 0 | 0 | 0 | 0 | 0 | 0 | 0 | 0 | 0 | 0 | 0 | 0 | 0 | 0 | 0 | 0 | 0 | 0 | 0
F7_Commercial_Interruptible - Miscellaneous_New_Space Heating_Natural Gas_Gas Furnace - Maintenance_A_Achievable Economic RVT Potential | F7 | Commercial | Interruptible - Miscellaneous | New | Space Heating | Natural Gas | Gas Furnace - Maintenance | A | Cumulative Energy Savings (MWh or mTherms) | Achievable Economic RVT Potential | 0 | 0 | 0 | 0 | 0 | 0 | 0 | 0 | 0 | 0 | 0 | 0 | 0 | 0 | 0 | 0 | 0 | 0 | 0 | 0 | 0 | 0 | 0 | 0 | 0 | 0 | 0
F8_Commercial_Interruptible - Miscellaneous_New_Space Heating_Natural Gas_Gas Furnace - Maintenance_A_Achievable Economic RVT Potential | F8 | Commercial | Interruptible - Miscellaneous | New | Space Heating | Natural Gas | Gas Furnace - Maintenance | A | Cumulative Summer Peak Savings (MW) | Achievable Economic RVT Potential | 0 | 0 | 0 | 0 | 0 | 0 | 0 | 0 | 0 | 0 | 0 | 0 | 0 | 0 | 0 | 0 | 0 | 0 | 0 | 0 | 0 | 0 | 0 | 0 | 0 | 0 | 0
F9_Commercial_Interruptible - Miscellaneous_New_Space Heating_Natural Gas_Gas Furnace - Maintenance_A_Achievable Economic RVT Potential | F9 | Commercial | Interruptible - Miscellaneous | New | Space Heating | Natural Gas | Gas Furnace - Maintenance | A | Cumulative Winter Peak Savings (MW) | Achievable Economic RVT Potential | 0 | 0 | 0 | 0 | 0 | 0 | 0 | 0 | 0 | 0 | 0 | 0 | 0 | 0 | 0 | 0 | 0 | 0 | 0 | 0 | 0 | 0 | 0 | 0 | 0 | 0 | 0
F10_Commercial_Interruptible - Miscellaneous_New_Space Heating_Natural Gas_Gas Furnace - Maintenance_A_Achievable Economic RVT Potential | F10 | Commercial | Interruptible - Miscellaneous | New | Space Heating | Natural Gas | Gas Furnace - Maintenance | A | Purchases (Incremental) | Achievable Economic RVT Potential | 0 | 0 | 0 | 0 | 0 | 0 | 0 | 0 | 0 | 0 | 0 | 0 | 0 | 0 | 0 | 0 | 0 | 0 | 0 | 0 | 0 | 0 | 0 | 0 | 0 | 0 | 0
F11_Commercial_Interruptible - Miscellaneous_New_Space Heating_Natural Gas_Gas Furnace - Maintenance_A_Achievable Economic RVT Potential | F11 | Commercial | Interruptible - Miscellaneous | New | Space Heating | Natural Gas | Gas Furnace - Maintenance | A | Purchases (Cumulative) | Achievable Economic RVT Potential | 0 | 0 | 0 | 0 | 0 | 0 | 0 | 0 | 0 | 0 | 0 | 0 | 0 | 0 | 0 | 0 | 0 | 0 | 0 | 0 | 0 | 0 | 0 | 0 | 0 | 0 | 0
F1_Commercial_Interruptible - Miscellaneous_New_Space Heating_Natural Gas_Gas Boiler - Hot Water Reset_A_Achievable Economic RVT Potential | F1 | Commercial | Interruptible - Miscellaneous | New | Space Heating | Natural Gas | Gas Boiler - Hot Water Reset | A | Integrated Unit Energy Savings (kWh or therms) | Achievable Economic RVT Potential | 0 | 0 | 0 | 0 | 0 | 0 | 0 | 0 | 0 | 0 | 0 | 0 | 0 | 0 | 0 | 0 | 0 | 0 | 0 | 0 | 0 | 0 | 0 | 0 | 0 | 0 | 0
F2_Commercial_Interruptible - Miscellaneous_New_Space Heating_Natural Gas_Gas Boiler - Hot Water Reset_A_Achievable Economic RVT Potential | F2 | Commercial | Interruptible - Miscellaneous | New | Space Heating | Natural Gas | Gas Boiler - Hot Water Reset | A | Integrated Unit Summer Peak Savings (kW) | Achievable Economic RVT Potential | 0 | 0 | 0 | 0 | 0 | 0 | 0 | 0 | 0 | 0 | 0 | 0 | 0 | 0 | 0 | 0 | 0 | 0 | 0 | 0 | 0 | 0 | 0 | 0 | 0 | 0 | 0
F3_Commercial_Interruptible - Miscellaneous_New_Space Heating_Natural Gas_Gas Boiler - Hot Water Reset_A_Achievable Economic RVT Potential | F3 | Commercial | Interruptible - Miscellaneous | New | Space Heating | Natural Gas | Gas Boiler - Hot Water Reset | A | Integrated Unit Winter Peak Savings (kW) | Achievable Economic RVT Potential | 0 | 0 | 0 | 0 | 0 | 0 | 0 | 0 | 0 | 0 | 0 | 0 | 0 | 0 | 0 | 0 | 0 | 0 | 0 | 0 | 0 | 0 | 0 | 0 | 0 | 0 | 0
F4_Commercial_Interruptible - Miscellaneous_New_Space Heating_Natural Gas_Gas Boiler - Hot Water Reset_A_Achievable Economic RVT Potential | F4 | Commercial | Interruptible - Miscellaneous | New | Space Heating | Natural Gas | Gas Boiler - Hot Water Reset | A | Incremental Energy Savings (MWh or mTherms) | Achievable Economic RVT Potential | 0 | 0 | 0 | 0 | 0 | 0 | 0 | 0 | 0 | 0 | 0 | 0 | 0 | 0 | 0 | 0 | 0 | 0 | 0 | 0 | 0 | 0 | 0 | 0 | 0 | 0 | 0
F5_Commercial_Interruptible - Miscellaneous_New_Space Heating_Natural Gas_Gas Boiler - Hot Water Reset_A_Achievable Economic RVT Potential | F5 | Commercial | Interruptible - Miscellaneous | New | Space Heating | Natural Gas | Gas Boiler - Hot Water Reset | A | Incremental Summer Peak Savings (MW) | Achievable Economic RVT Potential | 0 | 0 | 0 | 0 | 0 | 0 | 0 | 0 | 0 | 0 | 0 | 0 | 0 | 0 | 0 | 0 | 0 | 0 | 0 | 0 | 0 | 0 | 0 | 0 | 0 | 0 | 0
F6_Commercial_Interruptible - Miscellaneous_New_Space Heating_Natural Gas_Gas Boiler - Hot Water Reset_A_Achievable Economic RVT Potential | F6 | Commercial | Interruptible - Miscellaneous | New | Space Heating | Natural Gas | Gas Boiler - Hot Water Reset | A | Incremental Winter Peak Savings (MW) | Achievable Economic RVT Potential | 0 | 0 | 0 | 0 | 0 | 0 | 0 | 0 | 0 | 0 | 0 | 0 | 0 | 0 | 0 | 0 | 0 | 0 | 0 | 0 | 0 | 0 | 0 | 0 | 0 | 0 | 0
F7_Commercial_Interruptible - Miscellaneous_New_Space Heating_Natural Gas_Gas Boiler - Hot Water Reset_A_Achievable Economic RVT Potential | F7 | Commercial | Interruptible - Miscellaneous | New | Space Heating | Natural Gas | Gas Boiler - Hot Water Reset | A | Cumulative Energy Savings (MWh or mTherms) | Achievable Economic RVT Potential | 0 | 0 | 0 | 0 | 0 | 0 | 0 | 0 | 0 | 0 | 0 | 0 | 0 | 0 | 0 | 0 | 0 | 0 | 0 | 0 | 0 | 0 | 0 | 0 | 0 | 0 | 0
F8_Commercial_Interruptible - Miscellaneous_New_Space Heating_Natural Gas_Gas Boiler - Hot Water Reset_A_Achievable Economic RVT Potential | F8 | Commercial | Interruptible - Miscellaneous | New | Space Heating | Natural Gas | Gas Boiler - Hot Water Reset | A | Cumulative Summer Peak Savings (MW) | Achievable Economic RVT Potential | 0 | 0 | 0 | 0 | 0 | 0 | 0 | 0 | 0 | 0 | 0 | 0 | 0 | 0 | 0 | 0 | 0 | 0 | 0 | 0 | 0 | 0 | 0 | 0 | 0 | 0 | 0
F9_Commercial_Interruptible - Miscellaneous_New_Space Heating_Natural Gas_Gas Boiler - Hot Water Reset_A_Achievable Economic RVT Potential | F9 | Commercial | Interruptible - Miscellaneous | New | Space Heating | Natural Gas | Gas Boiler - Hot Water Reset | A | Cumulative Winter Peak Savings (MW) | Achievable Economic RVT Potential | 0 | 0 | 0 | 0 | 0 | 0 | 0 | 0 | 0 | 0 | 0 | 0 | 0 | 0 | 0 | 0 | 0 | 0 | 0 | 0 | 0 | 0 | 0 | 0 | 0 | 0 | 0
F10_Commercial_Interruptible - Miscellaneous_New_Space Heating_Natural Gas_Gas Boiler - Hot Water Reset_A_Achievable Economic RVT Potential | F10 | Commercial | Interruptible - Miscellaneous | New | Space Heating | Natural Gas | Gas Boiler - Hot Water Reset | A | Purchases (Incremental) | Achievable Economic RVT Potential | 0 | 0 | 0 | 0 | 0 | 0 | 0 | 0 | 0 | 0 | 0 | 0 | 0 | 0 | 0 | 0 | 0 | 0 | 0 | 0 | 0 | 0 | 0 | 0 | 0 | 0 | 0
F11_Commercial_Interruptible - Miscellaneous_New_Space Heating_Natural Gas_Gas Boiler - Hot Water Reset_A_Achievable Economic RVT Potential | F11 | Commercial | Interruptible - Miscellaneous | New | Space Heating | Natural Gas | Gas Boiler - Hot Water Reset | A | Purchases (Cumulative) | Achievable Economic RVT Potential | 0 | 0 | 0 | 0 | 0 | 0 | 0 | 0 | 0 | 0 | 0 | 0 | 0 | 0 | 0 | 0 | 0 | 0 | 0 | 0 | 0 | 0 | 0 | 0 | 0 | 0 | 0
F1_Commercial_Interruptible - Miscellaneous_New_Space Heating_Natural Gas_Gas Boiler - Steam Trap Replacement_A_Achievable Economic RVT Potential | F1 | Commercial | Interruptible - Miscellaneous | New | Space Heating | Natural Gas | Gas Boiler - Steam Trap Replacement | A | Integrated Unit Energy Savings (kWh or therms) | Achievable Economic RVT Potential | 0 | 0 | 0 | 0 | 0 | 0 | 0 | 0 | 0 | 0 | 0 | 0 | 0 | 0 | 0 | 0 | 0 | 0 | 0 | 0 | 0 | 0 | 0 | 0 | 0 | 0 | 0
F2_Commercial_Interruptible - Miscellaneous_New_Space Heating_Natural Gas_Gas Boiler - Steam Trap Replacement_A_Achievable Economic RVT Potential | F2 | Commercial | Interruptible - Miscellaneous | New | Space Heating | Natural Gas | Gas Boiler - Steam Trap Replacement | A | Integrated Unit Summer Peak Savings (kW) | Achievable Economic RVT Potential | 0 | 0 | 0 | 0 | 0 | 0 | 0 | 0 | 0 | 0 | 0 | 0 | 0 | 0 | 0 | 0 | 0 | 0 | 0 | 0 | 0 | 0 | 0 | 0 | 0 | 0 | 0
F3_Commercial_Interruptible - Miscellaneous_New_Space Heating_Natural Gas_Gas Boiler - Steam Trap Replacement_A_Achievable Economic RVT Potential | F3 | Commercial | Interruptible - Miscellaneous | New | Space Heating | Natural Gas | Gas Boiler - Steam Trap Replacement | A | Integrated Unit Winter Peak Savings (kW) | Achievable Economic RVT Potential | 0 | 0 | 0 | 0 | 0 | 0 | 0 | 0 | 0 | 0 | 0 | 0 | 0 | 0 | 0 | 0 | 0 | 0 | 0 | 0 | 0 | 0 | 0 | 0 | 0 | 0 | 0
F4_Commercial_Interruptible - Miscellaneous_New_Space Heating_Natural Gas_Gas Boiler - Steam Trap Replacement_A_Achievable Economic RVT Potential | F4 | Commercial | Interruptible - Miscellaneous | New | Space Heating | Natural Gas | Gas Boiler - Steam Trap Replacement | A | Incremental Energy Savings (MWh or mTherms) | Achievable Economic RVT Potential | 0 | 0 | 0 | 0 | 0 | 0 | 0 | 0 | 0 | 0 | 0 | 0 | 0 | 0 | 0 | 0 | 0 | 0 | 0 | 0 | 0 | 0 | 0 | 0 | 0 | 0 | 0
F5_Commercial_Interruptible - Miscellaneous_New_Space Heating_Natural Gas_Gas Boiler - Steam Trap Replacement_A_Achievable Economic RVT Potential | F5 | Commercial | Interruptible - Miscellaneous | New | Space Heating | Natural Gas | Gas Boiler - Steam Trap Replacement | A | Incremental Summer Peak Savings (MW) | Achievable Economic RVT Potential | 0 | 0 | 0 | 0 | 0 | 0 | 0 | 0 | 0 | 0 | 0 | 0 | 0 | 0 | 0 | 0 | 0 | 0 | 0 | 0 | 0 | 0 | 0 | 0 | 0 | 0 | 0
F6_Commercial_Interruptible - Miscellaneous_New_Space Heating_Natural Gas_Gas Boiler - Steam Trap Replacement_A_Achievable Economic RVT Potential | F6 | Commercial | Interruptible - Miscellaneous | New | Space Heating | Natural Gas | Gas Boiler - Steam Trap Replacement | A | Incremental Winter Peak Savings (MW) | Achievable Economic RVT Potential | 0 | 0 | 0 | 0 | 0 | 0 | 0 | 0 | 0 | 0 | 0 | 0 | 0 | 0 | 0 | 0 | 0 | 0 | 0 | 0 | 0 | 0 | 0 | 0 | 0 | 0 | 0
F7_Commercial_Interruptible - Miscellaneous_New_Space Heating_Natural Gas_Gas Boiler - Steam Trap Replacement_A_Achievable Economic RVT Potential | F7 | Commercial | Interruptible - Miscellaneous | New | Space Heating | Natural Gas | Gas Boiler - Steam Trap Replacement | A | Cumulative Energy Savings (MWh or mTherms) | Achievable Economic RVT Potential | 0 | 0 | 0 | 0 | 0 | 0 | 0 | 0 | 0 | 0 | 0 | 0 | 0 | 0 | 0 | 0 | 0 | 0 | 0 | 0 | 0 | 0 | 0 | 0 | 0 | 0 | 0
F8_Commercial_Interruptible - Miscellaneous_New_Space Heating_Natural Gas_Gas Boiler - Steam Trap Replacement_A_Achievable Economic RVT Potential | F8 | Commercial | Interruptible - Miscellaneous | New | Space Heating | Natural Gas | Gas Boiler - Steam Trap Replacement | A | Cumulative Summer Peak Savings (MW) | Achievable Economic RVT Potential | 0 | 0 | 0 | 0 | 0 | 0 | 0 | 0 | 0 | 0 | 0 | 0 | 0 | 0 | 0 | 0 | 0 | 0 | 0 | 0 | 0 | 0 | 0 | 0 | 0 | 0 | 0
F9_Commercial_Interruptible - Miscellaneous_New_Space Heating_Natural Gas_Gas Boiler - Steam Trap Replacement_A_Achievable Economic RVT Potential | F9 | Commercial | Interruptible - Miscellaneous | New | Space Heating | Natural Gas | Gas Boiler - Steam Trap Replacement | A | Cumulative Winter Peak Savings (MW) | Achievable Economic RVT Potential | 0 | 0 | 0 | 0 | 0 | 0 | 0 | 0 | 0 | 0 | 0 | 0 | 0 | 0 | 0 | 0 | 0 | 0 | 0 | 0 | 0 | 0 | 0 | 0 | 0 | 0 | 0
F10_Commercial_Interruptible - Miscellaneous_New_Space Heating_Natural Gas_Gas Boiler - Steam Trap Replacement_A_Achievable Economic RVT Potential | F10 | Commercial | Interruptible - Miscellaneous | New | Space Heating | Natural Gas | Gas Boiler - Steam Trap Replacement | A | Purchases (Incremental) | Achievable Economic RVT Potential | 0 | 0 | 0 | 0 | 0 | 0 | 0 | 0 | 0 | 0 | 0 | 0 | 0 | 0 | 0 | 0 | 0 | 0 | 0 | 0 | 0 | 0 | 0 | 0 | 0 | 0 | 0
F11_Commercial_Interruptible - Miscellaneous_New_Space Heating_Natural Gas_Gas Boiler - Steam Trap Replacement_A_Achievable Economic RVT Potential | F11 | Commercial | Interruptible - Miscellaneous | New | Space Heating | Natural Gas | Gas Boiler - Steam Trap Replacement | A | Purchases (Cumulative) | Achievable Economic RVT Potential | 0 | 0 | 0 | 0 | 0 | 0 | 0 | 0 | 0 | 0 | 0 | 0 | 0 | 0 | 0 | 0 | 0 | 0 | 0 | 0 | 0 | 0 | 0 | 0 | 0 | 0 | 0
F1_Commercial_Interruptible - Miscellaneous_New_Space Heating_Natural Gas_Gas Boiler - High Turndown Burner_A_Achievable Economic RVT Potential | F1 | Commercial | Interruptible - Miscellaneous | New | Space Heating | Natural Gas | Gas Boiler - High Turndown Burner | A | Integrated Unit Energy Savings (kWh or therms) | Achievable Economic RVT Potential | 0 | 0 | 0 | 0 | 0 | 0 | 0 | 0 | 0 | 0 | 0 | 0 | 0 | 0 | 0 | 0 | 0 | 0 | 0 | 0 | 0 | 0 | 0 | 0 | 0 | 0 | 0
F2_Commercial_Interruptible - Miscellaneous_New_Space Heating_Natural Gas_Gas Boiler - High Turndown Burner_A_Achievable Economic RVT Potential | F2 | Commercial | Interruptible - Miscellaneous | New | Space Heating | Natural Gas | Gas Boiler - High Turndown Burner | A | Integrated Unit Summer Peak Savings (kW) | Achievable Economic RVT Potential | 0 | 0 | 0 | 0 | 0 | 0 | 0 | 0 | 0 | 0 | 0 | 0 | 0 | 0 | 0 | 0 | 0 | 0 | 0 | 0 | 0 | 0 | 0 | 0 | 0 | 0 | 0
F3_Commercial_Interruptible - Miscellaneous_New_Space Heating_Natural Gas_Gas Boiler - High Turndown Burner_A_Achievable Economic RVT Potential | F3 | Commercial | Interruptible - Miscellaneous | New | Space Heating | Natural Gas | Gas Boiler - High Turndown Burner | A | Integrated Unit Winter Peak Savings (kW) | Achievable Economic RVT Potential | 0 | 0 | 0 | 0 | 0 | 0 | 0 | 0 | 0 | 0 | 0 | 0 | 0 | 0 | 0 | 0 | 0 | 0 | 0 | 0 | 0 | 0 | 0 | 0 | 0 | 0 | 0
F4_Commercial_Interruptible - Miscellaneous_New_Space Heating_Natural Gas_Gas Boiler - High Turndown Burner_A_Achievable Economic RVT Potential | F4 | Commercial | Interruptible - Miscellaneous | New | Space Heating | Natural Gas | Gas Boiler - High Turndown Burner | A | Incremental Energy Savings (MWh or mTherms) | Achievable Economic RVT Potential | 0 | 0 | 0 | 0 | 0 | 0 | 0 | 0 | 0 | 0 | 0 | 0 | 0 | 0 | 0 | 0 | 0 | 0 | 0 | 0 | 0 | 0 | 0 | 0 | 0 | 0 | 0
F5_Commercial_Interruptible - Miscellaneous_New_Space Heating_Natural Gas_Gas Boiler - High Turndown Burner_A_Achievable Economic RVT Potential | F5 | Commercial | Interruptible - Miscellaneous | New | Space Heating | Natural Gas | Gas Boiler - High Turndown Burner | A | Incremental Summer Peak Savings (MW) | Achievable Economic RVT Potential | 0 | 0 | 0 | 0 | 0 | 0 | 0 | 0 | 0 | 0 | 0 | 0 | 0 | 0 | 0 | 0 | 0 | 0 | 0 | 0 | 0 | 0 | 0 | 0 | 0 | 0 | 0
F6_Commercial_Interruptible - Miscellaneous_New_Space Heating_Natural Gas_Gas Boiler - High Turndown Burner_A_Achievable Economic RVT Potential | F6 | Commercial | Interruptible - Miscellaneous | New | Space Heating | Natural Gas | Gas Boiler - High Turndown Burner | A | Incremental Winter Peak Savings (MW) | Achievable Economic RVT Potential | 0 | 0 | 0 | 0 | 0 | 0 | 0 | 0 | 0 | 0 | 0 | 0 | 0 | 0 | 0 | 0 | 0 | 0 | 0 | 0 | 0 | 0 | 0 | 0 | 0 | 0 | 0
F7_Commercial_Interruptible - Miscellaneous_New_Space Heating_Natural Gas_Gas Boiler - High Turndown Burner_A_Achievable Economic RVT Potential | F7 | Commercial | Interruptible - Miscellaneous | New | Space Heating | Natural Gas | Gas Boiler - High Turndown Burner | A | Cumulative Energy Savings (MWh or mTherms) | Achievable Economic RVT Potential | 0 | 0 | 0 | 0 | 0 | 0 | 0 | 0 | 0 | 0 | 0 | 0 | 0 | 0 | 0 | 0 | 0 | 0 | 0 | 0 | 0 | 0 | 0 | 0 | 0 | 0 | 0
F8_Commercial_Interruptible - Miscellaneous_New_Space Heating_Natural Gas_Gas Boiler - High Turndown Burner_A_Achievable Economic RVT Potential | F8 | Commercial | Interruptible - Miscellaneous | New | Space Heating | Natural Gas | Gas Boiler - High Turndown Burner | A | Cumulative Summer Peak Savings (MW) | Achievable Economic RVT Potential | 0 | 0 | 0 | 0 | 0 | 0 | 0 | 0 | 0 | 0 | 0 | 0 | 0 | 0 | 0 | 0 | 0 | 0 | 0 | 0 | 0 | 0 | 0 | 0 | 0 | 0 | 0
F9_Commercial_Interruptible - Miscellaneous_New_Space Heating_Natural Gas_Gas Boiler - High Turndown Burner_A_Achievable Economic RVT Potential | F9 | Commercial | Interruptible - Miscellaneous | New | Space Heating | Natural Gas | Gas Boiler - High Turndown Burner | A | Cumulative Winter Peak Savings (MW) | Achievable Economic RVT Potential | 0 | 0 | 0 | 0 | 0 | 0 | 0 | 0 | 0 | 0 | 0 | 0 | 0 | 0 | 0 | 0 | 0 | 0 | 0 | 0 | 0 | 0 | 0 | 0 | 0 | 0 | 0
F10_Commercial_Interruptible - Miscellaneous_New_Space Heating_Natural Gas_Gas Boiler - High Turndown Burner_A_Achievable Economic RVT Potential | F10 | Commercial | Interruptible - Miscellaneous | New | Space Heating | Natural Gas | Gas Boiler - High Turndown Burner | A | Purchases (Incremental) | Achievable Economic RVT Potential | 0 | 0 | 0 | 0 | 0 | 0 | 0 | 0 | 0 | 0 | 0 | 0 | 0 | 0 | 0 | 0 | 0 | 0 | 0 | 0 | 0 | 0 | 0 | 0 | 0 | 0 | 0
F11_Commercial_Interruptible - Miscellaneous_New_Space Heating_Natural Gas_Gas Boiler - High Turndown Burner_A_Achievable Economic RVT Potential | F11 | Commercial | Interruptible - Miscellaneous | New | Space Heating | Natural Gas | Gas Boiler - High Turndown Burner | A | Purchases (Cumulative) | Achievable Economic RVT Potential | 0 | 0 | 0 | 0 | 0 | 0 | 0 | 0 | 0 | 0 | 0 | 0 | 0 | 0 | 0 | 0 | 0 | 0 | 0 | 0 | 0 | 0 | 0 | 0 | 0 | 0 | 0
F1_Commercial_Interruptible - Miscellaneous_New_Space Heating_Natural Gas_Gas Boiler - Burner Control Optimization_A_Achievable Economic RVT Potential | F1 | Commercial | Interruptible - Miscellaneous | New | Space Heating | Natural Gas | Gas Boiler - Burner Control Optimization | A | Integrated Unit Energy Savings (kWh or therms) | Achievable Economic RVT Potential | 0 | 0 | 0 | 0 | 0 | 0 | 0 | 0 | 0 | 0 | 0 | 0 | 0 | 0 | 0 | 0 | 0 | 0 | 0 | 0 | 0 | 0 | 0 | 0 | 0 | 0 | 0
F2_Commercial_Interruptible - Miscellaneous_New_Space Heating_Natural Gas_Gas Boiler - Burner Control Optimization_A_Achievable Economic RVT Potential | F2 | Commercial | Interruptible - Miscellaneous | New | Space Heating | Natural Gas | Gas Boiler - Burner Control Optimization | A | Integrated Unit Summer Peak Savings (kW) | Achievable Economic RVT Potential | 0 | 0 | 0 | 0 | 0 | 0 | 0 | 0 | 0 | 0 | 0 | 0 | 0 | 0 | 0 | 0 | 0 | 0 | 0 | 0 | 0 | 0 | 0 | 0 | 0 | 0 | 0
F3_Commercial_Interruptible - Miscellaneous_New_Space Heating_Natural Gas_Gas Boiler - Burner Control Optimization_A_Achievable Economic RVT Potential | F3 | Commercial | Interruptible - Miscellaneous | New | Space Heating | Natural Gas | Gas Boiler - Burner Control Optimization | A | Integrated Unit Winter Peak Savings (kW) | Achievable Economic RVT Potential | 0 | 0 | 0 | 0 | 0 | 0 | 0 | 0 | 0 | 0 | 0 | 0 | 0 | 0 | 0 | 0 | 0 | 0 | 0 | 0 | 0 | 0 | 0 | 0 | 0 | 0 | 0
F4_Commercial_Interruptible - Miscellaneous_New_Space Heating_Natural Gas_Gas Boiler - Burner Control Optimization_A_Achievable Economic RVT Potential | F4 | Commercial | Interruptible - Miscellaneous | New | Space Heating | Natural Gas | Gas Boiler - Burner Control Optimization | A | Incremental Energy Savings (MWh or mTherms) | Achievable Economic RVT Potential | 0 | 0 | 0 | 0 | 0 | 0 | 0 | 0 | 0 | 0 | 0 | 0 | 0 | 0 | 0 | 0 | 0 | 0 | 0 | 0 | 0 | 0 | 0 | 0 | 0 | 0 | 0
F5_Commercial_Interruptible - Miscellaneous_New_Space Heating_Natural Gas_Gas Boiler - Burner Control Optimization_A_Achievable Economic RVT Potential | F5 | Commercial | Interruptible - Miscellaneous | New | Space Heating | Natural Gas | Gas Boiler - Burner Control Optimization | A | Incremental Summer Peak Savings (MW) | Achievable Economic RVT Potential | 0 | 0 | 0 | 0 | 0 | 0 | 0 | 0 | 0 | 0 | 0 | 0 | 0 | 0 | 0 | 0 | 0 | 0 | 0 | 0 | 0 | 0 | 0 | 0 | 0 | 0 | 0
F6_Commercial_Interruptible - Miscellaneous_New_Space Heating_Natural Gas_Gas Boiler - Burner Control Optimization_A_Achievable Economic RVT Potential | F6 | Commercial | Interruptible - Miscellaneous | New | Space Heating | Natural Gas | Gas Boiler - Burner Control Optimization | A | Incremental Winter Peak Savings (MW) | Achievable Economic RVT Potential | 0 | 0 | 0 | 0 | 0 | 0 | 0 | 0 | 0 | 0 | 0 | 0 | 0 | 0 | 0 | 0 | 0 | 0 | 0 | 0 | 0 | 0 | 0 | 0 | 0 | 0 | 0
F7_Commercial_Interruptible - Miscellaneous_New_Space Heating_Natural Gas_Gas Boiler - Burner Control Optimization_A_Achievable Economic RVT Potential | F7 | Commercial | Interruptible - Miscellaneous | New | Space Heating | Natural Gas | Gas Boiler - Burner Control Optimization | A | Cumulative Energy Savings (MWh or mTherms) | Achievable Economic RVT Potential | 0 | 0 | 0 | 0 | 0 | 0 | 0 | 0 | 0 | 0 | 0 | 0 | 0 | 0 | 0 | 0 | 0 | 0 | 0 | 0 | 0 | 0 | 0 | 0 | 0 | 0 | 0
F8_Commercial_Interruptible - Miscellaneous_New_Space Heating_Natural Gas_Gas Boiler - Burner Control Optimization_A_Achievable Economic RVT Potential | F8 | Commercial | Interruptible - Miscellaneous | New | Space Heating | Natural Gas | Gas Boiler - Burner Control Optimization | A | Cumulative Summer Peak Savings (MW) | Achievable Economic RVT Potential | 0 | 0 | 0 | 0 | 0 | 0 | 0 | 0 | 0 | 0 | 0 | 0 | 0 | 0 | 0 | 0 | 0 | 0 | 0 | 0 | 0 | 0 | 0 | 0 | 0 | 0 | 0
F9_Commercial_Interruptible - Miscellaneous_New_Space Heating_Natural Gas_Gas Boiler - Burner Control Optimization_A_Achievable Economic RVT Potential | F9 | Commercial | Interruptible - Miscellaneous | New | Space Heating | Natural Gas | Gas Boiler - Burner Control Optimization | A | Cumulative Winter Peak Savings (MW) | Achievable Economic RVT Potential | 0 | 0 | 0 | 0 | 0 | 0 | 0 | 0 | 0 | 0 | 0 | 0 | 0 | 0 | 0 | 0 | 0 | 0 | 0 | 0 | 0 | 0 | 0 | 0 | 0 | 0 | 0
F10_Commercial_Interruptible - Miscellaneous_New_Space Heating_Natural Gas_Gas Boiler - Burner Control Optimization_A_Achievable Economic RVT Potential | F10 | Commercial | Interruptible - Miscellaneous | New | Space Heating | Natural Gas | Gas Boiler - Burner Control Optimization | A | Purchases (Incremental) | Achievable Economic RVT Potential | 0 | 0 | 0 | 0 | 0 | 0 | 0 | 0 | 0 | 0 | 0 | 0 | 0 | 0 | 0 | 0 | 0 | 0 | 0 | 0 | 0 | 0 | 0 | 0 | 0 | 0 | 0
F11_Commercial_Interruptible - Miscellaneous_New_Space Heating_Natural Gas_Gas Boiler - Burner Control Optimization_A_Achievable Economic RVT Potential | F11 | Commercial | Interruptible - Miscellaneous | New | Space Heating | Natural Gas | Gas Boiler - Burner Control Optimization | A | Purchases (Cumulative) | Achievable Economic RVT Potential | 0 | 0 | 0 | 0 | 0 | 0 | 0 | 0 | 0 | 0 | 0 | 0 | 0 | 0 | 0 | 0 | 0 | 0 | 0 | 0 | 0 | 0 | 0 | 0 | 0 | 0 | 0
F1_Commercial_Interruptible - Miscellaneous_New_Space Heating_Natural Gas_Gas Boiler - Stack Economizer_A_Achievable Economic RVT Potential | F1 | Commercial | Interruptible - Miscellaneous | New | Space Heating | Natural Gas | Gas Boiler - Stack Economizer | A | Integrated Unit Energy Savings (kWh or therms) | Achievable Economic RVT Potential | 0 | 0 | 0 | 0 | 0 | 0 | 0 | 0 | 0 | 0 | 0 | 0 | 0 | 0 | 0 | 0 | 0 | 0 | 0 | 0 | 0 | 0 | 0 | 0 | 0 | 0 | 0
F2_Commercial_Interruptible - Miscellaneous_New_Space Heating_Natural Gas_Gas Boiler - Stack Economizer_A_Achievable Economic RVT Potential | F2 | Commercial | Interruptible - Miscellaneous | New | Space Heating | Natural Gas | Gas Boiler - Stack Economizer | A | Integrated Unit Summer Peak Savings (kW) | Achievable Economic RVT Potential | 0 | 0 | 0 | 0 | 0 | 0 | 0 | 0 | 0 | 0 | 0 | 0 | 0 | 0 | 0 | 0 | 0 | 0 | 0 | 0 | 0 | 0 | 0 | 0 | 0 | 0 | 0
F3_Commercial_Interruptible - Miscellaneous_New_Space Heating_Natural Gas_Gas Boiler - Stack Economizer_A_Achievable Economic RVT Potential | F3 | Commercial | Interruptible - Miscellaneous | New | Space Heating | Natural Gas | Gas Boiler - Stack Economizer | A | Integrated Unit Winter Peak Savings (kW) | Achievable Economic RVT Potential | 0 | 0 | 0 | 0 | 0 | 0 | 0 | 0 | 0 | 0 | 0 | 0 | 0 | 0 | 0 | 0 | 0 | 0 | 0 | 0 | 0 | 0 | 0 | 0 | 0 | 0 | 0
F4_Commercial_Interruptible - Miscellaneous_New_Space Heating_Natural Gas_Gas Boiler - Stack Economizer_A_Achievable Economic RVT Potential | F4 | Commercial | Interruptible - Miscellaneous | New | Space Heating | Natural Gas | Gas Boiler - Stack Economizer | A | Incremental Energy Savings (MWh or mTherms) | Achievable Economic RVT Potential | 0 | 0 | 0 | 0 | 0 | 0 | 0 | 0 | 0 | 0 | 0 | 0 | 0 | 0 | 0 | 0 | 0 | 0 | 0 | 0 | 0 | 0 | 0 | 0 | 0 | 0 | 0
F5_Commercial_Interruptible - Miscellaneous_New_Space Heating_Natural Gas_Gas Boiler - Stack Economizer_A_Achievable Economic RVT Potential | F5 | Commercial | Interruptible - Miscellaneous | New | Space Heating | Natural Gas | Gas Boiler - Stack Economizer | A | Incremental Summer Peak Savings (MW) | Achievable Economic RVT Potential | 0 | 0 | 0 | 0 | 0 | 0 | 0 | 0 | 0 | 0 | 0 | 0 | 0 | 0 | 0 | 0 | 0 | 0 | 0 | 0 | 0 | 0 | 0 | 0 | 0 | 0 | 0
F6_Commercial_Interruptible - Miscellaneous_New_Space Heating_Natural Gas_Gas Boiler - Stack Economizer_A_Achievable Economic RVT Potential | F6 | Commercial | Interruptible - Miscellaneous | New | Space Heating | Natural Gas | Gas Boiler - Stack Economizer | A | Incremental Winter Peak Savings (MW) | Achievable Economic RVT Potential | 0 | 0 | 0 | 0 | 0 | 0 | 0 | 0 | 0 | 0 | 0 | 0 | 0 | 0 | 0 | 0 | 0 | 0 | 0 | 0 | 0 | 0 | 0 | 0 | 0 | 0 | 0
F7_Commercial_Interruptible - Miscellaneous_New_Space Heating_Natural Gas_Gas Boiler - Stack Economizer_A_Achievable Economic RVT Potential | F7 | Commercial | Interruptible - Miscellaneous | New | Space Heating | Natural Gas | Gas Boiler - Stack Economizer | A | Cumulative Energy Savings (MWh or mTherms) | Achievable Economic RVT Potential | 0 | 0 | 0 | 0 | 0 | 0 | 0 | 0 | 0 | 0 | 0 | 0 | 0 | 0 | 0 | 0 | 0 | 0 | 0 | 0 | 0 | 0 | 0 | 0 | 0 | 0 | 0
F8_Commercial_Interruptible - Miscellaneous_New_Space Heating_Natural Gas_Gas Boiler - Stack Economizer_A_Achievable Economic RVT Potential | F8 | Commercial | Interruptible - Miscellaneous | New | Space Heating | Natural Gas | Gas Boiler - Stack Economizer | A | Cumulative Summer Peak Savings (MW) | Achievable Economic RVT Potential | 0 | 0 | 0 | 0 | 0 | 0 | 0 | 0 | 0 | 0 | 0 | 0 | 0 | 0 | 0 | 0 | 0 | 0 | 0 | 0 | 0 | 0 | 0 | 0 | 0 | 0 | 0
F9_Commercial_Interruptible - Miscellaneous_New_Space Heating_Natural Gas_Gas Boiler - Stack Economizer_A_Achievable Economic RVT Potential | F9 | Commercial | Interruptible - Miscellaneous | New | Space Heating | Natural Gas | Gas Boiler - Stack Economizer | A | Cumulative Winter Peak Savings (MW) | Achievable Economic RVT Potential | 0 | 0 | 0 | 0 | 0 | 0 | 0 | 0 | 0 | 0 | 0 | 0 | 0 | 0 | 0 | 0 | 0 | 0 | 0 | 0 | 0 | 0 | 0 | 0 | 0 | 0 | 0
F10_Commercial_Interruptible - Miscellaneous_New_Space Heating_Natural Gas_Gas Boiler - Stack Economizer_A_Achievable Economic RVT Potential | F10 | Commercial | Interruptible - Miscellaneous | New | Space Heating | Natural Gas | Gas Boiler - Stack Economizer | A | Purchases (Incremental) | Achievable Economic RVT Potential | 0 | 0 | 0 | 0 | 0 | 0 | 0 | 0 | 0 | 0 | 0 | 0 | 0 | 0 | 0 | 0 | 0 | 0 | 0 | 0 | 0 | 0 | 0 | 0 | 0 | 0 | 0
F11_Commercial_Interruptible - Miscellaneous_New_Space Heating_Natural Gas_Gas Boiler - Stack Economizer_A_Achievable Economic RVT Potential | F11 | Commercial | Interruptible - Miscellaneous | New | Space Heating | Natural Gas | Gas Boiler - Stack Economizer | A | Purchases (Cumulative) | Achievable Economic RVT Potential | 0 | 0 | 0 | 0 | 0 | 0 | 0 | 0 | 0 | 0 | 0 | 0 | 0 | 0 | 0 | 0 | 0 | 0 | 0 | 0 | 0 | 0 | 0 | 0 | 0 | 0 | 0
F1_Commercial_Interruptible - Miscellaneous_New_Space Heating_Natural Gas_Gas Boiler - Thermostatic Radiator Valves_A_Achievable Economic RVT Potential | F1 | Commercial | Interruptible - Miscellaneous | New | Space Heating | Natural Gas | Gas Boiler - Thermostatic Radiator Valves | A | Integrated Unit Energy Savings (kWh or therms) | Achievable Economic RVT Potential | 0 | 0 | 0 | 0 | 0 | 0 | 0 | 0 | 0 | 0 | 0 | 0 | 0 | 0 | 0 | 0 | 0 | 0 | 0 | 0 | 0 | 0 | 0 | 0 | 0 | 0 | 0
F2_Commercial_Interruptible - Miscellaneous_New_Space Heating_Natural Gas_Gas Boiler - Thermostatic Radiator Valves_A_Achievable Economic RVT Potential | F2 | Commercial | Interruptible - Miscellaneous | New | Space Heating | Natural Gas | Gas Boiler - Thermostatic Radiator Valves | A | Integrated Unit Summer Peak Savings (kW) | Achievable Economic RVT Potential | 0 | 0 | 0 | 0 | 0 | 0 | 0 | 0 | 0 | 0 | 0 | 0 | 0 | 0 | 0 | 0 | 0 | 0 | 0 | 0 | 0 | 0 | 0 | 0 | 0 | 0 | 0
F3_Commercial_Interruptible - Miscellaneous_New_Space Heating_Natural Gas_Gas Boiler - Thermostatic Radiator Valves_A_Achievable Economic RVT Potential | F3 | Commercial | Interruptible - Miscellaneous | New | Space Heating | Natural Gas | Gas Boiler - Thermostatic Radiator Valves | A | Integrated Unit Winter Peak Savings (kW) | Achievable Economic RVT Potential | 0 | 0 | 0 | 0 | 0 | 0 | 0 | 0 | 0 | 0 | 0 | 0 | 0 | 0 | 0 | 0 | 0 | 0 | 0 | 0 | 0 | 0 | 0 | 0 | 0 | 0 | 0
F4_Commercial_Interruptible - Miscellaneous_New_Space Heating_Natural Gas_Gas Boiler - Thermostatic Radiator Valves_A_Achievable Economic RVT Potential | F4 | Commercial | Interruptible - Miscellaneous | New | Space Heating | Natural Gas | Gas Boiler - Thermostatic Radiator Valves | A | Incremental Energy Savings (MWh or mTherms) | Achievable Economic RVT Potential | 0 | 0 | 0 | 0 | 0 | 0 | 0 | 0 | 0 | 0 | 0 | 0 | 0 | 0 | 0 | 0 | 0 | 0 | 0 | 0 | 0 | 0 | 0 | 0 | 0 | 0 | 0
F5_Commercial_Interruptible - Miscellaneous_New_Space Heating_Natural Gas_Gas Boiler - Thermostatic Radiator Valves_A_Achievable Economic RVT Potential | F5 | Commercial | Interruptible - Miscellaneous | New | Space Heating | Natural Gas | Gas Boiler - Thermostatic Radiator Valves | A | Incremental Summer Peak Savings (MW) | Achievable Economic RVT Potential | 0 | 0 | 0 | 0 | 0 | 0 | 0 | 0 | 0 | 0 | 0 | 0 | 0 | 0 | 0 | 0 | 0 | 0 | 0 | 0 | 0 | 0 | 0 | 0 | 0 | 0 | 0
F6_Commercial_Interruptible - Miscellaneous_New_Space Heating_Natural Gas_Gas Boiler - Thermostatic Radiator Valves_A_Achievable Economic RVT Potential | F6 | Commercial | Interruptible - Miscellaneous | New | Space Heating | Natural Gas | Gas Boiler - Thermostatic Radiator Valves | A | Incremental Winter Peak Savings (MW) | Achievable Economic RVT Potential | 0 | 0 | 0 | 0 | 0 | 0 | 0 | 0 | 0 | 0 | 0 | 0 | 0 | 0 | 0 | 0 | 0 | 0 | 0 | 0 | 0 | 0 | 0 | 0 | 0 | 0 | 0
F7_Commercial_Interruptible - Miscellaneous_New_Space Heating_Natural Gas_Gas Boiler - Thermostatic Radiator Valves_A_Achievable Economic RVT Potential | F7 | Commercial | Interruptible - Miscellaneous | New | Space Heating | Natural Gas | Gas Boiler - Thermostatic Radiator Valves | A | Cumulative Energy Savings (MWh or mTherms) | Achievable Economic RVT Potential | 0 | 0 | 0 | 0 | 0 | 0 | 0 | 0 | 0 | 0 | 0 | 0 | 0 | 0 | 0 | 0 | 0 | 0 | 0 | 0 | 0 | 0 | 0 | 0 | 0 | 0 | 0
F8_Commercial_Interruptible - Miscellaneous_New_Space Heating_Natural Gas_Gas Boiler - Thermostatic Radiator Valves_A_Achievable Economic RVT Potential | F8 | Commercial | Interruptible - Miscellaneous | New | Space Heating | Natural Gas | Gas Boiler - Thermostatic Radiator Valves | A | Cumulative Summer Peak Savings (MW) | Achievable Economic RVT Potential | 0 | 0 | 0 | 0 | 0 | 0 | 0 | 0 | 0 | 0 | 0 | 0 | 0 | 0 | 0 | 0 | 0 | 0 | 0 | 0 | 0 | 0 | 0 | 0 | 0 | 0 | 0
F9_Commercial_Interruptible - Miscellaneous_New_Space Heating_Natural Gas_Gas Boiler - Thermostatic Radiator Valves_A_Achievable Economic RVT Potential | F9 | Commercial | Interruptible - Miscellaneous | New | Space Heating | Natural Gas | Gas Boiler - Thermostatic Radiator Valves | A | Cumulative Winter Peak Savings (MW) | Achievable Economic RVT Potential | 0 | 0 | 0 | 0 | 0 | 0 | 0 | 0 | 0 | 0 | 0 | 0 | 0 | 0 | 0 | 0 | 0 | 0 | 0 | 0 | 0 | 0 | 0 | 0 | 0 | 0 | 0
F10_Commercial_Interruptible - Miscellaneous_New_Space Heating_Natural Gas_Gas Boiler - Thermostatic Radiator Valves_A_Achievable Economic RVT Potential | F10 | Commercial | Interruptible - Miscellaneous | New | Space Heating | Natural Gas | Gas Boiler - Thermostatic Radiator Valves | A | Purchases (Incremental) | Achievable Economic RVT Potential | 0 | 0 | 0 | 0 | 0 | 0 | 0 | 0 | 0 | 0 | 0 | 0 | 0 | 0 | 0 | 0 | 0 | 0 | 0 | 0 | 0 | 0 | 0 | 0 | 0 | 0 | 0
F11_Commercial_Interruptible - Miscellaneous_New_Space Heating_Natural Gas_Gas Boiler - Thermostatic Radiator Valves_A_Achievable Economic RVT Potential | F11 | Commercial | Interruptible - Miscellaneous | New | Space Heating | Natural Gas | Gas Boiler - Thermostatic Radiator Valves | A | Purchases (Cumulative) | Achievable Economic RVT Potential | 0 | 0 | 0 | 0 | 0 | 0 | 0 | 0 | 0 | 0 | 0 | 0 | 0 | 0 | 0 | 0 | 0 | 0 | 0 | 0 | 0 | 0 | 0 | 0 | 0 | 0 | 0
F1_Commercial_Interruptible - Miscellaneous_New_Space Heating_Natural Gas_HVAC - Shut Off Damper_A_Achievable Economic RVT Potential | F1 | Commercial | Interruptible - Miscellaneous | New | Space Heating | Natural Gas | HVAC - Shut Off Damper | A | Integrated Unit Energy Savings (kWh or therms) | Achievable Economic RVT Potential | 0 | 0 | 0 | 0 | 0 | 0 | 0 | 0 | 0 | 0 | 0 | 0 | 0 | 0 | 0 | 0 | 0 | 0 | 0 | 0 | 0 | 0 | 0 | 0 | 0 | 0 | 0
F2_Commercial_Interruptible - Miscellaneous_New_Space Heating_Natural Gas_HVAC - Shut Off Damper_A_Achievable Economic RVT Potential | F2 | Commercial | Interruptible - Miscellaneous | New | Space Heating | Natural Gas | HVAC - Shut Off Damper | A | Integrated Unit Summer Peak Savings (kW) | Achievable Economic RVT Potential | 0 | 0 | 0 | 0 | 0 | 0 | 0 | 0 | 0 | 0 | 0 | 0 | 0 | 0 | 0 | 0 | 0 | 0 | 0 | 0 | 0 | 0 | 0 | 0 | 0 | 0 | 0
F3_Commercial_Interruptible - Miscellaneous_New_Space Heating_Natural Gas_HVAC - Shut Off Damper_A_Achievable Economic RVT Potential | F3 | Commercial | Interruptible - Miscellaneous | New | Space Heating | Natural Gas | HVAC - Shut Off Damper | A | Integrated Unit Winter Peak Savings (kW) | Achievable Economic RVT Potential | 0 | 0 | 0 | 0 | 0 | 0 | 0 | 0 | 0 | 0 | 0 | 0 | 0 | 0 | 0 | 0 | 0 | 0 | 0 | 0 | 0 | 0 | 0 | 0 | 0 | 0 | 0
F4_Commercial_Interruptible - Miscellaneous_New_Space Heating_Natural Gas_HVAC - Shut Off Damper_A_Achievable Economic RVT Potential | F4 | Commercial | Interruptible - Miscellaneous | New | Space Heating | Natural Gas | HVAC - Shut Off Damper | A | Incremental Energy Savings (MWh or mTherms) | Achievable Economic RVT Potential | 0 | 0 | 0 | 0 | 0 | 0 | 0 | 0 | 0 | 0 | 0 | 0 | 0 | 0 | 0 | 0 | 0 | 0 | 0 | 0 | 0 | 0 | 0 | 0 | 0 | 0 | 0
F5_Commercial_Interruptible - Miscellaneous_New_Space Heating_Natural Gas_HVAC - Shut Off Damper_A_Achievable Economic RVT Potential | F5 | Commercial | Interruptible - Miscellaneous | New | Space Heating | Natural Gas | HVAC - Shut Off Damper | A | Incremental Summer Peak Savings (MW) | Achievable Economic RVT Potential | 0 | 0 | 0 | 0 | 0 | 0 | 0 | 0 | 0 | 0 | 0 | 0 | 0 | 0 | 0 | 0 | 0 | 0 | 0 | 0 | 0 | 0 | 0 | 0 | 0 | 0 | 0
F6_Commercial_Interruptible - Miscellaneous_New_Space Heating_Natural Gas_HVAC - Shut Off Damper_A_Achievable Economic RVT Potential | F6 | Commercial | Interruptible - Miscellaneous | New | Space Heating | Natural Gas | HVAC - Shut Off Damper | A | Incremental Winter Peak Savings (MW) | Achievable Economic RVT Potential | 0 | 0 | 0 | 0 | 0 | 0 | 0 | 0 | 0 | 0 | 0 | 0 | 0 | 0 | 0 | 0 | 0 | 0 | 0 | 0 | 0 | 0 | 0 | 0 | 0 | 0 | 0
F7_Commercial_Interruptible - Miscellaneous_New_Space Heating_Natural Gas_HVAC - Shut Off Damper_A_Achievable Economic RVT Potential | F7 | Commercial | Interruptible - Miscellaneous | New | Space Heating | Natural Gas | HVAC - Shut Off Damper | A | Cumulative Energy Savings (MWh or mTherms) | Achievable Economic RVT Potential | 0 | 0 | 0 | 0 | 0 | 0 | 0 | 0 | 0 | 0 | 0 | 0 | 0 | 0 | 0 | 0 | 0 | 0 | 0 | 0 | 0 | 0 | 0 | 0 | 0 | 0 | 0
F8_Commercial_Interruptible - Miscellaneous_New_Space Heating_Natural Gas_HVAC - Shut Off Damper_A_Achievable Economic RVT Potential | F8 | Commercial | Interruptible - Miscellaneous | New | Space Heating | Natural Gas | HVAC - Shut Off Damper | A | Cumulative Summer Peak Savings (MW) | Achievable Economic RVT Potential | 0 | 0 | 0 | 0 | 0 | 0 | 0 | 0 | 0 | 0 | 0 | 0 | 0 | 0 | 0 | 0 | 0 | 0 | 0 | 0 | 0 | 0 | 0 | 0 | 0 | 0 | 0
F9_Commercial_Interruptible - Miscellaneous_New_Space Heating_Natural Gas_HVAC - Shut Off Damper_A_Achievable Economic RVT Potential | F9 | Commercial | Interruptible - Miscellaneous | New | Space Heating | Natural Gas | HVAC - Shut Off Damper | A | Cumulative Winter Peak Savings (MW) | Achievable Economic RVT Potential | 0 | 0 | 0 | 0 | 0 | 0 | 0 | 0 | 0 | 0 | 0 | 0 | 0 | 0 | 0 | 0 | 0 | 0 | 0 | 0 | 0 | 0 | 0 | 0 | 0 | 0 | 0
F10_Commercial_Interruptible - Miscellaneous_New_Space Heating_Natural Gas_HVAC - Shut Off Damper_A_Achievable Economic RVT Potential | F10 | Commercial | Interruptible - Miscellaneous | New | Space Heating | Natural Gas | HVAC - Shut Off Damper | A | Purchases (Incremental) | Achievable Economic RVT Potential | 0 | 0 | 0 | 0 | 0 | 0 | 0 | 0 | 0 | 0 | 0 | 0 | 0 | 0 | 0 | 0 | 0 | 0 | 0 | 0 | 0 | 0 | 0 | 0 | 0 | 0 | 0
F11_Commercial_Interruptible - Miscellaneous_New_Space Heating_Natural Gas_HVAC - Shut Off Damper_A_Achievable Economic RVT Potential | F11 | Commercial | Interruptible - Miscellaneous | New | Space Heating | Natural Gas | HVAC - Shut Off Damper | A | Purchases (Cumulative) | Achievable Economic RVT Potential | 0 | 0 | 0 | 0 | 0 | 0 | 0 | 0 | 0 | 0 | 0 | 0 | 0 | 0 | 0 | 0 | 0 | 0 | 0 | 0 | 0 | 0 | 0 | 0 | 0 | 0 | 0
F1_Commercial_Interruptible - Miscellaneous_New_Space Heating_Natural Gas_Gas Furnace - Tube Inserts_A_Achievable Economic RVT Potential | F1 | Commercial | Interruptible - Miscellaneous | New | Space Heating | Natural Gas | Gas Furnace - Tube Inserts | A | Integrated Unit Energy Savings (kWh or therms) | Achievable Economic RVT Potential | 0 | 0 | 0 | 0 | 0 | 0 | 0 | 0 | 0 | 0 | 0 | 0 | 0 | 0 | 0 | 0 | 0 | 0 | 0 | 0 | 0 | 0 | 0 | 0 | 0 | 0 | 0
F2_Commercial_Interruptible - Miscellaneous_New_Space Heating_Natural Gas_Gas Furnace - Tube Inserts_A_Achievable Economic RVT Potential | F2 | Commercial | Interruptible - Miscellaneous | New | Space Heating | Natural Gas | Gas Furnace - Tube Inserts | A | Integrated Unit Summer Peak Savings (kW) | Achievable Economic RVT Potential | 0 | 0 | 0 | 0 | 0 | 0 | 0 | 0 | 0 | 0 | 0 | 0 | 0 | 0 | 0 | 0 | 0 | 0 | 0 | 0 | 0 | 0 | 0 | 0 | 0 | 0 | 0
F3_Commercial_Interruptible - Miscellaneous_New_Space Heating_Natural Gas_Gas Furnace - Tube Inserts_A_Achievable Economic RVT Potential | F3 | Commercial | Interruptible - Miscellaneous | New | Space Heating | Natural Gas | Gas Furnace - Tube Inserts | A | Integrated Unit Winter Peak Savings (kW) | Achievable Economic RVT Potential | 0 | 0 | 0 | 0 | 0 | 0 | 0 | 0 | 0 | 0 | 0 | 0 | 0 | 0 | 0 | 0 | 0 | 0 | 0 | 0 | 0 | 0 | 0 | 0 | 0 | 0 | 0
F4_Commercial_Interruptible - Miscellaneous_New_Space Heating_Natural Gas_Gas Furnace - Tube Inserts_A_Achievable Economic RVT Potential | F4 | Commercial | Interruptible - Miscellaneous | New | Space Heating | Natural Gas | Gas Furnace - Tube Inserts | A | Incremental Energy Savings (MWh or mTherms) | Achievable Economic RVT Potential | 0 | 0 | 0 | 0 | 0 | 0 | 0 | 0 | 0 | 0 | 0 | 0 | 0 | 0 | 0 | 0 | 0 | 0 | 0 | 0 | 0 | 0 | 0 | 0 | 0 | 0 | 0
F5_Commercial_Interruptible - Miscellaneous_New_Space Heating_Natural Gas_Gas Furnace - Tube Inserts_A_Achievable Economic RVT Potential | F5 | Commercial | Interruptible - Miscellaneous | New | Space Heating | Natural Gas | Gas Furnace - Tube Inserts | A | Incremental Summer Peak Savings (MW) | Achievable Economic RVT Potential | 0 | 0 | 0 | 0 | 0 | 0 | 0 | 0 | 0 | 0 | 0 | 0 | 0 | 0 | 0 | 0 | 0 | 0 | 0 | 0 | 0 | 0 | 0 | 0 | 0 | 0 | 0
F6_Commercial_Interruptible - Miscellaneous_New_Space Heating_Natural Gas_Gas Furnace - Tube Inserts_A_Achievable Economic RVT Potential | F6 | Commercial | Interruptible - Miscellaneous | New | Space Heating | Natural Gas | Gas Furnace - Tube Inserts | A | Incremental Winter Peak Savings (MW) | Achievable Economic RVT Potential | 0 | 0 | 0 | 0 | 0 | 0 | 0 | 0 | 0 | 0 | 0 | 0 | 0 | 0 | 0 | 0 | 0 | 0 | 0 | 0 | 0 | 0 | 0 | 0 | 0 | 0 | 0
F7_Commercial_Interruptible - Miscellaneous_New_Space Heating_Natural Gas_Gas Furnace - Tube Inserts_A_Achievable Economic RVT Potential | F7 | Commercial | Interruptible - Miscellaneous | New | Space Heating | Natural Gas | Gas Furnace - Tube Inserts | A | Cumulative Energy Savings (MWh or mTherms) | Achievable Economic RVT Potential | 0 | 0 | 0 | 0 | 0 | 0 | 0 | 0 | 0 | 0 | 0 | 0 | 0 | 0 | 0 | 0 | 0 | 0 | 0 | 0 | 0 | 0 | 0 | 0 | 0 | 0 | 0
F8_Commercial_Interruptible - Miscellaneous_New_Space Heating_Natural Gas_Gas Furnace - Tube Inserts_A_Achievable Economic RVT Potential | F8 | Commercial | Interruptible - Miscellaneous | New | Space Heating | Natural Gas | Gas Furnace - Tube Inserts | A | Cumulative Summer Peak Savings (MW) | Achievable Economic RVT Potential | 0 | 0 | 0 | 0 | 0 | 0 | 0 | 0 | 0 | 0 | 0 | 0 | 0 | 0 | 0 | 0 | 0 | 0 | 0 | 0 | 0 | 0 | 0 | 0 | 0 | 0 | 0
F9_Commercial_Interruptible - Miscellaneous_New_Space Heating_Natural Gas_Gas Furnace - Tube Inserts_A_Achievable Economic RVT Potential | F9 | Commercial | Interruptible - Miscellaneous | New | Space Heating | Natural Gas | Gas Furnace - Tube Inserts | A | Cumulative Winter Peak Savings (MW) | Achievable Economic RVT Potential | 0 | 0 | 0 | 0 | 0 | 0 | 0 | 0 | 0 | 0 | 0 | 0 | 0 | 0 | 0 | 0 | 0 | 0 | 0 | 0 | 0 | 0 | 0 | 0 | 0 | 0 | 0
F10_Commercial_Interruptible - Miscellaneous_New_Space Heating_Natural Gas_Gas Furnace - Tube Inserts_A_Achievable Economic RVT Potential | F10 | Commercial | Interruptible - Miscellaneous | New | Space Heating | Natural Gas | Gas Furnace - Tube Inserts | A | Purchases (Incremental) | Achievable Economic RVT Potential | 0 | 0 | 0 | 0 | 0 | 0 | 0 | 0 | 0 | 0 | 0 | 0 | 0 | 0 | 0 | 0 | 0 | 0 | 0 | 0 | 0 | 0 | 0 | 0 | 0 | 0 | 0
F11_Commercial_Interruptible - Miscellaneous_New_Space Heating_Natural Gas_Gas Furnace - Tube Inserts_A_Achievable Economic RVT Potential | F11 | Commercial | Interruptible - Miscellaneous | New | Space Heating | Natural Gas | Gas Furnace - Tube Inserts | A | Purchases (Cumulative) | Achievable Economic RVT Potential | 0 | 0 | 0 | 0 | 0 | 0 | 0 | 0 | 0 | 0 | 0 | 0 | 0 | 0 | 0 | 0 | 0 | 0 | 0 | 0 | 0 | 0 | 0 | 0 | 0 | 0 | 0
F1_Commercial_Interruptible - Miscellaneous_New_Space Heating_Natural Gas_Gas Boiler - Insulate Steam Lines/Condensate Tank_A_Achievable Economic RVT Potential | F1 | Commercial | Interruptible - Miscellaneous | New | Space Heating | Natural Gas | Gas Boiler - Insulate Steam Lines/Condensate Tank | A | Integrated Unit Energy Savings (kWh or therms) | Achievable Economic RVT Potential | 0 | 0 | 0 | 0 | 0 | 0 | 0 | 0 | 0 | 0 | 0 | 0 | 0 | 0 | 0 | 0 | 0 | 0 | 0 | 0 | 0 | 0 | 0 | 0 | 0 | 0 | 0
F2_Commercial_Interruptible - Miscellaneous_New_Space Heating_Natural Gas_Gas Boiler - Insulate Steam Lines/Condensate Tank_A_Achievable Economic RVT Potential | F2 | Commercial | Interruptible - Miscellaneous | New | Space Heating | Natural Gas | Gas Boiler - Insulate Steam Lines/Condensate Tank | A | Integrated Unit Summer Peak Savings (kW) | Achievable Economic RVT Potential | 0 | 0 | 0 | 0 | 0 | 0 | 0 | 0 | 0 | 0 | 0 | 0 | 0 | 0 | 0 | 0 | 0 | 0 | 0 | 0 | 0 | 0 | 0 | 0 | 0 | 0 | 0
F3_Commercial_Interruptible - Miscellaneous_New_Space Heating_Natural Gas_Gas Boiler - Insulate Steam Lines/Condensate Tank_A_Achievable Economic RVT Potential | F3 | Commercial | Interruptible - Miscellaneous | New | Space Heating | Natural Gas | Gas Boiler - Insulate Steam Lines/Condensate Tank | A | Integrated Unit Winter Peak Savings (kW) | Achievable Economic RVT Potential | 0 | 0 | 0 | 0 | 0 | 0 | 0 | 0 | 0 | 0 | 0 | 0 | 0 | 0 | 0 | 0 | 0 | 0 | 0 | 0 | 0 | 0 | 0 | 0 | 0 | 0 | 0
F4_Commercial_Interruptible - Miscellaneous_New_Space Heating_Natural Gas_Gas Boiler - Insulate Steam Lines/Condensate Tank_A_Achievable Economic RVT Potential | F4 | Commercial | Interruptible - Miscellaneous | New | Space Heating | Natural Gas | Gas Boiler - Insulate Steam Lines/Condensate Tank | A | Incremental Energy Savings (MWh or mTherms) | Achievable Economic RVT Potential | 0 | 0 | 0 | 0 | 0 | 0 | 0 | 0 | 0 | 0 | 0 | 0 | 0 | 0 | 0 | 0 | 0 | 0 | 0 | 0 | 0 | 0 | 0 | 0 | 0 | 0 | 0
F5_Commercial_Interruptible - Miscellaneous_New_Space Heating_Natural Gas_Gas Boiler - Insulate Steam Lines/Condensate Tank_A_Achievable Economic RVT Potential | F5 | Commercial | Interruptible - Miscellaneous | New | Space Heating | Natural Gas | Gas Boiler - Insulate Steam Lines/Condensate Tank | A | Incremental Summer Peak Savings (MW) | Achievable Economic RVT Potential | 0 | 0 | 0 | 0 | 0 | 0 | 0 | 0 | 0 | 0 | 0 | 0 | 0 | 0 | 0 | 0 | 0 | 0 | 0 | 0 | 0 | 0 | 0 | 0 | 0 | 0 | 0
F6_Commercial_Interruptible - Miscellaneous_New_Space Heating_Natural Gas_Gas Boiler - Insulate Steam Lines/Condensate Tank_A_Achievable Economic RVT Potential | F6 | Commercial | Interruptible - Miscellaneous | New | Space Heating | Natural Gas | Gas Boiler - Insulate Steam Lines/Condensate Tank | A | Incremental Winter Peak Savings (MW) | Achievable Economic RVT Potential | 0 | 0 | 0 | 0 | 0 | 0 | 0 | 0 | 0 | 0 | 0 | 0 | 0 | 0 | 0 | 0 | 0 | 0 | 0 | 0 | 0 | 0 | 0 | 0 | 0 | 0 | 0
F7_Commercial_Interruptible - Miscellaneous_New_Space Heating_Natural Gas_Gas Boiler - Insulate Steam Lines/Condensate Tank_A_Achievable Economic RVT Potential | F7 | Commercial | Interruptible - Miscellaneous | New | Space Heating | Natural Gas | Gas Boiler - Insulate Steam Lines/Condensate Tank | A | Cumulative Energy Savings (MWh or mTherms) | Achievable Economic RVT Potential | 0 | 0 | 0 | 0 | 0 | 0 | 0 | 0 | 0 | 0 | 0 | 0 | 0 | 0 | 0 | 0 | 0 | 0 | 0 | 0 | 0 | 0 | 0 | 0 | 0 | 0 | 0
F8_Commercial_Interruptible - Miscellaneous_New_Space Heating_Natural Gas_Gas Boiler - Insulate Steam Lines/Condensate Tank_A_Achievable Economic RVT Potential | F8 | Commercial | Interruptible - Miscellaneous | New | Space Heating | Natural Gas | Gas Boiler - Insulate Steam Lines/Condensate Tank | A | Cumulative Summer Peak Savings (MW) | Achievable Economic RVT Potential | 0 | 0 | 0 | 0 | 0 | 0 | 0 | 0 | 0 | 0 | 0 | 0 | 0 | 0 | 0 | 0 | 0 | 0 | 0 | 0 | 0 | 0 | 0 | 0 | 0 | 0 | 0
F9_Commercial_Interruptible - Miscellaneous_New_Space Heating_Natural Gas_Gas Boiler - Insulate Steam Lines/Condensate Tank_A_Achievable Economic RVT Potential | F9 | Commercial | Interruptible - Miscellaneous | New | Space Heating | Natural Gas | Gas Boiler - Insulate Steam Lines/Condensate Tank | A | Cumulative Winter Peak Savings (MW) | Achievable Economic RVT Potential | 0 | 0 | 0 | 0 | 0 | 0 | 0 | 0 | 0 | 0 | 0 | 0 | 0 | 0 | 0 | 0 | 0 | 0 | 0 | 0 | 0 | 0 | 0 | 0 | 0 | 0 | 0
F10_Commercial_Interruptible - Miscellaneous_New_Space Heating_Natural Gas_Gas Boiler - Insulate Steam Lines/Condensate Tank_A_Achievable Economic RVT Potential | F10 | Commercial | Interruptible - Miscellaneous | New | Space Heating | Natural Gas | Gas Boiler - Insulate Steam Lines/Condensate Tank | A | Purchases (Incremental) | Achievable Economic RVT Potential | 0 | 0 | 0 | 0 | 0 | 0 | 0 | 0 | 0 | 0 | 0 | 0 | 0 | 0 | 0 | 0 | 0 | 0 | 0 | 0 | 0 | 0 | 0 | 0 | 0 | 0 | 0
F11_Commercial_Interruptible - Miscellaneous_New_Space Heating_Natural Gas_Gas Boiler - Insulate Steam Lines/Condensate Tank_A_Achievable Economic RVT Potential | F11 | Commercial | Interruptible - Miscellaneous | New | Space Heating | Natural Gas | Gas Boiler - Insulate Steam Lines/Condensate Tank | A | Purchases (Cumulative) | Achievable Economic RVT Potential | 0 | 0 | 0 | 0 | 0 | 0 | 0 | 0 | 0 | 0 | 0 | 0 | 0 | 0 | 0 | 0 | 0 | 0 | 0 | 0 | 0 | 0 | 0 | 0 | 0 | 0 | 0
F1_Commercial_Interruptible - Miscellaneous_New_Space Heating_Natural Gas_Gas Boiler - Insulate Hot Water Lines_A_Achievable Economic RVT Potential | F1 | Commercial | Interruptible - Miscellaneous | New | Space Heating | Natural Gas | Gas Boiler - Insulate Hot Water Lines | A | Integrated Unit Energy Savings (kWh or therms) | Achievable Economic RVT Potential | 0 | 0 | 0 | 0 | 0 | 0 | 0 | 0 | 0 | 0 | 0 | 0 | 0 | 0 | 0 | 0 | 0 | 0 | 0 | 0 | 0 | 0 | 0 | 0 | 0 | 0 | 0
F2_Commercial_Interruptible - Miscellaneous_New_Space Heating_Natural Gas_Gas Boiler - Insulate Hot Water Lines_A_Achievable Economic RVT Potential | F2 | Commercial | Interruptible - Miscellaneous | New | Space Heating | Natural Gas | Gas Boiler - Insulate Hot Water Lines | A | Integrated Unit Summer Peak Savings (kW) | Achievable Economic RVT Potential | 0 | 0 | 0 | 0 | 0 | 0 | 0 | 0 | 0 | 0 | 0 | 0 | 0 | 0 | 0 | 0 | 0 | 0 | 0 | 0 | 0 | 0 | 0 | 0 | 0 | 0 | 0
F3_Commercial_Interruptible - Miscellaneous_New_Space Heating_Natural Gas_Gas Boiler - Insulate Hot Water Lines_A_Achievable Economic RVT Potential | F3 | Commercial | Interruptible - Miscellaneous | New | Space Heating | Natural Gas | Gas Boiler - Insulate Hot Water Lines | A | Integrated Unit Winter Peak Savings (kW) | Achievable Economic RVT Potential | 0 | 0 | 0 | 0 | 0 | 0 | 0 | 0 | 0 | 0 | 0 | 0 | 0 | 0 | 0 | 0 | 0 | 0 | 0 | 0 | 0 | 0 | 0 | 0 | 0 | 0 | 0
F4_Commercial_Interruptible - Miscellaneous_New_Space Heating_Natural Gas_Gas Boiler - Insulate Hot Water Lines_A_Achievable Economic RVT Potential | F4 | Commercial | Interruptible - Miscellaneous | New | Space Heating | Natural Gas | Gas Boiler - Insulate Hot Water Lines | A | Incremental Energy Savings (MWh or mTherms) | Achievable Economic RVT Potential | 0 | 0 | 0 | 0 | 0 | 0 | 0 | 0 | 0 | 0 | 0 | 0 | 0 | 0 | 0 | 0 | 0 | 0 | 0 | 0 | 0 | 0 | 0 | 0 | 0 | 0 | 0
F5_Commercial_Interruptible - Miscellaneous_New_Space Heating_Natural Gas_Gas Boiler - Insulate Hot Water Lines_A_Achievable Economic RVT Potential | F5 | Commercial | Interruptible - Miscellaneous | New | Space Heating | Natural Gas | Gas Boiler - Insulate Hot Water Lines | A | Incremental Summer Peak Savings (MW) | Achievable Economic RVT Potential | 0 | 0 | 0 | 0 | 0 | 0 | 0 | 0 | 0 | 0 | 0 | 0 | 0 | 0 | 0 | 0 | 0 | 0 | 0 | 0 | 0 | 0 | 0 | 0 | 0 | 0 | 0
F6_Commercial_Interruptible - Miscellaneous_New_Space Heating_Natural Gas_Gas Boiler - Insulate Hot Water Lines_A_Achievable Economic RVT Potential | F6 | Commercial | Interruptible - Miscellaneous | New | Space Heating | Natural Gas | Gas Boiler - Insulate Hot Water Lines | A | Incremental Winter Peak Savings (MW) | Achievable Economic RVT Potential | 0 | 0 | 0 | 0 | 0 | 0 | 0 | 0 | 0 | 0 | 0 | 0 | 0 | 0 | 0 | 0 | 0 | 0 | 0 | 0 | 0 | 0 | 0 | 0 | 0 | 0 | 0
F7_Commercial_Interruptible - Miscellaneous_New_Space Heating_Natural Gas_Gas Boiler - Insulate Hot Water Lines_A_Achievable Economic RVT Potential | F7 | Commercial | Interruptible - Miscellaneous | New | Space Heating | Natural Gas | Gas Boiler - Insulate Hot Water Lines | A | Cumulative Energy Savings (MWh or mTherms) | Achievable Economic RVT Potential | 0 | 0 | 0 | 0 | 0 | 0 | 0 | 0 | 0 | 0 | 0 | 0 | 0 | 0 | 0 | 0 | 0 | 0 | 0 | 0 | 0 | 0 | 0 | 0 | 0 | 0 | 0
F8_Commercial_Interruptible - Miscellaneous_New_Space Heating_Natural Gas_Gas Boiler - Insulate Hot Water Lines_A_Achievable Economic RVT Potential | F8 | Commercial | Interruptible - Miscellaneous | New | Space Heating | Natural Gas | Gas Boiler - Insulate Hot Water Lines | A | Cumulative Summer Peak Savings (MW) | Achievable Economic RVT Potential | 0 | 0 | 0 | 0 | 0 | 0 | 0 | 0 | 0 | 0 | 0 | 0 | 0 | 0 | 0 | 0 | 0 | 0 | 0 | 0 | 0 | 0 | 0 | 0 | 0 | 0 | 0
F9_Commercial_Interruptible - Miscellaneous_New_Space Heating_Natural Gas_Gas Boiler - Insulate Hot Water Lines_A_Achievable Economic RVT Potential | F9 | Commercial | Interruptible - Miscellaneous | New | Space Heating | Natural Gas | Gas Boiler - Insulate Hot Water Lines | A | Cumulative Winter Peak Savings (MW) | Achievable Economic RVT Potential | 0 | 0 | 0 | 0 | 0 | 0 | 0 | 0 | 0 | 0 | 0 | 0 | 0 | 0 | 0 | 0 | 0 | 0 | 0 | 0 | 0 | 0 | 0 | 0 | 0 | 0 | 0
F10_Commercial_Interruptible - Miscellaneous_New_Space Heating_Natural Gas_Gas Boiler - Insulate Hot Water Lines_A_Achievable Economic RVT Potential | F10 | Commercial | Interruptible - Miscellaneous | New | Space Heating | Natural Gas | Gas Boiler - Insulate Hot Water Lines | A | Purchases (Incremental) | Achievable Economic RVT Potential | 0 | 0 | 0 | 0 | 0 | 0 | 0 | 0 | 0 | 0 | 0 | 0 | 0 | 0 | 0 | 0 | 0 | 0 | 0 | 0 | 0 | 0 | 0 | 0 | 0 | 0 | 0
F11_Commercial_Interruptible - Miscellaneous_New_Space Heating_Natural Gas_Gas Boiler - Insulate Hot Water Lines_A_Achievable Economic RVT Potential | F11 | Commercial | Interruptible - Miscellaneous | New | Space Heating | Natural Gas | Gas Boiler - Insulate Hot Water Lines | A | Purchases (Cumulative) | Achievable Economic RVT Potential | 0 | 0 | 0 | 0 | 0 | 0 | 0 | 0 | 0 | 0 | 0 | 0 | 0 | 0 | 0 | 0 | 0 | 0 | 0 | 0 | 0 | 0 | 0 | 0 | 0 | 0 | 0
F1_Commercial_Interruptible - Miscellaneous_New_Space Heating_Natural Gas_Condensing RTU_A_Achievable Economic RVT Potential | F1 | Commercial | Interruptible - Miscellaneous | New | Space Heating | Natural Gas | Condensing RTU | A | Integrated Unit Energy Savings (kWh or therms) | Achievable Economic RVT Potential | 0 | 0 | 0 | 0 | 0 | 0 | 0 | 0 | 0 | 0 | 0 | 0 | 0 | 0 | 0 | 0 | 0 | 0 | 0 | 0 | 0 | 0 | 0 | 0 | 0 | 0 | 0
F2_Commercial_Interruptible - Miscellaneous_New_Space Heating_Natural Gas_Condensing RTU_A_Achievable Economic RVT Potential | F2 | Commercial | Interruptible - Miscellaneous | New | Space Heating | Natural Gas | Condensing RTU | A | Integrated Unit Summer Peak Savings (kW) | Achievable Economic RVT Potential | 0 | 0 | 0 | 0 | 0 | 0 | 0 | 0 | 0 | 0 | 0 | 0 | 0 | 0 | 0 | 0 | 0 | 0 | 0 | 0 | 0 | 0 | 0 | 0 | 0 | 0 | 0
F3_Commercial_Interruptible - Miscellaneous_New_Space Heating_Natural Gas_Condensing RTU_A_Achievable Economic RVT Potential | F3 | Commercial | Interruptible - Miscellaneous | New | Space Heating | Natural Gas | Condensing RTU | A | Integrated Unit Winter Peak Savings (kW) | Achievable Economic RVT Potential | 0 | 0 | 0 | 0 | 0 | 0 | 0 | 0 | 0 | 0 | 0 | 0 | 0 | 0 | 0 | 0 | 0 | 0 | 0 | 0 | 0 | 0 | 0 | 0 | 0 | 0 | 0
F4_Commercial_Interruptible - Miscellaneous_New_Space Heating_Natural Gas_Condensing RTU_A_Achievable Economic RVT Potential | F4 | Commercial | Interruptible - Miscellaneous | New | Space Heating | Natural Gas | Condensing RTU | A | Incremental Energy Savings (MWh or mTherms) | Achievable Economic RVT Potential | 0 | 0 | 0 | 0 | 0 | 0 | 0 | 0 | 0 | 0 | 0 | 0 | 0 | 0 | 0 | 0 | 0 | 0 | 0 | 0 | 0 | 0 | 0 | 0 | 0 | 0 | 0
F5_Commercial_Interruptible - Miscellaneous_New_Space Heating_Natural Gas_Condensing RTU_A_Achievable Economic RVT Potential | F5 | Commercial | Interruptible - Miscellaneous | New | Space Heating | Natural Gas | Condensing RTU | A | Incremental Summer Peak Savings (MW) | Achievable Economic RVT Potential | 0 | 0 | 0 | 0 | 0 | 0 | 0 | 0 | 0 | 0 | 0 | 0 | 0 | 0 | 0 | 0 | 0 | 0 | 0 | 0 | 0 | 0 | 0 | 0 | 0 | 0 | 0
F6_Commercial_Interruptible - Miscellaneous_New_Space Heating_Natural Gas_Condensing RTU_A_Achievable Economic RVT Potential | F6 | Commercial | Interruptible - Miscellaneous | New | Space Heating | Natural Gas | Condensing RTU | A | Incremental Winter Peak Savings (MW) | Achievable Economic RVT Potential | 0 | 0 | 0 | 0 | 0 | 0 | 0 | 0 | 0 | 0 | 0 | 0 | 0 | 0 | 0 | 0 | 0 | 0 | 0 | 0 | 0 | 0 | 0 | 0 | 0 | 0 | 0
F7_Commercial_Interruptible - Miscellaneous_New_Space Heating_Natural Gas_Condensing RTU_A_Achievable Economic RVT Potential | F7 | Commercial | Interruptible - Miscellaneous | New | Space Heating | Natural Gas | Condensing RTU | A | Cumulative Energy Savings (MWh or mTherms) | Achievable Economic RVT Potential | 0 | 0 | 0 | 0 | 0 | 0 | 0 | 0 | 0 | 0 | 0 | 0 | 0 | 0 | 0 | 0 | 0 | 0 | 0 | 0 | 0 | 0 | 0 | 0 | 0 | 0 | 0
F8_Commercial_Interruptible - Miscellaneous_New_Space Heating_Natural Gas_Condensing RTU_A_Achievable Economic RVT Potential | F8 | Commercial | Interruptible - Miscellaneous | New | Space Heating | Natural Gas | Condensing RTU | A | Cumulative Summer Peak Savings (MW) | Achievable Economic RVT Potential | 0 | 0 | 0 | 0 | 0 | 0 | 0 | 0 | 0 | 0 | 0 | 0 | 0 | 0 | 0 | 0 | 0 | 0 | 0 | 0 | 0 | 0 | 0 | 0 | 0 | 0 | 0
F9_Commercial_Interruptible - Miscellaneous_New_Space Heating_Natural Gas_Condensing RTU_A_Achievable Economic RVT Potential | F9 | Commercial | Interruptible - Miscellaneous | New | Space Heating | Natural Gas | Condensing RTU | A | Cumulative Winter Peak Savings (MW) | Achievable Economic RVT Potential | 0 | 0 | 0 | 0 | 0 | 0 | 0 | 0 | 0 | 0 | 0 | 0 | 0 | 0 | 0 | 0 | 0 | 0 | 0 | 0 | 0 | 0 | 0 | 0 | 0 | 0 | 0
F10_Commercial_Interruptible - Miscellaneous_New_Space Heating_Natural Gas_Condensing RTU_A_Achievable Economic RVT Potential | F10 | Commercial | Interruptible - Miscellaneous | New | Space Heating | Natural Gas | Condensing RTU | A | Purchases (Incremental) | Achievable Economic RVT Potential | 0 | 0 | 0 | 0 | 0 | 0 | 0 | 0 | 0 | 0 | 0 | 0 | 0 | 0 | 0 | 0 | 0 | 0 | 0 | 0 | 0 | 0 | 0 | 0 | 0 | 0 | 0
F11_Commercial_Interruptible - Miscellaneous_New_Space Heating_Natural Gas_Condensing RTU_A_Achievable Economic RVT Potential | F11 | Commercial | Interruptible - Miscellaneous | New | Space Heating | Natural Gas | Condensing RTU | A | Purchases (Cumulative) | Achievable Economic RVT Potential | 0 | 0 | 0 | 0 | 0 | 0 | 0 | 0 | 0 | 0 | 0 | 0 | 0 | 0 | 0 | 0 | 0 | 0 | 0 | 0 | 0 | 0 | 0 | 0 | 0 | 0 | 0
F1_Commercial_Interruptible - Miscellaneous_New_Space Heating_Natural Gas_Hydronic Heating Radiator Replacement_A_Achievable Economic RVT Potential | F1 | Commercial | Interruptible - Miscellaneous | New | Space Heating | Natural Gas | Hydronic Heating Radiator Replacement | A | Integrated Unit Energy Savings (kWh or therms) | Achievable Economic RVT Potential | 0 | 0 | 0 | 0 | 0 | 0 | 0 | 0 | 0 | 0 | 0 | 0 | 0 | 0 | 0 | 0 | 0 | 0 | 0 | 0 | 0 | 0 | 0 | 0 | 0 | 0 | 0
F2_Commercial_Interruptible - Miscellaneous_New_Space Heating_Natural Gas_Hydronic Heating Radiator Replacement_A_Achievable Economic RVT Potential | F2 | Commercial | Interruptible - Miscellaneous | New | Space Heating | Natural Gas | Hydronic Heating Radiator Replacement | A | Integrated Unit Summer Peak Savings (kW) | Achievable Economic RVT Potential | 0 | 0 | 0 | 0 | 0 | 0 | 0 | 0 | 0 | 0 | 0 | 0 | 0 | 0 | 0 | 0 | 0 | 0 | 0 | 0 | 0 | 0 | 0 | 0 | 0 | 0 | 0
F3_Commercial_Interruptible - Miscellaneous_New_Space Heating_Natural Gas_Hydronic Heating Radiator Replacement_A_Achievable Economic RVT Potential | F3 | Commercial | Interruptible - Miscellaneous | New | Space Heating | Natural Gas | Hydronic Heating Radiator Replacement | A | Integrated Unit Winter Peak Savings (kW) | Achievable Economic RVT Potential | 0 | 0 | 0 | 0 | 0 | 0 | 0 | 0 | 0 | 0 | 0 | 0 | 0 | 0 | 0 | 0 | 0 | 0 | 0 | 0 | 0 | 0 | 0 | 0 | 0 | 0 | 0
F4_Commercial_Interruptible - Miscellaneous_New_Space Heating_Natural Gas_Hydronic Heating Radiator Replacement_A_Achievable Economic RVT Potential | F4 | Commercial | Interruptible - Miscellaneous | New | Space Heating | Natural Gas | Hydronic Heating Radiator Replacement | A | Incremental Energy Savings (MWh or mTherms) | Achievable Economic RVT Potential | 0 | 0 | 0 | 0 | 0 | 0 | 0 | 0 | 0 | 0 | 0 | 0 | 0 | 0 | 0 | 0 | 0 | 0 | 0 | 0 | 0 | 0 | 0 | 0 | 0 | 0 | 0
F5_Commercial_Interruptible - Miscellaneous_New_Space Heating_Natural Gas_Hydronic Heating Radiator Replacement_A_Achievable Economic RVT Potential | F5 | Commercial | Interruptible - Miscellaneous | New | Space Heating | Natural Gas | Hydronic Heating Radiator Replacement | A | Incremental Summer Peak Savings (MW) | Achievable Economic RVT Potential | 0 | 0 | 0 | 0 | 0 | 0 | 0 | 0 | 0 | 0 | 0 | 0 | 0 | 0 | 0 | 0 | 0 | 0 | 0 | 0 | 0 | 0 | 0 | 0 | 0 | 0 | 0
F6_Commercial_Interruptible - Miscellaneous_New_Space Heating_Natural Gas_Hydronic Heating Radiator Replacement_A_Achievable Economic RVT Potential | F6 | Commercial | Interruptible - Miscellaneous | New | Space Heating | Natural Gas | Hydronic Heating Radiator Replacement | A | Incremental Winter Peak Savings (MW) | Achievable Economic RVT Potential | 0 | 0 | 0 | 0 | 0 | 0 | 0 | 0 | 0 | 0 | 0 | 0 | 0 | 0 | 0 | 0 | 0 | 0 | 0 | 0 | 0 | 0 | 0 | 0 | 0 | 0 | 0
F7_Commercial_Interruptible - Miscellaneous_New_Space Heating_Natural Gas_Hydronic Heating Radiator Replacement_A_Achievable Economic RVT Potential | F7 | Commercial | Interruptible - Miscellaneous | New | Space Heating | Natural Gas | Hydronic Heating Radiator Replacement | A | Cumulative Energy Savings (MWh or mTherms) | Achievable Economic RVT Potential | 0 | 0 | 0 | 0 | 0 | 0 | 0 | 0 | 0 | 0 | 0 | 0 | 0 | 0 | 0 | 0 | 0 | 0 | 0 | 0 | 0 | 0 | 0 | 0 | 0 | 0 | 0
F8_Commercial_Interruptible - Miscellaneous_New_Space Heating_Natural Gas_Hydronic Heating Radiator Replacement_A_Achievable Economic RVT Potential | F8 | Commercial | Interruptible - Miscellaneous | New | Space Heating | Natural Gas | Hydronic Heating Radiator Replacement | A | Cumulative Summer Peak Savings (MW) | Achievable Economic RVT Potential | 0 | 0 | 0 | 0 | 0 | 0 | 0 | 0 | 0 | 0 | 0 | 0 | 0 | 0 | 0 | 0 | 0 | 0 | 0 | 0 | 0 | 0 | 0 | 0 | 0 | 0 | 0
F9_Commercial_Interruptible - Miscellaneous_New_Space Heating_Natural Gas_Hydronic Heating Radiator Replacement_A_Achievable Economic RVT Potential | F9 | Commercial | Interruptible - Miscellaneous | New | Space Heating | Natural Gas | Hydronic Heating Radiator Replacement | A | Cumulative Winter Peak Savings (MW) | Achievable Economic RVT Potential | 0 | 0 | 0 | 0 | 0 | 0 | 0 | 0 | 0 | 0 | 0 | 0 | 0 | 0 | 0 | 0 | 0 | 0 | 0 | 0 | 0 | 0 | 0 | 0 | 0 | 0 | 0
F10_Commercial_Interruptible - Miscellaneous_New_Space Heating_Natural Gas_Hydronic Heating Radiator Replacement_A_Achievable Economic RVT Potential | F10 | Commercial | Interruptible - Miscellaneous | New | Space Heating | Natural Gas | Hydronic Heating Radiator Replacement | A | Purchases (Incremental) | Achievable Economic RVT Potential | 0 | 0 | 0 | 0 | 0 | 0 | 0 | 0 | 0 | 0 | 0 | 0 | 0 | 0 | 0 | 0 | 0 | 0 | 0 | 0 | 0 | 0 | 0 | 0 | 0 | 0 | 0
F11_Commercial_Interruptible - Miscellaneous_New_Space Heating_Natural Gas_Hydronic Heating Radiator Replacement_A_Achievable Economic RVT Potential | F11 | Commercial | Interruptible - Miscellaneous | New | Space Heating | Natural Gas | Hydronic Heating Radiator Replacement | A | Purchases (Cumulative) | Achievable Economic RVT Potential | 0 | 0 | 0 | 0 | 0 | 0 | 0 | 0 | 0 | 0 | 0 | 0 | 0 | 0 | 0 | 0 | 0 | 0 | 0 | 0 | 0 | 0 | 0 | 0 | 0 | 0 | 0
F1_Commercial_Interruptible - Miscellaneous_New_Space Heating_Natural Gas_Thermostat - Connected_A_Achievable Economic RVT Potential | F1 | Commercial | Interruptible - Miscellaneous | New | Space Heating | Natural Gas | Thermostat - Connected | A | Integrated Unit Energy Savings (kWh or therms) | Achievable Economic RVT Potential | 0 | 0 | 0 | 0 | 0 | 0 | 0 | 0 | 0 | 0 | 0 | 0 | 0 | 0 | 0 | 0 | 0 | 0 | 0 | 0 | 0 | 0 | 0 | 0 | 0 | 0 | 0
F2_Commercial_Interruptible - Miscellaneous_New_Space Heating_Natural Gas_Thermostat - Connected_A_Achievable Economic RVT Potential | F2 | Commercial | Interruptible - Miscellaneous | New | Space Heating | Natural Gas | Thermostat - Connected | A | Integrated Unit Summer Peak Savings (kW) | Achievable Economic RVT Potential | 0 | 0 | 0 | 0 | 0 | 0 | 0 | 0 | 0 | 0 | 0 | 0 | 0 | 0 | 0 | 0 | 0 | 0 | 0 | 0 | 0 | 0 | 0 | 0 | 0 | 0 | 0
F3_Commercial_Interruptible - Miscellaneous_New_Space Heating_Natural Gas_Thermostat - Connected_A_Achievable Economic RVT Potential | F3 | Commercial | Interruptible - Miscellaneous | New | Space Heating | Natural Gas | Thermostat - Connected | A | Integrated Unit Winter Peak Savings (kW) | Achievable Economic RVT Potential | 0 | 0 | 0 | 0 | 0 | 0 | 0 | 0 | 0 | 0 | 0 | 0 | 0 | 0 | 0 | 0 | 0 | 0 | 0 | 0 | 0 | 0 | 0 | 0 | 0 | 0 | 0
F4_Commercial_Interruptible - Miscellaneous_New_Space Heating_Natural Gas_Thermostat - Connected_A_Achievable Economic RVT Potential | F4 | Commercial | Interruptible - Miscellaneous | New | Space Heating | Natural Gas | Thermostat - Connected | A | Incremental Energy Savings (MWh or mTherms) | Achievable Economic RVT Potential | 0 | 0 | 0 | 0 | 0 | 0 | 0 | 0 | 0 | 0 | 0 | 0 | 0 | 0 | 0 | 0 | 0 | 0 | 0 | 0 | 0 | 0 | 0 | 0 | 0 | 0 | 0
F5_Commercial_Interruptible - Miscellaneous_New_Space Heating_Natural Gas_Thermostat - Connected_A_Achievable Economic RVT Potential | F5 | Commercial | Interruptible - Miscellaneous | New | Space Heating | Natural Gas | Thermostat - Connected | A | Incremental Summer Peak Savings (MW) | Achievable Economic RVT Potential | 0 | 0 | 0 | 0 | 0 | 0 | 0 | 0 | 0 | 0 | 0 | 0 | 0 | 0 | 0 | 0 | 0 | 0 | 0 | 0 | 0 | 0 | 0 | 0 | 0 | 0 | 0
F6_Commercial_Interruptible - Miscellaneous_New_Space Heating_Natural Gas_Thermostat - Connected_A_Achievable Economic RVT Potential | F6 | Commercial | Interruptible - Miscellaneous | New | Space Heating | Natural Gas | Thermostat - Connected | A | Incremental Winter Peak Savings (MW) | Achievable Economic RVT Potential | 0 | 0 | 0 | 0 | 0 | 0 | 0 | 0 | 0 | 0 | 0 | 0 | 0 | 0 | 0 | 0 | 0 | 0 | 0 | 0 | 0 | 0 | 0 | 0 | 0 | 0 | 0
F7_Commercial_Interruptible - Miscellaneous_New_Space Heating_Natural Gas_Thermostat - Connected_A_Achievable Economic RVT Potential | F7 | Commercial | Interruptible - Miscellaneous | New | Space Heating | Natural Gas | Thermostat - Connected | A | Cumulative Energy Savings (MWh or mTherms) | Achievable Economic RVT Potential | 0 | 0 | 0 | 0 | 0 | 0 | 0 | 0 | 0 | 0 | 0 | 0 | 0 | 0 | 0 | 0 | 0 | 0 | 0 | 0 | 0 | 0 | 0 | 0 | 0 | 0 | 0
F8_Commercial_Interruptible - Miscellaneous_New_Space Heating_Natural Gas_Thermostat - Connected_A_Achievable Economic RVT Potential | F8 | Commercial | Interruptible - Miscellaneous | New | Space Heating | Natural Gas | Thermostat - Connected | A | Cumulative Summer Peak Savings (MW) | Achievable Economic RVT Potential | 0 | 0 | 0 | 0 | 0 | 0 | 0 | 0 | 0 | 0 | 0 | 0 | 0 | 0 | 0 | 0 | 0 | 0 | 0 | 0 | 0 | 0 | 0 | 0 | 0 | 0 | 0
F9_Commercial_Interruptible - Miscellaneous_New_Space Heating_Natural Gas_Thermostat - Connected_A_Achievable Economic RVT Potential | F9 | Commercial | Interruptible - Miscellaneous | New | Space Heating | Natural Gas | Thermostat - Connected | A | Cumulative Winter Peak Savings (MW) | Achievable Economic RVT Potential | 0 | 0 | 0 | 0 | 0 | 0 | 0 | 0 | 0 | 0 | 0 | 0 | 0 | 0 | 0 | 0 | 0 | 0 | 0 | 0 | 0 | 0 | 0 | 0 | 0 | 0 | 0
F10_Commercial_Interruptible - Miscellaneous_New_Space Heating_Natural Gas_Thermostat - Connected_A_Achievable Economic RVT Potential | F10 | Commercial | Interruptible - Miscellaneous | New | Space Heating | Natural Gas | Thermostat - Connected | A | Purchases (Incremental) | Achievable Economic RVT Potential | 0 | 0 | 0 | 0 | 0 | 0 | 0 | 0 | 0 | 0 | 0 | 0 | 0 | 0 | 0 | 0 | 0 | 0 | 0 | 0 | 0 | 0 | 0 | 0 | 0 | 0 | 0
F11_Commercial_Interruptible - Miscellaneous_New_Space Heating_Natural Gas_Thermostat - Connected_A_Achievable Economic RVT Potential | F11 | Commercial | Interruptible - Miscellaneous | New | Space Heating | Natural Gas | Thermostat - Connected | A | Purchases (Cumulative) | Achievable Economic RVT Potential | 0 | 0 | 0 | 0 | 0 | 0 | 0 | 0 | 0 | 0 | 0 | 0 | 0 | 0 | 0 | 0 | 0 | 0 | 0 | 0 | 0 | 0 | 0 | 0 | 0 | 0 | 0
F1_Commercial_Interruptible - Miscellaneous_New_Water Heating_Natural Gas_Water Heater - Thermostatic Shower Restriction Valve_A_Achievable Economic RVT Potential | F1 | Commercial | Interruptible - Miscellaneous | New | Water Heating | Natural Gas | Water Heater - Thermostatic Shower Restriction Valve | A | Integrated Unit Energy Savings (kWh or therms) | Achievable Economic RVT Potential | 0 | 0 | 0 | 0 | 0 | 0 | 0 | 0 | 0 | 0 | 0 | 0 | 0 | 0 | 0 | 0 | 0 | 0 | 0 | 0 | 0 | 0 | 0 | 0 | 0 | 0 | 0
F2_Commercial_Interruptible - Miscellaneous_New_Water Heating_Natural Gas_Water Heater - Thermostatic Shower Restriction Valve_A_Achievable Economic RVT Potential | F2 | Commercial | Interruptible - Miscellaneous | New | Water Heating | Natural Gas | Water Heater - Thermostatic Shower Restriction Valve | A | Integrated Unit Summer Peak Savings (kW) | Achievable Economic RVT Potential | 0 | 0 | 0 | 0 | 0 | 0 | 0 | 0 | 0 | 0 | 0 | 0 | 0 | 0 | 0 | 0 | 0 | 0 | 0 | 0 | 0 | 0 | 0 | 0 | 0 | 0 | 0
F3_Commercial_Interruptible - Miscellaneous_New_Water Heating_Natural Gas_Water Heater - Thermostatic Shower Restriction Valve_A_Achievable Economic RVT Potential | F3 | Commercial | Interruptible - Miscellaneous | New | Water Heating | Natural Gas | Water Heater - Thermostatic Shower Restriction Valve | A | Integrated Unit Winter Peak Savings (kW) | Achievable Economic RVT Potential | 0 | 0 | 0 | 0 | 0 | 0 | 0 | 0 | 0 | 0 | 0 | 0 | 0 | 0 | 0 | 0 | 0 | 0 | 0 | 0 | 0 | 0 | 0 | 0 | 0 | 0 | 0
F4_Commercial_Interruptible - Miscellaneous_New_Water Heating_Natural Gas_Water Heater - Thermostatic Shower Restriction Valve_A_Achievable Economic RVT Potential | F4 | Commercial | Interruptible - Miscellaneous | New | Water Heating | Natural Gas | Water Heater - Thermostatic Shower Restriction Valve | A | Incremental Energy Savings (MWh or mTherms) | Achievable Economic RVT Potential | 0 | 0 | 0 | 0 | 0 | 0 | 0 | 0 | 0 | 0 | 0 | 0 | 0 | 0 | 0 | 0 | 0 | 0 | 0 | 0 | 0 | 0 | 0 | 0 | 0 | 0 | 0
F5_Commercial_Interruptible - Miscellaneous_New_Water Heating_Natural Gas_Water Heater - Thermostatic Shower Restriction Valve_A_Achievable Economic RVT Potential | F5 | Commercial | Interruptible - Miscellaneous | New | Water Heating | Natural Gas | Water Heater - Thermostatic Shower Restriction Valve | A | Incremental Summer Peak Savings (MW) | Achievable Economic RVT Potential | 0 | 0 | 0 | 0 | 0 | 0 | 0 | 0 | 0 | 0 | 0 | 0 | 0 | 0 | 0 | 0 | 0 | 0 | 0 | 0 | 0 | 0 | 0 | 0 | 0 | 0 | 0
F6_Commercial_Interruptible - Miscellaneous_New_Water Heating_Natural Gas_Water Heater - Thermostatic Shower Restriction Valve_A_Achievable Economic RVT Potential | F6 | Commercial | Interruptible - Miscellaneous | New | Water Heating | Natural Gas | Water Heater - Thermostatic Shower Restriction Valve | A | Incremental Winter Peak Savings (MW) | Achievable Economic RVT Potential | 0 | 0 | 0 | 0 | 0 | 0 | 0 | 0 | 0 | 0 | 0 | 0 | 0 | 0 | 0 | 0 | 0 | 0 | 0 | 0 | 0 | 0 | 0 | 0 | 0 | 0 | 0
F7_Commercial_Interruptible - Miscellaneous_New_Water Heating_Natural Gas_Water Heater - Thermostatic Shower Restriction Valve_A_Achievable Economic RVT Potential | F7 | Commercial | Interruptible - Miscellaneous | New | Water Heating | Natural Gas | Water Heater - Thermostatic Shower Restriction Valve | A | Cumulative Energy Savings (MWh or mTherms) | Achievable Economic RVT Potential | 0 | 0 | 0 | 0 | 0 | 0 | 0 | 0 | 0 | 0 | 0 | 0 | 0 | 0 | 0 | 0 | 0 | 0 | 0 | 0 | 0 | 0 | 0 | 0 | 0 | 0 | 0
F8_Commercial_Interruptible - Miscellaneous_New_Water Heating_Natural Gas_Water Heater - Thermostatic Shower Restriction Valve_A_Achievable Economic RVT Potential | F8 | Commercial | Interruptible - Miscellaneous | New | Water Heating | Natural Gas | Water Heater - Thermostatic Shower Restriction Valve | A | Cumulative Summer Peak Savings (MW) | Achievable Economic RVT Potential | 0 | 0 | 0 | 0 | 0 | 0 | 0 | 0 | 0 | 0 | 0 | 0 | 0 | 0 | 0 | 0 | 0 | 0 | 0 | 0 | 0 | 0 | 0 | 0 | 0 | 0 | 0
F9_Commercial_Interruptible - Miscellaneous_New_Water Heating_Natural Gas_Water Heater - Thermostatic Shower Restriction Valve_A_Achievable Economic RVT Potential | F9 | Commercial | Interruptible - Miscellaneous | New | Water Heating | Natural Gas | Water Heater - Thermostatic Shower Restriction Valve | A | Cumulative Winter Peak Savings (MW) | Achievable Economic RVT Potential | 0 | 0 | 0 | 0 | 0 | 0 | 0 | 0 | 0 | 0 | 0 | 0 | 0 | 0 | 0 | 0 | 0 | 0 | 0 | 0 | 0 | 0 | 0 | 0 | 0 | 0 | 0
F10_Commercial_Interruptible - Miscellaneous_New_Water Heating_Natural Gas_Water Heater - Thermostatic Shower Restriction Valve_A_Achievable Economic RVT Potential | F10 | Commercial | Interruptible - Miscellaneous | New | Water Heating | Natural Gas | Water Heater - Thermostatic Shower Restriction Valve | A | Purchases (Incremental) | Achievable Economic RVT Potential | 0 | 0 | 0 | 0 | 0 | 0 | 0 | 0 | 0 | 0 | 0 | 0 | 0 | 0 | 0 | 0 | 0 | 0 | 0 | 0 | 0 | 0 | 0 | 0 | 0 | 0 | 0
F11_Commercial_Interruptible - Miscellaneous_New_Water Heating_Natural Gas_Water Heater - Thermostatic Shower Restriction Valve_A_Achievable Economic RVT Potential | F11 | Commercial | Interruptible - Miscellaneous | New | Water Heating | Natural Gas | Water Heater - Thermostatic Shower Restriction Valve | A | Purchases (Cumulative) | Achievable Economic RVT Potential | 0 | 0 | 0 | 0 | 0 | 0 | 0 | 0 | 0 | 0 | 0 | 0 | 0 | 0 | 0 | 0 | 0 | 0 | 0 | 0 | 0 | 0 | 0 | 0 | 0 | 0 | 0
F1_Commercial_Interruptible - Miscellaneous_New_Water Heating_Natural Gas_Water Heater - Pre-Rinse Spray Valve_A_Achievable Economic RVT Potential | F1 | Commercial | Interruptible - Miscellaneous | New | Water Heating | Natural Gas | Water Heater - Pre-Rinse Spray Valve | A | Integrated Unit Energy Savings (kWh or therms) | Achievable Economic RVT Potential | 0 | 0 | 0 | 0 | 0 | 0 | 0 | 0 | 0 | 0 | 0 | 0 | 0 | 0 | 0 | 0 | 0 | 0 | 0 | 0 | 0 | 0 | 0 | 0 | 0 | 0 | 0
F2_Commercial_Interruptible - Miscellaneous_New_Water Heating_Natural Gas_Water Heater - Pre-Rinse Spray Valve_A_Achievable Economic RVT Potential | F2 | Commercial | Interruptible - Miscellaneous | New | Water Heating | Natural Gas | Water Heater - Pre-Rinse Spray Valve | A | Integrated Unit Summer Peak Savings (kW) | Achievable Economic RVT Potential | 0 | 0 | 0 | 0 | 0 | 0 | 0 | 0 | 0 | 0 | 0 | 0 | 0 | 0 | 0 | 0 | 0 | 0 | 0 | 0 | 0 | 0 | 0 | 0 | 0 | 0 | 0
F3_Commercial_Interruptible - Miscellaneous_New_Water Heating_Natural Gas_Water Heater - Pre-Rinse Spray Valve_A_Achievable Economic RVT Potential | F3 | Commercial | Interruptible - Miscellaneous | New | Water Heating | Natural Gas | Water Heater - Pre-Rinse Spray Valve | A | Integrated Unit Winter Peak Savings (kW) | Achievable Economic RVT Potential | 0 | 0 | 0 | 0 | 0 | 0 | 0 | 0 | 0 | 0 | 0 | 0 | 0 | 0 | 0 | 0 | 0 | 0 | 0 | 0 | 0 | 0 | 0 | 0 | 0 | 0 | 0
F4_Commercial_Interruptible - Miscellaneous_New_Water Heating_Natural Gas_Water Heater - Pre-Rinse Spray Valve_A_Achievable Economic RVT Potential | F4 | Commercial | Interruptible - Miscellaneous | New | Water Heating | Natural Gas | Water Heater - Pre-Rinse Spray Valve | A | Incremental Energy Savings (MWh or mTherms) | Achievable Economic RVT Potential | 0 | 0 | 0 | 0 | 0 | 0 | 0 | 0 | 0 | 0 | 0 | 0 | 0 | 0 | 0 | 0 | 0 | 0 | 0 | 0 | 0 | 0 | 0 | 0 | 0 | 0 | 0
F5_Commercial_Interruptible - Miscellaneous_New_Water Heating_Natural Gas_Water Heater - Pre-Rinse Spray Valve_A_Achievable Economic RVT Potential | F5 | Commercial | Interruptible - Miscellaneous | New | Water Heating | Natural Gas | Water Heater - Pre-Rinse Spray Valve | A | Incremental Summer Peak Savings (MW) | Achievable Economic RVT Potential | 0 | 0 | 0 | 0 | 0 | 0 | 0 | 0 | 0 | 0 | 0 | 0 | 0 | 0 | 0 | 0 | 0 | 0 | 0 | 0 | 0 | 0 | 0 | 0 | 0 | 0 | 0
F6_Commercial_Interruptible - Miscellaneous_New_Water Heating_Natural Gas_Water Heater - Pre-Rinse Spray Valve_A_Achievable Economic RVT Potential | F6 | Commercial | Interruptible - Miscellaneous | New | Water Heating | Natural Gas | Water Heater - Pre-Rinse Spray Valve | A | Incremental Winter Peak Savings (MW) | Achievable Economic RVT Potential | 0 | 0 | 0 | 0 | 0 | 0 | 0 | 0 | 0 | 0 | 0 | 0 | 0 | 0 | 0 | 0 | 0 | 0 | 0 | 0 | 0 | 0 | 0 | 0 | 0 | 0 | 0
F7_Commercial_Interruptible - Miscellaneous_New_Water Heating_Natural Gas_Water Heater - Pre-Rinse Spray Valve_A_Achievable Economic RVT Potential | F7 | Commercial | Interruptible - Miscellaneous | New | Water Heating | Natural Gas | Water Heater - Pre-Rinse Spray Valve | A | Cumulative Energy Savings (MWh or mTherms) | Achievable Economic RVT Potential | 0 | 0 | 0 | 0 | 0 | 0 | 0 | 0 | 0 | 0 | 0 | 0 | 0 | 0 | 0 | 0 | 0 | 0 | 0 | 0 | 0 | 0 | 0 | 0 | 0 | 0 | 0
F8_Commercial_Interruptible - Miscellaneous_New_Water Heating_Natural Gas_Water Heater - Pre-Rinse Spray Valve_A_Achievable Economic RVT Potential | F8 | Commercial | Interruptible - Miscellaneous | New | Water Heating | Natural Gas | Water Heater - Pre-Rinse Spray Valve | A | Cumulative Summer Peak Savings (MW) | Achievable Economic RVT Potential | 0 | 0 | 0 | 0 | 0 | 0 | 0 | 0 | 0 | 0 | 0 | 0 | 0 | 0 | 0 | 0 | 0 | 0 | 0 | 0 | 0 | 0 | 0 | 0 | 0 | 0 | 0
F9_Commercial_Interruptible - Miscellaneous_New_Water Heating_Natural Gas_Water Heater - Pre-Rinse Spray Valve_A_Achievable Economic RVT Potential | F9 | Commercial | Interruptible - Miscellaneous | New | Water Heating | Natural Gas | Water Heater - Pre-Rinse Spray Valve | A | Cumulative Winter Peak Savings (MW) | Achievable Economic RVT Potential | 0 | 0 | 0 | 0 | 0 | 0 | 0 | 0 | 0 | 0 | 0 | 0 | 0 | 0 | 0 | 0 | 0 | 0 | 0 | 0 | 0 | 0 | 0 | 0 | 0 | 0 | 0
F10_Commercial_Interruptible - Miscellaneous_New_Water Heating_Natural Gas_Water Heater - Pre-Rinse Spray Valve_A_Achievable Economic RVT Potential | F10 | Commercial | Interruptible - Miscellaneous | New | Water Heating | Natural Gas | Water Heater - Pre-Rinse Spray Valve | A | Purchases (Incremental) | Achievable Economic RVT Potential | 0 | 0 | 0 | 0 | 0 | 0 | 0 | 0 | 0 | 0 | 0 | 0 | 0 | 0 | 0 | 0 | 0 | 0 | 0 | 0 | 0 | 0 | 0 | 0 | 0 | 0 | 0
F11_Commercial_Interruptible - Miscellaneous_New_Water Heating_Natural Gas_Water Heater - Pre-Rinse Spray Valve_A_Achievable Economic RVT Potential | F11 | Commercial | Interruptible - Miscellaneous | New | Water Heating | Natural Gas | Water Heater - Pre-Rinse Spray Valve | A | Purchases (Cumulative) | Achievable Economic RVT Potential | 0 | 0 | 0 | 0 | 0 | 0 | 0 | 0 | 0 | 0 | 0 | 0 | 0 | 0 | 0 | 0 | 0 | 0 | 0 | 0 | 0 | 0 | 0 | 0 | 0 | 0 | 0
F1_Commercial_Interruptible - Miscellaneous_New_Water Heating_Natural Gas_Water Heater - Temperature Setback_A_Achievable Economic RVT Potential | F1 | Commercial | Interruptible - Miscellaneous | New | Water Heating | Natural Gas | Water Heater - Temperature Setback | A | Integrated Unit Energy Savings (kWh or therms) | Achievable Economic RVT Potential | 0 | 0 | 0 | 0 | 0 | 0 | 0 | 0 | 0 | 0 | 0 | 0 | 0 | 0 | 0 | 0 | 0 | 0 | 0 | 0 | 0 | 0 | 0 | 0 | 0 | 0 | 0
F2_Commercial_Interruptible - Miscellaneous_New_Water Heating_Natural Gas_Water Heater - Temperature Setback_A_Achievable Economic RVT Potential | F2 | Commercial | Interruptible - Miscellaneous | New | Water Heating | Natural Gas | Water Heater - Temperature Setback | A | Integrated Unit Summer Peak Savings (kW) | Achievable Economic RVT Potential | 0 | 0 | 0 | 0 | 0 | 0 | 0 | 0 | 0 | 0 | 0 | 0 | 0 | 0 | 0 | 0 | 0 | 0 | 0 | 0 | 0 | 0 | 0 | 0 | 0 | 0 | 0
F3_Commercial_Interruptible - Miscellaneous_New_Water Heating_Natural Gas_Water Heater - Temperature Setback_A_Achievable Economic RVT Potential | F3 | Commercial | Interruptible - Miscellaneous | New | Water Heating | Natural Gas | Water Heater - Temperature Setback | A | Integrated Unit Winter Peak Savings (kW) | Achievable Economic RVT Potential | 0 | 0 | 0 | 0 | 0 | 0 | 0 | 0 | 0 | 0 | 0 | 0 | 0 | 0 | 0 | 0 | 0 | 0 | 0 | 0 | 0 | 0 | 0 | 0 | 0 | 0 | 0
F4_Commercial_Interruptible - Miscellaneous_New_Water Heating_Natural Gas_Water Heater - Temperature Setback_A_Achievable Economic RVT Potential | F4 | Commercial | Interruptible - Miscellaneous | New | Water Heating | Natural Gas | Water Heater - Temperature Setback | A | Incremental Energy Savings (MWh or mTherms) | Achievable Economic RVT Potential | 0 | 0 | 0 | 0 | 0 | 0 | 0 | 0 | 0 | 0 | 0 | 0 | 0 | 0 | 0 | 0 | 0 | 0 | 0 | 0 | 0 | 0 | 0 | 0 | 0 | 0 | 0
F5_Commercial_Interruptible - Miscellaneous_New_Water Heating_Natural Gas_Water Heater - Temperature Setback_A_Achievable Economic RVT Potential | F5 | Commercial | Interruptible - Miscellaneous | New | Water Heating | Natural Gas | Water Heater - Temperature Setback | A | Incremental Summer Peak Savings (MW) | Achievable Economic RVT Potential | 0 | 0 | 0 | 0 | 0 | 0 | 0 | 0 | 0 | 0 | 0 | 0 | 0 | 0 | 0 | 0 | 0 | 0 | 0 | 0 | 0 | 0 | 0 | 0 | 0 | 0 | 0
F6_Commercial_Interruptible - Miscellaneous_New_Water Heating_Natural Gas_Water Heater - Temperature Setback_A_Achievable Economic RVT Potential | F6 | Commercial | Interruptible - Miscellaneous | New | Water Heating | Natural Gas | Water Heater - Temperature Setback | A | Incremental Winter Peak Savings (MW) | Achievable Economic RVT Potential | 0 | 0 | 0 | 0 | 0 | 0 | 0 | 0 | 0 | 0 | 0 | 0 | 0 | 0 | 0 | 0 | 0 | 0 | 0 | 0 | 0 | 0 | 0 | 0 | 0 | 0 | 0
F7_Commercial_Interruptible - Miscellaneous_New_Water Heating_Natural Gas_Water Heater - Temperature Setback_A_Achievable Economic RVT Potential | F7 | Commercial | Interruptible - Miscellaneous | New | Water Heating | Natural Gas | Water Heater - Temperature Setback | A | Cumulative Energy Savings (MWh or mTherms) | Achievable Economic RVT Potential | 0 | 0 | 0 | 0 | 0 | 0 | 0 | 0 | 0 | 0 | 0 | 0 | 0 | 0 | 0 | 0 | 0 | 0 | 0 | 0 | 0 | 0 | 0 | 0 | 0 | 0 | 0
F8_Commercial_Interruptible - Miscellaneous_New_Water Heating_Natural Gas_Water Heater - Temperature Setback_A_Achievable Economic RVT Potential | F8 | Commercial | Interruptible - Miscellaneous | New | Water Heating | Natural Gas | Water Heater - Temperature Setback | A | Cumulative Summer Peak Savings (MW) | Achievable Economic RVT Potential | 0 | 0 | 0 | 0 | 0 | 0 | 0 | 0 | 0 | 0 | 0 | 0 | 0 | 0 | 0 | 0 | 0 | 0 | 0 | 0 | 0 | 0 | 0 | 0 | 0 | 0 | 0
F9_Commercial_Interruptible - Miscellaneous_New_Water Heating_Natural Gas_Water Heater - Temperature Setback_A_Achievable Economic RVT Potential | F9 | Commercial | Interruptible - Miscellaneous | New | Water Heating | Natural Gas | Water Heater - Temperature Setback | A | Cumulative Winter Peak Savings (MW) | Achievable Economic RVT Potential | 0 | 0 | 0 | 0 | 0 | 0 | 0 | 0 | 0 | 0 | 0 | 0 | 0 | 0 | 0 | 0 | 0 | 0 | 0 | 0 | 0 | 0 | 0 | 0 | 0 | 0 | 0
F10_Commercial_Interruptible - Miscellaneous_New_Water Heating_Natural Gas_Water Heater - Temperature Setback_A_Achievable Economic RVT Potential | F10 | Commercial | Interruptible - Miscellaneous | New | Water Heating | Natural Gas | Water Heater - Temperature Setback | A | Purchases (Incremental) | Achievable Economic RVT Potential | 0 | 0 | 0 | 0 | 0 | 0 | 0 | 0 | 0 | 0 | 0 | 0 | 0 | 0 | 0 | 0 | 0 | 0 | 0 | 0 | 0 | 0 | 0 | 0 | 0 | 0 | 0
F11_Commercial_Interruptible - Miscellaneous_New_Water Heating_Natural Gas_Water Heater - Temperature Setback_A_Achievable Economic RVT Potential | F11 | Commercial | Interruptible - Miscellaneous | New | Water Heating | Natural Gas | Water Heater - Temperature Setback | A | Purchases (Cumulative) | Achievable Economic RVT Potential | 0 | 0 | 0 | 0 | 0 | 0 | 0 | 0 | 0 | 0 | 0 | 0 | 0 | 0 | 0 | 0 | 0 | 0 | 0 | 0 | 0 | 0 | 0 | 0 | 0 | 0 | 0
F1_Commercial_Interruptible - Miscellaneous_New_Water Heating_Natural Gas_Water Heater - Faucet Aerators_A_Achievable Economic RVT Potential | F1 | Commercial | Interruptible - Miscellaneous | New | Water Heating | Natural Gas | Water Heater - Faucet Aerators | A | Integrated Unit Energy Savings (kWh or therms) | Achievable Economic RVT Potential | 0 | 0 | 0 | 0 | 0 | 0 | 0 | 0 | 0 | 0 | 0 | 0 | 0 | 0 | 0 | 0 | 0 | 0 | 0 | 0 | 0 | 0 | 0 | 0 | 0 | 0 | 0
F2_Commercial_Interruptible - Miscellaneous_New_Water Heating_Natural Gas_Water Heater - Faucet Aerators_A_Achievable Economic RVT Potential | F2 | Commercial | Interruptible - Miscellaneous | New | Water Heating | Natural Gas | Water Heater - Faucet Aerators | A | Integrated Unit Summer Peak Savings (kW) | Achievable Economic RVT Potential | 0 | 0 | 0 | 0 | 0 | 0 | 0 | 0 | 0 | 0 | 0 | 0 | 0 | 0 | 0 | 0 | 0 | 0 | 0 | 0 | 0 | 0 | 0 | 0 | 0 | 0 | 0
F3_Commercial_Interruptible - Miscellaneous_New_Water Heating_Natural Gas_Water Heater - Faucet Aerators_A_Achievable Economic RVT Potential | F3 | Commercial | Interruptible - Miscellaneous | New | Water Heating | Natural Gas | Water Heater - Faucet Aerators | A | Integrated Unit Winter Peak Savings (kW) | Achievable Economic RVT Potential | 0 | 0 | 0 | 0 | 0 | 0 | 0 | 0 | 0 | 0 | 0 | 0 | 0 | 0 | 0 | 0 | 0 | 0 | 0 | 0 | 0 | 0 | 0 | 0 | 0 | 0 | 0
F4_Commercial_Interruptible - Miscellaneous_New_Water Heating_Natural Gas_Water Heater - Faucet Aerators_A_Achievable Economic RVT Potential | F4 | Commercial | Interruptible - Miscellaneous | New | Water Heating | Natural Gas | Water Heater - Faucet Aerators | A | Incremental Energy Savings (MWh or mTherms) | Achievable Economic RVT Potential | 0 | 0 | 0 | 0 | 0 | 0 | 0 | 0 | 0 | 0 | 0 | 0 | 0 | 0 | 0 | 0 | 0 | 0 | 0 | 0 | 0 | 0 | 0 | 0 | 0 | 0 | 0
F5_Commercial_Interruptible - Miscellaneous_New_Water Heating_Natural Gas_Water Heater - Faucet Aerators_A_Achievable Economic RVT Potential | F5 | Commercial | Interruptible - Miscellaneous | New | Water Heating | Natural Gas | Water Heater - Faucet Aerators | A | Incremental Summer Peak Savings (MW) | Achievable Economic RVT Potential | 0 | 0 | 0 | 0 | 0 | 0 | 0 | 0 | 0 | 0 | 0 | 0 | 0 | 0 | 0 | 0 | 0 | 0 | 0 | 0 | 0 | 0 | 0 | 0 | 0 | 0 | 0
F6_Commercial_Interruptible - Miscellaneous_New_Water Heating_Natural Gas_Water Heater - Faucet Aerators_A_Achievable Economic RVT Potential | F6 | Commercial | Interruptible - Miscellaneous | New | Water Heating | Natural Gas | Water Heater - Faucet Aerators | A | Incremental Winter Peak Savings (MW) | Achievable Economic RVT Potential | 0 | 0 | 0 | 0 | 0 | 0 | 0 | 0 | 0 | 0 | 0 | 0 | 0 | 0 | 0 | 0 | 0 | 0 | 0 | 0 | 0 | 0 | 0 | 0 | 0 | 0 | 0
F7_Commercial_Interruptible - Miscellaneous_New_Water Heating_Natural Gas_Water Heater - Faucet Aerators_A_Achievable Economic RVT Potential | F7 | Commercial | Interruptible - Miscellaneous | New | Water Heating | Natural Gas | Water Heater - Faucet Aerators | A | Cumulative Energy Savings (MWh or mTherms) | Achievable Economic RVT Potential | 0 | 0 | 0 | 0 | 0 | 0 | 0 | 0 | 0 | 0 | 0 | 0 | 0 | 0 | 0 | 0 | 0 | 0 | 0 | 0 | 0 | 0 | 0 | 0 | 0 | 0 | 0
F8_Commercial_Interruptible - Miscellaneous_New_Water Heating_Natural Gas_Water Heater - Faucet Aerators_A_Achievable Economic RVT Potential | F8 | Commercial | Interruptible - Miscellaneous | New | Water Heating | Natural Gas | Water Heater - Faucet Aerators | A | Cumulative Summer Peak Savings (MW) | Achievable Economic RVT Potential | 0 | 0 | 0 | 0 | 0 | 0 | 0 | 0 | 0 | 0 | 0 | 0 | 0 | 0 | 0 | 0 | 0 | 0 | 0 | 0 | 0 | 0 | 0 | 0 | 0 | 0 | 0
F9_Commercial_Interruptible - Miscellaneous_New_Water Heating_Natural Gas_Water Heater - Faucet Aerators_A_Achievable Economic RVT Potential | F9 | Commercial | Interruptible - Miscellaneous | New | Water Heating | Natural Gas | Water Heater - Faucet Aerators | A | Cumulative Winter Peak Savings (MW) | Achievable Economic RVT Potential | 0 | 0 | 0 | 0 | 0 | 0 | 0 | 0 | 0 | 0 | 0 | 0 | 0 | 0 | 0 | 0 | 0 | 0 | 0 | 0 | 0 | 0 | 0 | 0 | 0 | 0 | 0
F10_Commercial_Interruptible - Miscellaneous_New_Water Heating_Natural Gas_Water Heater - Faucet Aerators_A_Achievable Economic RVT Potential | F10 | Commercial | Interruptible - Miscellaneous | New | Water Heating | Natural Gas | Water Heater - Faucet Aerators | A | Purchases (Incremental) | Achievable Economic RVT Potential | 0 | 0 | 0 | 0 | 0 | 0 | 0 | 0 | 0 | 0 | 0 | 0 | 0 | 0 | 0 | 0 | 0 | 0 | 0 | 0 | 0 | 0 | 0 | 0 | 0 | 0 | 0
F11_Commercial_Interruptible - Miscellaneous_New_Water Heating_Natural Gas_Water Heater - Faucet Aerators_A_Achievable Economic RVT Potential | F11 | Commercial | Interruptible - Miscellaneous | New | Water Heating | Natural Gas | Water Heater - Faucet Aerators | A | Purchases (Cumulative) | Achievable Economic RVT Potential | 0 | 0 | 0 | 0 | 0 | 0 | 0 | 0 | 0 | 0 | 0 | 0 | 0 | 0 | 0 | 0 | 0 | 0 | 0 | 0 | 0 | 0 | 0 | 0 | 0 | 0 | 0
F1_Commercial_Interruptible - Miscellaneous_New_Water Heating_Natural Gas_Water Heater - Low-Flow Showerheads_A_Achievable Economic RVT Potential | F1 | Commercial | Interruptible - Miscellaneous | New | Water Heating | Natural Gas | Water Heater - Low-Flow Showerheads | A | Integrated Unit Energy Savings (kWh or therms) | Achievable Economic RVT Potential | 0 | 0 | 0 | 0 | 0 | 0 | 0 | 0 | 0 | 0 | 0 | 0 | 0 | 0 | 0 | 0 | 0 | 0 | 0 | 0 | 0 | 0 | 0 | 0 | 0 | 0 | 0
F2_Commercial_Interruptible - Miscellaneous_New_Water Heating_Natural Gas_Water Heater - Low-Flow Showerheads_A_Achievable Economic RVT Potential | F2 | Commercial | Interruptible - Miscellaneous | New | Water Heating | Natural Gas | Water Heater - Low-Flow Showerheads | A | Integrated Unit Summer Peak Savings (kW) | Achievable Economic RVT Potential | 0 | 0 | 0 | 0 | 0 | 0 | 0 | 0 | 0 | 0 | 0 | 0 | 0 | 0 | 0 | 0 | 0 | 0 | 0 | 0 | 0 | 0 | 0 | 0 | 0 | 0 | 0
F3_Commercial_Interruptible - Miscellaneous_New_Water Heating_Natural Gas_Water Heater - Low-Flow Showerheads_A_Achievable Economic RVT Potential | F3 | Commercial | Interruptible - Miscellaneous | New | Water Heating | Natural Gas | Water Heater - Low-Flow Showerheads | A | Integrated Unit Winter Peak Savings (kW) | Achievable Economic RVT Potential | 0 | 0 | 0 | 0 | 0 | 0 | 0 | 0 | 0 | 0 | 0 | 0 | 0 | 0 | 0 | 0 | 0 | 0 | 0 | 0 | 0 | 0 | 0 | 0 | 0 | 0 | 0
F4_Commercial_Interruptible - Miscellaneous_New_Water Heating_Natural Gas_Water Heater - Low-Flow Showerheads_A_Achievable Economic RVT Potential | F4 | Commercial | Interruptible - Miscellaneous | New | Water Heating | Natural Gas | Water Heater - Low-Flow Showerheads | A | Incremental Energy Savings (MWh or mTherms) | Achievable Economic RVT Potential | 0 | 0 | 0 | 0 | 0 | 0 | 0 | 0 | 0 | 0 | 0 | 0 | 0 | 0 | 0 | 0 | 0 | 0 | 0 | 0 | 0 | 0 | 0 | 0 | 0 | 0 | 0
F5_Commercial_Interruptible - Miscellaneous_New_Water Heating_Natural Gas_Water Heater - Low-Flow Showerheads_A_Achievable Economic RVT Potential | F5 | Commercial | Interruptible - Miscellaneous | New | Water Heating | Natural Gas | Water Heater - Low-Flow Showerheads | A | Incremental Summer Peak Savings (MW) | Achievable Economic RVT Potential | 0 | 0 | 0 | 0 | 0 | 0 | 0 | 0 | 0 | 0 | 0 | 0 | 0 | 0 | 0 | 0 | 0 | 0 | 0 | 0 | 0 | 0 | 0 | 0 | 0 | 0 | 0
F6_Commercial_Interruptible - Miscellaneous_New_Water Heating_Natural Gas_Water Heater - Low-Flow Showerheads_A_Achievable Economic RVT Potential | F6 | Commercial | Interruptible - Miscellaneous | New | Water Heating | Natural Gas | Water Heater - Low-Flow Showerheads | A | Incremental Winter Peak Savings (MW) | Achievable Economic RVT Potential | 0 | 0 | 0 | 0 | 0 | 0 | 0 | 0 | 0 | 0 | 0 | 0 | 0 | 0 | 0 | 0 | 0 | 0 | 0 | 0 | 0 | 0 | 0 | 0 | 0 | 0 | 0
F7_Commercial_Interruptible - Miscellaneous_New_Water Heating_Natural Gas_Water Heater - Low-Flow Showerheads_A_Achievable Economic RVT Potential | F7 | Commercial | Interruptible - Miscellaneous | New | Water Heating | Natural Gas | Water Heater - Low-Flow Showerheads | A | Cumulative Energy Savings (MWh or mTherms) | Achievable Economic RVT Potential | 0 | 0 | 0 | 0 | 0 | 0 | 0 | 0 | 0 | 0 | 0 | 0 | 0 | 0 | 0 | 0 | 0 | 0 | 0 | 0 | 0 | 0 | 0 | 0 | 0 | 0 | 0
F8_Commercial_Interruptible - Miscellaneous_New_Water Heating_Natural Gas_Water Heater - Low-Flow Showerheads_A_Achievable Economic RVT Potential | F8 | Commercial | Interruptible - Miscellaneous | New | Water Heating | Natural Gas | Water Heater - Low-Flow Showerheads | A | Cumulative Summer Peak Savings (MW) | Achievable Economic RVT Potential | 0 | 0 | 0 | 0 | 0 | 0 | 0 | 0 | 0 | 0 | 0 | 0 | 0 | 0 | 0 | 0 | 0 | 0 | 0 | 0 | 0 | 0 | 0 | 0 | 0 | 0 | 0
F9_Commercial_Interruptible - Miscellaneous_New_Water Heating_Natural Gas_Water Heater - Low-Flow Showerheads_A_Achievable Economic RVT Potential | F9 | Commercial | Interruptible - Miscellaneous | New | Water Heating | Natural Gas | Water Heater - Low-Flow Showerheads | A | Cumulative Winter Peak Savings (MW) | Achievable Economic RVT Potential | 0 | 0 | 0 | 0 | 0 | 0 | 0 | 0 | 0 | 0 | 0 | 0 | 0 | 0 | 0 | 0 | 0 | 0 | 0 | 0 | 0 | 0 | 0 | 0 | 0 | 0 | 0
F10_Commercial_Interruptible - Miscellaneous_New_Water Heating_Natural Gas_Water Heater - Low-Flow Showerheads_A_Achievable Economic RVT Potential | F10 | Commercial | Interruptible - Miscellaneous | New | Water Heating | Natural Gas | Water Heater - Low-Flow Showerheads | A | Purchases (Incremental) | Achievable Economic RVT Potential | 0 | 0 | 0 | 0 | 0 | 0 | 0 | 0 | 0 | 0 | 0 | 0 | 0 | 0 | 0 | 0 | 0 | 0 | 0 | 0 | 0 | 0 | 0 | 0 | 0 | 0 | 0
F11_Commercial_Interruptible - Miscellaneous_New_Water Heating_Natural Gas_Water Heater - Low-Flow Showerheads_A_Achievable Economic RVT Potential | F11 | Commercial | Interruptible - Miscellaneous | New | Water Heating | Natural Gas | Water Heater - Low-Flow Showerheads | A | Purchases (Cumulative) | Achievable Economic RVT Potential | 0 | 0 | 0 | 0 | 0 | 0 | 0 | 0 | 0 | 0 | 0 | 0 | 0 | 0 | 0 | 0 | 0 | 0 | 0 | 0 | 0 | 0 | 0 | 0 | 0 | 0 | 0
F1_Commercial_Interruptible - Miscellaneous_New_Water Heating_Natural Gas_Water Heater - Tank Blanket/Insulation_A_Achievable Economic RVT Potential | F1 | Commercial | Interruptible - Miscellaneous | New | Water Heating | Natural Gas | Water Heater - Tank Blanket/Insulation | A | Integrated Unit Energy Savings (kWh or therms) | Achievable Economic RVT Potential | 0 | 0 | 0 | 0 | 0 | 0 | 0 | 0 | 0 | 0 | 0 | 0 | 0 | 0 | 0 | 0 | 0 | 0 | 0 | 0 | 0 | 0 | 0 | 0 | 0 | 0 | 0
F2_Commercial_Interruptible - Miscellaneous_New_Water Heating_Natural Gas_Water Heater - Tank Blanket/Insulation_A_Achievable Economic RVT Potential | F2 | Commercial | Interruptible - Miscellaneous | New | Water Heating | Natural Gas | Water Heater - Tank Blanket/Insulation | A | Integrated Unit Summer Peak Savings (kW) | Achievable Economic RVT Potential | 0 | 0 | 0 | 0 | 0 | 0 | 0 | 0 | 0 | 0 | 0 | 0 | 0 | 0 | 0 | 0 | 0 | 0 | 0 | 0 | 0 | 0 | 0 | 0 | 0 | 0 | 0
F3_Commercial_Interruptible - Miscellaneous_New_Water Heating_Natural Gas_Water Heater - Tank Blanket/Insulation_A_Achievable Economic RVT Potential | F3 | Commercial | Interruptible - Miscellaneous | New | Water Heating | Natural Gas | Water Heater - Tank Blanket/Insulation | A | Integrated Unit Winter Peak Savings (kW) | Achievable Economic RVT Potential | 0 | 0 | 0 | 0 | 0 | 0 | 0 | 0 | 0 | 0 | 0 | 0 | 0 | 0 | 0 | 0 | 0 | 0 | 0 | 0 | 0 | 0 | 0 | 0 | 0 | 0 | 0
F4_Commercial_Interruptible - Miscellaneous_New_Water Heating_Natural Gas_Water Heater - Tank Blanket/Insulation_A_Achievable Economic RVT Potential | F4 | Commercial | Interruptible - Miscellaneous | New | Water Heating | Natural Gas | Water Heater - Tank Blanket/Insulation | A | Incremental Energy Savings (MWh or mTherms) | Achievable Economic RVT Potential | 0 | 0 | 0 | 0 | 0 | 0 | 0 | 0 | 0 | 0 | 0 | 0 | 0 | 0 | 0 | 0 | 0 | 0 | 0 | 0 | 0 | 0 | 0 | 0 | 0 | 0 | 0
F5_Commercial_Interruptible - Miscellaneous_New_Water Heating_Natural Gas_Water Heater - Tank Blanket/Insulation_A_Achievable Economic RVT Potential | F5 | Commercial | Interruptible - Miscellaneous | New | Water Heating | Natural Gas | Water Heater - Tank Blanket/Insulation | A | Incremental Summer Peak Savings (MW) | Achievable Economic RVT Potential | 0 | 0 | 0 | 0 | 0 | 0 | 0 | 0 | 0 | 0 | 0 | 0 | 0 | 0 | 0 | 0 | 0 | 0 | 0 | 0 | 0 | 0 | 0 | 0 | 0 | 0 | 0
F6_Commercial_Interruptible - Miscellaneous_New_Water Heating_Natural Gas_Water Heater - Tank Blanket/Insulation_A_Achievable Economic RVT Potential | F6 | Commercial | Interruptible - Miscellaneous | New | Water Heating | Natural Gas | Water Heater - Tank Blanket/Insulation | A | Incremental Winter Peak Savings (MW) | Achievable Economic RVT Potential | 0 | 0 | 0 | 0 | 0 | 0 | 0 | 0 | 0 | 0 | 0 | 0 | 0 | 0 | 0 | 0 | 0 | 0 | 0 | 0 | 0 | 0 | 0 | 0 | 0 | 0 | 0
F7_Commercial_Interruptible - Miscellaneous_New_Water Heating_Natural Gas_Water Heater - Tank Blanket/Insulation_A_Achievable Economic RVT Potential | F7 | Commercial | Interruptible - Miscellaneous | New | Water Heating | Natural Gas | Water Heater - Tank Blanket/Insulation | A | Cumulative Energy Savings (MWh or mTherms) | Achievable Economic RVT Potential | 0 | 0 | 0 | 0 | 0 | 0 | 0 | 0 | 0 | 0 | 0 | 0 | 0 | 0 | 0 | 0 | 0 | 0 | 0 | 0 | 0 | 0 | 0 | 0 | 0 | 0 | 0
F8_Commercial_Interruptible - Miscellaneous_New_Water Heating_Natural Gas_Water Heater - Tank Blanket/Insulation_A_Achievable Economic RVT Potential | F8 | Commercial | Interruptible - Miscellaneous | New | Water Heating | Natural Gas | Water Heater - Tank Blanket/Insulation | A | Cumulative Summer Peak Savings (MW) | Achievable Economic RVT Potential | 0 | 0 | 0 | 0 | 0 | 0 | 0 | 0 | 0 | 0 | 0 | 0 | 0 | 0 | 0 | 0 | 0 | 0 | 0 | 0 | 0 | 0 | 0 | 0 | 0 | 0 | 0
F9_Commercial_Interruptible - Miscellaneous_New_Water Heating_Natural Gas_Water Heater - Tank Blanket/Insulation_A_Achievable Economic RVT Potential | F9 | Commercial | Interruptible - Miscellaneous | New | Water Heating | Natural Gas | Water Heater - Tank Blanket/Insulation | A | Cumulative Winter Peak Savings (MW) | Achievable Economic RVT Potential | 0 | 0 | 0 | 0 | 0 | 0 | 0 | 0 | 0 | 0 | 0 | 0 | 0 | 0 | 0 | 0 | 0 | 0 | 0 | 0 | 0 | 0 | 0 | 0 | 0 | 0 | 0
F10_Commercial_Interruptible - Miscellaneous_New_Water Heating_Natural Gas_Water Heater - Tank Blanket/Insulation_A_Achievable Economic RVT Potential | F10 | Commercial | Interruptible - Miscellaneous | New | Water Heating | Natural Gas | Water Heater - Tank Blanket/Insulation | A | Purchases (Incremental) | Achievable Economic RVT Potential | 0 | 0 | 0 | 0 | 0 | 0 | 0 | 0 | 0 | 0 | 0 | 0 | 0 | 0 | 0 | 0 | 0 | 0 | 0 | 0 | 0 | 0 | 0 | 0 | 0 | 0 | 0
F11_Commercial_Interruptible - Miscellaneous_New_Water Heating_Natural Gas_Water Heater - Tank Blanket/Insulation_A_Achievable Economic RVT Potential | F11 | Commercial | Interruptible - Miscellaneous | New | Water Heating | Natural Gas | Water Heater - Tank Blanket/Insulation | A | Purchases (Cumulative) | Achievable Economic RVT Potential | 0 | 0 | 0 | 0 | 0 | 0 | 0 | 0 | 0 | 0 | 0 | 0 | 0 | 0 | 0 | 0 | 0 | 0 | 0 | 0 | 0 | 0 | 0 | 0 | 0 | 0 | 0
F1_Commercial_Interruptible - Miscellaneous_New_Water Heating_Natural Gas_Water Heater - Drainwater Heat Recovery_A_Achievable Economic RVT Potential | F1 | Commercial | Interruptible - Miscellaneous | New | Water Heating | Natural Gas | Water Heater - Drainwater Heat Recovery | A | Integrated Unit Energy Savings (kWh or therms) | Achievable Economic RVT Potential | 0 | 0 | 0 | 0 | 0 | 0 | 0 | 0 | 0 | 0 | 0 | 0 | 0 | 0 | 0 | 0 | 0 | 0 | 0 | 0 | 0 | 0 | 0 | 0 | 0 | 0 | 0
F2_Commercial_Interruptible - Miscellaneous_New_Water Heating_Natural Gas_Water Heater - Drainwater Heat Recovery_A_Achievable Economic RVT Potential | F2 | Commercial | Interruptible - Miscellaneous | New | Water Heating | Natural Gas | Water Heater - Drainwater Heat Recovery | A | Integrated Unit Summer Peak Savings (kW) | Achievable Economic RVT Potential | 0 | 0 | 0 | 0 | 0 | 0 | 0 | 0 | 0 | 0 | 0 | 0 | 0 | 0 | 0 | 0 | 0 | 0 | 0 | 0 | 0 | 0 | 0 | 0 | 0 | 0 | 0
F3_Commercial_Interruptible - Miscellaneous_New_Water Heating_Natural Gas_Water Heater - Drainwater Heat Recovery_A_Achievable Economic RVT Potential | F3 | Commercial | Interruptible - Miscellaneous | New | Water Heating | Natural Gas | Water Heater - Drainwater Heat Recovery | A | Integrated Unit Winter Peak Savings (kW) | Achievable Economic RVT Potential | 0 | 0 | 0 | 0 | 0 | 0 | 0 | 0 | 0 | 0 | 0 | 0 | 0 | 0 | 0 | 0 | 0 | 0 | 0 | 0 | 0 | 0 | 0 | 0 | 0 | 0 | 0
F4_Commercial_Interruptible - Miscellaneous_New_Water Heating_Natural Gas_Water Heater - Drainwater Heat Recovery_A_Achievable Economic RVT Potential | F4 | Commercial | Interruptible - Miscellaneous | New | Water Heating | Natural Gas | Water Heater - Drainwater Heat Recovery | A | Incremental Energy Savings (MWh or mTherms) | Achievable Economic RVT Potential | 0 | 0 | 0 | 0 | 0 | 0 | 0 | 0 | 0 | 0 | 0 | 0 | 0 | 0 | 0 | 0 | 0 | 0 | 0 | 0 | 0 | 0 | 0 | 0 | 0 | 0 | 0
F5_Commercial_Interruptible - Miscellaneous_New_Water Heating_Natural Gas_Water Heater - Drainwater Heat Recovery_A_Achievable Economic RVT Potential | F5 | Commercial | Interruptible - Miscellaneous | New | Water Heating | Natural Gas | Water Heater - Drainwater Heat Recovery | A | Incremental Summer Peak Savings (MW) | Achievable Economic RVT Potential | 0 | 0 | 0 | 0 | 0 | 0 | 0 | 0 | 0 | 0 | 0 | 0 | 0 | 0 | 0 | 0 | 0 | 0 | 0 | 0 | 0 | 0 | 0 | 0 | 0 | 0 | 0
F6_Commercial_Interruptible - Miscellaneous_New_Water Heating_Natural Gas_Water Heater - Drainwater Heat Recovery_A_Achievable Economic RVT Potential | F6 | Commercial | Interruptible - Miscellaneous | New | Water Heating | Natural Gas | Water Heater - Drainwater Heat Recovery | A | Incremental Winter Peak Savings (MW) | Achievable Economic RVT Potential | 0 | 0 | 0 | 0 | 0 | 0 | 0 | 0 | 0 | 0 | 0 | 0 | 0 | 0 | 0 | 0 | 0 | 0 | 0 | 0 | 0 | 0 | 0 | 0 | 0 | 0 | 0
F7_Commercial_Interruptible - Miscellaneous_New_Water Heating_Natural Gas_Water Heater - Drainwater Heat Recovery_A_Achievable Economic RVT Potential | F7 | Commercial | Interruptible - Miscellaneous | New | Water Heating | Natural Gas | Water Heater - Drainwater Heat Recovery | A | Cumulative Energy Savings (MWh or mTherms) | Achievable Economic RVT Potential | 0 | 0 | 0 | 0 | 0 | 0 | 0 | 0 | 0 | 0 | 0 | 0 | 0 | 0 | 0 | 0 | 0 | 0 | 0 | 0 | 0 | 0 | 0 | 0 | 0 | 0 | 0
F8_Commercial_Interruptible - Miscellaneous_New_Water Heating_Natural Gas_Water Heater - Drainwater Heat Recovery_A_Achievable Economic RVT Potential | F8 | Commercial | Interruptible - Miscellaneous | New | Water Heating | Natural Gas | Water Heater - Drainwater Heat Recovery | A | Cumulative Summer Peak Savings (MW) | Achievable Economic RVT Potential | 0 | 0 | 0 | 0 | 0 | 0 | 0 | 0 | 0 | 0 | 0 | 0 | 0 | 0 | 0 | 0 | 0 | 0 | 0 | 0 | 0 | 0 | 0 | 0 | 0 | 0 | 0
F9_Commercial_Interruptible - Miscellaneous_New_Water Heating_Natural Gas_Water Heater - Drainwater Heat Recovery_A_Achievable Economic RVT Potential | F9 | Commercial | Interruptible - Miscellaneous | New | Water Heating | Natural Gas | Water Heater - Drainwater Heat Recovery | A | Cumulative Winter Peak Savings (MW) | Achievable Economic RVT Potential | 0 | 0 | 0 | 0 | 0 | 0 | 0 | 0 | 0 | 0 | 0 | 0 | 0 | 0 | 0 | 0 | 0 | 0 | 0 | 0 | 0 | 0 | 0 | 0 | 0 | 0 | 0
F10_Commercial_Interruptible - Miscellaneous_New_Water Heating_Natural Gas_Water Heater - Drainwater Heat Recovery_A_Achievable Economic RVT Potential | F10 | Commercial | Interruptible - Miscellaneous | New | Water Heating | Natural Gas | Water Heater - Drainwater Heat Recovery | A | Purchases (Incremental) | Achievable Economic RVT Potential | 0 | 0 | 0 | 0 | 0 | 0 | 0 | 0 | 0 | 0 | 0 | 0 | 0 | 0 | 0 | 0 | 0 | 0 | 0 | 0 | 0 | 0 | 0 | 0 | 0 | 0 | 0
F11_Commercial_Interruptible - Miscellaneous_New_Water Heating_Natural Gas_Water Heater - Drainwater Heat Recovery_A_Achievable Economic RVT Potential | F11 | Commercial | Interruptible - Miscellaneous | New | Water Heating | Natural Gas | Water Heater - Drainwater Heat Recovery | A | Purchases (Cumulative) | Achievable Economic RVT Potential | 0 | 0 | 0 | 0 | 0 | 0 | 0 | 0 | 0 | 0 | 0 | 0 | 0 | 0 | 0 | 0 | 0 | 0 | 0 | 0 | 0 | 0 | 0 | 0 | 0 | 0 | 0
F1_Commercial_Interruptible - Miscellaneous_New_Water Heating_Natural Gas_Water Heater - Circulation Pump Controls_A_Achievable Economic RVT Potential | F1 | Commercial | Interruptible - Miscellaneous | New | Water Heating | Natural Gas | Water Heater - Circulation Pump Controls | A | Integrated Unit Energy Savings (kWh or therms) | Achievable Economic RVT Potential | 0 | 0 | 0 | 0 | 0 | 0 | 0 | 0 | 0 | 0 | 0 | 0 | 0 | 0 | 0 | 0 | 0 | 0 | 0 | 0 | 0 | 0 | 0 | 0 | 0 | 0 | 0
F2_Commercial_Interruptible - Miscellaneous_New_Water Heating_Natural Gas_Water Heater - Circulation Pump Controls_A_Achievable Economic RVT Potential | F2 | Commercial | Interruptible - Miscellaneous | New | Water Heating | Natural Gas | Water Heater - Circulation Pump Controls | A | Integrated Unit Summer Peak Savings (kW) | Achievable Economic RVT Potential | 0 | 0 | 0 | 0 | 0 | 0 | 0 | 0 | 0 | 0 | 0 | 0 | 0 | 0 | 0 | 0 | 0 | 0 | 0 | 0 | 0 | 0 | 0 | 0 | 0 | 0 | 0
F3_Commercial_Interruptible - Miscellaneous_New_Water Heating_Natural Gas_Water Heater - Circulation Pump Controls_A_Achievable Economic RVT Potential | F3 | Commercial | Interruptible - Miscellaneous | New | Water Heating | Natural Gas | Water Heater - Circulation Pump Controls | A | Integrated Unit Winter Peak Savings (kW) | Achievable Economic RVT Potential | 0 | 0 | 0 | 0 | 0 | 0 | 0 | 0 | 0 | 0 | 0 | 0 | 0 | 0 | 0 | 0 | 0 | 0 | 0 | 0 | 0 | 0 | 0 | 0 | 0 | 0 | 0
F4_Commercial_Interruptible - Miscellaneous_New_Water Heating_Natural Gas_Water Heater - Circulation Pump Controls_A_Achievable Economic RVT Potential | F4 | Commercial | Interruptible - Miscellaneous | New | Water Heating | Natural Gas | Water Heater - Circulation Pump Controls | A | Incremental Energy Savings (MWh or mTherms) | Achievable Economic RVT Potential | 0 | 0 | 0 | 0 | 0 | 0 | 0 | 0 | 0 | 0 | 0 | 0 | 0 | 0 | 0 | 0 | 0 | 0 | 0 | 0 | 0 | 0 | 0 | 0 | 0 | 0 | 0
F5_Commercial_Interruptible - Miscellaneous_New_Water Heating_Natural Gas_Water Heater - Circulation Pump Controls_A_Achievable Economic RVT Potential | F5 | Commercial | Interruptible - Miscellaneous | New | Water Heating | Natural Gas | Water Heater - Circulation Pump Controls | A | Incremental Summer Peak Savings (MW) | Achievable Economic RVT Potential | 0 | 0 | 0 | 0 | 0 | 0 | 0 | 0 | 0 | 0 | 0 | 0 | 0 | 0 | 0 | 0 | 0 | 0 | 0 | 0 | 0 | 0 | 0 | 0 | 0 | 0 | 0
F6_Commercial_Interruptible - Miscellaneous_New_Water Heating_Natural Gas_Water Heater - Circulation Pump Controls_A_Achievable Economic RVT Potential | F6 | Commercial | Interruptible - Miscellaneous | New | Water Heating | Natural Gas | Water Heater - Circulation Pump Controls | A | Incremental Winter Peak Savings (MW) | Achievable Economic RVT Potential | 0 | 0 | 0 | 0 | 0 | 0 | 0 | 0 | 0 | 0 | 0 | 0 | 0 | 0 | 0 | 0 | 0 | 0 | 0 | 0 | 0 | 0 | 0 | 0 | 0 | 0 | 0
F7_Commercial_Interruptible - Miscellaneous_New_Water Heating_Natural Gas_Water Heater - Circulation Pump Controls_A_Achievable Economic RVT Potential | F7 | Commercial | Interruptible - Miscellaneous | New | Water Heating | Natural Gas | Water Heater - Circulation Pump Controls | A | Cumulative Energy Savings (MWh or mTherms) | Achievable Economic RVT Potential | 0 | 0 | 0 | 0 | 0 | 0 | 0 | 0 | 0 | 0 | 0 | 0 | 0 | 0 | 0 | 0 | 0 | 0 | 0 | 0 | 0 | 0 | 0 | 0 | 0 | 0 | 0
F8_Commercial_Interruptible - Miscellaneous_New_Water Heating_Natural Gas_Water Heater - Circulation Pump Controls_A_Achievable Economic RVT Potential | F8 | Commercial | Interruptible - Miscellaneous | New | Water Heating | Natural Gas | Water Heater - Circulation Pump Controls | A | Cumulative Summer Peak Savings (MW) | Achievable Economic RVT Potential | 0 | 0 | 0 | 0 | 0 | 0 | 0 | 0 | 0 | 0 | 0 | 0 | 0 | 0 | 0 | 0 | 0 | 0 | 0 | 0 | 0 | 0 | 0 | 0 | 0 | 0 | 0
F9_Commercial_Interruptible - Miscellaneous_New_Water Heating_Natural Gas_Water Heater - Circulation Pump Controls_A_Achievable Economic RVT Potential | F9 | Commercial | Interruptible - Miscellaneous | New | Water Heating | Natural Gas | Water Heater - Circulation Pump Controls | A | Cumulative Winter Peak Savings (MW) | Achievable Economic RVT Potential | 0 | 0 | 0 | 0 | 0 | 0 | 0 | 0 | 0 | 0 | 0 | 0 | 0 | 0 | 0 | 0 | 0 | 0 | 0 | 0 | 0 | 0 | 0 | 0 | 0 | 0 | 0
F10_Commercial_Interruptible - Miscellaneous_New_Water Heating_Natural Gas_Water Heater - Circulation Pump Controls_A_Achievable Economic RVT Potential | F10 | Commercial | Interruptible - Miscellaneous | New | Water Heating | Natural Gas | Water Heater - Circulation Pump Controls | A | Purchases (Incremental) | Achievable Economic RVT Potential | 0 | 0 | 0 | 0 | 0 | 0 | 0 | 0 | 0 | 0 | 0 | 0 | 0 | 0 | 0 | 0 | 0 | 0 | 0 | 0 | 0 | 0 | 0 | 0 | 0 | 0 | 0
F11_Commercial_Interruptible - Miscellaneous_New_Water Heating_Natural Gas_Water Heater - Circulation Pump Controls_A_Achievable Economic RVT Potential | F11 | Commercial | Interruptible - Miscellaneous | New | Water Heating | Natural Gas | Water Heater - Circulation Pump Controls | A | Purchases (Cumulative) | Achievable Economic RVT Potential | 0 | 0 | 0 | 0 | 0 | 0 | 0 | 0 | 0 | 0 | 0 | 0 | 0 | 0 | 0 | 0 | 0 | 0 | 0 | 0 | 0 | 0 | 0 | 0 | 0 | 0 | 0
F1_Commercial_Interruptible - Miscellaneous_New_Water Heating_Natural Gas_Water Heater - Pipe Insulation_A_Achievable Economic RVT Potential | F1 | Commercial | Interruptible - Miscellaneous | New | Water Heating | Natural Gas | Water Heater - Pipe Insulation | A | Integrated Unit Energy Savings (kWh or therms) | Achievable Economic RVT Potential | 0 | 0 | 0 | 0 | 0 | 0 | 0 | 0 | 0 | 0 | 0 | 0 | 0 | 0 | 0 | 0 | 0 | 0 | 0 | 0 | 0 | 0 | 0 | 0 | 0 | 0 | 0
F2_Commercial_Interruptible - Miscellaneous_New_Water Heating_Natural Gas_Water Heater - Pipe Insulation_A_Achievable Economic RVT Potential | F2 | Commercial | Interruptible - Miscellaneous | New | Water Heating | Natural Gas | Water Heater - Pipe Insulation | A | Integrated Unit Summer Peak Savings (kW) | Achievable Economic RVT Potential | 0 | 0 | 0 | 0 | 0 | 0 | 0 | 0 | 0 | 0 | 0 | 0 | 0 | 0 | 0 | 0 | 0 | 0 | 0 | 0 | 0 | 0 | 0 | 0 | 0 | 0 | 0
F3_Commercial_Interruptible - Miscellaneous_New_Water Heating_Natural Gas_Water Heater - Pipe Insulation_A_Achievable Economic RVT Potential | F3 | Commercial | Interruptible - Miscellaneous | New | Water Heating | Natural Gas | Water Heater - Pipe Insulation | A | Integrated Unit Winter Peak Savings (kW) | Achievable Economic RVT Potential | 0 | 0 | 0 | 0 | 0 | 0 | 0 | 0 | 0 | 0 | 0 | 0 | 0 | 0 | 0 | 0 | 0 | 0 | 0 | 0 | 0 | 0 | 0 | 0 | 0 | 0 | 0
F4_Commercial_Interruptible - Miscellaneous_New_Water Heating_Natural Gas_Water Heater - Pipe Insulation_A_Achievable Economic RVT Potential | F4 | Commercial | Interruptible - Miscellaneous | New | Water Heating | Natural Gas | Water Heater - Pipe Insulation | A | Incremental Energy Savings (MWh or mTherms) | Achievable Economic RVT Potential | 0 | 0 | 0 | 0 | 0 | 0 | 0 | 0 | 0 | 0 | 0 | 0 | 0 | 0 | 0 | 0 | 0 | 0 | 0 | 0 | 0 | 0 | 0 | 0 | 0 | 0 | 0
F5_Commercial_Interruptible - Miscellaneous_New_Water Heating_Natural Gas_Water Heater - Pipe Insulation_A_Achievable Economic RVT Potential | F5 | Commercial | Interruptible - Miscellaneous | New | Water Heating | Natural Gas | Water Heater - Pipe Insulation | A | Incremental Summer Peak Savings (MW) | Achievable Economic RVT Potential | 0 | 0 | 0 | 0 | 0 | 0 | 0 | 0 | 0 | 0 | 0 | 0 | 0 | 0 | 0 | 0 | 0 | 0 | 0 | 0 | 0 | 0 | 0 | 0 | 0 | 0 | 0
F6_Commercial_Interruptible - Miscellaneous_New_Water Heating_Natural Gas_Water Heater - Pipe Insulation_A_Achievable Economic RVT Potential | F6 | Commercial | Interruptible - Miscellaneous | New | Water Heating | Natural Gas | Water Heater - Pipe Insulation | A | Incremental Winter Peak Savings (MW) | Achievable Economic RVT Potential | 0 | 0 | 0 | 0 | 0 | 0 | 0 | 0 | 0 | 0 | 0 | 0 | 0 | 0 | 0 | 0 | 0 | 0 | 0 | 0 | 0 | 0 | 0 | 0 | 0 | 0 | 0
F7_Commercial_Interruptible - Miscellaneous_New_Water Heating_Natural Gas_Water Heater - Pipe Insulation_A_Achievable Economic RVT Potential | F7 | Commercial | Interruptible - Miscellaneous | New | Water Heating | Natural Gas | Water Heater - Pipe Insulation | A | Cumulative Energy Savings (MWh or mTherms) | Achievable Economic RVT Potential | 0 | 0 | 0 | 0 | 0 | 0 | 0 | 0 | 0 | 0 | 0 | 0 | 0 | 0 | 0 | 0 | 0 | 0 | 0 | 0 | 0 | 0 | 0 | 0 | 0 | 0 | 0
F8_Commercial_Interruptible - Miscellaneous_New_Water Heating_Natural Gas_Water Heater - Pipe Insulation_A_Achievable Economic RVT Potential | F8 | Commercial | Interruptible - Miscellaneous | New | Water Heating | Natural Gas | Water Heater - Pipe Insulation | A | Cumulative Summer Peak Savings (MW) | Achievable Economic RVT Potential | 0 | 0 | 0 | 0 | 0 | 0 | 0 | 0 | 0 | 0 | 0 | 0 | 0 | 0 | 0 | 0 | 0 | 0 | 0 | 0 | 0 | 0 | 0 | 0 | 0 | 0 | 0
F9_Commercial_Interruptible - Miscellaneous_New_Water Heating_Natural Gas_Water Heater - Pipe Insulation_A_Achievable Economic RVT Potential | F9 | Commercial | Interruptible - Miscellaneous | New | Water Heating | Natural Gas | Water Heater - Pipe Insulation | A | Cumulative Winter Peak Savings (MW) | Achievable Economic RVT Potential | 0 | 0 | 0 | 0 | 0 | 0 | 0 | 0 | 0 | 0 | 0 | 0 | 0 | 0 | 0 | 0 | 0 | 0 | 0 | 0 | 0 | 0 | 0 | 0 | 0 | 0 | 0
F10_Commercial_Interruptible - Miscellaneous_New_Water Heating_Natural Gas_Water Heater - Pipe Insulation_A_Achievable Economic RVT Potential | F10 | Commercial | Interruptible - Miscellaneous | New | Water Heating | Natural Gas | Water Heater - Pipe Insulation | A | Purchases (Incremental) | Achievable Economic RVT Potential | 0 | 0 | 0 | 0 | 0 | 0 | 0 | 0 | 0 | 0 | 0 | 0 | 0 | 0 | 0 | 0 | 0 | 0 | 0 | 0 | 0 | 0 | 0 | 0 | 0 | 0 | 0
F11_Commercial_Interruptible - Miscellaneous_New_Water Heating_Natural Gas_Water Heater - Pipe Insulation_A_Achievable Economic RVT Potential | F11 | Commercial | Interruptible - Miscellaneous | New | Water Heating | Natural Gas | Water Heater - Pipe Insulation | A | Purchases (Cumulative) | Achievable Economic RVT Potential | 0 | 0 | 0 | 0 | 0 | 0 | 0 | 0 | 0 | 0 | 0 | 0 | 0 | 0 | 0 | 0 | 0 | 0 | 0 | 0 | 0 | 0 | 0 | 0 | 0 | 0 | 0
F1_Commercial_Interruptible - Miscellaneous_New_Water Heating_Natural Gas_Water Heater - Motion Control Faucet_A_Achievable Economic RVT Potential | F1 | Commercial | Interruptible - Miscellaneous | New | Water Heating | Natural Gas | Water Heater - Motion Control Faucet | A | Integrated Unit Energy Savings (kWh or therms) | Achievable Economic RVT Potential | 0 | 0 | 0 | 0 | 0 | 0 | 0 | 0 | 0 | 0 | 0 | 0 | 0 | 0 | 0 | 0 | 0 | 0 | 0 | 0 | 0 | 0 | 0 | 0 | 0 | 0 | 0
F2_Commercial_Interruptible - Miscellaneous_New_Water Heating_Natural Gas_Water Heater - Motion Control Faucet_A_Achievable Economic RVT Potential | F2 | Commercial | Interruptible - Miscellaneous | New | Water Heating | Natural Gas | Water Heater - Motion Control Faucet | A | Integrated Unit Summer Peak Savings (kW) | Achievable Economic RVT Potential | 0 | 0 | 0 | 0 | 0 | 0 | 0 | 0 | 0 | 0 | 0 | 0 | 0 | 0 | 0 | 0 | 0 | 0 | 0 | 0 | 0 | 0 | 0 | 0 | 0 | 0 | 0
F3_Commercial_Interruptible - Miscellaneous_New_Water Heating_Natural Gas_Water Heater - Motion Control Faucet_A_Achievable Economic RVT Potential | F3 | Commercial | Interruptible - Miscellaneous | New | Water Heating | Natural Gas | Water Heater - Motion Control Faucet | A | Integrated Unit Winter Peak Savings (kW) | Achievable Economic RVT Potential | 0 | 0 | 0 | 0 | 0 | 0 | 0 | 0 | 0 | 0 | 0 | 0 | 0 | 0 | 0 | 0 | 0 | 0 | 0 | 0 | 0 | 0 | 0 | 0 | 0 | 0 | 0
F4_Commercial_Interruptible - Miscellaneous_New_Water Heating_Natural Gas_Water Heater - Motion Control Faucet_A_Achievable Economic RVT Potential | F4 | Commercial | Interruptible - Miscellaneous | New | Water Heating | Natural Gas | Water Heater - Motion Control Faucet | A | Incremental Energy Savings (MWh or mTherms) | Achievable Economic RVT Potential | 0 | 0 | 0 | 0 | 0 | 0 | 0 | 0 | 0 | 0 | 0 | 0 | 0 | 0 | 0 | 0 | 0 | 0 | 0 | 0 | 0 | 0 | 0 | 0 | 0 | 0 | 0
F5_Commercial_Interruptible - Miscellaneous_New_Water Heating_Natural Gas_Water Heater - Motion Control Faucet_A_Achievable Economic RVT Potential | F5 | Commercial | Interruptible - Miscellaneous | New | Water Heating | Natural Gas | Water Heater - Motion Control Faucet | A | Incremental Summer Peak Savings (MW) | Achievable Economic RVT Potential | 0 | 0 | 0 | 0 | 0 | 0 | 0 | 0 | 0 | 0 | 0 | 0 | 0 | 0 | 0 | 0 | 0 | 0 | 0 | 0 | 0 | 0 | 0 | 0 | 0 | 0 | 0
F6_Commercial_Interruptible - Miscellaneous_New_Water Heating_Natural Gas_Water Heater - Motion Control Faucet_A_Achievable Economic RVT Potential | F6 | Commercial | Interruptible - Miscellaneous | New | Water Heating | Natural Gas | Water Heater - Motion Control Faucet | A | Incremental Winter Peak Savings (MW) | Achievable Economic RVT Potential | 0 | 0 | 0 | 0 | 0 | 0 | 0 | 0 | 0 | 0 | 0 | 0 | 0 | 0 | 0 | 0 | 0 | 0 | 0 | 0 | 0 | 0 | 0 | 0 | 0 | 0 | 0
F7_Commercial_Interruptible - Miscellaneous_New_Water Heating_Natural Gas_Water Heater - Motion Control Faucet_A_Achievable Economic RVT Potential | F7 | Commercial | Interruptible - Miscellaneous | New | Water Heating | Natural Gas | Water Heater - Motion Control Faucet | A | Cumulative Energy Savings (MWh or mTherms) | Achievable Economic RVT Potential | 0 | 0 | 0 | 0 | 0 | 0 | 0 | 0 | 0 | 0 | 0 | 0 | 0 | 0 | 0 | 0 | 0 | 0 | 0 | 0 | 0 | 0 | 0 | 0 | 0 | 0 | 0
F8_Commercial_Interruptible - Miscellaneous_New_Water Heating_Natural Gas_Water Heater - Motion Control Faucet_A_Achievable Economic RVT Potential | F8 | Commercial | Interruptible - Miscellaneous | New | Water Heating | Natural Gas | Water Heater - Motion Control Faucet | A | Cumulative Summer Peak Savings (MW) | Achievable Economic RVT Potential | 0 | 0 | 0 | 0 | 0 | 0 | 0 | 0 | 0 | 0 | 0 | 0 | 0 | 0 | 0 | 0 | 0 | 0 | 0 | 0 | 0 | 0 | 0 | 0 | 0 | 0 | 0
F9_Commercial_Interruptible - Miscellaneous_New_Water Heating_Natural Gas_Water Heater - Motion Control Faucet_A_Achievable Economic RVT Potential | F9 | Commercial | Interruptible - Miscellaneous | New | Water Heating | Natural Gas | Water Heater - Motion Control Faucet | A | Cumulative Winter Peak Savings (MW) | Achievable Economic RVT Potential | 0 | 0 | 0 | 0 | 0 | 0 | 0 | 0 | 0 | 0 | 0 | 0 | 0 | 0 | 0 | 0 | 0 | 0 | 0 | 0 | 0 | 0 | 0 | 0 | 0 | 0 | 0
F10_Commercial_Interruptible - Miscellaneous_New_Water Heating_Natural Gas_Water Heater - Motion Control Faucet_A_Achievable Economic RVT Potential | F10 | Commercial | Interruptible - Miscellaneous | New | Water Heating | Natural Gas | Water Heater - Motion Control Faucet | A | Purchases (Incremental) | Achievable Economic RVT Potential | 0 | 0 | 0 | 0 | 0 | 0 | 0 | 0 | 0 | 0 | 0 | 0 | 0 | 0 | 0 | 0 | 0 | 0 | 0 | 0 | 0 | 0 | 0 | 0 | 0 | 0 | 0
F11_Commercial_Interruptible - Miscellaneous_New_Water Heating_Natural Gas_Water Heater - Motion Control Faucet_A_Achievable Economic RVT Potential | F11 | Commercial | Interruptible - Miscellaneous | New | Water Heating | Natural Gas | Water Heater - Motion Control Faucet | A | Purchases (Cumulative) | Achievable Economic RVT Potential | 0 | 0 | 0 | 0 | 0 | 0 | 0 | 0 | 0 | 0 | 0 | 0 | 0 | 0 | 0 | 0 | 0 | 0 | 0 | 0 | 0 | 0 | 0 | 0 | 0 | 0 | 0
F1_Commercial_Interruptible - Miscellaneous_New_Water Heating_Natural Gas_Water Heater - Solar System_A_Achievable Economic RVT Potential | F1 | Commercial | Interruptible - Miscellaneous | New | Water Heating | Natural Gas | Water Heater - Solar System | A | Integrated Unit Energy Savings (kWh or therms) | Achievable Economic RVT Potential | 0 | 0 | 0 | 0 | 0 | 0 | 0 | 0 | 0 | 0 | 0 | 0 | 0 | 0 | 0 | 0 | 0 | 0 | 0 | 0 | 0 | 0 | 0 | 0 | 0 | 0 | 0
F2_Commercial_Interruptible - Miscellaneous_New_Water Heating_Natural Gas_Water Heater - Solar System_A_Achievable Economic RVT Potential | F2 | Commercial | Interruptible - Miscellaneous | New | Water Heating | Natural Gas | Water Heater - Solar System | A | Integrated Unit Summer Peak Savings (kW) | Achievable Economic RVT Potential | 0 | 0 | 0 | 0 | 0 | 0 | 0 | 0 | 0 | 0 | 0 | 0 | 0 | 0 | 0 | 0 | 0 | 0 | 0 | 0 | 0 | 0 | 0 | 0 | 0 | 0 | 0
F3_Commercial_Interruptible - Miscellaneous_New_Water Heating_Natural Gas_Water Heater - Solar System_A_Achievable Economic RVT Potential | F3 | Commercial | Interruptible - Miscellaneous | New | Water Heating | Natural Gas | Water Heater - Solar System | A | Integrated Unit Winter Peak Savings (kW) | Achievable Economic RVT Potential | 0 | 0 | 0 | 0 | 0 | 0 | 0 | 0 | 0 | 0 | 0 | 0 | 0 | 0 | 0 | 0 | 0 | 0 | 0 | 0 | 0 | 0 | 0 | 0 | 0 | 0 | 0
F4_Commercial_Interruptible - Miscellaneous_New_Water Heating_Natural Gas_Water Heater - Solar System_A_Achievable Economic RVT Potential | F4 | Commercial | Interruptible - Miscellaneous | New | Water Heating | Natural Gas | Water Heater - Solar System | A | Incremental Energy Savings (MWh or mTherms) | Achievable Economic RVT Potential | 0 | 0 | 0 | 0 | 0 | 0 | 0 | 0 | 0 | 0 | 0 | 0 | 0 | 0 | 0 | 0 | 0 | 0 | 0 | 0 | 0 | 0 | 0 | 0 | 0 | 0 | 0
F5_Commercial_Interruptible - Miscellaneous_New_Water Heating_Natural Gas_Water Heater - Solar System_A_Achievable Economic RVT Potential | F5 | Commercial | Interruptible - Miscellaneous | New | Water Heating | Natural Gas | Water Heater - Solar System | A | Incremental Summer Peak Savings (MW) | Achievable Economic RVT Potential | 0 | 0 | 0 | 0 | 0 | 0 | 0 | 0 | 0 | 0 | 0 | 0 | 0 | 0 | 0 | 0 | 0 | 0 | 0 | 0 | 0 | 0 | 0 | 0 | 0 | 0 | 0
F6_Commercial_Interruptible - Miscellaneous_New_Water Heating_Natural Gas_Water Heater - Solar System_A_Achievable Economic RVT Potential | F6 | Commercial | Interruptible - Miscellaneous | New | Water Heating | Natural Gas | Water Heater - Solar System | A | Incremental Winter Peak Savings (MW) | Achievable Economic RVT Potential | 0 | 0 | 0 | 0 | 0 | 0 | 0 | 0 | 0 | 0 | 0 | 0 | 0 | 0 | 0 | 0 | 0 | 0 | 0 | 0 | 0 | 0 | 0 | 0 | 0 | 0 | 0
F7_Commercial_Interruptible - Miscellaneous_New_Water Heating_Natural Gas_Water Heater - Solar System_A_Achievable Economic RVT Potential | F7 | Commercial | Interruptible - Miscellaneous | New | Water Heating | Natural Gas | Water Heater - Solar System | A | Cumulative Energy Savings (MWh or mTherms) | Achievable Economic RVT Potential | 0 | 0 | 0 | 0 | 0 | 0 | 0 | 0 | 0 | 0 | 0 | 0 | 0 | 0 | 0 | 0 | 0 | 0 | 0 | 0 | 0 | 0 | 0 | 0 | 0 | 0 | 0
F8_Commercial_Interruptible - Miscellaneous_New_Water Heating_Natural Gas_Water Heater - Solar System_A_Achievable Economic RVT Potential | F8 | Commercial | Interruptible - Miscellaneous | New | Water Heating | Natural Gas | Water Heater - Solar System | A | Cumulative Summer Peak Savings (MW) | Achievable Economic RVT Potential | 0 | 0 | 0 | 0 | 0 | 0 | 0 | 0 | 0 | 0 | 0 | 0 | 0 | 0 | 0 | 0 | 0 | 0 | 0 | 0 | 0 | 0 | 0 | 0 | 0 | 0 | 0
F9_Commercial_Interruptible - Miscellaneous_New_Water Heating_Natural Gas_Water Heater - Solar System_A_Achievable Economic RVT Potential | F9 | Commercial | Interruptible - Miscellaneous | New | Water Heating | Natural Gas | Water Heater - Solar System | A | Cumulative Winter Peak Savings (MW) | Achievable Economic RVT Potential | 0 | 0 | 0 | 0 | 0 | 0 | 0 | 0 | 0 | 0 | 0 | 0 | 0 | 0 | 0 | 0 | 0 | 0 | 0 | 0 | 0 | 0 | 0 | 0 | 0 | 0 | 0
F10_Commercial_Interruptible - Miscellaneous_New_Water Heating_Natural Gas_Water Heater - Solar System_A_Achievable Economic RVT Potential | F10 | Commercial | Interruptible - Miscellaneous | New | Water Heating | Natural Gas | Water Heater - Solar System | A | Purchases (Incremental) | Achievable Economic RVT Potential | 0 | 0 | 0 | 0 | 0 | 0 | 0 | 0 | 0 | 0 | 0 | 0 | 0 | 0 | 0 | 0 | 0 | 0 | 0 | 0 | 0 | 0 | 0 | 0 | 0 | 0 | 0
F11_Commercial_Interruptible - Miscellaneous_New_Water Heating_Natural Gas_Water Heater - Solar System_A_Achievable Economic RVT Potential | F11 | Commercial | Interruptible - Miscellaneous | New | Water Heating | Natural Gas | Water Heater - Solar System | A | Purchases (Cumulative) | Achievable Economic RVT Potential | 0 | 0 | 0 | 0 | 0 | 0 | 0 | 0 | 0 | 0 | 0 | 0 | 0 | 0 | 0 | 0 | 0 | 0 | 0 | 0 | 0 | 0 | 0 | 0 | 0 | 0 | 0
F1_Commercial_Interruptible - Miscellaneous_New_Water Heating_Natural Gas_Commercial Laundry - Ozone Treatment_A_Achievable Economic RVT Potential | F1 | Commercial | Interruptible - Miscellaneous | New | Water Heating | Natural Gas | Commercial Laundry - Ozone Treatment | A | Integrated Unit Energy Savings (kWh or therms) | Achievable Economic RVT Potential | 0 | 0 | 0 | 0 | 0 | 0 | 0 | 0 | 0 | 0 | 0 | 0 | 0 | 0 | 0 | 0 | 0 | 0 | 0 | 0 | 0 | 0 | 0 | 0 | 0 | 0 | 0
F2_Commercial_Interruptible - Miscellaneous_New_Water Heating_Natural Gas_Commercial Laundry - Ozone Treatment_A_Achievable Economic RVT Potential | F2 | Commercial | Interruptible - Miscellaneous | New | Water Heating | Natural Gas | Commercial Laundry - Ozone Treatment | A | Integrated Unit Summer Peak Savings (kW) | Achievable Economic RVT Potential | 0 | 0 | 0 | 0 | 0 | 0 | 0 | 0 | 0 | 0 | 0 | 0 | 0 | 0 | 0 | 0 | 0 | 0 | 0 | 0 | 0 | 0 | 0 | 0 | 0 | 0 | 0
F3_Commercial_Interruptible - Miscellaneous_New_Water Heating_Natural Gas_Commercial Laundry - Ozone Treatment_A_Achievable Economic RVT Potential | F3 | Commercial | Interruptible - Miscellaneous | New | Water Heating | Natural Gas | Commercial Laundry - Ozone Treatment | A | Integrated Unit Winter Peak Savings (kW) | Achievable Economic RVT Potential | 0 | 0 | 0 | 0 | 0 | 0 | 0 | 0 | 0 | 0 | 0 | 0 | 0 | 0 | 0 | 0 | 0 | 0 | 0 | 0 | 0 | 0 | 0 | 0 | 0 | 0 | 0
F4_Commercial_Interruptible - Miscellaneous_New_Water Heating_Natural Gas_Commercial Laundry - Ozone Treatment_A_Achievable Economic RVT Potential | F4 | Commercial | Interruptible - Miscellaneous | New | Water Heating | Natural Gas | Commercial Laundry - Ozone Treatment | A | Incremental Energy Savings (MWh or mTherms) | Achievable Economic RVT Potential | 0 | 0 | 0 | 0 | 0 | 0 | 0 | 0 | 0 | 0 | 0 | 0 | 0 | 0 | 0 | 0 | 0 | 0 | 0 | 0 | 0 | 0 | 0 | 0 | 0 | 0 | 0
F5_Commercial_Interruptible - Miscellaneous_New_Water Heating_Natural Gas_Commercial Laundry - Ozone Treatment_A_Achievable Economic RVT Potential | F5 | Commercial | Interruptible - Miscellaneous | New | Water Heating | Natural Gas | Commercial Laundry - Ozone Treatment | A | Incremental Summer Peak Savings (MW) | Achievable Economic RVT Potential | 0 | 0 | 0 | 0 | 0 | 0 | 0 | 0 | 0 | 0 | 0 | 0 | 0 | 0 | 0 | 0 | 0 | 0 | 0 | 0 | 0 | 0 | 0 | 0 | 0 | 0 | 0
F6_Commercial_Interruptible - Miscellaneous_New_Water Heating_Natural Gas_Commercial Laundry - Ozone Treatment_A_Achievable Economic RVT Potential | F6 | Commercial | Interruptible - Miscellaneous | New | Water Heating | Natural Gas | Commercial Laundry - Ozone Treatment | A | Incremental Winter Peak Savings (MW) | Achievable Economic RVT Potential | 0 | 0 | 0 | 0 | 0 | 0 | 0 | 0 | 0 | 0 | 0 | 0 | 0 | 0 | 0 | 0 | 0 | 0 | 0 | 0 | 0 | 0 | 0 | 0 | 0 | 0 | 0
F7_Commercial_Interruptible - Miscellaneous_New_Water Heating_Natural Gas_Commercial Laundry - Ozone Treatment_A_Achievable Economic RVT Potential | F7 | Commercial | Interruptible - Miscellaneous | New | Water Heating | Natural Gas | Commercial Laundry - Ozone Treatment | A | Cumulative Energy Savings (MWh or mTherms) | Achievable Economic RVT Potential | 0 | 0 | 0 | 0 | 0 | 0 | 0 | 0 | 0 | 0 | 0 | 0 | 0 | 0 | 0 | 0 | 0 | 0 | 0 | 0 | 0 | 0 | 0 | 0 | 0 | 0 | 0
F8_Commercial_Interruptible - Miscellaneous_New_Water Heating_Natural Gas_Commercial Laundry - Ozone Treatment_A_Achievable Economic RVT Potential | F8 | Commercial | Interruptible - Miscellaneous | New | Water Heating | Natural Gas | Commercial Laundry - Ozone Treatment | A | Cumulative Summer Peak Savings (MW) | Achievable Economic RVT Potential | 0 | 0 | 0 | 0 | 0 | 0 | 0 | 0 | 0 | 0 | 0 | 0 | 0 | 0 | 0 | 0 | 0 | 0 | 0 | 0 | 0 | 0 | 0 | 0 | 0 | 0 | 0
F9_Commercial_Interruptible - Miscellaneous_New_Water Heating_Natural Gas_Commercial Laundry - Ozone Treatment_A_Achievable Economic RVT Potential | F9 | Commercial | Interruptible - Miscellaneous | New | Water Heating | Natural Gas | Commercial Laundry - Ozone Treatment | A | Cumulative Winter Peak Savings (MW) | Achievable Economic RVT Potential | 0 | 0 | 0 | 0 | 0 | 0 | 0 | 0 | 0 | 0 | 0 | 0 | 0 | 0 | 0 | 0 | 0 | 0 | 0 | 0 | 0 | 0 | 0 | 0 | 0 | 0 | 0
F10_Commercial_Interruptible - Miscellaneous_New_Water Heating_Natural Gas_Commercial Laundry - Ozone Treatment_A_Achievable Economic RVT Potential | F10 | Commercial | Interruptible - Miscellaneous | New | Water Heating | Natural Gas | Commercial Laundry - Ozone Treatment | A | Purchases (Incremental) | Achievable Economic RVT Potential | 0 | 0 | 0 | 0 | 0 | 0 | 0 | 0 | 0 | 0 | 0 | 0 | 0 | 0 | 0 | 0 | 0 | 0 | 0 | 0 | 0 | 0 | 0 | 0 | 0 | 0 | 0
F11_Commercial_Interruptible - Miscellaneous_New_Water Heating_Natural Gas_Commercial Laundry - Ozone Treatment_A_Achievable Economic RVT Potential | F11 | Commercial | Interruptible - Miscellaneous | New | Water Heating | Natural Gas | Commercial Laundry - Ozone Treatment | A | Purchases (Cumulative) | Achievable Economic RVT Potential | 0 | 0 | 0 | 0 | 0 | 0 | 0 | 0 | 0 | 0 | 0 | 0 | 0 | 0 | 0 | 0 | 0 | 0 | 0 | 0 | 0 | 0 | 0 | 0 | 0 | 0 | 0
F1_Commercial_Interruptible - Miscellaneous_New_Water Heating_Natural Gas_Commercial Laundry - ENERGY STAR Washer_A_Achievable Economic RVT Potential | F1 | Commercial | Interruptible - Miscellaneous | New | Water Heating | Natural Gas | Commercial Laundry - ENERGY STAR Washer | A | Integrated Unit Energy Savings (kWh or therms) | Achievable Economic RVT Potential | 0 | 0 | 0 | 0 | 0 | 0 | 0 | 0 | 0 | 0 | 0 | 0 | 0 | 0 | 0 | 0 | 0 | 0 | 0 | 0 | 0 | 0 | 0 | 0 | 0 | 0 | 0
F2_Commercial_Interruptible - Miscellaneous_New_Water Heating_Natural Gas_Commercial Laundry - ENERGY STAR Washer_A_Achievable Economic RVT Potential | F2 | Commercial | Interruptible - Miscellaneous | New | Water Heating | Natural Gas | Commercial Laundry - ENERGY STAR Washer | A | Integrated Unit Summer Peak Savings (kW) | Achievable Economic RVT Potential | 0 | 0 | 0 | 0 | 0 | 0 | 0 | 0 | 0 | 0 | 0 | 0 | 0 | 0 | 0 | 0 | 0 | 0 | 0 | 0 | 0 | 0 | 0 | 0 | 0 | 0 | 0
F3_Commercial_Interruptible - Miscellaneous_New_Water Heating_Natural Gas_Commercial Laundry - ENERGY STAR Washer_A_Achievable Economic RVT Potential | F3 | Commercial | Interruptible - Miscellaneous | New | Water Heating | Natural Gas | Commercial Laundry - ENERGY STAR Washer | A | Integrated Unit Winter Peak Savings (kW) | Achievable Economic RVT Potential | 0 | 0 | 0 | 0 | 0 | 0 | 0 | 0 | 0 | 0 | 0 | 0 | 0 | 0 | 0 | 0 | 0 | 0 | 0 | 0 | 0 | 0 | 0 | 0 | 0 | 0 | 0
F4_Commercial_Interruptible - Miscellaneous_New_Water Heating_Natural Gas_Commercial Laundry - ENERGY STAR Washer_A_Achievable Economic RVT Potential | F4 | Commercial | Interruptible - Miscellaneous | New | Water Heating | Natural Gas | Commercial Laundry - ENERGY STAR Washer | A | Incremental Energy Savings (MWh or mTherms) | Achievable Economic RVT Potential | 0 | 0 | 0 | 0 | 0 | 0 | 0 | 0 | 0 | 0 | 0 | 0 | 0 | 0 | 0 | 0 | 0 | 0 | 0 | 0 | 0 | 0 | 0 | 0 | 0 | 0 | 0
F5_Commercial_Interruptible - Miscellaneous_New_Water Heating_Natural Gas_Commercial Laundry - ENERGY STAR Washer_A_Achievable Economic RVT Potential | F5 | Commercial | Interruptible - Miscellaneous | New | Water Heating | Natural Gas | Commercial Laundry - ENERGY STAR Washer | A | Incremental Summer Peak Savings (MW) | Achievable Economic RVT Potential | 0 | 0 | 0 | 0 | 0 | 0 | 0 | 0 | 0 | 0 | 0 | 0 | 0 | 0 | 0 | 0 | 0 | 0 | 0 | 0 | 0 | 0 | 0 | 0 | 0 | 0 | 0
F6_Commercial_Interruptible - Miscellaneous_New_Water Heating_Natural Gas_Commercial Laundry - ENERGY STAR Washer_A_Achievable Economic RVT Potential | F6 | Commercial | Interruptible - Miscellaneous | New | Water Heating | Natural Gas | Commercial Laundry - ENERGY STAR Washer | A | Incremental Winter Peak Savings (MW) | Achievable Economic RVT Potential | 0 | 0 | 0 | 0 | 0 | 0 | 0 | 0 | 0 | 0 | 0 | 0 | 0 | 0 | 0 | 0 | 0 | 0 | 0 | 0 | 0 | 0 | 0 | 0 | 0 | 0 | 0
F7_Commercial_Interruptible - Miscellaneous_New_Water Heating_Natural Gas_Commercial Laundry - ENERGY STAR Washer_A_Achievable Economic RVT Potential | F7 | Commercial | Interruptible - Miscellaneous | New | Water Heating | Natural Gas | Commercial Laundry - ENERGY STAR Washer | A | Cumulative Energy Savings (MWh or mTherms) | Achievable Economic RVT Potential | 0 | 0 | 0 | 0 | 0 | 0 | 0 | 0 | 0 | 0 | 0 | 0 | 0 | 0 | 0 | 0 | 0 | 0 | 0 | 0 | 0 | 0 | 0 | 0 | 0 | 0 | 0
F8_Commercial_Interruptible - Miscellaneous_New_Water Heating_Natural Gas_Commercial Laundry - ENERGY STAR Washer_A_Achievable Economic RVT Potential | F8 | Commercial | Interruptible - Miscellaneous | New | Water Heating | Natural Gas | Commercial Laundry - ENERGY STAR Washer | A | Cumulative Summer Peak Savings (MW) | Achievable Economic RVT Potential | 0 | 0 | 0 | 0 | 0 | 0 | 0 | 0 | 0 | 0 | 0 | 0 | 0 | 0 | 0 | 0 | 0 | 0 | 0 | 0 | 0 | 0 | 0 | 0 | 0 | 0 | 0
F9_Commercial_Interruptible - Miscellaneous_New_Water Heating_Natural Gas_Commercial Laundry - ENERGY STAR Washer_A_Achievable Economic RVT Potential | F9 | Commercial | Interruptible - Miscellaneous | New | Water Heating | Natural Gas | Commercial Laundry - ENERGY STAR Washer | A | Cumulative Winter Peak Savings (MW) | Achievable Economic RVT Potential | 0 | 0 | 0 | 0 | 0 | 0 | 0 | 0 | 0 | 0 | 0 | 0 | 0 | 0 | 0 | 0 | 0 | 0 | 0 | 0 | 0 | 0 | 0 | 0 | 0 | 0 | 0
F10_Commercial_Interruptible - Miscellaneous_New_Water Heating_Natural Gas_Commercial Laundry - ENERGY STAR Washer_A_Achievable Economic RVT Potential | F10 | Commercial | Interruptible - Miscellaneous | New | Water Heating | Natural Gas | Commercial Laundry - ENERGY STAR Washer | A | Purchases (Incremental) | Achievable Economic RVT Potential | 0 | 0 | 0 | 0 | 0 | 0 | 0 | 0 | 0 | 0 | 0 | 0 | 0 | 0 | 0 | 0 | 0 | 0 | 0 | 0 | 0 | 0 | 0 | 0 | 0 | 0 | 0
F11_Commercial_Interruptible - Miscellaneous_New_Water Heating_Natural Gas_Commercial Laundry - ENERGY STAR Washer_A_Achievable Economic RVT Potential | F11 | Commercial | Interruptible - Miscellaneous | New | Water Heating | Natural Gas | Commercial Laundry - ENERGY STAR Washer | A | Purchases (Cumulative) | Achievable Economic RVT Potential | 0 | 0 | 0 | 0 | 0 | 0 | 0 | 0 | 0 | 0 | 0 | 0 | 0 | 0 | 0 | 0 | 0 | 0 | 0 | 0 | 0 | 0 | 0 | 0 | 0 | 0 | 0
F1_Commercial_Interruptible - Miscellaneous_New_Water Heating_Natural Gas_Water Heater - Efficient Dishwasher_A_Achievable Economic RVT Potential | F1 | Commercial | Interruptible - Miscellaneous | New | Water Heating | Natural Gas | Water Heater - Efficient Dishwasher | A | Integrated Unit Energy Savings (kWh or therms) | Achievable Economic RVT Potential | 0 | 0 | 0 | 0 | 0 | 0 | 0 | 0 | 0 | 0 | 0 | 0 | 0 | 0 | 0 | 0 | 0 | 0 | 0 | 0 | 0 | 0 | 0 | 0 | 0 | 0 | 0
F2_Commercial_Interruptible - Miscellaneous_New_Water Heating_Natural Gas_Water Heater - Efficient Dishwasher_A_Achievable Economic RVT Potential | F2 | Commercial | Interruptible - Miscellaneous | New | Water Heating | Natural Gas | Water Heater - Efficient Dishwasher | A | Integrated Unit Summer Peak Savings (kW) | Achievable Economic RVT Potential | 0 | 0 | 0 | 0 | 0 | 0 | 0 | 0 | 0 | 0 | 0 | 0 | 0 | 0 | 0 | 0 | 0 | 0 | 0 | 0 | 0 | 0 | 0 | 0 | 0 | 0 | 0
F3_Commercial_Interruptible - Miscellaneous_New_Water Heating_Natural Gas_Water Heater - Efficient Dishwasher_A_Achievable Economic RVT Potential | F3 | Commercial | Interruptible - Miscellaneous | New | Water Heating | Natural Gas | Water Heater - Efficient Dishwasher | A | Integrated Unit Winter Peak Savings (kW) | Achievable Economic RVT Potential | 0 | 0 | 0 | 0 | 0 | 0 | 0 | 0 | 0 | 0 | 0 | 0 | 0 | 0 | 0 | 0 | 0 | 0 | 0 | 0 | 0 | 0 | 0 | 0 | 0 | 0 | 0
F4_Commercial_Interruptible - Miscellaneous_New_Water Heating_Natural Gas_Water Heater - Efficient Dishwasher_A_Achievable Economic RVT Potential | F4 | Commercial | Interruptible - Miscellaneous | New | Water Heating | Natural Gas | Water Heater - Efficient Dishwasher | A | Incremental Energy Savings (MWh or mTherms) | Achievable Economic RVT Potential | 0 | 0 | 0 | 0 | 0 | 0 | 0 | 0 | 0 | 0 | 0 | 0 | 0 | 0 | 0 | 0 | 0 | 0 | 0 | 0 | 0 | 0 | 0 | 0 | 0 | 0 | 0
F5_Commercial_Interruptible - Miscellaneous_New_Water Heating_Natural Gas_Water Heater - Efficient Dishwasher_A_Achievable Economic RVT Potential | F5 | Commercial | Interruptible - Miscellaneous | New | Water Heating | Natural Gas | Water Heater - Efficient Dishwasher | A | Incremental Summer Peak Savings (MW) | Achievable Economic RVT Potential | 0 | 0 | 0 | 0 | 0 | 0 | 0 | 0 | 0 | 0 | 0 | 0 | 0 | 0 | 0 | 0 | 0 | 0 | 0 | 0 | 0 | 0 | 0 | 0 | 0 | 0 | 0
F6_Commercial_Interruptible - Miscellaneous_New_Water Heating_Natural Gas_Water Heater - Efficient Dishwasher_A_Achievable Economic RVT Potential | F6 | Commercial | Interruptible - Miscellaneous | New | Water Heating | Natural Gas | Water Heater - Efficient Dishwasher | A | Incremental Winter Peak Savings (MW) | Achievable Economic RVT Potential | 0 | 0 | 0 | 0 | 0 | 0 | 0 | 0 | 0 | 0 | 0 | 0 | 0 | 0 | 0 | 0 | 0 | 0 | 0 | 0 | 0 | 0 | 0 | 0 | 0 | 0 | 0
F7_Commercial_Interruptible - Miscellaneous_New_Water Heating_Natural Gas_Water Heater - Efficient Dishwasher_A_Achievable Economic RVT Potential | F7 | Commercial | Interruptible - Miscellaneous | New | Water Heating | Natural Gas | Water Heater - Efficient Dishwasher | A | Cumulative Energy Savings (MWh or mTherms) | Achievable Economic RVT Potential | 0 | 0 | 0 | 0 | 0 | 0 | 0 | 0 | 0 | 0 | 0 | 0 | 0 | 0 | 0 | 0 | 0 | 0 | 0 | 0 | 0 | 0 | 0 | 0 | 0 | 0 | 0
F8_Commercial_Interruptible - Miscellaneous_New_Water Heating_Natural Gas_Water Heater - Efficient Dishwasher_A_Achievable Economic RVT Potential | F8 | Commercial | Interruptible - Miscellaneous | New | Water Heating | Natural Gas | Water Heater - Efficient Dishwasher | A | Cumulative Summer Peak Savings (MW) | Achievable Economic RVT Potential | 0 | 0 | 0 | 0 | 0 | 0 | 0 | 0 | 0 | 0 | 0 | 0 | 0 | 0 | 0 | 0 | 0 | 0 | 0 | 0 | 0 | 0 | 0 | 0 | 0 | 0 | 0
F9_Commercial_Interruptible - Miscellaneous_New_Water Heating_Natural Gas_Water Heater - Efficient Dishwasher_A_Achievable Economic RVT Potential | F9 | Commercial | Interruptible - Miscellaneous | New | Water Heating | Natural Gas | Water Heater - Efficient Dishwasher | A | Cumulative Winter Peak Savings (MW) | Achievable Economic RVT Potential | 0 | 0 | 0 | 0 | 0 | 0 | 0 | 0 | 0 | 0 | 0 | 0 | 0 | 0 | 0 | 0 | 0 | 0 | 0 | 0 | 0 | 0 | 0 | 0 | 0 | 0 | 0
F10_Commercial_Interruptible - Miscellaneous_New_Water Heating_Natural Gas_Water Heater - Efficient Dishwasher_A_Achievable Economic RVT Potential | F10 | Commercial | Interruptible - Miscellaneous | New | Water Heating | Natural Gas | Water Heater - Efficient Dishwasher | A | Purchases (Incremental) | Achievable Economic RVT Potential | 0 | 0 | 0 | 0 | 0 | 0 | 0 | 0 | 0 | 0 | 0 | 0 | 0 | 0 | 0 | 0 | 0 | 0 | 0 | 0 | 0 | 0 | 0 | 0 | 0 | 0 | 0
F11_Commercial_Interruptible - Miscellaneous_New_Water Heating_Natural Gas_Water Heater - Efficient Dishwasher_A_Achievable Economic RVT Potential | F11 | Commercial | Interruptible - Miscellaneous | New | Water Heating | Natural Gas | Water Heater - Efficient Dishwasher | A | Purchases (Cumulative) | Achievable Economic RVT Potential | 0 | 0 | 0 | 0 | 0 | 0 | 0 | 0 | 0 | 0 | 0 | 0 | 0 | 0 | 0 | 0 | 0 | 0 | 0 | 0 | 0 | 0 | 0 | 0 | 0 | 0 | 0
F1_Commercial_Interruptible - Miscellaneous_New_Water Heating_Natural Gas_Commercial Laundry - Alternative Dry-Cleaning Methods_A_Achievable Economic RVT Potential | F1 | Commercial | Interruptible - Miscellaneous | New | Water Heating | Natural Gas | Commercial Laundry - Alternative Dry-Cleaning Methods | A | Integrated Unit Energy Savings (kWh or therms) | Achievable Economic RVT Potential | 0 | 0 | 0 | 0 | 0 | 0 | 0 | 0 | 0 | 0 | 0 | 0 | 0 | 0 | 0 | 0 | 0 | 0 | 0 | 0 | 0 | 0 | 0 | 0 | 0 | 0 | 0
F2_Commercial_Interruptible - Miscellaneous_New_Water Heating_Natural Gas_Commercial Laundry - Alternative Dry-Cleaning Methods_A_Achievable Economic RVT Potential | F2 | Commercial | Interruptible - Miscellaneous | New | Water Heating | Natural Gas | Commercial Laundry - Alternative Dry-Cleaning Methods | A | Integrated Unit Summer Peak Savings (kW) | Achievable Economic RVT Potential | 0 | 0 | 0 | 0 | 0 | 0 | 0 | 0 | 0 | 0 | 0 | 0 | 0 | 0 | 0 | 0 | 0 | 0 | 0 | 0 | 0 | 0 | 0 | 0 | 0 | 0 | 0
F3_Commercial_Interruptible - Miscellaneous_New_Water Heating_Natural Gas_Commercial Laundry - Alternative Dry-Cleaning Methods_A_Achievable Economic RVT Potential | F3 | Commercial | Interruptible - Miscellaneous | New | Water Heating | Natural Gas | Commercial Laundry - Alternative Dry-Cleaning Methods | A | Integrated Unit Winter Peak Savings (kW) | Achievable Economic RVT Potential | 0 | 0 | 0 | 0 | 0 | 0 | 0 | 0 | 0 | 0 | 0 | 0 | 0 | 0 | 0 | 0 | 0 | 0 | 0 | 0 | 0 | 0 | 0 | 0 | 0 | 0 | 0
F4_Commercial_Interruptible - Miscellaneous_New_Water Heating_Natural Gas_Commercial Laundry - Alternative Dry-Cleaning Methods_A_Achievable Economic RVT Potential | F4 | Commercial | Interruptible - Miscellaneous | New | Water Heating | Natural Gas | Commercial Laundry - Alternative Dry-Cleaning Methods | A | Incremental Energy Savings (MWh or mTherms) | Achievable Economic RVT Potential | 0 | 0 | 0 | 0 | 0 | 0 | 0 | 0 | 0 | 0 | 0 | 0 | 0 | 0 | 0 | 0 | 0 | 0 | 0 | 0 | 0 | 0 | 0 | 0 | 0 | 0 | 0
F5_Commercial_Interruptible - Miscellaneous_New_Water Heating_Natural Gas_Commercial Laundry - Alternative Dry-Cleaning Methods_A_Achievable Economic RVT Potential | F5 | Commercial | Interruptible - Miscellaneous | New | Water Heating | Natural Gas | Commercial Laundry - Alternative Dry-Cleaning Methods | A | Incremental Summer Peak Savings (MW) | Achievable Economic RVT Potential | 0 | 0 | 0 | 0 | 0 | 0 | 0 | 0 | 0 | 0 | 0 | 0 | 0 | 0 | 0 | 0 | 0 | 0 | 0 | 0 | 0 | 0 | 0 | 0 | 0 | 0 | 0
F6_Commercial_Interruptible - Miscellaneous_New_Water Heating_Natural Gas_Commercial Laundry - Alternative Dry-Cleaning Methods_A_Achievable Economic RVT Potential | F6 | Commercial | Interruptible - Miscellaneous | New | Water Heating | Natural Gas | Commercial Laundry - Alternative Dry-Cleaning Methods | A | Incremental Winter Peak Savings (MW) | Achievable Economic RVT Potential | 0 | 0 | 0 | 0 | 0 | 0 | 0 | 0 | 0 | 0 | 0 | 0 | 0 | 0 | 0 | 0 | 0 | 0 | 0 | 0 | 0 | 0 | 0 | 0 | 0 | 0 | 0
F7_Commercial_Interruptible - Miscellaneous_New_Water Heating_Natural Gas_Commercial Laundry - Alternative Dry-Cleaning Methods_A_Achievable Economic RVT Potential | F7 | Commercial | Interruptible - Miscellaneous | New | Water Heating | Natural Gas | Commercial Laundry - Alternative Dry-Cleaning Methods | A | Cumulative Energy Savings (MWh or mTherms) | Achievable Economic RVT Potential | 0 | 0 | 0 | 0 | 0 | 0 | 0 | 0 | 0 | 0 | 0 | 0 | 0 | 0 | 0 | 0 | 0 | 0 | 0 | 0 | 0 | 0 | 0 | 0 | 0 | 0 | 0
F8_Commercial_Interruptible - Miscellaneous_New_Water Heating_Natural Gas_Commercial Laundry - Alternative Dry-Cleaning Methods_A_Achievable Economic RVT Potential | F8 | Commercial | Interruptible - Miscellaneous | New | Water Heating | Natural Gas | Commercial Laundry - Alternative Dry-Cleaning Methods | A | Cumulative Summer Peak Savings (MW) | Achievable Economic RVT Potential | 0 | 0 | 0 | 0 | 0 | 0 | 0 | 0 | 0 | 0 | 0 | 0 | 0 | 0 | 0 | 0 | 0 | 0 | 0 | 0 | 0 | 0 | 0 | 0 | 0 | 0 | 0
F9_Commercial_Interruptible - Miscellaneous_New_Water Heating_Natural Gas_Commercial Laundry - Alternative Dry-Cleaning Methods_A_Achievable Economic RVT Potential | F9 | Commercial | Interruptible - Miscellaneous | New | Water Heating | Natural Gas | Commercial Laundry - Alternative Dry-Cleaning Methods | A | Cumulative Winter Peak Savings (MW) | Achievable Economic RVT Potential | 0 | 0 | 0 | 0 | 0 | 0 | 0 | 0 | 0 | 0 | 0 | 0 | 0 | 0 | 0 | 0 | 0 | 0 | 0 | 0 | 0 | 0 | 0 | 0 | 0 | 0 | 0
F10_Commercial_Interruptible - Miscellaneous_New_Water Heating_Natural Gas_Commercial Laundry - Alternative Dry-Cleaning Methods_A_Achievable Economic RVT Potential | F10 | Commercial | Interruptible - Miscellaneous | New | Water Heating | Natural Gas | Commercial Laundry - Alternative Dry-Cleaning Methods | A | Purchases (Incremental) | Achievable Economic RVT Potential | 0 | 0 | 0 | 0 | 0 | 0 | 0 | 0 | 0 | 0 | 0 | 0 | 0 | 0 | 0 | 0 | 0 | 0 | 0 | 0 | 0 | 0 | 0 | 0 | 0 | 0 | 0
F11_Commercial_Interruptible - Miscellaneous_New_Water Heating_Natural Gas_Commercial Laundry - Alternative Dry-Cleaning Methods_A_Achievable Economic RVT Potential | F11 | Commercial | Interruptible - Miscellaneous | New | Water Heating | Natural Gas | Commercial Laundry - Alternative Dry-Cleaning Methods | A | Purchases (Cumulative) | Achievable Economic RVT Potential | 0 | 0 | 0 | 0 | 0 | 0 | 0 | 0 | 0 | 0 | 0 | 0 | 0 | 0 | 0 | 0 | 0 | 0 | 0 | 0 | 0 | 0 | 0 | 0 | 0 | 0 | 0
F1_Commercial_Interruptible - Miscellaneous_New_Space Heating_Natural Gas_Advanced Kitchen Ventilation Controls_A_Achievable Economic RVT Potential | F1 | Commercial | Interruptible - Miscellaneous | New | Space Heating | Natural Gas | Advanced Kitchen Ventilation Controls | A | Integrated Unit Energy Savings (kWh or therms) | Achievable Economic RVT Potential | 0 | 0 | 0 | 0 | 0 | 0 | 0 | 0 | 0 | 0 | 0 | 0 | 0 | 0 | 0 | 0 | 0 | 0 | 0 | 0 | 0 | 0 | 0 | 0 | 0 | 0 | 0
F2_Commercial_Interruptible - Miscellaneous_New_Space Heating_Natural Gas_Advanced Kitchen Ventilation Controls_A_Achievable Economic RVT Potential | F2 | Commercial | Interruptible - Miscellaneous | New | Space Heating | Natural Gas | Advanced Kitchen Ventilation Controls | A | Integrated Unit Summer Peak Savings (kW) | Achievable Economic RVT Potential | 0 | 0 | 0 | 0 | 0 | 0 | 0 | 0 | 0 | 0 | 0 | 0 | 0 | 0 | 0 | 0 | 0 | 0 | 0 | 0 | 0 | 0 | 0 | 0 | 0 | 0 | 0
F3_Commercial_Interruptible - Miscellaneous_New_Space Heating_Natural Gas_Advanced Kitchen Ventilation Controls_A_Achievable Economic RVT Potential | F3 | Commercial | Interruptible - Miscellaneous | New | Space Heating | Natural Gas | Advanced Kitchen Ventilation Controls | A | Integrated Unit Winter Peak Savings (kW) | Achievable Economic RVT Potential | 0 | 0 | 0 | 0 | 0 | 0 | 0 | 0 | 0 | 0 | 0 | 0 | 0 | 0 | 0 | 0 | 0 | 0 | 0 | 0 | 0 | 0 | 0 | 0 | 0 | 0 | 0
F4_Commercial_Interruptible - Miscellaneous_New_Space Heating_Natural Gas_Advanced Kitchen Ventilation Controls_A_Achievable Economic RVT Potential | F4 | Commercial | Interruptible - Miscellaneous | New | Space Heating | Natural Gas | Advanced Kitchen Ventilation Controls | A | Incremental Energy Savings (MWh or mTherms) | Achievable Economic RVT Potential | 0 | 0 | 0 | 0 | 0 | 0 | 0 | 0 | 0 | 0 | 0 | 0 | 0 | 0 | 0 | 0 | 0 | 0 | 0 | 0 | 0 | 0 | 0 | 0 | 0 | 0 | 0
F5_Commercial_Interruptible - Miscellaneous_New_Space Heating_Natural Gas_Advanced Kitchen Ventilation Controls_A_Achievable Economic RVT Potential | F5 | Commercial | Interruptible - Miscellaneous | New | Space Heating | Natural Gas | Advanced Kitchen Ventilation Controls | A | Incremental Summer Peak Savings (MW) | Achievable Economic RVT Potential | 0 | 0 | 0 | 0 | 0 | 0 | 0 | 0 | 0 | 0 | 0 | 0 | 0 | 0 | 0 | 0 | 0 | 0 | 0 | 0 | 0 | 0 | 0 | 0 | 0 | 0 | 0
F6_Commercial_Interruptible - Miscellaneous_New_Space Heating_Natural Gas_Advanced Kitchen Ventilation Controls_A_Achievable Economic RVT Potential | F6 | Commercial | Interruptible - Miscellaneous | New | Space Heating | Natural Gas | Advanced Kitchen Ventilation Controls | A | Incremental Winter Peak Savings (MW) | Achievable Economic RVT Potential | 0 | 0 | 0 | 0 | 0 | 0 | 0 | 0 | 0 | 0 | 0 | 0 | 0 | 0 | 0 | 0 | 0 | 0 | 0 | 0 | 0 | 0 | 0 | 0 | 0 | 0 | 0
F7_Commercial_Interruptible - Miscellaneous_New_Space Heating_Natural Gas_Advanced Kitchen Ventilation Controls_A_Achievable Economic RVT Potential | F7 | Commercial | Interruptible - Miscellaneous | New | Space Heating | Natural Gas | Advanced Kitchen Ventilation Controls | A | Cumulative Energy Savings (MWh or mTherms) | Achievable Economic RVT Potential | 0 | 0 | 0 | 0 | 0 | 0 | 0 | 0 | 0 | 0 | 0 | 0 | 0 | 0 | 0 | 0 | 0 | 0 | 0 | 0 | 0 | 0 | 0 | 0 | 0 | 0 | 0
F8_Commercial_Interruptible - Miscellaneous_New_Space Heating_Natural Gas_Advanced Kitchen Ventilation Controls_A_Achievable Economic RVT Potential | F8 | Commercial | Interruptible - Miscellaneous | New | Space Heating | Natural Gas | Advanced Kitchen Ventilation Controls | A | Cumulative Summer Peak Savings (MW) | Achievable Economic RVT Potential | 0 | 0 | 0 | 0 | 0 | 0 | 0 | 0 | 0 | 0 | 0 | 0 | 0 | 0 | 0 | 0 | 0 | 0 | 0 | 0 | 0 | 0 | 0 | 0 | 0 | 0 | 0
F9_Commercial_Interruptible - Miscellaneous_New_Space Heating_Natural Gas_Advanced Kitchen Ventilation Controls_A_Achievable Economic RVT Potential | F9 | Commercial | Interruptible - Miscellaneous | New | Space Heating | Natural Gas | Advanced Kitchen Ventilation Controls | A | Cumulative Winter Peak Savings (MW) | Achievable Economic RVT Potential | 0 | 0 | 0 | 0 | 0 | 0 | 0 | 0 | 0 | 0 | 0 | 0 | 0 | 0 | 0 | 0 | 0 | 0 | 0 | 0 | 0 | 0 | 0 | 0 | 0 | 0 | 0
F10_Commercial_Interruptible - Miscellaneous_New_Space Heating_Natural Gas_Advanced Kitchen Ventilation Controls_A_Achievable Economic RVT Potential | F10 | Commercial | Interruptible - Miscellaneous | New | Space Heating | Natural Gas | Advanced Kitchen Ventilation Controls | A | Purchases (Incremental) | Achievable Economic RVT Potential | 0 | 0 | 0 | 0 | 0 | 0 | 0 | 0 | 0 | 0 | 0 | 0 | 0 | 0 | 0 | 0 | 0 | 0 | 0 | 0 | 0 | 0 | 0 | 0 | 0 | 0 | 0
F11_Commercial_Interruptible - Miscellaneous_New_Space Heating_Natural Gas_Advanced Kitchen Ventilation Controls_A_Achievable Economic RVT Potential | F11 | Commercial | Interruptible - Miscellaneous | New | Space Heating | Natural Gas | Advanced Kitchen Ventilation Controls | A | Purchases (Cumulative) | Achievable Economic RVT Potential | 0 | 0 | 0 | 0 | 0 | 0 | 0 | 0 | 0 | 0 | 0 | 0 | 0 | 0 | 0 | 0 | 0 | 0 | 0 | 0 | 0 | 0 | 0 | 0 | 0 | 0 | 0
F1_Commercial_Interruptible - Miscellaneous_New_Space Heating_Natural Gas_Infiltration Control - Loading Dock Sealing_A_Achievable Economic RVT Potential | F1 | Commercial | Interruptible - Miscellaneous | New | Space Heating | Natural Gas | Infiltration Control - Loading Dock Sealing | A | Integrated Unit Energy Savings (kWh or therms) | Achievable Economic RVT Potential | 0 | 0 | 0 | 0 | 0 | 0 | 0 | 0 | 0 | 0 | 0 | 0 | 0 | 0 | 0 | 0 | 0 | 0 | 0 | 0 | 0 | 0 | 0 | 0 | 0 | 0 | 0
F2_Commercial_Interruptible - Miscellaneous_New_Space Heating_Natural Gas_Infiltration Control - Loading Dock Sealing_A_Achievable Economic RVT Potential | F2 | Commercial | Interruptible - Miscellaneous | New | Space Heating | Natural Gas | Infiltration Control - Loading Dock Sealing | A | Integrated Unit Summer Peak Savings (kW) | Achievable Economic RVT Potential | 0 | 0 | 0 | 0 | 0 | 0 | 0 | 0 | 0 | 0 | 0 | 0 | 0 | 0 | 0 | 0 | 0 | 0 | 0 | 0 | 0 | 0 | 0 | 0 | 0 | 0 | 0
F3_Commercial_Interruptible - Miscellaneous_New_Space Heating_Natural Gas_Infiltration Control - Loading Dock Sealing_A_Achievable Economic RVT Potential | F3 | Commercial | Interruptible - Miscellaneous | New | Space Heating | Natural Gas | Infiltration Control - Loading Dock Sealing | A | Integrated Unit Winter Peak Savings (kW) | Achievable Economic RVT Potential | 0 | 0 | 0 | 0 | 0 | 0 | 0 | 0 | 0 | 0 | 0 | 0 | 0 | 0 | 0 | 0 | 0 | 0 | 0 | 0 | 0 | 0 | 0 | 0 | 0 | 0 | 0
F4_Commercial_Interruptible - Miscellaneous_New_Space Heating_Natural Gas_Infiltration Control - Loading Dock Sealing_A_Achievable Economic RVT Potential | F4 | Commercial | Interruptible - Miscellaneous | New | Space Heating | Natural Gas | Infiltration Control - Loading Dock Sealing | A | Incremental Energy Savings (MWh or mTherms) | Achievable Economic RVT Potential | 0 | 0 | 0 | 0 | 0 | 0 | 0 | 0 | 0 | 0 | 0 | 0 | 0 | 0 | 0 | 0 | 0 | 0 | 0 | 0 | 0 | 0 | 0 | 0 | 0 | 0 | 0
F5_Commercial_Interruptible - Miscellaneous_New_Space Heating_Natural Gas_Infiltration Control - Loading Dock Sealing_A_Achievable Economic RVT Potential | F5 | Commercial | Interruptible - Miscellaneous | New | Space Heating | Natural Gas | Infiltration Control - Loading Dock Sealing | A | Incremental Summer Peak Savings (MW) | Achievable Economic RVT Potential | 0 | 0 | 0 | 0 | 0 | 0 | 0 | 0 | 0 | 0 | 0 | 0 | 0 | 0 | 0 | 0 | 0 | 0 | 0 | 0 | 0 | 0 | 0 | 0 | 0 | 0 | 0
F6_Commercial_Interruptible - Miscellaneous_New_Space Heating_Natural Gas_Infiltration Control - Loading Dock Sealing_A_Achievable Economic RVT Potential | F6 | Commercial | Interruptible - Miscellaneous | New | Space Heating | Natural Gas | Infiltration Control - Loading Dock Sealing | A | Incremental Winter Peak Savings (MW) | Achievable Economic RVT Potential | 0 | 0 | 0 | 0 | 0 | 0 | 0 | 0 | 0 | 0 | 0 | 0 | 0 | 0 | 0 | 0 | 0 | 0 | 0 | 0 | 0 | 0 | 0 | 0 | 0 | 0 | 0
F7_Commercial_Interruptible - Miscellaneous_New_Space Heating_Natural Gas_Infiltration Control - Loading Dock Sealing_A_Achievable Economic RVT Potential | F7 | Commercial | Interruptible - Miscellaneous | New | Space Heating | Natural Gas | Infiltration Control - Loading Dock Sealing | A | Cumulative Energy Savings (MWh or mTherms) | Achievable Economic RVT Potential | 0 | 0 | 0 | 0 | 0 | 0 | 0 | 0 | 0 | 0 | 0 | 0 | 0 | 0 | 0 | 0 | 0 | 0 | 0 | 0 | 0 | 0 | 0 | 0 | 0 | 0 | 0
F8_Commercial_Interruptible - Miscellaneous_New_Space Heating_Natural Gas_Infiltration Control - Loading Dock Sealing_A_Achievable Economic RVT Potential | F8 | Commercial | Interruptible - Miscellaneous | New | Space Heating | Natural Gas | Infiltration Control - Loading Dock Sealing | A | Cumulative Summer Peak Savings (MW) | Achievable Economic RVT Potential | 0 | 0 | 0 | 0 | 0 | 0 | 0 | 0 | 0 | 0 | 0 | 0 | 0 | 0 | 0 | 0 | 0 | 0 | 0 | 0 | 0 | 0 | 0 | 0 | 0 | 0 | 0
F9_Commercial_Interruptible - Miscellaneous_New_Space Heating_Natural Gas_Infiltration Control - Loading Dock Sealing_A_Achievable Economic RVT Potential | F9 | Commercial | Interruptible - Miscellaneous | New | Space Heating | Natural Gas | Infiltration Control - Loading Dock Sealing | A | Cumulative Winter Peak Savings (MW) | Achievable Economic RVT Potential | 0 | 0 | 0 | 0 | 0 | 0 | 0 | 0 | 0 | 0 | 0 | 0 | 0 | 0 | 0 | 0 | 0 | 0 | 0 | 0 | 0 | 0 | 0 | 0 | 0 | 0 | 0
F10_Commercial_Interruptible - Miscellaneous_New_Space Heating_Natural Gas_Infiltration Control - Loading Dock Sealing_A_Achievable Economic RVT Potential | F10 | Commercial | Interruptible - Miscellaneous | New | Space Heating | Natural Gas | Infiltration Control - Loading Dock Sealing | A | Purchases (Incremental) | Achievable Economic RVT Potential | 0 | 0 | 0 | 0 | 0 | 0 | 0 | 0 | 0 | 0 | 0 | 0 | 0 | 0 | 0 | 0 | 0 | 0 | 0 | 0 | 0 | 0 | 0 | 0 | 0 | 0 | 0
F11_Commercial_Interruptible - Miscellaneous_New_Space Heating_Natural Gas_Infiltration Control - Loading Dock Sealing_A_Achievable Economic RVT Potential | F11 | Commercial | Interruptible - Miscellaneous | New | Space Heating | Natural Gas | Infiltration Control - Loading Dock Sealing | A | Purchases (Cumulative) | Achievable Economic RVT Potential | 0 | 0 | 0 | 0 | 0 | 0 | 0 | 0 | 0 | 0 | 0 | 0 | 0 | 0 | 0 | 0 | 0 | 0 | 0 | 0 | 0 | 0 | 0 | 0 | 0 | 0 | 0
F1_Commercial_Interruptible - Miscellaneous_New_Space Heating_Natural Gas_Greenhouse Heat Curtain_A_Achievable Economic RVT Potential | F1 | Commercial | Interruptible - Miscellaneous | New | Space Heating | Natural Gas | Greenhouse Heat Curtain | A | Integrated Unit Energy Savings (kWh or therms) | Achievable Economic RVT Potential | 0 | 0 | 0 | 0 | 0 | 0 | 0 | 0 | 0 | 0 | 0 | 0 | 0 | 0 | 0 | 0 | 0 | 0 | 0 | 0 | 0 | 0 | 0 | 0 | 0 | 0 | 0
F2_Commercial_Interruptible - Miscellaneous_New_Space Heating_Natural Gas_Greenhouse Heat Curtain_A_Achievable Economic RVT Potential | F2 | Commercial | Interruptible - Miscellaneous | New | Space Heating | Natural Gas | Greenhouse Heat Curtain | A | Integrated Unit Summer Peak Savings (kW) | Achievable Economic RVT Potential | 0 | 0 | 0 | 0 | 0 | 0 | 0 | 0 | 0 | 0 | 0 | 0 | 0 | 0 | 0 | 0 | 0 | 0 | 0 | 0 | 0 | 0 | 0 | 0 | 0 | 0 | 0
F3_Commercial_Interruptible - Miscellaneous_New_Space Heating_Natural Gas_Greenhouse Heat Curtain_A_Achievable Economic RVT Potential | F3 | Commercial | Interruptible - Miscellaneous | New | Space Heating | Natural Gas | Greenhouse Heat Curtain | A | Integrated Unit Winter Peak Savings (kW) | Achievable Economic RVT Potential | 0 | 0 | 0 | 0 | 0 | 0 | 0 | 0 | 0 | 0 | 0 | 0 | 0 | 0 | 0 | 0 | 0 | 0 | 0 | 0 | 0 | 0 | 0 | 0 | 0 | 0 | 0
F4_Commercial_Interruptible - Miscellaneous_New_Space Heating_Natural Gas_Greenhouse Heat Curtain_A_Achievable Economic RVT Potential | F4 | Commercial | Interruptible - Miscellaneous | New | Space Heating | Natural Gas | Greenhouse Heat Curtain | A | Incremental Energy Savings (MWh or mTherms) | Achievable Economic RVT Potential | 0 | 0 | 0 | 0 | 0 | 0 | 0 | 0 | 0 | 0 | 0 | 0 | 0 | 0 | 0 | 0 | 0 | 0 | 0 | 0 | 0 | 0 | 0 | 0 | 0 | 0 | 0
F5_Commercial_Interruptible - Miscellaneous_New_Space Heating_Natural Gas_Greenhouse Heat Curtain_A_Achievable Economic RVT Potential | F5 | Commercial | Interruptible - Miscellaneous | New | Space Heating | Natural Gas | Greenhouse Heat Curtain | A | Incremental Summer Peak Savings (MW) | Achievable Economic RVT Potential | 0 | 0 | 0 | 0 | 0 | 0 | 0 | 0 | 0 | 0 | 0 | 0 | 0 | 0 | 0 | 0 | 0 | 0 | 0 | 0 | 0 | 0 | 0 | 0 | 0 | 0 | 0
F6_Commercial_Interruptible - Miscellaneous_New_Space Heating_Natural Gas_Greenhouse Heat Curtain_A_Achievable Economic RVT Potential | F6 | Commercial | Interruptible - Miscellaneous | New | Space Heating | Natural Gas | Greenhouse Heat Curtain | A | Incremental Winter Peak Savings (MW) | Achievable Economic RVT Potential | 0 | 0 | 0 | 0 | 0 | 0 | 0 | 0 | 0 | 0 | 0 | 0 | 0 | 0 | 0 | 0 | 0 | 0 | 0 | 0 | 0 | 0 | 0 | 0 | 0 | 0 | 0
F7_Commercial_Interruptible - Miscellaneous_New_Space Heating_Natural Gas_Greenhouse Heat Curtain_A_Achievable Economic RVT Potential | F7 | Commercial | Interruptible - Miscellaneous | New | Space Heating | Natural Gas | Greenhouse Heat Curtain | A | Cumulative Energy Savings (MWh or mTherms) | Achievable Economic RVT Potential | 0 | 0 | 0 | 0 | 0 | 0 | 0 | 0 | 0 | 0 | 0 | 0 | 0 | 0 | 0 | 0 | 0 | 0 | 0 | 0 | 0 | 0 | 0 | 0 | 0 | 0 | 0
F8_Commercial_Interruptible - Miscellaneous_New_Space Heating_Natural Gas_Greenhouse Heat Curtain_A_Achievable Economic RVT Potential | F8 | Commercial | Interruptible - Miscellaneous | New | Space Heating | Natural Gas | Greenhouse Heat Curtain | A | Cumulative Summer Peak Savings (MW) | Achievable Economic RVT Potential | 0 | 0 | 0 | 0 | 0 | 0 | 0 | 0 | 0 | 0 | 0 | 0 | 0 | 0 | 0 | 0 | 0 | 0 | 0 | 0 | 0 | 0 | 0 | 0 | 0 | 0 | 0
F9_Commercial_Interruptible - Miscellaneous_New_Space Heating_Natural Gas_Greenhouse Heat Curtain_A_Achievable Economic RVT Potential | F9 | Commercial | Interruptible - Miscellaneous | New | Space Heating | Natural Gas | Greenhouse Heat Curtain | A | Cumulative Winter Peak Savings (MW) | Achievable Economic RVT Potential | 0 | 0 | 0 | 0 | 0 | 0 | 0 | 0 | 0 | 0 | 0 | 0 | 0 | 0 | 0 | 0 | 0 | 0 | 0 | 0 | 0 | 0 | 0 | 0 | 0 | 0 | 0
F10_Commercial_Interruptible - Miscellaneous_New_Space Heating_Natural Gas_Greenhouse Heat Curtain_A_Achievable Economic RVT Potential | F10 | Commercial | Interruptible - Miscellaneous | New | Space Heating | Natural Gas | Greenhouse Heat Curtain | A | Purchases (Incremental) | Achievable Economic RVT Potential | 0 | 0 | 0 | 0 | 0 | 0 | 0 | 0 | 0 | 0 | 0 | 0 | 0 | 0 | 0 | 0 | 0 | 0 | 0 | 0 | 0 | 0 | 0 | 0 | 0 | 0 | 0
F11_Commercial_Interruptible - Miscellaneous_New_Space Heating_Natural Gas_Greenhouse Heat Curtain_A_Achievable Economic RVT Potential | F11 | Commercial | Interruptible - Miscellaneous | New | Space Heating | Natural Gas | Greenhouse Heat Curtain | A | Purchases (Cumulative) | Achievable Economic RVT Potential | 0 | 0 | 0 | 0 | 0 | 0 | 0 | 0 | 0 | 0 | 0 | 0 | 0 | 0 | 0 | 0 | 0 | 0 | 0 | 0 | 0 | 0 | 0 | 0 | 0 | 0 | 0
F1_Commercial_Interruptible - Miscellaneous_New_Space Heating_Natural Gas_Ventilation - Parking Garages, Demand Controlled_A_Achievable Economic RVT Potential | F1 | Commercial | Interruptible - Miscellaneous | New | Space Heating | Natural Gas | Ventilation - Parking Garages, Demand Controlled | A | Integrated Unit Energy Savings (kWh or therms) | Achievable Economic RVT Potential | 0 | 0 | 0 | 0 | 0 | 0 | 0 | 0 | 0 | 0 | 0 | 0 | 0 | 0 | 0 | 0 | 0 | 0 | 0 | 0 | 0 | 0 | 0 | 0 | 0 | 0 | 0
F2_Commercial_Interruptible - Miscellaneous_New_Space Heating_Natural Gas_Ventilation - Parking Garages, Demand Controlled_A_Achievable Economic RVT Potential | F2 | Commercial | Interruptible - Miscellaneous | New | Space Heating | Natural Gas | Ventilation - Parking Garages, Demand Controlled | A | Integrated Unit Summer Peak Savings (kW) | Achievable Economic RVT Potential | 0 | 0 | 0 | 0 | 0 | 0 | 0 | 0 | 0 | 0 | 0 | 0 | 0 | 0 | 0 | 0 | 0 | 0 | 0 | 0 | 0 | 0 | 0 | 0 | 0 | 0 | 0
F3_Commercial_Interruptible - Miscellaneous_New_Space Heating_Natural Gas_Ventilation - Parking Garages, Demand Controlled_A_Achievable Economic RVT Potential | F3 | Commercial | Interruptible - Miscellaneous | New | Space Heating | Natural Gas | Ventilation - Parking Garages, Demand Controlled | A | Integrated Unit Winter Peak Savings (kW) | Achievable Economic RVT Potential | 0 | 0 | 0 | 0 | 0 | 0 | 0 | 0 | 0 | 0 | 0 | 0 | 0 | 0 | 0 | 0 | 0 | 0 | 0 | 0 | 0 | 0 | 0 | 0 | 0 | 0 | 0
F4_Commercial_Interruptible - Miscellaneous_New_Space Heating_Natural Gas_Ventilation - Parking Garages, Demand Controlled_A_Achievable Economic RVT Potential | F4 | Commercial | Interruptible - Miscellaneous | New | Space Heating | Natural Gas | Ventilation - Parking Garages, Demand Controlled | A | Incremental Energy Savings (MWh or mTherms) | Achievable Economic RVT Potential | 0 | 0 | 0 | 0 | 0 | 0 | 0 | 0 | 0 | 0 | 0 | 0 | 0 | 0 | 0 | 0 | 0 | 0 | 0 | 0 | 0 | 0 | 0 | 0 | 0 | 0 | 0
F5_Commercial_Interruptible - Miscellaneous_New_Space Heating_Natural Gas_Ventilation - Parking Garages, Demand Controlled_A_Achievable Economic RVT Potential | F5 | Commercial | Interruptible - Miscellaneous | New | Space Heating | Natural Gas | Ventilation - Parking Garages, Demand Controlled | A | Incremental Summer Peak Savings (MW) | Achievable Economic RVT Potential | 0 | 0 | 0 | 0 | 0 | 0 | 0 | 0 | 0 | 0 | 0 | 0 | 0 | 0 | 0 | 0 | 0 | 0 | 0 | 0 | 0 | 0 | 0 | 0 | 0 | 0 | 0
F6_Commercial_Interruptible - Miscellaneous_New_Space Heating_Natural Gas_Ventilation - Parking Garages, Demand Controlled_A_Achievable Economic RVT Potential | F6 | Commercial | Interruptible - Miscellaneous | New | Space Heating | Natural Gas | Ventilation - Parking Garages, Demand Controlled | A | Incremental Winter Peak Savings (MW) | Achievable Economic RVT Potential | 0 | 0 | 0 | 0 | 0 | 0 | 0 | 0 | 0 | 0 | 0 | 0 | 0 | 0 | 0 | 0 | 0 | 0 | 0 | 0 | 0 | 0 | 0 | 0 | 0 | 0 | 0
F7_Commercial_Interruptible - Miscellaneous_New_Space Heating_Natural Gas_Ventilation - Parking Garages, Demand Controlled_A_Achievable Economic RVT Potential | F7 | Commercial | Interruptible - Miscellaneous | New | Space Heating | Natural Gas | Ventilation - Parking Garages, Demand Controlled | A | Cumulative Energy Savings (MWh or mTherms) | Achievable Economic RVT Potential | 0 | 0 | 0 | 0 | 0 | 0 | 0 | 0 | 0 | 0 | 0 | 0 | 0 | 0 | 0 | 0 | 0 | 0 | 0 | 0 | 0 | 0 | 0 | 0 | 0 | 0 | 0
F8_Commercial_Interruptible - Miscellaneous_New_Space Heating_Natural Gas_Ventilation - Parking Garages, Demand Controlled_A_Achievable Economic RVT Potential | F8 | Commercial | Interruptible - Miscellaneous | New | Space Heating | Natural Gas | Ventilation - Parking Garages, Demand Controlled | A | Cumulative Summer Peak Savings (MW) | Achievable Economic RVT Potential | 0 | 0 | 0 | 0 | 0 | 0 | 0 | 0 | 0 | 0 | 0 | 0 | 0 | 0 | 0 | 0 | 0 | 0 | 0 | 0 | 0 | 0 | 0 | 0 | 0 | 0 | 0
F9_Commercial_Interruptible - Miscellaneous_New_Space Heating_Natural Gas_Ventilation - Parking Garages, Demand Controlled_A_Achievable Economic RVT Potential | F9 | Commercial | Interruptible - Miscellaneous | New | Space Heating | Natural Gas | Ventilation - Parking Garages, Demand Controlled | A | Cumulative Winter Peak Savings (MW) | Achievable Economic RVT Potential | 0 | 0 | 0 | 0 | 0 | 0 | 0 | 0 | 0 | 0 | 0 | 0 | 0 | 0 | 0 | 0 | 0 | 0 | 0 | 0 | 0 | 0 | 0 | 0 | 0 | 0 | 0
F10_Commercial_Interruptible - Miscellaneous_New_Space Heating_Natural Gas_Ventilation - Parking Garages, Demand Controlled_A_Achievable Economic RVT Potential | F10 | Commercial | Interruptible - Miscellaneous | New | Space Heating | Natural Gas | Ventilation - Parking Garages, Demand Controlled | A | Purchases (Incremental) | Achievable Economic RVT Potential | 0 | 0 | 0 | 0 | 0 | 0 | 0 | 0 | 0 | 0 | 0 | 0 | 0 | 0 | 0 | 0 | 0 | 0 | 0 | 0 | 0 | 0 | 0 | 0 | 0 | 0 | 0
F11_Commercial_Interruptible - Miscellaneous_New_Space Heating_Natural Gas_Ventilation - Parking Garages, Demand Controlled_A_Achievable Economic RVT Potential | F11 | Commercial | Interruptible - Miscellaneous | New | Space Heating | Natural Gas | Ventilation - Parking Garages, Demand Controlled | A | Purchases (Cumulative) | Achievable Economic RVT Potential | 0 | 0 | 0 | 0 | 0 | 0 | 0 | 0 | 0 | 0 | 0 | 0 | 0 | 0 | 0 | 0 | 0 | 0 | 0 | 0 | 0 | 0 | 0 | 0 | 0 | 0 | 0
F1_Commercial_Interruptible - Miscellaneous_New_Miscellaneous_Natural Gas_Pool Heater - Night Covers_A_Achievable Economic RVT Potential | F1 | Commercial | Interruptible - Miscellaneous | New | Miscellaneous | Natural Gas | Pool Heater - Night Covers | A | Integrated Unit Energy Savings (kWh or therms) | Achievable Economic RVT Potential | 0 | 0 | 0 | 0 | 0 | 0 | 0 | 0 | 0 | 0 | 0 | 0 | 0 | 0 | 0 | 0 | 0 | 0 | 0 | 0 | 0 | 0 | 0 | 0 | 0 | 0 | 0
F2_Commercial_Interruptible - Miscellaneous_New_Miscellaneous_Natural Gas_Pool Heater - Night Covers_A_Achievable Economic RVT Potential | F2 | Commercial | Interruptible - Miscellaneous | New | Miscellaneous | Natural Gas | Pool Heater - Night Covers | A | Integrated Unit Summer Peak Savings (kW) | Achievable Economic RVT Potential | 0 | 0 | 0 | 0 | 0 | 0 | 0 | 0 | 0 | 0 | 0 | 0 | 0 | 0 | 0 | 0 | 0 | 0 | 0 | 0 | 0 | 0 | 0 | 0 | 0 | 0 | 0
F3_Commercial_Interruptible - Miscellaneous_New_Miscellaneous_Natural Gas_Pool Heater - Night Covers_A_Achievable Economic RVT Potential | F3 | Commercial | Interruptible - Miscellaneous | New | Miscellaneous | Natural Gas | Pool Heater - Night Covers | A | Integrated Unit Winter Peak Savings (kW) | Achievable Economic RVT Potential | 0 | 0 | 0 | 0 | 0 | 0 | 0 | 0 | 0 | 0 | 0 | 0 | 0 | 0 | 0 | 0 | 0 | 0 | 0 | 0 | 0 | 0 | 0 | 0 | 0 | 0 | 0
F4_Commercial_Interruptible - Miscellaneous_New_Miscellaneous_Natural Gas_Pool Heater - Night Covers_A_Achievable Economic RVT Potential | F4 | Commercial | Interruptible - Miscellaneous | New | Miscellaneous | Natural Gas | Pool Heater - Night Covers | A | Incremental Energy Savings (MWh or mTherms) | Achievable Economic RVT Potential | 0 | 0 | 0 | 0 | 0 | 0 | 0 | 0 | 0 | 0 | 0 | 0 | 0 | 0 | 0 | 0 | 0 | 0 | 0 | 0 | 0 | 0 | 0 | 0 | 0 | 0 | 0
F5_Commercial_Interruptible - Miscellaneous_New_Miscellaneous_Natural Gas_Pool Heater - Night Covers_A_Achievable Economic RVT Potential | F5 | Commercial | Interruptible - Miscellaneous | New | Miscellaneous | Natural Gas | Pool Heater - Night Covers | A | Incremental Summer Peak Savings (MW) | Achievable Economic RVT Potential | 0 | 0 | 0 | 0 | 0 | 0 | 0 | 0 | 0 | 0 | 0 | 0 | 0 | 0 | 0 | 0 | 0 | 0 | 0 | 0 | 0 | 0 | 0 | 0 | 0 | 0 | 0
F6_Commercial_Interruptible - Miscellaneous_New_Miscellaneous_Natural Gas_Pool Heater - Night Covers_A_Achievable Economic RVT Potential | F6 | Commercial | Interruptible - Miscellaneous | New | Miscellaneous | Natural Gas | Pool Heater - Night Covers | A | Incremental Winter Peak Savings (MW) | Achievable Economic RVT Potential | 0 | 0 | 0 | 0 | 0 | 0 | 0 | 0 | 0 | 0 | 0 | 0 | 0 | 0 | 0 | 0 | 0 | 0 | 0 | 0 | 0 | 0 | 0 | 0 | 0 | 0 | 0
F7_Commercial_Interruptible - Miscellaneous_New_Miscellaneous_Natural Gas_Pool Heater - Night Covers_A_Achievable Economic RVT Potential | F7 | Commercial | Interruptible - Miscellaneous | New | Miscellaneous | Natural Gas | Pool Heater - Night Covers | A | Cumulative Energy Savings (MWh or mTherms) | Achievable Economic RVT Potential | 0 | 0 | 0 | 0 | 0 | 0 | 0 | 0 | 0 | 0 | 0 | 0 | 0 | 0 | 0 | 0 | 0 | 0 | 0 | 0 | 0 | 0 | 0 | 0 | 0 | 0 | 0
F8_Commercial_Interruptible - Miscellaneous_New_Miscellaneous_Natural Gas_Pool Heater - Night Covers_A_Achievable Economic RVT Potential | F8 | Commercial | Interruptible - Miscellaneous | New | Miscellaneous | Natural Gas | Pool Heater - Night Covers | A | Cumulative Summer Peak Savings (MW) | Achievable Economic RVT Potential | 0 | 0 | 0 | 0 | 0 | 0 | 0 | 0 | 0 | 0 | 0 | 0 | 0 | 0 | 0 | 0 | 0 | 0 | 0 | 0 | 0 | 0 | 0 | 0 | 0 | 0 | 0
F9_Commercial_Interruptible - Miscellaneous_New_Miscellaneous_Natural Gas_Pool Heater - Night Covers_A_Achievable Economic RVT Potential | F9 | Commercial | Interruptible - Miscellaneous | New | Miscellaneous | Natural Gas | Pool Heater - Night Covers | A | Cumulative Winter Peak Savings (MW) | Achievable Economic RVT Potential | 0 | 0 | 0 | 0 | 0 | 0 | 0 | 0 | 0 | 0 | 0 | 0 | 0 | 0 | 0 | 0 | 0 | 0 | 0 | 0 | 0 | 0 | 0 | 0 | 0 | 0 | 0
F10_Commercial_Interruptible - Miscellaneous_New_Miscellaneous_Natural Gas_Pool Heater - Night Covers_A_Achievable Economic RVT Potential | F10 | Commercial | Interruptible - Miscellaneous | New | Miscellaneous | Natural Gas | Pool Heater - Night Covers | A | Purchases (Incremental) | Achievable Economic RVT Potential | 0 | 0 | 0 | 0 | 0 | 0 | 0 | 0 | 0 | 0 | 0 | 0 | 0 | 0 | 0 | 0 | 0 | 0 | 0 | 0 | 0 | 0 | 0 | 0 | 0 | 0 | 0
F11_Commercial_Interruptible - Miscellaneous_New_Miscellaneous_Natural Gas_Pool Heater - Night Covers_A_Achievable Economic RVT Potential | F11 | Commercial | Interruptible - Miscellaneous | New | Miscellaneous | Natural Gas | Pool Heater - Night Covers | A | Purchases (Cumulative) | Achievable Economic RVT Potential | 0 | 0 | 0 | 0 | 0 | 0 | 0 | 0 | 0 | 0 | 0 | 0 | 0 | 0 | 0 | 0 | 0 | 0 | 0 | 0 | 0 | 0 | 0 | 0 | 0 | 0 | 0
F1_Commercial_Interruptible - Miscellaneous_New_Space Heating_Natural Gas_Advanced New Construction Designs_A_Achievable Economic RVT Potential | F1 | Commercial | Interruptible - Miscellaneous | New | Space Heating | Natural Gas | Advanced New Construction Designs | A | Integrated Unit Energy Savings (kWh or therms) | Achievable Economic RVT Potential | 0 | 0 | 0 | 0 | 0 | 0 | 0 | 0 | 0 | 0 | 0 | 0 | 0 | 0 | 0 | 0 | 0 | 0 | 0 | 0 | 0 | 0 | 0 | 0 | 0 | 0 | 0
F2_Commercial_Interruptible - Miscellaneous_New_Space Heating_Natural Gas_Advanced New Construction Designs_A_Achievable Economic RVT Potential | F2 | Commercial | Interruptible - Miscellaneous | New | Space Heating | Natural Gas | Advanced New Construction Designs | A | Integrated Unit Summer Peak Savings (kW) | Achievable Economic RVT Potential | 0 | 0 | 0 | 0 | 0 | 0 | 0 | 0 | 0 | 0 | 0 | 0 | 0 | 0 | 0 | 0 | 0 | 0 | 0 | 0 | 0 | 0 | 0 | 0 | 0 | 0 | 0
F3_Commercial_Interruptible - Miscellaneous_New_Space Heating_Natural Gas_Advanced New Construction Designs_A_Achievable Economic RVT Potential | F3 | Commercial | Interruptible - Miscellaneous | New | Space Heating | Natural Gas | Advanced New Construction Designs | A | Integrated Unit Winter Peak Savings (kW) | Achievable Economic RVT Potential | 0 | 0 | 0 | 0 | 0 | 0 | 0 | 0 | 0 | 0 | 0 | 0 | 0 | 0 | 0 | 0 | 0 | 0 | 0 | 0 | 0 | 0 | 0 | 0 | 0 | 0 | 0
F4_Commercial_Interruptible - Miscellaneous_New_Space Heating_Natural Gas_Advanced New Construction Designs_A_Achievable Economic RVT Potential | F4 | Commercial | Interruptible - Miscellaneous | New | Space Heating | Natural Gas | Advanced New Construction Designs | A | Incremental Energy Savings (MWh or mTherms) | Achievable Economic RVT Potential | 0 | 0 | 0 | 0 | 0 | 0 | 0 | 0 | 0 | 0 | 0 | 0 | 0 | 0 | 0 | 0 | 0 | 0 | 0 | 0 | 0 | 0 | 0 | 0 | 0 | 0 | 0
F5_Commercial_Interruptible - Miscellaneous_New_Space Heating_Natural Gas_Advanced New Construction Designs_A_Achievable Economic RVT Potential | F5 | Commercial | Interruptible - Miscellaneous | New | Space Heating | Natural Gas | Advanced New Construction Designs | A | Incremental Summer Peak Savings (MW) | Achievable Economic RVT Potential | 0 | 0 | 0 | 0 | 0 | 0 | 0 | 0 | 0 | 0 | 0 | 0 | 0 | 0 | 0 | 0 | 0 | 0 | 0 | 0 | 0 | 0 | 0 | 0 | 0 | 0 | 0
F6_Commercial_Interruptible - Miscellaneous_New_Space Heating_Natural Gas_Advanced New Construction Designs_A_Achievable Economic RVT Potential | F6 | Commercial | Interruptible - Miscellaneous | New | Space Heating | Natural Gas | Advanced New Construction Designs | A | Incremental Winter Peak Savings (MW) | Achievable Economic RVT Potential | 0 | 0 | 0 | 0 | 0 | 0 | 0 | 0 | 0 | 0 | 0 | 0 | 0 | 0 | 0 | 0 | 0 | 0 | 0 | 0 | 0 | 0 | 0 | 0 | 0 | 0 | 0
F7_Commercial_Interruptible - Miscellaneous_New_Space Heating_Natural Gas_Advanced New Construction Designs_A_Achievable Economic RVT Potential | F7 | Commercial | Interruptible - Miscellaneous | New | Space Heating | Natural Gas | Advanced New Construction Designs | A | Cumulative Energy Savings (MWh or mTherms) | Achievable Economic RVT Potential | 0 | 0 | 0 | 0 | 0 | 0 | 0 | 0 | 0 | 0 | 0 | 0 | 0 | 0 | 0 | 0 | 0 | 0 | 0 | 0 | 0 | 0 | 0 | 0 | 0 | 0 | 0
F8_Commercial_Interruptible - Miscellaneous_New_Space Heating_Natural Gas_Advanced New Construction Designs_A_Achievable Economic RVT Potential | F8 | Commercial | Interruptible - Miscellaneous | New | Space Heating | Natural Gas | Advanced New Construction Designs | A | Cumulative Summer Peak Savings (MW) | Achievable Economic RVT Potential | 0 | 0 | 0 | 0 | 0 | 0 | 0 | 0 | 0 | 0 | 0 | 0 | 0 | 0 | 0 | 0 | 0 | 0 | 0 | 0 | 0 | 0 | 0 | 0 | 0 | 0 | 0
F9_Commercial_Interruptible - Miscellaneous_New_Space Heating_Natural Gas_Advanced New Construction Designs_A_Achievable Economic RVT Potential | F9 | Commercial | Interruptible - Miscellaneous | New | Space Heating | Natural Gas | Advanced New Construction Designs | A | Cumulative Winter Peak Savings (MW) | Achievable Economic RVT Potential | 0 | 0 | 0 | 0 | 0 | 0 | 0 | 0 | 0 | 0 | 0 | 0 | 0 | 0 | 0 | 0 | 0 | 0 | 0 | 0 | 0 | 0 | 0 | 0 | 0 | 0 | 0
F10_Commercial_Interruptible - Miscellaneous_New_Space Heating_Natural Gas_Advanced New Construction Designs_A_Achievable Economic RVT Potential | F10 | Commercial | Interruptible - Miscellaneous | New | Space Heating | Natural Gas | Advanced New Construction Designs | A | Purchases (Incremental) | Achievable Economic RVT Potential | 0 | 0 | 0 | 0 | 0 | 0 | 0 | 0 | 0 | 0 | 0 | 0 | 0 | 0 | 0 | 0 | 0 | 0 | 0 | 0 | 0 | 0 | 0 | 0 | 0 | 0 | 0
F11_Commercial_Interruptible - Miscellaneous_New_Space Heating_Natural Gas_Advanced New Construction Designs_A_Achievable Economic RVT Potential | F11 | Commercial | Interruptible - Miscellaneous | New | Space Heating | Natural Gas | Advanced New Construction Designs | A | Purchases (Cumulative) | Achievable Economic RVT Potential | 0 | 0 | 0 | 0 | 0 | 0 | 0 | 0 | 0 | 0 | 0 | 0 | 0 | 0 | 0 | 0 | 0 | 0 | 0 | 0 | 0 | 0 | 0 | 0 | 0 | 0 | 0
F1_Commercial_Interruptible - Miscellaneous_New_Water Heating_Natural Gas_Advanced New Construction Designs_A_Achievable Economic RVT Potential | F1 | Commercial | Interruptible - Miscellaneous | New | Water Heating | Natural Gas | Advanced New Construction Designs | A | Integrated Unit Energy Savings (kWh or therms) | Achievable Economic RVT Potential | 0 | 0 | 0 | 0 | 0 | 0 | 0 | 0 | 0 | 0 | 0 | 0 | 0 | 0 | 0 | 0 | 0 | 0 | 0 | 0 | 0 | 0 | 0 | 0 | 0 | 0 | 0
F2_Commercial_Interruptible - Miscellaneous_New_Water Heating_Natural Gas_Advanced New Construction Designs_A_Achievable Economic RVT Potential | F2 | Commercial | Interruptible - Miscellaneous | New | Water Heating | Natural Gas | Advanced New Construction Designs | A | Integrated Unit Summer Peak Savings (kW) | Achievable Economic RVT Potential | 0 | 0 | 0 | 0 | 0 | 0 | 0 | 0 | 0 | 0 | 0 | 0 | 0 | 0 | 0 | 0 | 0 | 0 | 0 | 0 | 0 | 0 | 0 | 0 | 0 | 0 | 0
F3_Commercial_Interruptible - Miscellaneous_New_Water Heating_Natural Gas_Advanced New Construction Designs_A_Achievable Economic RVT Potential | F3 | Commercial | Interruptible - Miscellaneous | New | Water Heating | Natural Gas | Advanced New Construction Designs | A | Integrated Unit Winter Peak Savings (kW) | Achievable Economic RVT Potential | 0 | 0 | 0 | 0 | 0 | 0 | 0 | 0 | 0 | 0 | 0 | 0 | 0 | 0 | 0 | 0 | 0 | 0 | 0 | 0 | 0 | 0 | 0 | 0 | 0 | 0 | 0
F4_Commercial_Interruptible - Miscellaneous_New_Water Heating_Natural Gas_Advanced New Construction Designs_A_Achievable Economic RVT Potential | F4 | Commercial | Interruptible - Miscellaneous | New | Water Heating | Natural Gas | Advanced New Construction Designs | A | Incremental Energy Savings (MWh or mTherms) | Achievable Economic RVT Potential | 0 | 0 | 0 | 0 | 0 | 0 | 0 | 0 | 0 | 0 | 0 | 0 | 0 | 0 | 0 | 0 | 0 | 0 | 0 | 0 | 0 | 0 | 0 | 0 | 0 | 0 | 0
F5_Commercial_Interruptible - Miscellaneous_New_Water Heating_Natural Gas_Advanced New Construction Designs_A_Achievable Economic RVT Potential | F5 | Commercial | Interruptible - Miscellaneous | New | Water Heating | Natural Gas | Advanced New Construction Designs | A | Incremental Summer Peak Savings (MW) | Achievable Economic RVT Potential | 0 | 0 | 0 | 0 | 0 | 0 | 0 | 0 | 0 | 0 | 0 | 0 | 0 | 0 | 0 | 0 | 0 | 0 | 0 | 0 | 0 | 0 | 0 | 0 | 0 | 0 | 0
F6_Commercial_Interruptible - Miscellaneous_New_Water Heating_Natural Gas_Advanced New Construction Designs_A_Achievable Economic RVT Potential | F6 | Commercial | Interruptible - Miscellaneous | New | Water Heating | Natural Gas | Advanced New Construction Designs | A | Incremental Winter Peak Savings (MW) | Achievable Economic RVT Potential | 0 | 0 | 0 | 0 | 0 | 0 | 0 | 0 | 0 | 0 | 0 | 0 | 0 | 0 | 0 | 0 | 0 | 0 | 0 | 0 | 0 | 0 | 0 | 0 | 0 | 0 | 0
F7_Commercial_Interruptible - Miscellaneous_New_Water Heating_Natural Gas_Advanced New Construction Designs_A_Achievable Economic RVT Potential | F7 | Commercial | Interruptible - Miscellaneous | New | Water Heating | Natural Gas | Advanced New Construction Designs | A | Cumulative Energy Savings (MWh or mTherms) | Achievable Economic RVT Potential | 0 | 0 | 0 | 0 | 0 | 0 | 0 | 0 | 0 | 0 | 0 | 0 | 0 | 0 | 0 | 0 | 0 | 0 | 0 | 0 | 0 | 0 | 0 | 0 | 0 | 0 | 0
F8_Commercial_Interruptible - Miscellaneous_New_Water Heating_Natural Gas_Advanced New Construction Designs_A_Achievable Economic RVT Potential | F8 | Commercial | Interruptible - Miscellaneous | New | Water Heating | Natural Gas | Advanced New Construction Designs | A | Cumulative Summer Peak Savings (MW) | Achievable Economic RVT Potential | 0 | 0 | 0 | 0 | 0 | 0 | 0 | 0 | 0 | 0 | 0 | 0 | 0 | 0 | 0 | 0 | 0 | 0 | 0 | 0 | 0 | 0 | 0 | 0 | 0 | 0 | 0
F9_Commercial_Interruptible - Miscellaneous_New_Water Heating_Natural Gas_Advanced New Construction Designs_A_Achievable Economic RVT Potential | F9 | Commercial | Interruptible - Miscellaneous | New | Water Heating | Natural Gas | Advanced New Construction Designs | A | Cumulative Winter Peak Savings (MW) | Achievable Economic RVT Potential | 0 | 0 | 0 | 0 | 0 | 0 | 0 | 0 | 0 | 0 | 0 | 0 | 0 | 0 | 0 | 0 | 0 | 0 | 0 | 0 | 0 | 0 | 0 | 0 | 0 | 0 | 0
F10_Commercial_Interruptible - Miscellaneous_New_Water Heating_Natural Gas_Advanced New Construction Designs_A_Achievable Economic RVT Potential | F10 | Commercial | Interruptible - Miscellaneous | New | Water Heating | Natural Gas | Advanced New Construction Designs | A | Purchases (Incremental) | Achievable Economic RVT Potential | 0 | 0 | 0 | 0 | 0 | 0 | 0 | 0 | 0 | 0 | 0 | 0 | 0 | 0 | 0 | 0 | 0 | 0 | 0 | 0 | 0 | 0 | 0 | 0 | 0 | 0 | 0
F11_Commercial_Interruptible - Miscellaneous_New_Water Heating_Natural Gas_Advanced New Construction Designs_A_Achievable Economic RVT Potential | F11 | Commercial | Interruptible - Miscellaneous | New | Water Heating | Natural Gas | Advanced New Construction Designs | A | Purchases (Cumulative) | Achievable Economic RVT Potential | 0 | 0 | 0 | 0 | 0 | 0 | 0 | 0 | 0 | 0 | 0 | 0 | 0 | 0 | 0 | 0 | 0 | 0 | 0 | 0 | 0 | 0 | 0 | 0 | 0 | 0 | 0
F1_Commercial_Interruptible - Miscellaneous_New_Space Heating_Natural Gas_Strategic Energy Management_A_Achievable Economic RVT Potential | F1 | Commercial | Interruptible - Miscellaneous | New | Space Heating | Natural Gas | Strategic Energy Management | A | Integrated Unit Energy Savings (kWh or therms) | Achievable Economic RVT Potential | 0 | 0 | 0 | 0 | 0 | 0 | 0 | 0 | 0 | 0 | 0 | 0 | 0 | 0 | 0 | 0 | 0 | 0 | 0 | 0 | 0 | 0 | 0 | 0 | 0 | 0 | 0
F2_Commercial_Interruptible - Miscellaneous_New_Space Heating_Natural Gas_Strategic Energy Management_A_Achievable Economic RVT Potential | F2 | Commercial | Interruptible - Miscellaneous | New | Space Heating | Natural Gas | Strategic Energy Management | A | Integrated Unit Summer Peak Savings (kW) | Achievable Economic RVT Potential | 0 | 0 | 0 | 0 | 0 | 0 | 0 | 0 | 0 | 0 | 0 | 0 | 0 | 0 | 0 | 0 | 0 | 0 | 0 | 0 | 0 | 0 | 0 | 0 | 0 | 0 | 0
F3_Commercial_Interruptible - Miscellaneous_New_Space Heating_Natural Gas_Strategic Energy Management_A_Achievable Economic RVT Potential | F3 | Commercial | Interruptible - Miscellaneous | New | Space Heating | Natural Gas | Strategic Energy Management | A | Integrated Unit Winter Peak Savings (kW) | Achievable Economic RVT Potential | 0 | 0 | 0 | 0 | 0 | 0 | 0 | 0 | 0 | 0 | 0 | 0 | 0 | 0 | 0 | 0 | 0 | 0 | 0 | 0 | 0 | 0 | 0 | 0 | 0 | 0 | 0
F4_Commercial_Interruptible - Miscellaneous_New_Space Heating_Natural Gas_Strategic Energy Management_A_Achievable Economic RVT Potential | F4 | Commercial | Interruptible - Miscellaneous | New | Space Heating | Natural Gas | Strategic Energy Management | A | Incremental Energy Savings (MWh or mTherms) | Achievable Economic RVT Potential | 0 | 0 | 0 | 0 | 0 | 0 | 0 | 0 | 0 | 0 | 0 | 0 | 0 | 0 | 0 | 0 | 0 | 0 | 0 | 0 | 0 | 0 | 0 | 0 | 0 | 0 | 0
F5_Commercial_Interruptible - Miscellaneous_New_Space Heating_Natural Gas_Strategic Energy Management_A_Achievable Economic RVT Potential | F5 | Commercial | Interruptible - Miscellaneous | New | Space Heating | Natural Gas | Strategic Energy Management | A | Incremental Summer Peak Savings (MW) | Achievable Economic RVT Potential | 0 | 0 | 0 | 0 | 0 | 0 | 0 | 0 | 0 | 0 | 0 | 0 | 0 | 0 | 0 | 0 | 0 | 0 | 0 | 0 | 0 | 0 | 0 | 0 | 0 | 0 | 0
F6_Commercial_Interruptible - Miscellaneous_New_Space Heating_Natural Gas_Strategic Energy Management_A_Achievable Economic RVT Potential | F6 | Commercial | Interruptible - Miscellaneous | New | Space Heating | Natural Gas | Strategic Energy Management | A | Incremental Winter Peak Savings (MW) | Achievable Economic RVT Potential | 0 | 0 | 0 | 0 | 0 | 0 | 0 | 0 | 0 | 0 | 0 | 0 | 0 | 0 | 0 | 0 | 0 | 0 | 0 | 0 | 0 | 0 | 0 | 0 | 0 | 0 | 0
F7_Commercial_Interruptible - Miscellaneous_New_Space Heating_Natural Gas_Strategic Energy Management_A_Achievable Economic RVT Potential | F7 | Commercial | Interruptible - Miscellaneous | New | Space Heating | Natural Gas | Strategic Energy Management | A | Cumulative Energy Savings (MWh or mTherms) | Achievable Economic RVT Potential | 0 | 0 | 0 | 0 | 0 | 0 | 0 | 0 | 0 | 0 | 0 | 0 | 0 | 0 | 0 | 0 | 0 | 0 | 0 | 0 | 0 | 0 | 0 | 0 | 0 | 0 | 0
F8_Commercial_Interruptible - Miscellaneous_New_Space Heating_Natural Gas_Strategic Energy Management_A_Achievable Economic RVT Potential | F8 | Commercial | Interruptible - Miscellaneous | New | Space Heating | Natural Gas | Strategic Energy Management | A | Cumulative Summer Peak Savings (MW) | Achievable Economic RVT Potential | 0 | 0 | 0 | 0 | 0 | 0 | 0 | 0 | 0 | 0 | 0 | 0 | 0 | 0 | 0 | 0 | 0 | 0 | 0 | 0 | 0 | 0 | 0 | 0 | 0 | 0 | 0
F9_Commercial_Interruptible - Miscellaneous_New_Space Heating_Natural Gas_Strategic Energy Management_A_Achievable Economic RVT Potential | F9 | Commercial | Interruptible - Miscellaneous | New | Space Heating | Natural Gas | Strategic Energy Management | A | Cumulative Winter Peak Savings (MW) | Achievable Economic RVT Potential | 0 | 0 | 0 | 0 | 0 | 0 | 0 | 0 | 0 | 0 | 0 | 0 | 0 | 0 | 0 | 0 | 0 | 0 | 0 | 0 | 0 | 0 | 0 | 0 | 0 | 0 | 0
F10_Commercial_Interruptible - Miscellaneous_New_Space Heating_Natural Gas_Strategic Energy Management_A_Achievable Economic RVT Potential | F10 | Commercial | Interruptible - Miscellaneous | New | Space Heating | Natural Gas | Strategic Energy Management | A | Purchases (Incremental) | Achievable Economic RVT Potential | 0 | 0 | 0 | 0 | 0 | 0 | 0 | 0 | 0 | 0 | 0 | 0 | 0 | 0 | 0 | 0 | 0 | 0 | 0 | 0 | 0 | 0 | 0 | 0 | 0 | 0 | 0
F11_Commercial_Interruptible - Miscellaneous_New_Space Heating_Natural Gas_Strategic Energy Management_A_Achievable Economic RVT Potential | F11 | Commercial | Interruptible - Miscellaneous | New | Space Heating | Natural Gas | Strategic Energy Management | A | Purchases (Cumulative) | Achievable Economic RVT Potential | 0 | 0 | 0 | 0 | 0 | 0 | 0 | 0 | 0 | 0 | 0 | 0 | 0 | 0 | 0 | 0 | 0 | 0 | 0 | 0 | 0 | 0 | 0 | 0 | 0 | 0 | 0
F1_Commercial_Interruptible - Miscellaneous_New_Water Heating_Natural Gas_Strategic Energy Management_A_Achievable Economic RVT Potential | F1 | Commercial | Interruptible - Miscellaneous | New | Water Heating | Natural Gas | Strategic Energy Management | A | Integrated Unit Energy Savings (kWh or therms) | Achievable Economic RVT Potential | 0 | 0 | 0 | 0 | 0 | 0 | 0 | 0 | 0 | 0 | 0 | 0 | 0 | 0 | 0 | 0 | 0 | 0 | 0 | 0 | 0 | 0 | 0 | 0 | 0 | 0 | 0
F2_Commercial_Interruptible - Miscellaneous_New_Water Heating_Natural Gas_Strategic Energy Management_A_Achievable Economic RVT Potential | F2 | Commercial | Interruptible - Miscellaneous | New | Water Heating | Natural Gas | Strategic Energy Management | A | Integrated Unit Summer Peak Savings (kW) | Achievable Economic RVT Potential | 0 | 0 | 0 | 0 | 0 | 0 | 0 | 0 | 0 | 0 | 0 | 0 | 0 | 0 | 0 | 0 | 0 | 0 | 0 | 0 | 0 | 0 | 0 | 0 | 0 | 0 | 0
F3_Commercial_Interruptible - Miscellaneous_New_Water Heating_Natural Gas_Strategic Energy Management_A_Achievable Economic RVT Potential | F3 | Commercial | Interruptible - Miscellaneous | New | Water Heating | Natural Gas | Strategic Energy Management | A | Integrated Unit Winter Peak Savings (kW) | Achievable Economic RVT Potential | 0 | 0 | 0 | 0 | 0 | 0 | 0 | 0 | 0 | 0 | 0 | 0 | 0 | 0 | 0 | 0 | 0 | 0 | 0 | 0 | 0 | 0 | 0 | 0 | 0 | 0 | 0
F4_Commercial_Interruptible - Miscellaneous_New_Water Heating_Natural Gas_Strategic Energy Management_A_Achievable Economic RVT Potential | F4 | Commercial | Interruptible - Miscellaneous | New | Water Heating | Natural Gas | Strategic Energy Management | A | Incremental Energy Savings (MWh or mTherms) | Achievable Economic RVT Potential | 0 | 0 | 0 | 0 | 0 | 0 | 0 | 0 | 0 | 0 | 0 | 0 | 0 | 0 | 0 | 0 | 0 | 0 | 0 | 0 | 0 | 0 | 0 | 0 | 0 | 0 | 0
F5_Commercial_Interruptible - Miscellaneous_New_Water Heating_Natural Gas_Strategic Energy Management_A_Achievable Economic RVT Potential | F5 | Commercial | Interruptible - Miscellaneous | New | Water Heating | Natural Gas | Strategic Energy Management | A | Incremental Summer Peak Savings (MW) | Achievable Economic RVT Potential | 0 | 0 | 0 | 0 | 0 | 0 | 0 | 0 | 0 | 0 | 0 | 0 | 0 | 0 | 0 | 0 | 0 | 0 | 0 | 0 | 0 | 0 | 0 | 0 | 0 | 0 | 0
F6_Commercial_Interruptible - Miscellaneous_New_Water Heating_Natural Gas_Strategic Energy Management_A_Achievable Economic RVT Potential | F6 | Commercial | Interruptible - Miscellaneous | New | Water Heating | Natural Gas | Strategic Energy Management | A | Incremental Winter Peak Savings (MW) | Achievable Economic RVT Potential | 0 | 0 | 0 | 0 | 0 | 0 | 0 | 0 | 0 | 0 | 0 | 0 | 0 | 0 | 0 | 0 | 0 | 0 | 0 | 0 | 0 | 0 | 0 | 0 | 0 | 0 | 0
F7_Commercial_Interruptible - Miscellaneous_New_Water Heating_Natural Gas_Strategic Energy Management_A_Achievable Economic RVT Potential | F7 | Commercial | Interruptible - Miscellaneous | New | Water Heating | Natural Gas | Strategic Energy Management | A | Cumulative Energy Savings (MWh or mTherms) | Achievable Economic RVT Potential | 0 | 0 | 0 | 0 | 0 | 0 | 0 | 0 | 0 | 0 | 0 | 0 | 0 | 0 | 0 | 0 | 0 | 0 | 0 | 0 | 0 | 0 | 0 | 0 | 0 | 0 | 0
F8_Commercial_Interruptible - Miscellaneous_New_Water Heating_Natural Gas_Strategic Energy Management_A_Achievable Economic RVT Potential | F8 | Commercial | Interruptible - Miscellaneous | New | Water Heating | Natural Gas | Strategic Energy Management | A | Cumulative Summer Peak Savings (MW) | Achievable Economic RVT Potential | 0 | 0 | 0 | 0 | 0 | 0 | 0 | 0 | 0 | 0 | 0 | 0 | 0 | 0 | 0 | 0 | 0 | 0 | 0 | 0 | 0 | 0 | 0 | 0 | 0 | 0 | 0
F9_Commercial_Interruptible - Miscellaneous_New_Water Heating_Natural Gas_Strategic Energy Management_A_Achievable Economic RVT Potential | F9 | Commercial | Interruptible - Miscellaneous | New | Water Heating | Natural Gas | Strategic Energy Management | A | Cumulative Winter Peak Savings (MW) | Achievable Economic RVT Potential | 0 | 0 | 0 | 0 | 0 | 0 | 0 | 0 | 0 | 0 | 0 | 0 | 0 | 0 | 0 | 0 | 0 | 0 | 0 | 0 | 0 | 0 | 0 | 0 | 0 | 0 | 0
F10_Commercial_Interruptible - Miscellaneous_New_Water Heating_Natural Gas_Strategic Energy Management_A_Achievable Economic RVT Potential | F10 | Commercial | Interruptible - Miscellaneous | New | Water Heating | Natural Gas | Strategic Energy Management | A | Purchases (Incremental) | Achievable Economic RVT Potential | 0 | 0 | 0 | 0 | 0 | 0 | 0 | 0 | 0 | 0 | 0 | 0 | 0 | 0 | 0 | 0 | 0 | 0 | 0 | 0 | 0 | 0 | 0 | 0 | 0 | 0 | 0
F11_Commercial_Interruptible - Miscellaneous_New_Water Heating_Natural Gas_Strategic Energy Management_A_Achievable Economic RVT Potential | F11 | Commercial | Interruptible - Miscellaneous | New | Water Heating | Natural Gas | Strategic Energy Management | A | Purchases (Cumulative) | Achievable Economic RVT Potential | 0 | 0 | 0 | 0 | 0 | 0 | 0 | 0 | 0 | 0 | 0 | 0 | 0 | 0 | 0 | 0 | 0 | 0 | 0 | 0 | 0 | 0 | 0 | 0 | 0 | 0 | 0
F1_Commercial_Interruptible - Miscellaneous_New_Space Heating_Natural Gas_Retrocommissioning_A_Achievable Economic RVT Potential | F1 | Commercial | Interruptible - Miscellaneous | New | Space Heating | Natural Gas | Retrocommissioning | A | Integrated Unit Energy Savings (kWh or therms) | Achievable Economic RVT Potential | 0 | 0 | 0 | 0 | 0 | 0 | 0 | 0 | 0 | 0 | 0 | 0 | 0 | 0 | 0 | 0 | 0 | 0 | 0 | 0 | 0 | 0 | 0 | 0 | 0 | 0 | 0
F2_Commercial_Interruptible - Miscellaneous_New_Space Heating_Natural Gas_Retrocommissioning_A_Achievable Economic RVT Potential | F2 | Commercial | Interruptible - Miscellaneous | New | Space Heating | Natural Gas | Retrocommissioning | A | Integrated Unit Summer Peak Savings (kW) | Achievable Economic RVT Potential | 0 | 0 | 0 | 0 | 0 | 0 | 0 | 0 | 0 | 0 | 0 | 0 | 0 | 0 | 0 | 0 | 0 | 0 | 0 | 0 | 0 | 0 | 0 | 0 | 0 | 0 | 0
F3_Commercial_Interruptible - Miscellaneous_New_Space Heating_Natural Gas_Retrocommissioning_A_Achievable Economic RVT Potential | F3 | Commercial | Interruptible - Miscellaneous | New | Space Heating | Natural Gas | Retrocommissioning | A | Integrated Unit Winter Peak Savings (kW) | Achievable Economic RVT Potential | 0 | 0 | 0 | 0 | 0 | 0 | 0 | 0 | 0 | 0 | 0 | 0 | 0 | 0 | 0 | 0 | 0 | 0 | 0 | 0 | 0 | 0 | 0 | 0 | 0 | 0 | 0
F4_Commercial_Interruptible - Miscellaneous_New_Space Heating_Natural Gas_Retrocommissioning_A_Achievable Economic RVT Potential | F4 | Commercial | Interruptible - Miscellaneous | New | Space Heating | Natural Gas | Retrocommissioning | A | Incremental Energy Savings (MWh or mTherms) | Achievable Economic RVT Potential | 0 | 0 | 0 | 0 | 0 | 0 | 0 | 0 | 0 | 0 | 0 | 0 | 0 | 0 | 0 | 0 | 0 | 0 | 0 | 0 | 0 | 0 | 0 | 0 | 0 | 0 | 0
F5_Commercial_Interruptible - Miscellaneous_New_Space Heating_Natural Gas_Retrocommissioning_A_Achievable Economic RVT Potential | F5 | Commercial | Interruptible - Miscellaneous | New | Space Heating | Natural Gas | Retrocommissioning | A | Incremental Summer Peak Savings (MW) | Achievable Economic RVT Potential | 0 | 0 | 0 | 0 | 0 | 0 | 0 | 0 | 0 | 0 | 0 | 0 | 0 | 0 | 0 | 0 | 0 | 0 | 0 | 0 | 0 | 0 | 0 | 0 | 0 | 0 | 0
F6_Commercial_Interruptible - Miscellaneous_New_Space Heating_Natural Gas_Retrocommissioning_A_Achievable Economic RVT Potential | F6 | Commercial | Interruptible - Miscellaneous | New | Space Heating | Natural Gas | Retrocommissioning | A | Incremental Winter Peak Savings (MW) | Achievable Economic RVT Potential | 0 | 0 | 0 | 0 | 0 | 0 | 0 | 0 | 0 | 0 | 0 | 0 | 0 | 0 | 0 | 0 | 0 | 0 | 0 | 0 | 0 | 0 | 0 | 0 | 0 | 0 | 0
F7_Commercial_Interruptible - Miscellaneous_New_Space Heating_Natural Gas_Retrocommissioning_A_Achievable Economic RVT Potential | F7 | Commercial | Interruptible - Miscellaneous | New | Space Heating | Natural Gas | Retrocommissioning | A | Cumulative Energy Savings (MWh or mTherms) | Achievable Economic RVT Potential | 0 | 0 | 0 | 0 | 0 | 0 | 0 | 0 | 0 | 0 | 0 | 0 | 0 | 0 | 0 | 0 | 0 | 0 | 0 | 0 | 0 | 0 | 0 | 0 | 0 | 0 | 0
F8_Commercial_Interruptible - Miscellaneous_New_Space Heating_Natural Gas_Retrocommissioning_A_Achievable Economic RVT Potential | F8 | Commercial | Interruptible - Miscellaneous | New | Space Heating | Natural Gas | Retrocommissioning | A | Cumulative Summer Peak Savings (MW) | Achievable Economic RVT Potential | 0 | 0 | 0 | 0 | 0 | 0 | 0 | 0 | 0 | 0 | 0 | 0 | 0 | 0 | 0 | 0 | 0 | 0 | 0 | 0 | 0 | 0 | 0 | 0 | 0 | 0 | 0
F9_Commercial_Interruptible - Miscellaneous_New_Space Heating_Natural Gas_Retrocommissioning_A_Achievable Economic RVT Potential | F9 | Commercial | Interruptible - Miscellaneous | New | Space Heating | Natural Gas | Retrocommissioning | A | Cumulative Winter Peak Savings (MW) | Achievable Economic RVT Potential | 0 | 0 | 0 | 0 | 0 | 0 | 0 | 0 | 0 | 0 | 0 | 0 | 0 | 0 | 0 | 0 | 0 | 0 | 0 | 0 | 0 | 0 | 0 | 0 | 0 | 0 | 0
F10_Commercial_Interruptible - Miscellaneous_New_Space Heating_Natural Gas_Retrocommissioning_A_Achievable Economic RVT Potential | F10 | Commercial | Interruptible - Miscellaneous | New | Space Heating | Natural Gas | Retrocommissioning | A | Purchases (Incremental) | Achievable Economic RVT Potential | 0 | 0 | 0 | 0 | 0 | 0 | 0 | 0 | 0 | 0 | 0 | 0 | 0 | 0 | 0 | 0 | 0 | 0 | 0 | 0 | 0 | 0 | 0 | 0 | 0 | 0 | 0
F11_Commercial_Interruptible - Miscellaneous_New_Space Heating_Natural Gas_Retrocommissioning_A_Achievable Economic RVT Potential | F11 | Commercial | Interruptible - Miscellaneous | New | Space Heating | Natural Gas | Retrocommissioning | A | Purchases (Cumulative) | Achievable Economic RVT Potential | 0 | 0 | 0 | 0 | 0 | 0 | 0 | 0 | 0 | 0 | 0 | 0 | 0 | 0 | 0 | 0 | 0 | 0 | 0 | 0 | 0 | 0 | 0 | 0 | 0 | 0 | 0
F1_Commercial_Interruptible - Miscellaneous_New_Water Heating_Natural Gas_Retrocommissioning_A_Achievable Economic RVT Potential | F1 | Commercial | Interruptible - Miscellaneous | New | Water Heating | Natural Gas | Retrocommissioning | A | Integrated Unit Energy Savings (kWh or therms) | Achievable Economic RVT Potential | 0 | 0 | 0 | 0 | 0 | 0 | 0 | 0 | 0 | 0 | 0 | 0 | 0 | 0 | 0 | 0 | 0 | 0 | 0 | 0 | 0 | 0 | 0 | 0 | 0 | 0 | 0
F2_Commercial_Interruptible - Miscellaneous_New_Water Heating_Natural Gas_Retrocommissioning_A_Achievable Economic RVT Potential | F2 | Commercial | Interruptible - Miscellaneous | New | Water Heating | Natural Gas | Retrocommissioning | A | Integrated Unit Summer Peak Savings (kW) | Achievable Economic RVT Potential | 0 | 0 | 0 | 0 | 0 | 0 | 0 | 0 | 0 | 0 | 0 | 0 | 0 | 0 | 0 | 0 | 0 | 0 | 0 | 0 | 0 | 0 | 0 | 0 | 0 | 0 | 0
F3_Commercial_Interruptible - Miscellaneous_New_Water Heating_Natural Gas_Retrocommissioning_A_Achievable Economic RVT Potential | F3 | Commercial | Interruptible - Miscellaneous | New | Water Heating | Natural Gas | Retrocommissioning | A | Integrated Unit Winter Peak Savings (kW) | Achievable Economic RVT Potential | 0 | 0 | 0 | 0 | 0 | 0 | 0 | 0 | 0 | 0 | 0 | 0 | 0 | 0 | 0 | 0 | 0 | 0 | 0 | 0 | 0 | 0 | 0 | 0 | 0 | 0 | 0
F4_Commercial_Interruptible - Miscellaneous_New_Water Heating_Natural Gas_Retrocommissioning_A_Achievable Economic RVT Potential | F4 | Commercial | Interruptible - Miscellaneous | New | Water Heating | Natural Gas | Retrocommissioning | A | Incremental Energy Savings (MWh or mTherms) | Achievable Economic RVT Potential | 0 | 0 | 0 | 0 | 0 | 0 | 0 | 0 | 0 | 0 | 0 | 0 | 0 | 0 | 0 | 0 | 0 | 0 | 0 | 0 | 0 | 0 | 0 | 0 | 0 | 0 | 0
F5_Commercial_Interruptible - Miscellaneous_New_Water Heating_Natural Gas_Retrocommissioning_A_Achievable Economic RVT Potential | F5 | Commercial | Interruptible - Miscellaneous | New | Water Heating | Natural Gas | Retrocommissioning | A | Incremental Summer Peak Savings (MW) | Achievable Economic RVT Potential | 0 | 0 | 0 | 0 | 0 | 0 | 0 | 0 | 0 | 0 | 0 | 0 | 0 | 0 | 0 | 0 | 0 | 0 | 0 | 0 | 0 | 0 | 0 | 0 | 0 | 0 | 0
F6_Commercial_Interruptible - Miscellaneous_New_Water Heating_Natural Gas_Retrocommissioning_A_Achievable Economic RVT Potential | F6 | Commercial | Interruptible - Miscellaneous | New | Water Heating | Natural Gas | Retrocommissioning | A | Incremental Winter Peak Savings (MW) | Achievable Economic RVT Potential | 0 | 0 | 0 | 0 | 0 | 0 | 0 | 0 | 0 | 0 | 0 | 0 | 0 | 0 | 0 | 0 | 0 | 0 | 0 | 0 | 0 | 0 | 0 | 0 | 0 | 0 | 0
F7_Commercial_Interruptible - Miscellaneous_New_Water Heating_Natural Gas_Retrocommissioning_A_Achievable Economic RVT Potential | F7 | Commercial | Interruptible - Miscellaneous | New | Water Heating | Natural Gas | Retrocommissioning | A | Cumulative Energy Savings (MWh or mTherms) | Achievable Economic RVT Potential | 0 | 0 | 0 | 0 | 0 | 0 | 0 | 0 | 0 | 0 | 0 | 0 | 0 | 0 | 0 | 0 | 0 | 0 | 0 | 0 | 0 | 0 | 0 | 0 | 0 | 0 | 0
F8_Commercial_Interruptible - Miscellaneous_New_Water Heating_Natural Gas_Retrocommissioning_A_Achievable Economic RVT Potential | F8 | Commercial | Interruptible - Miscellaneous | New | Water Heating | Natural Gas | Retrocommissioning | A | Cumulative Summer Peak Savings (MW) | Achievable Economic RVT Potential | 0 | 0 | 0 | 0 | 0 | 0 | 0 | 0 | 0 | 0 | 0 | 0 | 0 | 0 | 0 | 0 | 0 | 0 | 0 | 0 | 0 | 0 | 0 | 0 | 0 | 0 | 0
F9_Commercial_Interruptible - Miscellaneous_New_Water Heating_Natural Gas_Retrocommissioning_A_Achievable Economic RVT Potential | F9 | Commercial | Interruptible - Miscellaneous | New | Water Heating | Natural Gas | Retrocommissioning | A | Cumulative Winter Peak Savings (MW) | Achievable Economic RVT Potential | 0 | 0 | 0 | 0 | 0 | 0 | 0 | 0 | 0 | 0 | 0 | 0 | 0 | 0 | 0 | 0 | 0 | 0 | 0 | 0 | 0 | 0 | 0 | 0 | 0 | 0 | 0
F10_Commercial_Interruptible - Miscellaneous_New_Water Heating_Natural Gas_Retrocommissioning_A_Achievable Economic RVT Potential | F10 | Commercial | Interruptible - Miscellaneous | New | Water Heating | Natural Gas | Retrocommissioning | A | Purchases (Incremental) | Achievable Economic RVT Potential | 0 | 0 | 0 | 0 | 0 | 0 | 0 | 0 | 0 | 0 | 0 | 0 | 0 | 0 | 0 | 0 | 0 | 0 | 0 | 0 | 0 | 0 | 0 | 0 | 0 | 0 | 0
F11_Commercial_Interruptible - Miscellaneous_New_Water Heating_Natural Gas_Retrocommissioning_A_Achievable Economic RVT Potential | F11 | Commercial | Interruptible - Miscellaneous | New | Water Heating | Natural Gas | Retrocommissioning | A | Purchases (Cumulative) | Achievable Economic RVT Potential | 0 | 0 | 0 | 0 | 0 | 0 | 0 | 0 | 0 | 0 | 0 | 0 | 0 | 0 | 0 | 0 | 0 | 0 | 0 | 0 | 0 | 0 | 0 | 0 | 0 | 0 | 0

## Unstacked Savings
Key | Field | Sector | Segment | Vintage | End Use | Fuel | Measure | Option | Label | Case | 2021 | 2022 | 2023 | 2024 | 2025 | 2026 | 2027 | 2028 | 2029 | 2030 | 2031 | 2032 | 2033 | 2034 | 2035 | 2036 | 2037 | 2038 | 2039 | 2040 | 2041 | 2042 | 2043 | 2044 | 2045 | 2046 | 2047
F1_Commercial_WA - College_Existing_Space Heating_Natural Gas_Furnace_A_Technical Potential | F1 | Commercial | WA - College | Existing | Space Heating | Natural Gas | Furnace | A | Original Unit Energy Savings (kWh or therms) | Technical Potential | 0 | 243.0543 | 242.1118 | 81.8666 | 81.8666 | 81.8666 | 81.8666 | 81.8666 | 81.8666 | 81.8666 | 81.8666 | 81.8666 | 81.8666 | 81.8666 | 81.8666 | 81.8666 | 81.8666 | 81.8666 | 81.8666 | 81.8666 | 81.8666 | 81.8666 | 81.8666 | 81.8666 | 81.8666 | 81.8666 | 81.8666
F2_Commercial_WA - College_Existing_Space Heating_Natural Gas_Furnace_A_Technical Potential | F2 | Commercial | WA - College | Existing | Space Heating | Natural Gas | Furnace | A | Original Unit Summer Peak Savings (kW) | Technical Potential | 0 | 0 | 0 | 0 | 0 | 0 | 0 | 0 | 0 | 0 | 0 | 0 | 0 | 0 | 0 | 0 | 0 | 0 | 0 | 0 | 0 | 0 | 0 | 0 | 0 | 0 | 0
F3_Commercial_WA - College_Existing_Space Heating_Natural Gas_Furnace_A_Technical Potential | F3 | Commercial | WA - College | Existing | Space Heating | Natural Gas | Furnace | A | Original Unit Winter Peak Savings (kW) | Technical Potential | 0 | 0 | 0 | 0 | 0 | 0 | 0 | 0 | 0 | 0 | 0 | 0 | 0 | 0 | 0 | 0 | 0 | 0 | 0 | 0 | 0 | 0 | 0 | 0 | 0 | 0 | 0
F4_Commercial_WA - College_Existing_Space Heating_Natural Gas_Furnace_A_Technical Potential | F4 | Commercial | WA - College | Existing | Space Heating | Natural Gas | Furnace | A | Standalone Impact on Baseline Energy (%) | Technical Potential | 0 | 0 | 0.00010486 | 7.5979e-05 | 0.00012193 | 0.00017363 | 0.00023141 | 0.00029556 | 0.00036634 | 0.00044402 | 0.00052811 | 0.0006182 | 0.00071385 | 0.00081469 | 0.00092034 | 0.0010305 | 0.0011448 | 0.0012629 | 0.0013845 | 0.0014997 | 0.0016093 | 0.0017139 | 0.0018144 | 0.0019115 | 0.0020058 | 0.0020609 | 0.0021094
F5_Commercial_WA - College_Existing_Space Heating_Natural Gas_Furnace_A_Technical Potential | F5 | Commercial | WA - College | Existing | Space Heating | Natural Gas | Furnace | A | Standalone Impact on Baseline Summer Peak (%) | Technical Potential | 0 | 0 | 0 | 0 | 0 | 0 | 0 | 0 | 0 | 0 | 0 | 0 | 0 | 0 | 0 | 0 | 0 | 0 | 0 | 0 | 0 | 0 | 0 | 0 | 0 | 0 | 0
F6_Commercial_WA - College_Existing_Space Heating_Natural Gas_Furnace_A_Technical Potential | F6 | Commercial | WA - College | Existing | Space Heating | Natural Gas | Furnace | A | Standalone Impact on Baseline Winter Peak (%) | Technical Potential | 0 | 0 | 0 | 0 | 0 | 0 | 0 | 0 | 0 | 0 | 0 | 0 | 0 | 0 | 0 | 0 | 0 | 0 | 0 | 0 | 0 | 0 | 0 | 0 | 0 | 0 | 0
F7_Commercial_WA - College_Existing_Space Heating_Natural Gas_Furnace_A_Technical Potential | F7 | Commercial | WA - College | Existing | Space Heating | Natural Gas | Furnace | A | Incremental Energy Savings (MWh or mTherms) | Technical Potential | 0 | 0 | 1.4688 | 0.56446 | 0.63668 | 0.71298 | 0.79305 | 0.8766 | 0.96336 | 1.0531 | 1.1359 | 1.2123 | 1.2829 | 1.348 | 1.4082 | 1.4637 | 1.5149 | 1.5622 | 1.6059 | 1.5157 | 1.4373 | 1.3702 | 1.3137 | 1.2675 | 1.231 | 0.7071 | 0.62081
F8_Commercial_WA - College_Existing_Space Heating_Natural Gas_Furnace_A_Technical Potential | F8 | Commercial | WA - College | Existing | Space Heating | Natural Gas | Furnace | A | Incremental Summer Peak Savings (MW) | Technical Potential | 0 | 0 | 0 | 0 | 0 | 0 | 0 | 0 | 0 | 0 | 0 | 0 | 0 | 0 | 0 | 0 | 0 | 0 | 0 | 0 | 0 | 0 | 0 | 0 | 0 | 0 | 0
F9_Commercial_WA - College_Existing_Space Heating_Natural Gas_Furnace_A_Technical Potential | F9 | Commercial | WA - College | Existing | Space Heating | Natural Gas | Furnace | A | Incremental Winter Peak Savings (MW) | Technical Potential | 0 | 0 | 0 | 0 | 0 | 0 | 0 | 0 | 0 | 0 | 0 | 0 | 0 | 0 | 0 | 0 | 0 | 0 | 0 | 0 | 0 | 0 | 0 | 0 | 0 | 0 | 0
F10_Commercial_WA - College_Existing_Space Heating_Natural Gas_Furnace_A_Technical Potential | F10 | Commercial | WA - College | Existing | Space Heating | Natural Gas | Furnace | A | Cumulative Energy Savings (MWh or mTherms) | Technical Potential | 0 | 0 | 1.4688 | 1.0611 | 1.6978 | 2.4108 | 3.2038 | 4.0804 | 5.0438 | 6.0969 | 7.2328 | 8.4451 | 9.728 | 11.0761 | 12.4842 | 13.9479 | 15.4628 | 17.025 | 18.6309 | 20.1466 | 21.5839 | 22.954 | 24.2678 | 25.5353 | 26.7663 | 27.4734 | 28.0943
F11_Commercial_WA - College_Existing_Space Heating_Natural Gas_Furnace_A_Technical Potential | F11 | Commercial | WA - College | Existing | Space Heating | Natural Gas | Furnace | A | Cumulative Summer Peak Savings (MW) | Technical Potential | 0 | 0 | 0 | 0 | 0 | 0 | 0 | 0 | 0 | 0 | 0 | 0 | 0 | 0 | 0 | 0 | 0 | 0 | 0 | 0 | 0 | 0 | 0 | 0 | 0 | 0 | 0
F12_Commercial_WA - College_Existing_Space Heating_Natural Gas_Furnace_A_Technical Potential | F12 | Commercial | WA - College | Existing | Space Heating | Natural Gas | Furnace | A | Cumulative Winter Peak Savings (MW) | Technical Potential | 0 | 0 | 0 | 0 | 0 | 0 | 0 | 0 | 0 | 0 | 0 | 0 | 0 | 0 | 0 | 0 | 0 | 0 | 0 | 0 | 0 | 0 | 0 | 0 | 0 | 0 | 0
F13_Commercial_WA - College_Existing_Space Heating_Natural Gas_Furnace_A_Technical Potential | F13 | Commercial | WA - College | Existing | Space Heating | Natural Gas | Furnace | A | Purchases (Incremental) | Technical Potential | 0 | 0 | 6.0667 | 6.8949 | 7.7771 | 8.7091 | 9.6871 | 10.7076 | 11.7674 | 12.8633 | 13.8749 | 14.8087 | 15.6707 | 16.4664 | 17.2008 | 17.8788 | 18.5046 | 19.0823 | 19.6156 | 18.5141 | 17.5566 | 16.7365 | 16.0473 | 15.4828 | 15.037 | 8.6373 | 7.5832
F14_Commercial_WA - College_Existing_Space Heating_Natural Gas_Furnace_A_Technical Potential | F14 | Commercial | WA - College | Existing | Space Heating | Natural Gas | Furnace | A | Purchases (Cumulative) | Technical Potential | 0 | 0 | 6.0667 | 12.9616 | 20.7386 | 29.4477 | 39.1348 | 49.8425 | 61.6099 | 74.4732 | 88.3481 | 103.1568 | 118.8276 | 135.2939 | 152.4948 | 170.3736 | 188.8782 | 207.9605 | 227.5761 | 246.0902 | 263.6469 | 280.3834 | 296.4307 | 311.9135 | 326.9505 | 335.5878 | 343.171
F1_Commercial_WA - College_Existing_Space Heating_Natural Gas_Boiler_A_Technical Potential | F1 | Commercial | WA - College | Existing | Space Heating | Natural Gas | Boiler | A | Original Unit Energy Savings (kWh or therms) | Technical Potential | 0 | 2671.5591 | 2661.1996 | 2661.1996 | 2661.1996 | 2661.1996 | 2661.1996 | 2661.1996 | 2661.1996 | 2661.1996 | 2661.1996 | 2661.1996 | 2661.1996 | 2661.1996 | 2661.1996 | 2661.1996 | 2661.1996 | 2661.1996 | 2661.1996 | 2661.1996 | 2661.1996 | 2661.1996 | 2661.1996 | 2661.1996 | 2661.1996 | 2661.1996 | 2661.1996
F2_Commercial_WA - College_Existing_Space Heating_Natural Gas_Boiler_A_Technical Potential | F2 | Commercial | WA - College | Existing | Space Heating | Natural Gas | Boiler | A | Original Unit Summer Peak Savings (kW) | Technical Potential | 0 | 0 | 0 | 0 | 0 | 0 | 0 | 0 | 0 | 0 | 0 | 0 | 0 | 0 | 0 | 0 | 0 | 0 | 0 | 0 | 0 | 0 | 0 | 0 | 0 | 0 | 0
F3_Commercial_WA - College_Existing_Space Heating_Natural Gas_Boiler_A_Technical Potential | F3 | Commercial | WA - College | Existing | Space Heating | Natural Gas | Boiler | A | Original Unit Winter Peak Savings (kW) | Technical Potential | 0 | 0 | 0 | 0 | 0 | 0 | 0 | 0 | 0 | 0 | 0 | 0 | 0 | 0 | 0 | 0 | 0 | 0 | 0 | 0 | 0 | 0 | 0 | 0 | 0 | 0 | 0
F4_Commercial_WA - College_Existing_Space Heating_Natural Gas_Boiler_A_Technical Potential | F4 | Commercial | WA - College | Existing | Space Heating | Natural Gas | Boiler | A | Standalone Impact on Baseline Energy (%) | Technical Potential | 0 | 0 | 0.011601 | 0.023367 | 0.035289 | 0.047358 | 0.059567 | 0.071907 | 0.084371 | 0.096951 | 0.10964 | 0.12243 | 0.13532 | 0.14829 | 0.16134 | 0.17446 | 0.18765 | 0.2009 | 0.2142 | 0.22754 | 0.24091 | 0.2543 | 0.26761 | 0.28085 | 0.29402 | 0.30715 | 0.32025
F5_Commercial_WA - College_Existing_Space Heating_Natural Gas_Boiler_A_Technical Potential | F5 | Commercial | WA - College | Existing | Space Heating | Natural Gas | Boiler | A | Standalone Impact on Baseline Summer Peak (%) | Technical Potential | 0 | 0 | 0 | 0 | 0 | 0 | 0 | 0 | 0 | 0 | 0 | 0 | 0 | 0 | 0 | 0 | 0 | 0 | 0 | 0 | 0 | 0 | 0 | 0 | 0 | 0 | 0
F6_Commercial_WA - College_Existing_Space Heating_Natural Gas_Boiler_A_Technical Potential | F6 | Commercial | WA - College | Existing | Space Heating | Natural Gas | Boiler | A | Standalone Impact on Baseline Winter Peak (%) | Technical Potential | 0 | 0 | 0 | 0 | 0 | 0 | 0 | 0 | 0 | 0 | 0 | 0 | 0 | 0 | 0 | 0 | 0 | 0 | 0 | 0 | 0 | 0 | 0 | 0 | 0 | 0 | 0
F7_Commercial_WA - College_Existing_Space Heating_Natural Gas_Boiler_A_Technical Potential | F7 | Commercial | WA - College | Existing | Space Heating | Natural Gas | Boiler | A | Incremental Energy Savings (MWh or mTherms) | Technical Potential | 0 | 0 | 162.506 | 163.8369 | 165.0469 | 166.1468 | 167.1468 | 168.0558 | 168.8822 | 169.6335 | 170.3164 | 170.9373 | 171.5018 | 172.0149 | 172.4814 | 172.9055 | 173.291 | 173.6415 | 173.9601 | 174.2497 | 174.513 | 174.7524 | 173.506 | 172.506 | 171.7179 | 171.1115 | 170.6601
F8_Commercial_WA - College_Existing_Space Heating_Natural Gas_Boiler_A_Technical Potential | F8 | Commercial | WA - College | Existing | Space Heating | Natural Gas | Boiler | A | Incremental Summer Peak Savings (MW) | Technical Potential | 0 | 0 | 0 | 0 | 0 | 0 | 0 | 0 | 0 | 0 | 0 | 0 | 0 | 0 | 0 | 0 | 0 | 0 | 0 | 0 | 0 | 0 | 0 | 0 | 0 | 0 | 0
F9_Commercial_WA - College_Existing_Space Heating_Natural Gas_Boiler_A_Technical Potential | F9 | Commercial | WA - College | Existing | Space Heating | Natural Gas | Boiler | A | Incremental Winter Peak Savings (MW) | Technical Potential | 0 | 0 | 0 | 0 | 0 | 0 | 0 | 0 | 0 | 0 | 0 | 0 | 0 | 0 | 0 | 0 | 0 | 0 | 0 | 0 | 0 | 0 | 0 | 0 | 0 | 0 | 0
F10_Commercial_WA - College_Existing_Space Heating_Natural Gas_Boiler_A_Technical Potential | F10 | Commercial | WA - College | Existing | Space Heating | Natural Gas | Boiler | A | Cumulative Energy Savings (MWh or mTherms) | Technical Potential | 0 | 0 | 162.506 | 326.3429 | 491.3898 | 657.5366 | 824.6834 | 992.7392 | 1161.6214 | 1331.2548 | 1501.5713 | 1672.5086 | 1844.0104 | 2016.0253 | 2188.5066 | 2361.4121 | 2534.7031 | 2708.3445 | 2882.3046 | 3056.5543 | 3231.0673 | 3405.8197 | 3579.3257 | 3751.8317 | 3923.5497 | 4094.6611 | 4265.3212
F11_Commercial_WA - College_Existing_Space Heating_Natural Gas_Boiler_A_Technical Potential | F11 | Commercial | WA - College | Existing | Space Heating | Natural Gas | Boiler | A | Cumulative Summer Peak Savings (MW) | Technical Potential | 0 | 0 | 0 | 0 | 0 | 0 | 0 | 0 | 0 | 0 | 0 | 0 | 0 | 0 | 0 | 0 | 0 | 0 | 0 | 0 | 0 | 0 | 0 | 0 | 0 | 0 | 0
F12_Commercial_WA - College_Existing_Space Heating_Natural Gas_Boiler_A_Technical Potential | F12 | Commercial | WA - College | Existing | Space Heating | Natural Gas | Boiler | A | Cumulative Winter Peak Savings (MW) | Technical Potential | 0 | 0 | 0 | 0 | 0 | 0 | 0 | 0 | 0 | 0 | 0 | 0 | 0 | 0 | 0 | 0 | 0 | 0 | 0 | 0 | 0 | 0 | 0 | 0 | 0 | 0 | 0
F13_Commercial_WA - College_Existing_Space Heating_Natural Gas_Boiler_A_Technical Potential | F13 | Commercial | WA - College | Existing | Space Heating | Natural Gas | Boiler | A | Purchases (Incremental) | Technical Potential | 0 | 0 | 61.0649 | 61.5651 | 62.0197 | 62.4331 | 62.8088 | 63.1504 | 63.4609 | 63.7432 | 63.9999 | 64.2332 | 64.4453 | 64.6381 | 64.8134 | 64.9727 | 65.1176 | 65.2493 | 65.369 | 65.4779 | 65.5768 | 65.6668 | 65.1984 | 64.8226 | 64.5265 | 64.2986 | 64.129
F14_Commercial_WA - College_Existing_Space Heating_Natural Gas_Boiler_A_Technical Potential | F14 | Commercial | WA - College | Existing | Space Heating | Natural Gas | Boiler | A | Purchases (Cumulative) | Technical Potential | 0 | 0 | 61.0649 | 122.63 | 184.6497 | 247.0828 | 309.8916 | 373.042 | 436.5029 | 500.2461 | 564.246 | 628.4792 | 692.9245 | 757.5626 | 822.376 | 887.3487 | 952.4664 | 1017.7157 | 1083.0847 | 1148.5626 | 1214.1394 | 1279.8062 | 1345.0046 | 1409.8273 | 1474.3538 | 1538.6524 | 1602.7814
F1_Commercial_WA - College_Existing_Space Heating_Natural Gas_Unit Heater_A_Technical Potential | F1 | Commercial | WA - College | Existing | Space Heating | Natural Gas | Unit Heater | A | Original Unit Energy Savings (kWh or therms) | Technical Potential | 0 | 0 | 0 | 0 | 0 | 0 | 0 | 0 | 0 | 0 | 0 | 0 | 0 | 0 | 0 | 0 | 0 | 0 | 0 | 0 | 0 | 0 | 0 | 0 | 0 | 0 | 0
F2_Commercial_WA - College_Existing_Space Heating_Natural Gas_Unit Heater_A_Technical Potential | F2 | Commercial | WA - College | Existing | Space Heating | Natural Gas | Unit Heater | A | Original Unit Summer Peak Savings (kW) | Technical Potential | 0 | 0 | 0 | 0 | 0 | 0 | 0 | 0 | 0 | 0 | 0 | 0 | 0 | 0 | 0 | 0 | 0 | 0 | 0 | 0 | 0 | 0 | 0 | 0 | 0 | 0 | 0
F3_Commercial_WA - College_Existing_Space Heating_Natural Gas_Unit Heater_A_Technical Potential | F3 | Commercial | WA - College | Existing | Space Heating | Natural Gas | Unit Heater | A | Original Unit Winter Peak Savings (kW) | Technical Potential | 0 | 0 | 0 | 0 | 0 | 0 | 0 | 0 | 0 | 0 | 0 | 0 | 0 | 0 | 0 | 0 | 0 | 0 | 0 | 0 | 0 | 0 | 0 | 0 | 0 | 0 | 0
F4_Commercial_WA - College_Existing_Space Heating_Natural Gas_Unit Heater_A_Technical Potential | F4 | Commercial | WA - College | Existing | Space Heating | Natural Gas | Unit Heater | A | Standalone Impact on Baseline Energy (%) | Technical Potential | 0 | 0 | 0 | 0 | 0 | 0 | 0 | 0 | 0 | 0 | 0 | 0 | 0 | 0 | 0 | 0 | 0 | 0 | 0 | 0 | 0 | 0 | 0 | 0 | 0 | 0 | 0
F5_Commercial_WA - College_Existing_Space Heating_Natural Gas_Unit Heater_A_Technical Potential | F5 | Commercial | WA - College | Existing | Space Heating | Natural Gas | Unit Heater | A | Standalone Impact on Baseline Summer Peak (%) | Technical Potential | 0 | 0 | 0 | 0 | 0 | 0 | 0 | 0 | 0 | 0 | 0 | 0 | 0 | 0 | 0 | 0 | 0 | 0 | 0 | 0 | 0 | 0 | 0 | 0 | 0 | 0 | 0
F6_Commercial_WA - College_Existing_Space Heating_Natural Gas_Unit Heater_A_Technical Potential | F6 | Commercial | WA - College | Existing | Space Heating | Natural Gas | Unit Heater | A | Standalone Impact on Baseline Winter Peak (%) | Technical Potential | 0 | 0 | 0 | 0 | 0 | 0 | 0 | 0 | 0 | 0 | 0 | 0 | 0 | 0 | 0 | 0 | 0 | 0 | 0 | 0 | 0 | 0 | 0 | 0 | 0 | 0 | 0
F7_Commercial_WA - College_Existing_Space Heating_Natural Gas_Unit Heater_A_Technical Potential | F7 | Commercial | WA - College | Existing | Space Heating | Natural Gas | Unit Heater | A | Incremental Energy Savings (MWh or mTherms) | Technical Potential | 0 | 0 | 0 | 0 | 0 | 0 | 0 | 0 | 0 | 0 | 0 | 0 | 0 | 0 | 0 | 0 | 0 | 0 | 0 | 0 | 0 | 0 | 0 | 0 | 0 | 0 | 0
F8_Commercial_WA - College_Existing_Space Heating_Natural Gas_Unit Heater_A_Technical Potential | F8 | Commercial | WA - College | Existing | Space Heating | Natural Gas | Unit Heater | A | Incremental Summer Peak Savings (MW) | Technical Potential | 0 | 0 | 0 | 0 | 0 | 0 | 0 | 0 | 0 | 0 | 0 | 0 | 0 | 0 | 0 | 0 | 0 | 0 | 0 | 0 | 0 | 0 | 0 | 0 | 0 | 0 | 0
F9_Commercial_WA - College_Existing_Space Heating_Natural Gas_Unit Heater_A_Technical Potential | F9 | Commercial | WA - College | Existing | Space Heating | Natural Gas | Unit Heater | A | Incremental Winter Peak Savings (MW) | Technical Potential | 0 | 0 | 0 | 0 | 0 | 0 | 0 | 0 | 0 | 0 | 0 | 0 | 0 | 0 | 0 | 0 | 0 | 0 | 0 | 0 | 0 | 0 | 0 | 0 | 0 | 0 | 0
F10_Commercial_WA - College_Existing_Space Heating_Natural Gas_Unit Heater_A_Technical Potential | F10 | Commercial | WA - College | Existing | Space Heating | Natural Gas | Unit Heater | A | Cumulative Energy Savings (MWh or mTherms) | Technical Potential | 0 | 0 | 0 | 0 | 0 | 0 | 0 | 0 | 0 | 0 | 0 | 0 | 0 | 0 | 0 | 0 | 0 | 0 | 0 | 0 | 0 | 0 | 0 | 0 | 0 | 0 | 0
F11_Commercial_WA - College_Existing_Space Heating_Natural Gas_Unit Heater_A_Technical Potential | F11 | Commercial | WA - College | Existing | Space Heating | Natural Gas | Unit Heater | A | Cumulative Summer Peak Savings (MW) | Technical Potential | 0 | 0 | 0 | 0 | 0 | 0 | 0 | 0 | 0 | 0 | 0 | 0 | 0 | 0 | 0 | 0 | 0 | 0 | 0 | 0 | 0 | 0 | 0 | 0 | 0 | 0 | 0
F12_Commercial_WA - College_Existing_Space Heating_Natural Gas_Unit Heater_A_Technical Potential | F12 | Commercial | WA - College | Existing | Space Heating | Natural Gas | Unit Heater | A | Cumulative Winter Peak Savings (MW) | Technical Potential | 0 | 0 | 0 | 0 | 0 | 0 | 0 | 0 | 0 | 0 | 0 | 0 | 0 | 0 | 0 | 0 | 0 | 0 | 0 | 0 | 0 | 0 | 0 | 0 | 0 | 0 | 0
F13_Commercial_WA - College_Existing_Space Heating_Natural Gas_Unit Heater_A_Technical Potential | F13 | Commercial | WA - College | Existing | Space Heating | Natural Gas | Unit Heater | A | Purchases (Incremental) | Technical Potential | 0 | 0 | 0 | 0 | 0 | 0 | 0 | 0 | 0 | 0 | 0 | 0 | 0 | 0 | 0 | 0 | 0 | 0 | 0 | 0 | 0 | 0 | 0 | 0 | 0 | 0 | 0
F14_Commercial_WA - College_Existing_Space Heating_Natural Gas_Unit Heater_A_Technical Potential | F14 | Commercial | WA - College | Existing | Space Heating | Natural Gas | Unit Heater | A | Purchases (Cumulative) | Technical Potential | 0 | 0 | 0 | 0 | 0 | 0 | 0 | 0 | 0 | 0 | 0 | 0 | 0 | 0 | 0 | 0 | 0 | 0 | 0 | 0 | 0 | 0 | 0 | 0 | 0 | 0 | 0
F1_Commercial_WA - College_Existing_Water Heating_Natural Gas_Water Heater_A_Technical Potential | F1 | Commercial | WA - College | Existing | Water Heating | Natural Gas | Water Heater | A | Original Unit Energy Savings (kWh or therms) | Technical Potential | 0 | 2.8505 | 6.0949 | 6.0949 | 6.0949 | 6.0949 | 6.0949 | 6.0949 | 6.0949 | 6.0949 | 6.0949 | 6.0949 | 6.0949 | 6.0949 | 6.0949 | 6.0949 | 6.0949 | 6.0949 | 6.0949 | 6.0949 | 6.0949 | 6.0949 | 6.0949 | 6.0949 | 6.0949 | 6.0949 | 6.0949
F2_Commercial_WA - College_Existing_Water Heating_Natural Gas_Water Heater_A_Technical Potential | F2 | Commercial | WA - College | Existing | Water Heating | Natural Gas | Water Heater | A | Original Unit Summer Peak Savings (kW) | Technical Potential | 0 | 0 | 0 | 0 | 0 | 0 | 0 | 0 | 0 | 0 | 0 | 0 | 0 | 0 | 0 | 0 | 0 | 0 | 0 | 0 | 0 | 0 | 0 | 0 | 0 | 0 | 0
F3_Commercial_WA - College_Existing_Water Heating_Natural Gas_Water Heater_A_Technical Potential | F3 | Commercial | WA - College | Existing | Water Heating | Natural Gas | Water Heater | A | Original Unit Winter Peak Savings (kW) | Technical Potential | 0 | 0 | 0 | 0 | 0 | 0 | 0 | 0 | 0 | 0 | 0 | 0 | 0 | 0 | 0 | 0 | 0 | 0 | 0 | 0 | 0 | 0 | 0 | 0 | 0 | 0 | 0
F4_Commercial_WA - College_Existing_Water Heating_Natural Gas_Water Heater_A_Technical Potential | F4 | Commercial | WA - College | Existing | Water Heating | Natural Gas | Water Heater | A | Standalone Impact on Baseline Energy (%) | Technical Potential | 0 | 0 | 0.01057 | 0.020955 | 0.031192 | 0.041304 | 0.051304 | 0.061198 | 0.070982 | 0.080648 | 0.090901 | 0.10148 | 0.10181 | 0.10207 | 0.10229 | 0.10578 | 0.10859 | 0.11084 | 0.11265 | 0.11424 | 0.11503 | 0.11537 | 0.11541 | 0.11544 | 0.11611 | 0.11613 | 0.11614
F5_Commercial_WA - College_Existing_Water Heating_Natural Gas_Water Heater_A_Technical Potential | F5 | Commercial | WA - College | Existing | Water Heating | Natural Gas | Water Heater | A | Standalone Impact on Baseline Summer Peak (%) | Technical Potential | 0 | 0 | 0 | 0 | 0 | 0 | 0 | 0 | 0 | 0 | 0 | 0 | 0 | 0 | 0 | 0 | 0 | 0 | 0 | 0 | 0 | 0 | 0 | 0 | 0 | 0 | 0
F6_Commercial_WA - College_Existing_Water Heating_Natural Gas_Water Heater_A_Technical Potential | F6 | Commercial | WA - College | Existing | Water Heating | Natural Gas | Water Heater | A | Standalone Impact on Baseline Winter Peak (%) | Technical Potential | 0 | 0 | 0 | 0 | 0 | 0 | 0 | 0 | 0 | 0 | 0 | 0 | 0 | 0 | 0 | 0 | 0 | 0 | 0 | 0 | 0 | 0 | 0 | 0 | 0 | 0 | 0
F7_Commercial_WA - College_Existing_Water Heating_Natural Gas_Water Heater_A_Technical Potential | F7 | Commercial | WA - College | Existing | Water Heating | Natural Gas | Water Heater | A | Incremental Energy Savings (MWh or mTherms) | Technical Potential | 0 | 0 | 69.8837 | 66.4954 | 63.7847 | 61.6162 | 59.8814 | 58.4936 | 57.3833 | 56.4951 | 60.0199 | 61.9926 | 0 | 0 | 0 | 20.0143 | 16.0114 | 12.8091 | 10.2473 | 9.0449 | 4.3559 | 1.7228 | 0 | 0 | 3.8331 | 0 | 0
F8_Commercial_WA - College_Existing_Water Heating_Natural Gas_Water Heater_A_Technical Potential | F8 | Commercial | WA - College | Existing | Water Heating | Natural Gas | Water Heater | A | Incremental Summer Peak Savings (MW) | Technical Potential | 0 | 0 | 0 | 0 | 0 | 0 | 0 | 0 | 0 | 0 | 0 | 0 | 0 | 0 | 0 | 0 | 0 | 0 | 0 | 0 | 0 | 0 | 0 | 0 | 0 | 0 | 0
F9_Commercial_WA - College_Existing_Water Heating_Natural Gas_Water Heater_A_Technical Potential | F9 | Commercial | WA - College | Existing | Water Heating | Natural Gas | Water Heater | A | Incremental Winter Peak Savings (MW) | Technical Potential | 0 | 0 | 0 | 0 | 0 | 0 | 0 | 0 | 0 | 0 | 0 | 0 | 0 | 0 | 0 | 0 | 0 | 0 | 0 | 0 | 0 | 0 | 0 | 0 | 0 | 0 | 0
F10_Commercial_WA - College_Existing_Water Heating_Natural Gas_Water Heater_A_Technical Potential | F10 | Commercial | WA - College | Existing | Water Heating | Natural Gas | Water Heater | A | Cumulative Energy Savings (MWh or mTherms) | Technical Potential | 0 | 0 | 69.8837 | 136.3791 | 200.1638 | 261.78 | 321.6615 | 380.155 | 437.5383 | 494.0334 | 554.0533 | 616.0459 | 616.0459 | 616.0459 | 616.0459 | 636.0602 | 652.0716 | 664.8808 | 675.1281 | 684.173 | 688.5289 | 690.2517 | 690.2517 | 690.2517 | 694.0848 | 694.0848 | 694.0848
F11_Commercial_WA - College_Existing_Water Heating_Natural Gas_Water Heater_A_Technical Potential | F11 | Commercial | WA - College | Existing | Water Heating | Natural Gas | Water Heater | A | Cumulative Summer Peak Savings (MW) | Technical Potential | 0 | 0 | 0 | 0 | 0 | 0 | 0 | 0 | 0 | 0 | 0 | 0 | 0 | 0 | 0 | 0 | 0 | 0 | 0 | 0 | 0 | 0 | 0 | 0 | 0 | 0 | 0
F12_Commercial_WA - College_Existing_Water Heating_Natural Gas_Water Heater_A_Technical Potential | F12 | Commercial | WA - College | Existing | Water Heating | Natural Gas | Water Heater | A | Cumulative Winter Peak Savings (MW) | Technical Potential | 0 | 0 | 0 | 0 | 0 | 0 | 0 | 0 | 0 | 0 | 0 | 0 | 0 | 0 | 0 | 0 | 0 | 0 | 0 | 0 | 0 | 0 | 0 | 0 | 0 | 0 | 0
F13_Commercial_WA - College_Existing_Water Heating_Natural Gas_Water Heater_A_Technical Potential | F13 | Commercial | WA - College | Existing | Water Heating | Natural Gas | Water Heater | A | Purchases (Incremental) | Technical Potential | 0 | 0 | 11465.8939 | 10909.9717 | 10465.234 | 10109.4439 | 9824.8117 | 9597.106 | 9414.9415 | 9269.2098 | 9847.5272 | 10171.2005 | 0 | 0 | 0 | 3283.7641 | 2627.0113 | 2101.609 | 1681.2872 | 1484.0103 | 714.6744 | 282.6601 | 0 | 0 | 628.9064 | 0 | 0
F14_Commercial_WA - College_Existing_Water Heating_Natural Gas_Water Heater_A_Technical Potential | F14 | Commercial | WA - College | Existing | Water Heating | Natural Gas | Water Heater | A | Purchases (Cumulative) | Technical Potential | 0 | 0 | 11465.8939 | 22375.8656 | 32841.0996 | 42950.5435 | 52775.3552 | 62372.4612 | 71787.4027 | 81056.6125 | 90904.1397 | 101075.3402 | 101075.3402 | 101075.3402 | 101075.3402 | 104359.1043 | 106986.1156 | 109087.7247 | 110769.0119 | 112253.0222 | 112967.6966 | 113250.3567 | 113250.3567 | 113250.3567 | 113879.2631 | 113879.2631 | 113879.2631
F1_Commercial_WA - College_Existing_Food Preparation_Natural Gas_Oven_A_Technical Potential | F1 | Commercial | WA - College | Existing | Food Preparation | Natural Gas | Oven | A | Original Unit Energy Savings (kWh or therms) | Technical Potential | 0 | 106.6752 | 106.6752 | 106.6752 | 106.6752 | 106.6752 | 106.6752 | 106.6752 | 106.6752 | 106.6752 | 106.6752 | 106.6752 | 106.6752 | 106.6752 | 106.6752 | 106.6752 | 106.6752 | 106.6752 | 106.6752 | 106.6752 | 106.6752 | 106.6752 | 106.6752 | 106.6752 | 106.6752 | 106.6752 | 106.6752
F2_Commercial_WA - College_Existing_Food Preparation_Natural Gas_Oven_A_Technical Potential | F2 | Commercial | WA - College | Existing | Food Preparation | Natural Gas | Oven | A | Original Unit Summer Peak Savings (kW) | Technical Potential | 0 | 0 | 0 | 0 | 0 | 0 | 0 | 0 | 0 | 0 | 0 | 0 | 0 | 0 | 0 | 0 | 0 | 0 | 0 | 0 | 0 | 0 | 0 | 0 | 0 | 0 | 0
F3_Commercial_WA - College_Existing_Food Preparation_Natural Gas_Oven_A_Technical Potential | F3 | Commercial | WA - College | Existing | Food Preparation | Natural Gas | Oven | A | Original Unit Winter Peak Savings (kW) | Technical Potential | 0 | 0 | 0 | 0 | 0 | 0 | 0 | 0 | 0 | 0 | 0 | 0 | 0 | 0 | 0 | 0 | 0 | 0 | 0 | 0 | 0 | 0 | 0 | 0 | 0 | 0 | 0
F4_Commercial_WA - College_Existing_Food Preparation_Natural Gas_Oven_A_Technical Potential | F4 | Commercial | WA - College | Existing | Food Preparation | Natural Gas | Oven | A | Standalone Impact on Baseline Energy (%) | Technical Potential | 0 | 0 | 8.0428e-05 | 0.00020435 | 0.00037795 | 0.00059131 | 0.00083646 | 0.0011071 | 0.001398 | 0.0017052 | 0.0020255 | 0.0023561 | 0.0026296 | 0.0028645 | 0.0029967 | 0.0030777 | 0.0031106 | 0.0031233 | 0.0031233 | 0.0031233 | 0.0031233 | 0.0031233 | 0.0031233 | 0.0031233 | 0.0031543 | 0.0032099 | 0.0032739
F5_Commercial_WA - College_Existing_Food Preparation_Natural Gas_Oven_A_Technical Potential | F5 | Commercial | WA - College | Existing | Food Preparation | Natural Gas | Oven | A | Standalone Impact on Baseline Summer Peak (%) | Technical Potential | 0 | 0 | 0 | 0 | 0 | 0 | 0 | 0 | 0 | 0 | 0 | 0 | 0 | 0 | 0 | 0 | 0 | 0 | 0 | 0 | 0 | 0 | 0 | 0 | 0 | 0 | 0
F6_Commercial_WA - College_Existing_Food Preparation_Natural Gas_Oven_A_Technical Potential | F6 | Commercial | WA - College | Existing | Food Preparation | Natural Gas | Oven | A | Standalone Impact on Baseline Winter Peak (%) | Technical Potential | 0 | 0 | 0 | 0 | 0 | 0 | 0 | 0 | 0 | 0 | 0 | 0 | 0 | 0 | 0 | 0 | 0 | 0 | 0 | 0 | 0 | 0 | 0 | 0 | 0 | 0 | 0
F7_Commercial_WA - College_Existing_Food Preparation_Natural Gas_Oven_A_Technical Potential | F7 | Commercial | WA - College | Existing | Food Preparation | Natural Gas | Oven | A | Incremental Energy Savings (MWh or mTherms) | Technical Potential | 0 | 0 | 0.056729 | 0.087404 | 0.12245 | 0.15049 | 0.17292 | 0.19086 | 0.20521 | 0.2167 | 0.22589 | 0.23324 | 0.19289 | 0.16566 | 0.093279 | 0.057092 | 0.023244 | 0.0089136 | 0 | 0 | 0 | 0 | 0 | 0 | 0.021907 | 0.039192 | 0.04518
F8_Commercial_WA - College_Existing_Food Preparation_Natural Gas_Oven_A_Technical Potential | F8 | Commercial | WA - College | Existing | Food Preparation | Natural Gas | Oven | A | Incremental Summer Peak Savings (MW) | Technical Potential | 0 | 0 | 0 | 0 | 0 | 0 | 0 | 0 | 0 | 0 | 0 | 0 | 0 | 0 | 0 | 0 | 0 | 0 | 0 | 0 | 0 | 0 | 0 | 0 | 0 | 0 | 0
F9_Commercial_WA - College_Existing_Food Preparation_Natural Gas_Oven_A_Technical Potential | F9 | Commercial | WA - College | Existing | Food Preparation | Natural Gas | Oven | A | Incremental Winter Peak Savings (MW) | Technical Potential | 0 | 0 | 0 | 0 | 0 | 0 | 0 | 0 | 0 | 0 | 0 | 0 | 0 | 0 | 0 | 0 | 0 | 0 | 0 | 0 | 0 | 0 | 0 | 0 | 0 | 0 | 0
F10_Commercial_WA - College_Existing_Food Preparation_Natural Gas_Oven_A_Technical Potential | F10 | Commercial | WA - College | Existing | Food Preparation | Natural Gas | Oven | A | Cumulative Energy Savings (MWh or mTherms) | Technical Potential | 0 | 0 | 0.056729 | 0.14413 | 0.26658 | 0.41707 | 0.58999 | 0.78085 | 0.98606 | 1.2028 | 1.4286 | 1.6619 | 1.8548 | 2.0204 | 2.1137 | 2.1708 | 2.194 | 2.203 | 2.203 | 2.203 | 2.203 | 2.203 | 2.203 | 2.203 | 2.2249 | 2.2641 | 2.3092
F11_Commercial_WA - College_Existing_Food Preparation_Natural Gas_Oven_A_Technical Potential | F11 | Commercial | WA - College | Existing | Food Preparation | Natural Gas | Oven | A | Cumulative Summer Peak Savings (MW) | Technical Potential | 0 | 0 | 0 | 0 | 0 | 0 | 0 | 0 | 0 | 0 | 0 | 0 | 0 | 0 | 0 | 0 | 0 | 0 | 0 | 0 | 0 | 0 | 0 | 0 | 0 | 0 | 0
F12_Commercial_WA - College_Existing_Food Preparation_Natural Gas_Oven_A_Technical Potential | F12 | Commercial | WA - College | Existing | Food Preparation | Natural Gas | Oven | A | Cumulative Winter Peak Savings (MW) | Technical Potential | 0 | 0 | 0 | 0 | 0 | 0 | 0 | 0 | 0 | 0 | 0 | 0 | 0 | 0 | 0 | 0 | 0 | 0 | 0 | 0 | 0 | 0 | 0 | 0 | 0 | 0 | 0
F13_Commercial_WA - College_Existing_Food Preparation_Natural Gas_Oven_A_Technical Potential | F13 | Commercial | WA - College | Existing | Food Preparation | Natural Gas | Oven | A | Purchases (Incremental) | Technical Potential | 0 | 0 | 0.53179 | 0.81935 | 1.1479 | 1.4107 | 1.621 | 1.7892 | 1.9237 | 2.0314 | 2.1175 | 2.1864 | 1.8082 | 1.5529 | 0.87442 | 0.53519 | 0.2179 | 0.083559 | 0 | 0 | 0 | 0 | 0 | 0 | 0.20536 | 0.36739 | 0.42353
F14_Commercial_WA - College_Existing_Food Preparation_Natural Gas_Oven_A_Technical Potential | F14 | Commercial | WA - College | Existing | Food Preparation | Natural Gas | Oven | A | Purchases (Cumulative) | Technical Potential | 0 | 0 | 0.53179 | 1.3511 | 2.499 | 3.9097 | 5.5307 | 7.3199 | 9.2436 | 11.275 | 13.3925 | 15.5789 | 17.3871 | 18.94 | 19.8144 | 20.3496 | 20.5675 | 20.6511 | 20.6511 | 20.6511 | 20.6511 | 20.6511 | 20.6511 | 20.6511 | 20.8564 | 21.2238 | 21.6474
F1_Commercial_WA - College_Existing_Food Preparation_Natural Gas_Conveyor Oven_A_Technical Potential | F1 | Commercial | WA - College | Existing | Food Preparation | Natural Gas | Conveyor Oven | A | Original Unit Energy Savings (kWh or therms) | Technical Potential | 0 | 0 | 0 | 0 | 0 | 692.0657 | 692.0657 | 692.0657 | 692.0657 | 692.0657 | 692.0657 | 692.0657 | 692.0657 | 692.0657 | 692.0657 | 692.0657 | 692.0657 | 692.0657 | 692.0657 | 692.0657 | 692.0657 | 692.0657 | 692.0657 | 692.0657 | 692.0657 | 692.0657 | 692.0657
F2_Commercial_WA - College_Existing_Food Preparation_Natural Gas_Conveyor Oven_A_Technical Potential | F2 | Commercial | WA - College | Existing | Food Preparation | Natural Gas | Conveyor Oven | A | Original Unit Summer Peak Savings (kW) | Technical Potential | 0 | 0 | 0 | 0 | 0 | 0 | 0 | 0 | 0 | 0 | 0 | 0 | 0 | 0 | 0 | 0 | 0 | 0 | 0 | 0 | 0 | 0 | 0 | 0 | 0 | 0 | 0
F3_Commercial_WA - College_Existing_Food Preparation_Natural Gas_Conveyor Oven_A_Technical Potential | F3 | Commercial | WA - College | Existing | Food Preparation | Natural Gas | Conveyor Oven | A | Original Unit Winter Peak Savings (kW) | Technical Potential | 0 | 0 | 0 | 0 | 0 | 0 | 0 | 0 | 0 | 0 | 0 | 0 | 0 | 0 | 0 | 0 | 0 | 0 | 0 | 0 | 0 | 0 | 0 | 0 | 0 | 0 | 0
F4_Commercial_WA - College_Existing_Food Preparation_Natural Gas_Conveyor Oven_A_Technical Potential | F4 | Commercial | WA - College | Existing | Food Preparation | Natural Gas | Conveyor Oven | A | Standalone Impact on Baseline Energy (%) | Technical Potential | 0 | 0 | 0 | 0 | 0 | 2.4875e-05 | 9.4526e-05 | 0.00022487 | 0.00042865 | 0.00071605 | 0.0010703 | 0.0014782 | 0.0019288 | 0.0024137 | 0.0029259 | 0.0034601 | 0.0040119 | 0.0044533 | 0.0048064 | 0.0050889 | 0.0053149 | 0.0055006 | 0.0056383 | 0.0057248 | 0.00576 | 0.00576 | 0.00576
F5_Commercial_WA - College_Existing_Food Preparation_Natural Gas_Conveyor Oven_A_Technical Potential | F5 | Commercial | WA - College | Existing | Food Preparation | Natural Gas | Conveyor Oven | A | Standalone Impact on Baseline Summer Peak (%) | Technical Potential | 0 | 0 | 0 | 0 | 0 | 0 | 0 | 0 | 0 | 0 | 0 | 0 | 0 | 0 | 0 | 0 | 0 | 0 | 0 | 0 | 0 | 0 | 0 | 0 | 0 | 0 | 0
F6_Commercial_WA - College_Existing_Food Preparation_Natural Gas_Conveyor Oven_A_Technical Potential | F6 | Commercial | WA - College | Existing | Food Preparation | Natural Gas | Conveyor Oven | A | Standalone Impact on Baseline Winter Peak (%) | Technical Potential | 0 | 0 | 0 | 0 | 0 | 0 | 0 | 0 | 0 | 0 | 0 | 0 | 0 | 0 | 0 | 0 | 0 | 0 | 0 | 0 | 0 | 0 | 0 | 0 | 0 | 0 | 0
F7_Commercial_WA - College_Existing_Food Preparation_Natural Gas_Conveyor Oven_A_Technical Potential | F7 | Commercial | WA - College | Existing | Food Preparation | Natural Gas | Conveyor Oven | A | Incremental Energy Savings (MWh or mTherms) | Technical Potential | 0 | 0 | 0 | 0 | 0 | 0.017546 | 0.049127 | 0.091938 | 0.14373 | 0.20271 | 0.2499 | 0.28765 | 0.31784 | 0.342 | 0.36133 | 0.37679 | 0.38916 | 0.31133 | 0.24906 | 0.19925 | 0.1594 | 0.13103 | 0.097103 | 0.060979 | 0.024894 | 0 | 0
F8_Commercial_WA - College_Existing_Food Preparation_Natural Gas_Conveyor Oven_A_Technical Potential | F8 | Commercial | WA - College | Existing | Food Preparation | Natural Gas | Conveyor Oven | A | Incremental Summer Peak Savings (MW) | Technical Potential | 0 | 0 | 0 | 0 | 0 | 0 | 0 | 0 | 0 | 0 | 0 | 0 | 0 | 0 | 0 | 0 | 0 | 0 | 0 | 0 | 0 | 0 | 0 | 0 | 0 | 0 | 0
F9_Commercial_WA - College_Existing_Food Preparation_Natural Gas_Conveyor Oven_A_Technical Potential | F9 | Commercial | WA - College | Existing | Food Preparation | Natural Gas | Conveyor Oven | A | Incremental Winter Peak Savings (MW) | Technical Potential | 0 | 0 | 0 | 0 | 0 | 0 | 0 | 0 | 0 | 0 | 0 | 0 | 0 | 0 | 0 | 0 | 0 | 0 | 0 | 0 | 0 | 0 | 0 | 0 | 0 | 0 | 0
F10_Commercial_WA - College_Existing_Food Preparation_Natural Gas_Conveyor Oven_A_Technical Potential | F10 | Commercial | WA - College | Existing | Food Preparation | Natural Gas | Conveyor Oven | A | Cumulative Energy Savings (MWh or mTherms) | Technical Potential | 0 | 0 | 0 | 0 | 0 | 0.017546 | 0.066673 | 0.15861 | 0.30234 | 0.50506 | 0.75496 | 1.0426 | 1.3604 | 1.7025 | 2.0638 | 2.4406 | 2.8297 | 3.1411 | 3.3901 | 3.5894 | 3.7488 | 3.8798 | 3.9769 | 4.0379 | 4.0628 | 4.0628 | 4.0628
F11_Commercial_WA - College_Existing_Food Preparation_Natural Gas_Conveyor Oven_A_Technical Potential | F11 | Commercial | WA - College | Existing | Food Preparation | Natural Gas | Conveyor Oven | A | Cumulative Summer Peak Savings (MW) | Technical Potential | 0 | 0 | 0 | 0 | 0 | 0 | 0 | 0 | 0 | 0 | 0 | 0 | 0 | 0 | 0 | 0 | 0 | 0 | 0 | 0 | 0 | 0 | 0 | 0 | 0 | 0 | 0
F12_Commercial_WA - College_Existing_Food Preparation_Natural Gas_Conveyor Oven_A_Technical Potential | F12 | Commercial | WA - College | Existing | Food Preparation | Natural Gas | Conveyor Oven | A | Cumulative Winter Peak Savings (MW) | Technical Potential | 0 | 0 | 0 | 0 | 0 | 0 | 0 | 0 | 0 | 0 | 0 | 0 | 0 | 0 | 0 | 0 | 0 | 0 | 0 | 0 | 0 | 0 | 0 | 0 | 0 | 0 | 0
F13_Commercial_WA - College_Existing_Food Preparation_Natural Gas_Conveyor Oven_A_Technical Potential | F13 | Commercial | WA - College | Existing | Food Preparation | Natural Gas | Conveyor Oven | A | Purchases (Incremental) | Technical Potential | 0 | 0 | 0 | 0 | 0 | 0.025352 | 0.070987 | 0.13285 | 0.20769 | 0.29291 | 0.36109 | 0.41563 | 0.45927 | 0.49418 | 0.5221 | 0.54444 | 0.56232 | 0.44985 | 0.35988 | 0.28791 | 0.23033 | 0.18933 | 0.14031 | 0.088112 | 0.03597 | 0 | 0
F14_Commercial_WA - College_Existing_Food Preparation_Natural Gas_Conveyor Oven_A_Technical Potential | F14 | Commercial | WA - College | Existing | Food Preparation | Natural Gas | Conveyor Oven | A | Purchases (Cumulative) | Technical Potential | 0 | 0 | 0 | 0 | 0 | 0.025352 | 0.096339 | 0.22919 | 0.43687 | 0.72978 | 1.0909 | 1.5065 | 1.9658 | 2.46 | 2.9821 | 3.5265 | 4.0888 | 4.5387 | 4.8986 | 5.1865 | 5.4168 | 5.6061 | 5.7464 | 5.8345 | 5.8705 | 5.8705 | 5.8705
F1_Commercial_WA - College_Existing_Food Preparation_Natural Gas_Double Rack Oven_A_Technical Potential | F1 | Commercial | WA - College | Existing | Food Preparation | Natural Gas | Double Rack Oven | A | Original Unit Energy Savings (kWh or therms) | Technical Potential | 0 | 1621.62 | 1621.62 | 1621.62 | 1621.62 | 1621.62 | 1621.62 | 1621.62 | 1621.62 | 1621.62 | 1621.62 | 1621.62 | 1621.62 | 1621.62 | 1621.62 | 1621.62 | 1621.62 | 1621.62 | 1621.62 | 1621.62 | 1621.62 | 1621.62 | 1621.62 | 1621.62 | 1621.62 | 1621.62 | 1621.62
F2_Commercial_WA - College_Existing_Food Preparation_Natural Gas_Double Rack Oven_A_Technical Potential | F2 | Commercial | WA - College | Existing | Food Preparation | Natural Gas | Double Rack Oven | A | Original Unit Summer Peak Savings (kW) | Technical Potential | 0 | 0 | 0 | 0 | 0 | 0 | 0 | 0 | 0 | 0 | 0 | 0 | 0 | 0 | 0 | 0 | 0 | 0 | 0 | 0 | 0 | 0 | 0 | 0 | 0 | 0 | 0
F3_Commercial_WA - College_Existing_Food Preparation_Natural Gas_Double Rack Oven_A_Technical Potential | F3 | Commercial | WA - College | Existing | Food Preparation | Natural Gas | Double Rack Oven | A | Original Unit Winter Peak Savings (kW) | Technical Potential | 0 | 0 | 0 | 0 | 0 | 0 | 0 | 0 | 0 | 0 | 0 | 0 | 0 | 0 | 0 | 0 | 0 | 0 | 0 | 0 | 0 | 0 | 0 | 0 | 0 | 0 | 0
F4_Commercial_WA - College_Existing_Food Preparation_Natural Gas_Double Rack Oven_A_Technical Potential | F4 | Commercial | WA - College | Existing | Food Preparation | Natural Gas | Double Rack Oven | A | Standalone Impact on Baseline Energy (%) | Technical Potential | 0 | 0 | 0.00056036 | 0.0012602 | 0.002084 | 0.003018 | 0.00405 | 0.005169 | 0.0063654 | 0.0076306 | 0.0088001 | 0.0099019 | 0.010959 | 0.01199 | 0.01245 | 0.012772 | 0.012981 | 0.013098 | 0.01314 | 0.01323 | 0.01328 | 0.013282 | 0.013392 | 0.013575 | 0.013804 | 0.014057 | 0.014319
F5_Commercial_WA - College_Existing_Food Preparation_Natural Gas_Double Rack Oven_A_Technical Potential | F5 | Commercial | WA - College | Existing | Food Preparation | Natural Gas | Double Rack Oven | A | Standalone Impact on Baseline Summer Peak (%) | Technical Potential | 0 | 0 | 0 | 0 | 0 | 0 | 0 | 0 | 0 | 0 | 0 | 0 | 0 | 0 | 0 | 0 | 0 | 0 | 0 | 0 | 0 | 0 | 0 | 0 | 0 | 0 | 0
F6_Commercial_WA - College_Existing_Food Preparation_Natural Gas_Double Rack Oven_A_Technical Potential | F6 | Commercial | WA - College | Existing | Food Preparation | Natural Gas | Double Rack Oven | A | Standalone Impact on Baseline Winter Peak (%) | Technical Potential | 0 | 0 | 0 | 0 | 0 | 0 | 0 | 0 | 0 | 0 | 0 | 0 | 0 | 0 | 0 | 0 | 0 | 0 | 0 | 0 | 0 | 0 | 0 | 0 | 0 | 0 | 0
F7_Commercial_WA - College_Existing_Food Preparation_Natural Gas_Double Rack Oven_A_Technical Potential | F7 | Commercial | WA - College | Existing | Food Preparation | Natural Gas | Double Rack Oven | A | Incremental Energy Savings (MWh or mTherms) | Technical Potential | 0 | 0 | 0.39525 | 0.49362 | 0.58106 | 0.65879 | 0.72788 | 0.78929 | 0.84388 | 0.89241 | 0.82487 | 0.77713 | 0.74563 | 0.72735 | 0.32448 | 0.22701 | 0.1472 | 0.082321 | 0.030042 | 0.063702 | 0.034763 | 0.0017532 | 0.077682 | 0.12904 | 0.1612 | 0.17856 | 0.18468
F8_Commercial_WA - College_Existing_Food Preparation_Natural Gas_Double Rack Oven_A_Technical Potential | F8 | Commercial | WA - College | Existing | Food Preparation | Natural Gas | Double Rack Oven | A | Incremental Summer Peak Savings (MW) | Technical Potential | 0 | 0 | 0 | 0 | 0 | 0 | 0 | 0 | 0 | 0 | 0 | 0 | 0 | 0 | 0 | 0 | 0 | 0 | 0 | 0 | 0 | 0 | 0 | 0 | 0 | 0 | 0
F9_Commercial_WA - College_Existing_Food Preparation_Natural Gas_Double Rack Oven_A_Technical Potential | F9 | Commercial | WA - College | Existing | Food Preparation | Natural Gas | Double Rack Oven | A | Incremental Winter Peak Savings (MW) | Technical Potential | 0 | 0 | 0 | 0 | 0 | 0 | 0 | 0 | 0 | 0 | 0 | 0 | 0 | 0 | 0 | 0 | 0 | 0 | 0 | 0 | 0 | 0 | 0 | 0 | 0 | 0 | 0
F10_Commercial_WA - College_Existing_Food Preparation_Natural Gas_Double Rack Oven_A_Technical Potential | F10 | Commercial | WA - College | Existing | Food Preparation | Natural Gas | Double Rack Oven | A | Cumulative Energy Savings (MWh or mTherms) | Technical Potential | 0 | 0 | 0.39525 | 0.88887 | 1.4699 | 2.1287 | 2.8566 | 3.6459 | 4.4898 | 5.3822 | 6.207 | 6.9842 | 7.7298 | 8.4571 | 8.7816 | 9.0086 | 9.1558 | 9.2382 | 9.2682 | 9.3319 | 9.3667 | 9.3684 | 9.4461 | 9.5752 | 9.7364 | 9.9149 | 10.0996
F11_Commercial_WA - College_Existing_Food Preparation_Natural Gas_Double Rack Oven_A_Technical Potential | F11 | Commercial | WA - College | Existing | Food Preparation | Natural Gas | Double Rack Oven | A | Cumulative Summer Peak Savings (MW) | Technical Potential | 0 | 0 | 0 | 0 | 0 | 0 | 0 | 0 | 0 | 0 | 0 | 0 | 0 | 0 | 0 | 0 | 0 | 0 | 0 | 0 | 0 | 0 | 0 | 0 | 0 | 0 | 0
F12_Commercial_WA - College_Existing_Food Preparation_Natural Gas_Double Rack Oven_A_Technical Potential | F12 | Commercial | WA - College | Existing | Food Preparation | Natural Gas | Double Rack Oven | A | Cumulative Winter Peak Savings (MW) | Technical Potential | 0 | 0 | 0 | 0 | 0 | 0 | 0 | 0 | 0 | 0 | 0 | 0 | 0 | 0 | 0 | 0 | 0 | 0 | 0 | 0 | 0 | 0 | 0 | 0 | 0 | 0 | 0
F13_Commercial_WA - College_Existing_Food Preparation_Natural Gas_Double Rack Oven_A_Technical Potential | F13 | Commercial | WA - College | Existing | Food Preparation | Natural Gas | Double Rack Oven | A | Purchases (Incremental) | Technical Potential | 0 | 0 | 0.24374 | 0.3044 | 0.35832 | 0.40625 | 0.44886 | 0.48673 | 0.52039 | 0.55032 | 0.50867 | 0.47923 | 0.45981 | 0.44853 | 0.2001 | 0.13999 | 0.090774 | 0.050765 | 0.018526 | 0.039283 | 0.021437 | 0.0010811 | 0.047904 | 0.079575 | 0.099408 | 0.11011 | 0.11388
F14_Commercial_WA - College_Existing_Food Preparation_Natural Gas_Double Rack Oven_A_Technical Potential | F14 | Commercial | WA - College | Existing | Food Preparation | Natural Gas | Double Rack Oven | A | Purchases (Cumulative) | Technical Potential | 0 | 0 | 0.24374 | 0.54813 | 0.90646 | 1.3127 | 1.7616 | 2.2483 | 2.7687 | 3.319 | 3.8277 | 4.3069 | 4.7667 | 5.2152 | 5.4153 | 5.5553 | 5.6461 | 5.6969 | 5.7154 | 5.7547 | 5.7761 | 5.7772 | 5.8251 | 5.9047 | 6.0041 | 6.1142 | 6.2281
F1_Commercial_WA - College_Existing_Food Preparation_Natural Gas_Fryer_A_Technical Potential | F1 | Commercial | WA - College | Existing | Food Preparation | Natural Gas | Fryer | A | Original Unit Energy Savings (kWh or therms) | Technical Potential | 0 | 395.2691 | 395.2691 | 395.2691 | 395.2691 | 395.2691 | 395.2691 | 395.2691 | 395.2691 | 395.2691 | 395.2691 | 395.2691 | 395.2691 | 395.2691 | 395.2691 | 395.2691 | 395.2691 | 395.2691 | 395.2691 | 395.2691 | 395.2691 | 395.2691 | 395.2691 | 395.2691 | 395.2691 | 395.2691 | 395.2691
F2_Commercial_WA - College_Existing_Food Preparation_Natural Gas_Fryer_A_Technical Potential | F2 | Commercial | WA - College | Existing | Food Preparation | Natural Gas | Fryer | A | Original Unit Summer Peak Savings (kW) | Technical Potential | 0 | 0 | 0 | 0 | 0 | 0 | 0 | 0 | 0 | 0 | 0 | 0 | 0 | 0 | 0 | 0 | 0 | 0 | 0 | 0 | 0 | 0 | 0 | 0 | 0 | 0 | 0
F3_Commercial_WA - College_Existing_Food Preparation_Natural Gas_Fryer_A_Technical Potential | F3 | Commercial | WA - College | Existing | Food Preparation | Natural Gas | Fryer | A | Original Unit Winter Peak Savings (kW) | Technical Potential | 0 | 0 | 0 | 0 | 0 | 0 | 0 | 0 | 0 | 0 | 0 | 0 | 0 | 0 | 0 | 0 | 0 | 0 | 0 | 0 | 0 | 0 | 0 | 0 | 0 | 0 | 0
F4_Commercial_WA - College_Existing_Food Preparation_Natural Gas_Fryer_A_Technical Potential | F4 | Commercial | WA - College | Existing | Food Preparation | Natural Gas | Fryer | A | Standalone Impact on Baseline Energy (%) | Technical Potential | 0 | 0 | 0.0035927 | 0.0069523 | 0.010126 | 0.01315 | 0.016054 | 0.018864 | 0.021597 | 0.02456 | 0.027649 | 0.027649 | 0.027649 | 0.027649 | 0.028723 | 0.029583 | 0.03027 | 0.030879 | 0.031167 | 0.031277 | 0.031277 | 0.031277 | 0.031492 | 0.031492 | 0.031492 | 0.031492 | 0.031578
F5_Commercial_WA - College_Existing_Food Preparation_Natural Gas_Fryer_A_Technical Potential | F5 | Commercial | WA - College | Existing | Food Preparation | Natural Gas | Fryer | A | Standalone Impact on Baseline Summer Peak (%) | Technical Potential | 0 | 0 | 0 | 0 | 0 | 0 | 0 | 0 | 0 | 0 | 0 | 0 | 0 | 0 | 0 | 0 | 0 | 0 | 0 | 0 | 0 | 0 | 0 | 0 | 0 | 0 | 0
F6_Commercial_WA - College_Existing_Food Preparation_Natural Gas_Fryer_A_Technical Potential | F6 | Commercial | WA - College | Existing | Food Preparation | Natural Gas | Fryer | A | Standalone Impact on Baseline Winter Peak (%) | Technical Potential | 0 | 0 | 0 | 0 | 0 | 0 | 0 | 0 | 0 | 0 | 0 | 0 | 0 | 0 | 0 | 0 | 0 | 0 | 0 | 0 | 0 | 0 | 0 | 0 | 0 | 0 | 0
F7_Commercial_WA - College_Existing_Food Preparation_Natural Gas_Fryer_A_Technical Potential | F7 | Commercial | WA - College | Existing | Food Preparation | Natural Gas | Fryer | A | Incremental Energy Savings (MWh or mTherms) | Technical Potential | 0 | 0 | 2.5341 | 2.3697 | 2.2382 | 2.133 | 2.0488 | 1.9815 | 1.9276 | 2.09 | 2.1788 | 0 | 0 | 0 | 0.75779 | 0.60624 | 0.48499 | 0.42908 | 0.20355 | 0.077368 | 0 | 0 | 0.15201 | 0 | 0 | 0 | 0.060263
F8_Commercial_WA - College_Existing_Food Preparation_Natural Gas_Fryer_A_Technical Potential | F8 | Commercial | WA - College | Existing | Food Preparation | Natural Gas | Fryer | A | Incremental Summer Peak Savings (MW) | Technical Potential | 0 | 0 | 0 | 0 | 0 | 0 | 0 | 0 | 0 | 0 | 0 | 0 | 0 | 0 | 0 | 0 | 0 | 0 | 0 | 0 | 0 | 0 | 0 | 0 | 0 | 0 | 0
F9_Commercial_WA - College_Existing_Food Preparation_Natural Gas_Fryer_A_Technical Potential | F9 | Commercial | WA - College | Existing | Food Preparation | Natural Gas | Fryer | A | Incremental Winter Peak Savings (MW) | Technical Potential | 0 | 0 | 0 | 0 | 0 | 0 | 0 | 0 | 0 | 0 | 0 | 0 | 0 | 0 | 0 | 0 | 0 | 0 | 0 | 0 | 0 | 0 | 0 | 0 | 0 | 0 | 0
F10_Commercial_WA - College_Existing_Food Preparation_Natural Gas_Fryer_A_Technical Potential | F10 | Commercial | WA - College | Existing | Food Preparation | Natural Gas | Fryer | A | Cumulative Energy Savings (MWh or mTherms) | Technical Potential | 0 | 0 | 2.5341 | 4.9037 | 7.1419 | 9.2749 | 11.3237 | 13.3052 | 15.2329 | 17.3229 | 19.5017 | 19.5017 | 19.5017 | 19.5017 | 20.2595 | 20.8658 | 21.3507 | 21.7798 | 21.9834 | 22.0607 | 22.0607 | 22.0607 | 22.2128 | 22.2128 | 22.2128 | 22.2128 | 22.273
F11_Commercial_WA - College_Existing_Food Preparation_Natural Gas_Fryer_A_Technical Potential | F11 | Commercial | WA - College | Existing | Food Preparation | Natural Gas | Fryer | A | Cumulative Summer Peak Savings (MW) | Technical Potential | 0 | 0 | 0 | 0 | 0 | 0 | 0 | 0 | 0 | 0 | 0 | 0 | 0 | 0 | 0 | 0 | 0 | 0 | 0 | 0 | 0 | 0 | 0 | 0 | 0 | 0 | 0
F12_Commercial_WA - College_Existing_Food Preparation_Natural Gas_Fryer_A_Technical Potential | F12 | Commercial | WA - College | Existing | Food Preparation | Natural Gas | Fryer | A | Cumulative Winter Peak Savings (MW) | Technical Potential | 0 | 0 | 0 | 0 | 0 | 0 | 0 | 0 | 0 | 0 | 0 | 0 | 0 | 0 | 0 | 0 | 0 | 0 | 0 | 0 | 0 | 0 | 0 | 0 | 0 | 0 | 0
F13_Commercial_WA - College_Existing_Food Preparation_Natural Gas_Fryer_A_Technical Potential | F13 | Commercial | WA - College | Existing | Food Preparation | Natural Gas | Fryer | A | Purchases (Incremental) | Technical Potential | 0 | 0 | 6.411 | 5.9951 | 5.6624 | 5.3963 | 5.1834 | 5.013 | 4.8768 | 5.2876 | 5.5123 | 0 | 0 | 0 | 1.9172 | 1.5337 | 1.227 | 1.0855 | 0.51497 | 0.19574 | 0 | 0 | 0.38457 | 0 | 0 | 0 | 0.15246
F14_Commercial_WA - College_Existing_Food Preparation_Natural Gas_Fryer_A_Technical Potential | F14 | Commercial | WA - College | Existing | Food Preparation | Natural Gas | Fryer | A | Purchases (Cumulative) | Technical Potential | 0 | 0 | 6.411 | 12.4061 | 18.0685 | 23.4648 | 28.6482 | 33.6612 | 38.538 | 43.8256 | 49.3378 | 49.3378 | 49.3378 | 49.3378 | 51.255 | 52.7887 | 54.0157 | 55.1013 | 55.6162 | 55.812 | 55.812 | 55.812 | 56.1965 | 56.1965 | 56.1965 | 56.1965 | 56.349
F1_Commercial_WA - College_Existing_Food Preparation_Natural Gas_Broiler_A_Technical Potential | F1 | Commercial | WA - College | Existing | Food Preparation | Natural Gas | Broiler | A | Original Unit Energy Savings (kWh or therms) | Technical Potential | 0 | 240.24 | 240.24 | 240.24 | 240.24 | 240.24 | 240.24 | 240.24 | 240.24 | 240.24 | 240.24 | 240.24 | 240.24 | 240.24 | 240.24 | 240.24 | 240.24 | 240.24 | 240.24 | 240.24 | 240.24 | 240.24 | 240.24 | 240.24 | 240.24 | 240.24 | 240.24
F2_Commercial_WA - College_Existing_Food Preparation_Natural Gas_Broiler_A_Technical Potential | F2 | Commercial | WA - College | Existing | Food Preparation | Natural Gas | Broiler | A | Original Unit Summer Peak Savings (kW) | Technical Potential | 0 | 0 | 0 | 0 | 0 | 0 | 0 | 0 | 0 | 0 | 0 | 0 | 0 | 0 | 0 | 0 | 0 | 0 | 0 | 0 | 0 | 0 | 0 | 0 | 0 | 0 | 0
F3_Commercial_WA - College_Existing_Food Preparation_Natural Gas_Broiler_A_Technical Potential | F3 | Commercial | WA - College | Existing | Food Preparation | Natural Gas | Broiler | A | Original Unit Winter Peak Savings (kW) | Technical Potential | 0 | 0 | 0 | 0 | 0 | 0 | 0 | 0 | 0 | 0 | 0 | 0 | 0 | 0 | 0 | 0 | 0 | 0 | 0 | 0 | 0 | 0 | 0 | 0 | 0 | 0 | 0
F4_Commercial_WA - College_Existing_Food Preparation_Natural Gas_Broiler_A_Technical Potential | F4 | Commercial | WA - College | Existing | Food Preparation | Natural Gas | Broiler | A | Standalone Impact on Baseline Energy (%) | Technical Potential | 0 | 0 | 0.0028609 | 0.0060319 | 0.0094786 | 0.01317 | 0.01708 | 0.021183 | 0.025458 | 0.029886 | 0.034102 | 0.038167 | 0.042132 | 0.04604 | 0.047063 | 0.047779 | 0.048243 | 0.048502 | 0.048597 | 0.049295 | 0.049847 | 0.050245 | 0.050839 | 0.051557 | 0.052341 | 0.053149 | 0.053949
F5_Commercial_WA - College_Existing_Food Preparation_Natural Gas_Broiler_A_Technical Potential | F5 | Commercial | WA - College | Existing | Food Preparation | Natural Gas | Broiler | A | Standalone Impact on Baseline Summer Peak (%) | Technical Potential | 0 | 0 | 0 | 0 | 0 | 0 | 0 | 0 | 0 | 0 | 0 | 0 | 0 | 0 | 0 | 0 | 0 | 0 | 0 | 0 | 0 | 0 | 0 | 0 | 0 | 0 | 0
F6_Commercial_WA - College_Existing_Food Preparation_Natural Gas_Broiler_A_Technical Potential | F6 | Commercial | WA - College | Existing | Food Preparation | Natural Gas | Broiler | A | Standalone Impact on Baseline Winter Peak (%) | Technical Potential | 0 | 0 | 0 | 0 | 0 | 0 | 0 | 0 | 0 | 0 | 0 | 0 | 0 | 0 | 0 | 0 | 0 | 0 | 0 | 0 | 0 | 0 | 0 | 0 | 0 | 0 | 0
F7_Commercial_WA - College_Existing_Food Preparation_Natural Gas_Broiler_A_Technical Potential | F7 | Commercial | WA - College | Existing | Food Preparation | Natural Gas | Broiler | A | Incremental Energy Savings (MWh or mTherms) | Technical Potential | 0 | 0 | 2.0179 | 2.2366 | 2.4311 | 2.6039 | 2.7575 | 2.8941 | 3.0155 | 3.1234 | 2.9732 | 2.8671 | 2.797 | 2.7564 | 0.72152 | 0.50479 | 0.32732 | 0.18305 | 0.066801 | 0.49241 | 0.38908 | 0.28104 | 0.41908 | 0.50591 | 0.5531 | 0.57006 | 0.56444
F8_Commercial_WA - College_Existing_Food Preparation_Natural Gas_Broiler_A_Technical Potential | F8 | Commercial | WA - College | Existing | Food Preparation | Natural Gas | Broiler | A | Incremental Summer Peak Savings (MW) | Technical Potential | 0 | 0 | 0 | 0 | 0 | 0 | 0 | 0 | 0 | 0 | 0 | 0 | 0 | 0 | 0 | 0 | 0 | 0 | 0 | 0 | 0 | 0 | 0 | 0 | 0 | 0 | 0
F9_Commercial_WA - College_Existing_Food Preparation_Natural Gas_Broiler_A_Technical Potential | F9 | Commercial | WA - College | Existing | Food Preparation | Natural Gas | Broiler | A | Incremental Winter Peak Savings (MW) | Technical Potential | 0 | 0 | 0 | 0 | 0 | 0 | 0 | 0 | 0 | 0 | 0 | 0 | 0 | 0 | 0 | 0 | 0 | 0 | 0 | 0 | 0 | 0 | 0 | 0 | 0 | 0 | 0
F10_Commercial_WA - College_Existing_Food Preparation_Natural Gas_Broiler_A_Technical Potential | F10 | Commercial | WA - College | Existing | Food Preparation | Natural Gas | Broiler | A | Cumulative Energy Savings (MWh or mTherms) | Technical Potential | 0 | 0 | 2.0179 | 4.2545 | 6.6856 | 9.2895 | 12.0471 | 14.9412 | 17.9567 | 21.0801 | 24.0533 | 26.9204 | 29.7174 | 32.4737 | 33.1953 | 33.7001 | 34.0274 | 34.2104 | 34.2772 | 34.7696 | 35.1587 | 35.4398 | 35.8588 | 36.3648 | 36.9179 | 37.4879 | 38.0524
F11_Commercial_WA - College_Existing_Food Preparation_Natural Gas_Broiler_A_Technical Potential | F11 | Commercial | WA - College | Existing | Food Preparation | Natural Gas | Broiler | A | Cumulative Summer Peak Savings (MW) | Technical Potential | 0 | 0 | 0 | 0 | 0 | 0 | 0 | 0 | 0 | 0 | 0 | 0 | 0 | 0 | 0 | 0 | 0 | 0 | 0 | 0 | 0 | 0 | 0 | 0 | 0 | 0 | 0
F12_Commercial_WA - College_Existing_Food Preparation_Natural Gas_Broiler_A_Technical Potential | F12 | Commercial | WA - College | Existing | Food Preparation | Natural Gas | Broiler | A | Cumulative Winter Peak Savings (MW) | Technical Potential | 0 | 0 | 0 | 0 | 0 | 0 | 0 | 0 | 0 | 0 | 0 | 0 | 0 | 0 | 0 | 0 | 0 | 0 | 0 | 0 | 0 | 0 | 0 | 0 | 0 | 0 | 0
F13_Commercial_WA - College_Existing_Food Preparation_Natural Gas_Broiler_A_Technical Potential | F13 | Commercial | WA - College | Existing | Food Preparation | Natural Gas | Broiler | A | Purchases (Incremental) | Technical Potential | 0 | 0 | 8.3995 | 9.31 | 10.1194 | 10.8388 | 11.4783 | 12.0467 | 12.552 | 13.0011 | 12.376 | 11.9342 | 11.6426 | 11.4734 | 3.0033 | 2.1012 | 1.3625 | 0.76195 | 0.27806 | 2.0496 | 1.6196 | 1.1698 | 1.7444 | 2.1059 | 2.3023 | 2.3729 | 2.3495
F14_Commercial_WA - College_Existing_Food Preparation_Natural Gas_Broiler_A_Technical Potential | F14 | Commercial | WA - College | Existing | Food Preparation | Natural Gas | Broiler | A | Purchases (Cumulative) | Technical Potential | 0 | 0 | 8.3995 | 17.7096 | 27.8289 | 38.6678 | 50.146 | 62.1928 | 74.7448 | 87.7459 | 100.1219 | 112.0561 | 123.6987 | 135.1721 | 138.1754 | 140.2766 | 141.6391 | 142.4011 | 142.6791 | 144.7288 | 146.3483 | 147.5182 | 149.2626 | 151.3685 | 153.6707 | 156.0436 | 158.3931
F1_Commercial_WA - College_Existing_Food Preparation_Natural Gas_Griddle_A_Technical Potential | F1 | Commercial | WA - College | Existing | Food Preparation | Natural Gas | Griddle | A | Original Unit Energy Savings (kWh or therms) | Technical Potential | 0 | 167.9465 | 167.9465 | 167.9465 | 167.9465 | 167.9465 | 167.9465 | 167.9465 | 167.9465 | 167.9465 | 167.9465 | 167.9465 | 167.9465 | 167.9465 | 167.9465 | 167.9465 | 167.9465 | 167.9465 | 167.9465 | 167.9465 | 167.9465 | 167.9465 | 167.9465 | 167.9465 | 167.9465 | 167.9465 | 167.9465
F2_Commercial_WA - College_Existing_Food Preparation_Natural Gas_Griddle_A_Technical Potential | F2 | Commercial | WA - College | Existing | Food Preparation | Natural Gas | Griddle | A | Original Unit Summer Peak Savings (kW) | Technical Potential | 0 | 0 | 0 | 0 | 0 | 0 | 0 | 0 | 0 | 0 | 0 | 0 | 0 | 0 | 0 | 0 | 0 | 0 | 0 | 0 | 0 | 0 | 0 | 0 | 0 | 0 | 0
F3_Commercial_WA - College_Existing_Food Preparation_Natural Gas_Griddle_A_Technical Potential | F3 | Commercial | WA - College | Existing | Food Preparation | Natural Gas | Griddle | A | Original Unit Winter Peak Savings (kW) | Technical Potential | 0 | 0 | 0 | 0 | 0 | 0 | 0 | 0 | 0 | 0 | 0 | 0 | 0 | 0 | 0 | 0 | 0 | 0 | 0 | 0 | 0 | 0 | 0 | 0 | 0 | 0 | 0
F4_Commercial_WA - College_Existing_Food Preparation_Natural Gas_Griddle_A_Technical Potential | F4 | Commercial | WA - College | Existing | Food Preparation | Natural Gas | Griddle | A | Standalone Impact on Baseline Energy (%) | Technical Potential | 0 | 0 | 0.00090332 | 0.0019046 | 0.0029928 | 0.0041585 | 0.0053929 | 0.0066885 | 0.0080383 | 0.0094365 | 0.010768 | 0.012051 | 0.013303 | 0.014537 | 0.01486 | 0.015086 | 0.015232 | 0.015314 | 0.015344 | 0.015565 | 0.015739 | 0.015865 | 0.016052 | 0.016279 | 0.016526 | 0.016782 | 0.017034
F5_Commercial_WA - College_Existing_Food Preparation_Natural Gas_Griddle_A_Technical Potential | F5 | Commercial | WA - College | Existing | Food Preparation | Natural Gas | Griddle | A | Standalone Impact on Baseline Summer Peak (%) | Technical Potential | 0 | 0 | 0 | 0 | 0 | 0 | 0 | 0 | 0 | 0 | 0 | 0 | 0 | 0 | 0 | 0 | 0 | 0 | 0 | 0 | 0 | 0 | 0 | 0 | 0 | 0 | 0
F6_Commercial_WA - College_Existing_Food Preparation_Natural Gas_Griddle_A_Technical Potential | F6 | Commercial | WA - College | Existing | Food Preparation | Natural Gas | Griddle | A | Standalone Impact on Baseline Winter Peak (%) | Technical Potential | 0 | 0 | 0 | 0 | 0 | 0 | 0 | 0 | 0 | 0 | 0 | 0 | 0 | 0 | 0 | 0 | 0 | 0 | 0 | 0 | 0 | 0 | 0 | 0 | 0 | 0 | 0
F7_Commercial_WA - College_Existing_Food Preparation_Natural Gas_Griddle_A_Technical Potential | F7 | Commercial | WA - College | Existing | Food Preparation | Natural Gas | Griddle | A | Incremental Energy Savings (MWh or mTherms) | Technical Potential | 0 | 0 | 0.63714 | 0.70621 | 0.7676 | 0.82218 | 0.87068 | 0.9138 | 0.95213 | 0.9862 | 0.93878 | 0.90527 | 0.88315 | 0.87031 | 0.22782 | 0.15939 | 0.10335 | 0.057798 | 0.021092 | 0.15548 | 0.12285 | 0.088737 | 0.13232 | 0.15974 | 0.17464 | 0.18 | 0.17822
F8_Commercial_WA - College_Existing_Food Preparation_Natural Gas_Griddle_A_Technical Potential | F8 | Commercial | WA - College | Existing | Food Preparation | Natural Gas | Griddle | A | Incremental Summer Peak Savings (MW) | Technical Potential | 0 | 0 | 0 | 0 | 0 | 0 | 0 | 0 | 0 | 0 | 0 | 0 | 0 | 0 | 0 | 0 | 0 | 0 | 0 | 0 | 0 | 0 | 0 | 0 | 0 | 0 | 0
F9_Commercial_WA - College_Existing_Food Preparation_Natural Gas_Griddle_A_Technical Potential | F9 | Commercial | WA - College | Existing | Food Preparation | Natural Gas | Griddle | A | Incremental Winter Peak Savings (MW) | Technical Potential | 0 | 0 | 0 | 0 | 0 | 0 | 0 | 0 | 0 | 0 | 0 | 0 | 0 | 0 | 0 | 0 | 0 | 0 | 0 | 0 | 0 | 0 | 0 | 0 | 0 | 0 | 0
F10_Commercial_WA - College_Existing_Food Preparation_Natural Gas_Griddle_A_Technical Potential | F10 | Commercial | WA - College | Existing | Food Preparation | Natural Gas | Griddle | A | Cumulative Energy Savings (MWh or mTherms) | Technical Potential | 0 | 0 | 0.63714 | 1.3434 | 2.111 | 2.9331 | 3.8038 | 4.7176 | 5.6698 | 6.6559 | 7.5947 | 8.5 | 9.3831 | 10.2535 | 10.4813 | 10.6407 | 10.744 | 10.8018 | 10.8229 | 10.9784 | 11.1012 | 11.19 | 11.3223 | 11.482 | 11.6567 | 11.8367 | 12.0149
F11_Commercial_WA - College_Existing_Food Preparation_Natural Gas_Griddle_A_Technical Potential | F11 | Commercial | WA - College | Existing | Food Preparation | Natural Gas | Griddle | A | Cumulative Summer Peak Savings (MW) | Technical Potential | 0 | 0 | 0 | 0 | 0 | 0 | 0 | 0 | 0 | 0 | 0 | 0 | 0 | 0 | 0 | 0 | 0 | 0 | 0 | 0 | 0 | 0 | 0 | 0 | 0 | 0 | 0
F12_Commercial_WA - College_Existing_Food Preparation_Natural Gas_Griddle_A_Technical Potential | F12 | Commercial | WA - College | Existing | Food Preparation | Natural Gas | Griddle | A | Cumulative Winter Peak Savings (MW) | Technical Potential | 0 | 0 | 0 | 0 | 0 | 0 | 0 | 0 | 0 | 0 | 0 | 0 | 0 | 0 | 0 | 0 | 0 | 0 | 0 | 0 | 0 | 0 | 0 | 0 | 0 | 0 | 0
F13_Commercial_WA - College_Existing_Food Preparation_Natural Gas_Griddle_A_Technical Potential | F13 | Commercial | WA - College | Existing | Food Preparation | Natural Gas | Griddle | A | Purchases (Incremental) | Technical Potential | 0 | 0 | 3.7937 | 4.205 | 4.5705 | 4.8955 | 5.1843 | 5.441 | 5.6692 | 5.8721 | 5.5898 | 5.3902 | 5.2585 | 5.1821 | 1.3565 | 0.94903 | 0.61537 | 0.34414 | 0.12559 | 0.92574 | 0.7315 | 0.52837 | 0.7879 | 0.95113 | 1.0398 | 1.0717 | 1.0612
F14_Commercial_WA - College_Existing_Food Preparation_Natural Gas_Griddle_A_Technical Potential | F14 | Commercial | WA - College | Existing | Food Preparation | Natural Gas | Griddle | A | Purchases (Cumulative) | Technical Potential | 0 | 0 | 3.7937 | 7.9987 | 12.5692 | 17.4647 | 22.649 | 28.09 | 33.7593 | 39.6314 | 45.2211 | 50.6113 | 55.8699 | 61.0519 | 62.4084 | 63.3575 | 63.9728 | 64.317 | 64.4426 | 65.3683 | 66.0998 | 66.6282 | 67.4161 | 68.3672 | 69.407 | 70.4788 | 71.54
F1_Commercial_WA - College_Existing_Food Preparation_Natural Gas_Range_A_Technical Potential | F1 | Commercial | WA - College | Existing | Food Preparation | Natural Gas | Range | A | Original Unit Energy Savings (kWh or therms) | Technical Potential | 0 | 171.4286 | 171.4286 | 171.4286 | 171.4286 | 171.4286 | 171.4286 | 171.4286 | 171.4286 | 171.4286 | 171.4286 | 171.4286 | 171.4286 | 171.4286 | 171.4286 | 171.4286 | 171.4286 | 171.4286 | 171.4286 | 171.4286 | 171.4286 | 171.4286 | 171.4286 | 171.4286 | 171.4286 | 171.4286 | 171.4286
F2_Commercial_WA - College_Existing_Food Preparation_Natural Gas_Range_A_Technical Potential | F2 | Commercial | WA - College | Existing | Food Preparation | Natural Gas | Range | A | Original Unit Summer Peak Savings (kW) | Technical Potential | 0 | 0 | 0 | 0 | 0 | 0 | 0 | 0 | 0 | 0 | 0 | 0 | 0 | 0 | 0 | 0 | 0 | 0 | 0 | 0 | 0 | 0 | 0 | 0 | 0 | 0 | 0
F3_Commercial_WA - College_Existing_Food Preparation_Natural Gas_Range_A_Technical Potential | F3 | Commercial | WA - College | Existing | Food Preparation | Natural Gas | Range | A | Original Unit Winter Peak Savings (kW) | Technical Potential | 0 | 0 | 0 | 0 | 0 | 0 | 0 | 0 | 0 | 0 | 0 | 0 | 0 | 0 | 0 | 0 | 0 | 0 | 0 | 0 | 0 | 0 | 0 | 0 | 0 | 0 | 0
F4_Commercial_WA - College_Existing_Food Preparation_Natural Gas_Range_A_Technical Potential | F4 | Commercial | WA - College | Existing | Food Preparation | Natural Gas | Range | A | Standalone Impact on Baseline Energy (%) | Technical Potential | 0 | 0 | 0.0016951 | 0.0037032 | 0.0059617 | 0.0084204 | 0.011039 | 0.013786 | 0.016636 | 0.019568 | 0.022174 | 0.024598 | 0.025244 | 0.02556 | 0.025653 | 0.025941 | 0.026171 | 0.026355 | 0.026502 | 0.026542 | 0.02684 | 0.027241 | 0.027652 | 0.02802 | 0.028288 | 0.028288 | 0.028288
F5_Commercial_WA - College_Existing_Food Preparation_Natural Gas_Range_A_Technical Potential | F5 | Commercial | WA - College | Existing | Food Preparation | Natural Gas | Range | A | Standalone Impact on Baseline Summer Peak (%) | Technical Potential | 0 | 0 | 0 | 0 | 0 | 0 | 0 | 0 | 0 | 0 | 0 | 0 | 0 | 0 | 0 | 0 | 0 | 0 | 0 | 0 | 0 | 0 | 0 | 0 | 0 | 0 | 0
F6_Commercial_WA - College_Existing_Food Preparation_Natural Gas_Range_A_Technical Potential | F6 | Commercial | WA - College | Existing | Food Preparation | Natural Gas | Range | A | Standalone Impact on Baseline Winter Peak (%) | Technical Potential | 0 | 0 | 0 | 0 | 0 | 0 | 0 | 0 | 0 | 0 | 0 | 0 | 0 | 0 | 0 | 0 | 0 | 0 | 0 | 0 | 0 | 0 | 0 | 0 | 0 | 0 | 0
F7_Commercial_WA - College_Existing_Food Preparation_Natural Gas_Range_A_Technical Potential | F7 | Commercial | WA - College | Existing | Food Preparation | Natural Gas | Range | A | Incremental Energy Savings (MWh or mTherms) | Technical Potential | 0 | 0 | 1.1956 | 1.4164 | 1.593 | 1.7342 | 1.8473 | 1.9377 | 2.01 | 2.0679 | 1.8382 | 1.7097 | 0.4554 | 0.22305 | 0.065426 | 0.20303 | 0.16242 | 0.12994 | 0.10395 | 0.027977 | 0.21001 | 0.28279 | 0.2898 | 0.26009 | 0.18849 | 0 | 0
F8_Commercial_WA - College_Existing_Food Preparation_Natural Gas_Range_A_Technical Potential | F8 | Commercial | WA - College | Existing | Food Preparation | Natural Gas | Range | A | Incremental Summer Peak Savings (MW) | Technical Potential | 0 | 0 | 0 | 0 | 0 | 0 | 0 | 0 | 0 | 0 | 0 | 0 | 0 | 0 | 0 | 0 | 0 | 0 | 0 | 0 | 0 | 0 | 0 | 0 | 0 | 0 | 0
F9_Commercial_WA - College_Existing_Food Preparation_Natural Gas_Range_A_Technical Potential | F9 | Commercial | WA - College | Existing | Food Preparation | Natural Gas | Range | A | Incremental Winter Peak Savings (MW) | Technical Potential | 0 | 0 | 0 | 0 | 0 | 0 | 0 | 0 | 0 | 0 | 0 | 0 | 0 | 0 | 0 | 0 | 0 | 0 | 0 | 0 | 0 | 0 | 0 | 0 | 0 | 0 | 0
F10_Commercial_WA - College_Existing_Food Preparation_Natural Gas_Range_A_Technical Potential | F10 | Commercial | WA - College | Existing | Food Preparation | Natural Gas | Range | A | Cumulative Energy Savings (MWh or mTherms) | Technical Potential | 0 | 0 | 1.1956 | 2.612 | 4.205 | 5.9392 | 7.7865 | 9.7241 | 11.7341 | 13.802 | 15.6402 | 17.3499 | 17.8053 | 18.0284 | 18.0938 | 18.2969 | 18.4593 | 18.5892 | 18.6932 | 18.7211 | 18.9311 | 19.2139 | 19.5037 | 19.7638 | 19.9523 | 19.9523 | 19.9523
F11_Commercial_WA - College_Existing_Food Preparation_Natural Gas_Range_A_Technical Potential | F11 | Commercial | WA - College | Existing | Food Preparation | Natural Gas | Range | A | Cumulative Summer Peak Savings (MW) | Technical Potential | 0 | 0 | 0 | 0 | 0 | 0 | 0 | 0 | 0 | 0 | 0 | 0 | 0 | 0 | 0 | 0 | 0 | 0 | 0 | 0 | 0 | 0 | 0 | 0 | 0 | 0 | 0
F12_Commercial_WA - College_Existing_Food Preparation_Natural Gas_Range_A_Technical Potential | F12 | Commercial | WA - College | Existing | Food Preparation | Natural Gas | Range | A | Cumulative Winter Peak Savings (MW) | Technical Potential | 0 | 0 | 0 | 0 | 0 | 0 | 0 | 0 | 0 | 0 | 0 | 0 | 0 | 0 | 0 | 0 | 0 | 0 | 0 | 0 | 0 | 0 | 0 | 0 | 0 | 0 | 0
F13_Commercial_WA - College_Existing_Food Preparation_Natural Gas_Range_A_Technical Potential | F13 | Commercial | WA - College | Existing | Food Preparation | Natural Gas | Range | A | Purchases (Incremental) | Technical Potential | 0 | 0 | 6.9746 | 8.2622 | 9.2923 | 10.1164 | 10.7756 | 11.303 | 11.725 | 12.0625 | 10.723 | 9.9733 | 2.6565 | 1.3011 | 0.38165 | 1.1843 | 0.94747 | 0.75797 | 0.60638 | 0.1632 | 1.225 | 1.6496 | 1.6905 | 1.5172 | 1.0995 | 0 | 0
F14_Commercial_WA - College_Existing_Food Preparation_Natural Gas_Range_A_Technical Potential | F14 | Commercial | WA - College | Existing | Food Preparation | Natural Gas | Range | A | Purchases (Cumulative) | Technical Potential | 0 | 0 | 6.9746 | 15.2368 | 24.5291 | 34.6455 | 45.4211 | 56.7242 | 68.4491 | 80.5116 | 91.2347 | 101.208 | 103.8645 | 105.1657 | 105.5473 | 106.7316 | 107.6791 | 108.4371 | 109.0435 | 109.2067 | 110.4317 | 112.0813 | 113.7718 | 115.289 | 116.3885 | 116.3885 | 116.3885
F1_Commercial_WA - College_Existing_Food Preparation_Natural Gas_Steamer_A_Technical Potential | F1 | Commercial | WA - College | Existing | Food Preparation | Natural Gas | Steamer | A | Original Unit Energy Savings (kWh or therms) | Technical Potential | 0 | 1215.1419 | 1215.1419 | 1215.1419 | 1215.1419 | 1215.1419 | 1215.1419 | 1215.1419 | 1215.1419 | 1215.1419 | 1215.1419 | 1215.1419 | 1215.1419 | 1215.1419 | 1215.1419 | 1215.1419 | 1215.1419 | 1215.1419 | 1215.1419 | 1215.1419 | 1215.1419 | 1215.1419 | 1215.1419 | 1215.1419 | 1215.1419 | 1215.1419 | 1215.1419
F2_Commercial_WA - College_Existing_Food Preparation_Natural Gas_Steamer_A_Technical Potential | F2 | Commercial | WA - College | Existing | Food Preparation | Natural Gas | Steamer | A | Original Unit Summer Peak Savings (kW) | Technical Potential | 0 | 0 | 0 | 0 | 0 | 0 | 0 | 0 | 0 | 0 | 0 | 0 | 0 | 0 | 0 | 0 | 0 | 0 | 0 | 0 | 0 | 0 | 0 | 0 | 0 | 0 | 0
F3_Commercial_WA - College_Existing_Food Preparation_Natural Gas_Steamer_A_Technical Potential | F3 | Commercial | WA - College | Existing | Food Preparation | Natural Gas | Steamer | A | Original Unit Winter Peak Savings (kW) | Technical Potential | 0 | 0 | 0 | 0 | 0 | 0 | 0 | 0 | 0 | 0 | 0 | 0 | 0 | 0 | 0 | 0 | 0 | 0 | 0 | 0 | 0 | 0 | 0 | 0 | 0 | 0 | 0
F4_Commercial_WA - College_Existing_Food Preparation_Natural Gas_Steamer_A_Technical Potential | F4 | Commercial | WA - College | Existing | Food Preparation | Natural Gas | Steamer | A | Standalone Impact on Baseline Energy (%) | Technical Potential | 0 | 0 | 0.0065757 | 0.01297 | 0.019219 | 0.025352 | 0.031393 | 0.037359 | 0.043492 | 0.049714 | 0.049714 | 0.049714 | 0.049714 | 0.051556 | 0.05303 | 0.054255 | 0.05508 | 0.055646 | 0.055727 | 0.055885 | 0.056517 | 0.056517 | 0.056517 | 0.056517 | 0.056548 | 0.057141 | 0.057141
F5_Commercial_WA - College_Existing_Food Preparation_Natural Gas_Steamer_A_Technical Potential | F5 | Commercial | WA - College | Existing | Food Preparation | Natural Gas | Steamer | A | Standalone Impact on Baseline Summer Peak (%) | Technical Potential | 0 | 0 | 0 | 0 | 0 | 0 | 0 | 0 | 0 | 0 | 0 | 0 | 0 | 0 | 0 | 0 | 0 | 0 | 0 | 0 | 0 | 0 | 0 | 0 | 0 | 0 | 0
F6_Commercial_WA - College_Existing_Food Preparation_Natural Gas_Steamer_A_Technical Potential | F6 | Commercial | WA - College | Existing | Food Preparation | Natural Gas | Steamer | A | Standalone Impact on Baseline Winter Peak (%) | Technical Potential | 0 | 0 | 0 | 0 | 0 | 0 | 0 | 0 | 0 | 0 | 0 | 0 | 0 | 0 | 0 | 0 | 0 | 0 | 0 | 0 | 0 | 0 | 0 | 0 | 0 | 0 | 0
F7_Commercial_WA - College_Existing_Food Preparation_Natural Gas_Steamer_A_Technical Potential | F7 | Commercial | WA - College | Existing | Food Preparation | Natural Gas | Steamer | A | Incremental Energy Savings (MWh or mTherms) | Technical Potential | 0 | 0 | 4.6381 | 4.5102 | 4.4078 | 4.3259 | 4.2604 | 4.208 | 4.326 | 4.3884 | 0 | 0 | 0 | 1.2996 | 1.0397 | 0.86375 | 0.58224 | 0.39926 | 0.057227 | 0.11129 | 0.4454 | 0 | 0 | 0 | 0.022147 | 0.41838 | 0
F8_Commercial_WA - College_Existing_Food Preparation_Natural Gas_Steamer_A_Technical Potential | F8 | Commercial | WA - College | Existing | Food Preparation | Natural Gas | Steamer | A | Incremental Summer Peak Savings (MW) | Technical Potential | 0 | 0 | 0 | 0 | 0 | 0 | 0 | 0 | 0 | 0 | 0 | 0 | 0 | 0 | 0 | 0 | 0 | 0 | 0 | 0 | 0 | 0 | 0 | 0 | 0 | 0 | 0
F9_Commercial_WA - College_Existing_Food Preparation_Natural Gas_Steamer_A_Technical Potential | F9 | Commercial | WA - College | Existing | Food Preparation | Natural Gas | Steamer | A | Incremental Winter Peak Savings (MW) | Technical Potential | 0 | 0 | 0 | 0 | 0 | 0 | 0 | 0 | 0 | 0 | 0 | 0 | 0 | 0 | 0 | 0 | 0 | 0 | 0 | 0 | 0 | 0 | 0 | 0 | 0 | 0 | 0
F10_Commercial_WA - College_Existing_Food Preparation_Natural Gas_Steamer_A_Technical Potential | F10 | Commercial | WA - College | Existing | Food Preparation | Natural Gas | Steamer | A | Cumulative Energy Savings (MWh or mTherms) | Technical Potential | 0 | 0 | 4.6381 | 9.1483 | 13.5561 | 17.882 | 22.1424 | 26.3504 | 30.6764 | 35.0649 | 35.0649 | 35.0649 | 35.0649 | 36.3645 | 37.4042 | 38.2679 | 38.8502 | 39.2495 | 39.3067 | 39.418 | 39.8634 | 39.8634 | 39.8634 | 39.8634 | 39.8855 | 40.3039 | 40.3039
F11_Commercial_WA - College_Existing_Food Preparation_Natural Gas_Steamer_A_Technical Potential | F11 | Commercial | WA - College | Existing | Food Preparation | Natural Gas | Steamer | A | Cumulative Summer Peak Savings (MW) | Technical Potential | 0 | 0 | 0 | 0 | 0 | 0 | 0 | 0 | 0 | 0 | 0 | 0 | 0 | 0 | 0 | 0 | 0 | 0 | 0 | 0 | 0 | 0 | 0 | 0 | 0 | 0 | 0
F12_Commercial_WA - College_Existing_Food Preparation_Natural Gas_Steamer_A_Technical Potential | F12 | Commercial | WA - College | Existing | Food Preparation | Natural Gas | Steamer | A | Cumulative Winter Peak Savings (MW) | Technical Potential | 0 | 0 | 0 | 0 | 0 | 0 | 0 | 0 | 0 | 0 | 0 | 0 | 0 | 0 | 0 | 0 | 0 | 0 | 0 | 0 | 0 | 0 | 0 | 0 | 0 | 0 | 0
F13_Commercial_WA - College_Existing_Food Preparation_Natural Gas_Steamer_A_Technical Potential | F13 | Commercial | WA - College | Existing | Food Preparation | Natural Gas | Steamer | A | Purchases (Incremental) | Technical Potential | 0 | 0 | 3.8169 | 3.7116 | 3.6274 | 3.56 | 3.5061 | 3.463 | 3.5601 | 3.6115 | 0 | 0 | 0 | 1.0695 | 0.85562 | 0.71082 | 0.47916 | 0.32857 | 0.047095 | 0.091587 | 0.36654 | 0 | 0 | 0 | 0.018226 | 0.3443 | 0
F14_Commercial_WA - College_Existing_Food Preparation_Natural Gas_Steamer_A_Technical Potential | F14 | Commercial | WA - College | Existing | Food Preparation | Natural Gas | Steamer | A | Purchases (Cumulative) | Technical Potential | 0 | 0 | 3.8169 | 7.5286 | 11.156 | 14.716 | 18.2221 | 21.6851 | 25.2451 | 28.8566 | 28.8566 | 28.8566 | 28.8566 | 29.9261 | 30.7817 | 31.4926 | 31.9717 | 32.3003 | 32.3474 | 32.439 | 32.8055 | 32.8055 | 32.8055 | 32.8055 | 32.8238 | 33.1681 | 33.1681
F1_Commercial_WA - College_Existing_Food Preparation_Natural Gas_Commercial Food Prep Other_A_Technical Potential | F1 | Commercial | WA - College | Existing | Food Preparation | Natural Gas | Commercial Food Prep Other | A | Original Unit Energy Savings (kWh or therms) | Technical Potential | 0 | 366.1618 | 366.1618 | 366.1618 | 366.1618 | 366.1618 | 366.1618 | 366.1618 | 366.1618 | 366.1618 | 366.1618 | 366.1618 | 366.1618 | 366.1618 | 366.1618 | 366.1618 | 366.1618 | 366.1618 | 366.1618 | 366.1618 | 366.1618 | 366.1618 | 366.1618 | 366.1618 | 366.1618 | 366.1618 | 366.1618
F2_Commercial_WA - College_Existing_Food Preparation_Natural Gas_Commercial Food Prep Other_A_Technical Potential | F2 | Commercial | WA - College | Existing | Food Preparation | Natural Gas | Commercial Food Prep Other | A | Original Unit Summer Peak Savings (kW) | Technical Potential | 0 | 0 | 0 | 0 | 0 | 0 | 0 | 0 | 0 | 0 | 0 | 0 | 0 | 0 | 0 | 0 | 0 | 0 | 0 | 0 | 0 | 0 | 0 | 0 | 0 | 0 | 0
F3_Commercial_WA - College_Existing_Food Preparation_Natural Gas_Commercial Food Prep Other_A_Technical Potential | F3 | Commercial | WA - College | Existing | Food Preparation | Natural Gas | Commercial Food Prep Other | A | Original Unit Winter Peak Savings (kW) | Technical Potential | 0 | 0 | 0 | 0 | 0 | 0 | 0 | 0 | 0 | 0 | 0 | 0 | 0 | 0 | 0 | 0 | 0 | 0 | 0 | 0 | 0 | 0 | 0 | 0 | 0 | 0 | 0
F4_Commercial_WA - College_Existing_Food Preparation_Natural Gas_Commercial Food Prep Other_A_Technical Potential | F4 | Commercial | WA - College | Existing | Food Preparation | Natural Gas | Commercial Food Prep Other | A | Standalone Impact on Baseline Energy (%) | Technical Potential | 0 | 0 | 4.5899e-05 | 0.00010027 | 0.00016142 | 0.000228 | 0.00029891 | 0.0003733 | 0.00045046 | 0.00052984 | 0.00060041 | 0.00066604 | 0.00068352 | 0.00069209 | 0.0006946 | 0.00070239 | 0.00070863 | 0.00071361 | 0.0007176 | 0.00071868 | 0.00072674 | 0.0007376 | 0.00074872 | 0.00075871 | 0.00076594 | 0.00076594 | 0.00076594
F5_Commercial_WA - College_Existing_Food Preparation_Natural Gas_Commercial Food Prep Other_A_Technical Potential | F5 | Commercial | WA - College | Existing | Food Preparation | Natural Gas | Commercial Food Prep Other | A | Standalone Impact on Baseline Summer Peak (%) | Technical Potential | 0 | 0 | 0 | 0 | 0 | 0 | 0 | 0 | 0 | 0 | 0 | 0 | 0 | 0 | 0 | 0 | 0 | 0 | 0 | 0 | 0 | 0 | 0 | 0 | 0 | 0 | 0
F6_Commercial_WA - College_Existing_Food Preparation_Natural Gas_Commercial Food Prep Other_A_Technical Potential | F6 | Commercial | WA - College | Existing | Food Preparation | Natural Gas | Commercial Food Prep Other | A | Standalone Impact on Baseline Winter Peak (%) | Technical Potential | 0 | 0 | 0 | 0 | 0 | 0 | 0 | 0 | 0 | 0 | 0 | 0 | 0 | 0 | 0 | 0 | 0 | 0 | 0 | 0 | 0 | 0 | 0 | 0 | 0 | 0 | 0
F7_Commercial_WA - College_Existing_Food Preparation_Natural Gas_Commercial Food Prep Other_A_Technical Potential | F7 | Commercial | WA - College | Existing | Food Preparation | Natural Gas | Commercial Food Prep Other | A | Incremental Energy Savings (MWh or mTherms) | Technical Potential | 0 | 0 | 0.032374 | 0.038351 | 0.043133 | 0.046958 | 0.050018 | 0.052466 | 0.054425 | 0.055991 | 0.049774 | 0.046294 | 0.012331 | 0.0060396 | 0.0017715 | 0.0054974 | 0.0043979 | 0.0035183 | 0.0028147 | 0.00075753 | 0.0056863 | 0.007657 | 0.0078469 | 0.0070426 | 0.0051036 | 0 | 0
F8_Commercial_WA - College_Existing_Food Preparation_Natural Gas_Commercial Food Prep Other_A_Technical Potential | F8 | Commercial | WA - College | Existing | Food Preparation | Natural Gas | Commercial Food Prep Other | A | Incremental Summer Peak Savings (MW) | Technical Potential | 0 | 0 | 0 | 0 | 0 | 0 | 0 | 0 | 0 | 0 | 0 | 0 | 0 | 0 | 0 | 0 | 0 | 0 | 0 | 0 | 0 | 0 | 0 | 0 | 0 | 0 | 0
F9_Commercial_WA - College_Existing_Food Preparation_Natural Gas_Commercial Food Prep Other_A_Technical Potential | F9 | Commercial | WA - College | Existing | Food Preparation | Natural Gas | Commercial Food Prep Other | A | Incremental Winter Peak Savings (MW) | Technical Potential | 0 | 0 | 0 | 0 | 0 | 0 | 0 | 0 | 0 | 0 | 0 | 0 | 0 | 0 | 0 | 0 | 0 | 0 | 0 | 0 | 0 | 0 | 0 | 0 | 0 | 0 | 0
F10_Commercial_WA - College_Existing_Food Preparation_Natural Gas_Commercial Food Prep Other_A_Technical Potential | F10 | Commercial | WA - College | Existing | Food Preparation | Natural Gas | Commercial Food Prep Other | A | Cumulative Energy Savings (MWh or mTherms) | Technical Potential | 0 | 0 | 0.032374 | 0.070726 | 0.11386 | 0.16082 | 0.21083 | 0.2633 | 0.31772 | 0.37372 | 0.42349 | 0.46978 | 0.48211 | 0.48815 | 0.48993 | 0.49542 | 0.49982 | 0.50334 | 0.50615 | 0.50691 | 0.5126 | 0.52025 | 0.5281 | 0.53514 | 0.54025 | 0.54025 | 0.54025
F11_Commercial_WA - College_Existing_Food Preparation_Natural Gas_Commercial Food Prep Other_A_Technical Potential | F11 | Commercial | WA - College | Existing | Food Preparation | Natural Gas | Commercial Food Prep Other | A | Cumulative Summer Peak Savings (MW) | Technical Potential | 0 | 0 | 0 | 0 | 0 | 0 | 0 | 0 | 0 | 0 | 0 | 0 | 0 | 0 | 0 | 0 | 0 | 0 | 0 | 0 | 0 | 0 | 0 | 0 | 0 | 0 | 0
F12_Commercial_WA - College_Existing_Food Preparation_Natural Gas_Commercial Food Prep Other_A_Technical Potential | F12 | Commercial | WA - College | Existing | Food Preparation | Natural Gas | Commercial Food Prep Other | A | Cumulative Winter Peak Savings (MW) | Technical Potential | 0 | 0 | 0 | 0 | 0 | 0 | 0 | 0 | 0 | 0 | 0 | 0 | 0 | 0 | 0 | 0 | 0 | 0 | 0 | 0 | 0 | 0 | 0 | 0 | 0 | 0 | 0
F13_Commercial_WA - College_Existing_Food Preparation_Natural Gas_Commercial Food Prep Other_A_Technical Potential | F13 | Commercial | WA - College | Existing | Food Preparation | Natural Gas | Commercial Food Prep Other | A | Purchases (Incremental) | Technical Potential | 0 | 0 | 0.088416 | 0.10474 | 0.1178 | 0.12824 | 0.1366 | 0.14329 | 0.14864 | 0.15291 | 0.13593 | 0.12643 | 0.033676 | 0.016494 | 0.0048381 | 0.015014 | 0.012011 | 0.0096087 | 0.007687 | 0.0020689 | 0.01553 | 0.020912 | 0.02143 | 0.019233 | 0.013938 | 0 | 0
F14_Commercial_WA - College_Existing_Food Preparation_Natural Gas_Commercial Food Prep Other_A_Technical Potential | F14 | Commercial | WA - College | Existing | Food Preparation | Natural Gas | Commercial Food Prep Other | A | Purchases (Cumulative) | Technical Potential | 0 | 0 | 0.088416 | 0.19315 | 0.31095 | 0.43919 | 0.57579 | 0.71908 | 0.86772 | 1.0206 | 1.1566 | 1.283 | 1.3167 | 1.3332 | 1.338 | 1.353 | 1.365 | 1.3746 | 1.3823 | 1.3844 | 1.3999 | 1.4208 | 1.4423 | 1.4615 | 1.4754 | 1.4754 | 1.4754
F1_Commercial_WA - College_Existing_Miscellaneous_Natural Gas_Pool Heater_A_Technical Potential | F1 | Commercial | WA - College | Existing | Miscellaneous | Natural Gas | Pool Heater | A | Original Unit Energy Savings (kWh or therms) | Technical Potential | 0 | 2233.5 | 2233.5 | 2233.5 | 2233.5 | 2233.5 | 2233.5 | 2233.5 | 2233.5 | 2233.5 | 2233.5 | 2233.5 | 2233.5 | 2233.5 | 2233.5 | 2233.5 | 2233.5 | 2233.5 | 2233.5 | 2233.5 | 2233.5 | 2233.5 | 2233.5 | 2233.5 | 2233.5 | 2233.5 | 2233.5
F2_Commercial_WA - College_Existing_Miscellaneous_Natural Gas_Pool Heater_A_Technical Potential | F2 | Commercial | WA - College | Existing | Miscellaneous | Natural Gas | Pool Heater | A | Original Unit Summer Peak Savings (kW) | Technical Potential | 0 | 0 | 0 | 0 | 0 | 0 | 0 | 0 | 0 | 0 | 0 | 0 | 0 | 0 | 0 | 0 | 0 | 0 | 0 | 0 | 0 | 0 | 0 | 0 | 0 | 0 | 0
F3_Commercial_WA - College_Existing_Miscellaneous_Natural Gas_Pool Heater_A_Technical Potential | F3 | Commercial | WA - College | Existing | Miscellaneous | Natural Gas | Pool Heater | A | Original Unit Winter Peak Savings (kW) | Technical Potential | 0 | 0 | 0 | 0 | 0 | 0 | 0 | 0 | 0 | 0 | 0 | 0 | 0 | 0 | 0 | 0 | 0 | 0 | 0 | 0 | 0 | 0 | 0 | 0 | 0 | 0 | 0
F4_Commercial_WA - College_Existing_Miscellaneous_Natural Gas_Pool Heater_A_Technical Potential | F4 | Commercial | WA - College | Existing | Miscellaneous | Natural Gas | Pool Heater | A | Standalone Impact on Baseline Energy (%) | Technical Potential | 0 | 0 | 9.2037e-05 | 0.00018153 | 0.000269 | 0.00035484 | 0.00044256 | 0.00053114 | 0.00053114 | 0.00053114 | 0.00053164 | 0.00055868 | 0.00057815 | 0.00059241 | 0.00059981 | 0.00060703 | 0.0006195 | 0.0006195 | 0.0006195 | 0.0006195 | 0.0006195 | 0.0006195 | 0.0006195 | 0.0006195 | 0.0006195 | 0.0006195 | 0.0006195
F5_Commercial_WA - College_Existing_Miscellaneous_Natural Gas_Pool Heater_A_Technical Potential | F5 | Commercial | WA - College | Existing | Miscellaneous | Natural Gas | Pool Heater | A | Standalone Impact on Baseline Summer Peak (%) | Technical Potential | 0 | 0 | 0 | 0 | 0 | 0 | 0 | 0 | 0 | 0 | 0 | 0 | 0 | 0 | 0 | 0 | 0 | 0 | 0 | 0 | 0 | 0 | 0 | 0 | 0 | 0 | 0
F6_Commercial_WA - College_Existing_Miscellaneous_Natural Gas_Pool Heater_A_Technical Potential | F6 | Commercial | WA - College | Existing | Miscellaneous | Natural Gas | Pool Heater | A | Standalone Impact on Baseline Winter Peak (%) | Technical Potential | 0 | 0 | 0 | 0 | 0 | 0 | 0 | 0 | 0 | 0 | 0 | 0 | 0 | 0 | 0 | 0 | 0 | 0 | 0 | 0 | 0 | 0 | 0 | 0 | 0 | 0 | 0
F7_Commercial_WA - College_Existing_Miscellaneous_Natural Gas_Pool Heater_A_Technical Potential | F7 | Commercial | WA - College | Existing | Miscellaneous | Natural Gas | Pool Heater | A | Incremental Energy Savings (MWh or mTherms) | Technical Potential | 0 | 0 | 0.017227 | 0.016751 | 0.016371 | 0.016067 | 0.016418 | 0.01658 | 0 | 0 | 9.4502e-05 | 0.0050607 | 0.0036446 | 0.0026686 | 0.0013853 | 0.0013515 | 0.0023341 | 0 | 0 | 0 | 0 | 0 | 0 | 0 | 0 | 0 | 0
F8_Commercial_WA - College_Existing_Miscellaneous_Natural Gas_Pool Heater_A_Technical Potential | F8 | Commercial | WA - College | Existing | Miscellaneous | Natural Gas | Pool Heater | A | Incremental Summer Peak Savings (MW) | Technical Potential | 0 | 0 | 0 | 0 | 0 | 0 | 0 | 0 | 0 | 0 | 0 | 0 | 0 | 0 | 0 | 0 | 0 | 0 | 0 | 0 | 0 | 0 | 0 | 0 | 0 | 0 | 0
F9_Commercial_WA - College_Existing_Miscellaneous_Natural Gas_Pool Heater_A_Technical Potential | F9 | Commercial | WA - College | Existing | Miscellaneous | Natural Gas | Pool Heater | A | Incremental Winter Peak Savings (MW) | Technical Potential | 0 | 0 | 0 | 0 | 0 | 0 | 0 | 0 | 0 | 0 | 0 | 0 | 0 | 0 | 0 | 0 | 0 | 0 | 0 | 0 | 0 | 0 | 0 | 0 | 0 | 0 | 0
F10_Commercial_WA - College_Existing_Miscellaneous_Natural Gas_Pool Heater_A_Technical Potential | F10 | Commercial | WA - College | Existing | Miscellaneous | Natural Gas | Pool Heater | A | Cumulative Energy Savings (MWh or mTherms) | Technical Potential | 0 | 0 | 0.017227 | 0.033978 | 0.050349 | 0.066417 | 0.082834 | 0.099414 | 0.099414 | 0.099414 | 0.099509 | 0.10457 | 0.10821 | 0.11088 | 0.11227 | 0.11362 | 0.11595 | 0.11595 | 0.11595 | 0.11595 | 0.11595 | 0.11595 | 0.11595 | 0.11595 | 0.11595 | 0.11595 | 0.11595
F11_Commercial_WA - College_Existing_Miscellaneous_Natural Gas_Pool Heater_A_Technical Potential | F11 | Commercial | WA - College | Existing | Miscellaneous | Natural Gas | Pool Heater | A | Cumulative Summer Peak Savings (MW) | Technical Potential | 0 | 0 | 0 | 0 | 0 | 0 | 0 | 0 | 0 | 0 | 0 | 0 | 0 | 0 | 0 | 0 | 0 | 0 | 0 | 0 | 0 | 0 | 0 | 0 | 0 | 0 | 0
F12_Commercial_WA - College_Existing_Miscellaneous_Natural Gas_Pool Heater_A_Technical Potential | F12 | Commercial | WA - College | Existing | Miscellaneous | Natural Gas | Pool Heater | A | Cumulative Winter Peak Savings (MW) | Technical Potential | 0 | 0 | 0 | 0 | 0 | 0 | 0 | 0 | 0 | 0 | 0 | 0 | 0 | 0 | 0 | 0 | 0 | 0 | 0 | 0 | 0 | 0 | 0 | 0 | 0 | 0 | 0
F13_Commercial_WA - College_Existing_Miscellaneous_Natural Gas_Pool Heater_A_Technical Potential | F13 | Commercial | WA - College | Existing | Miscellaneous | Natural Gas | Pool Heater | A | Purchases (Incremental) | Technical Potential | 0 | 0 | 0.0077129 | 0.0075001 | 0.0073299 | 0.0071937 | 0.0073507 | 0.0074232 | 0 | 0 | 4.2311e-05 | 0.0022658 | 0.0016318 | 0.0011948 | 0.00062023 | 0.00060512 | 0.001045 | 0 | 0 | 0 | 0 | 0 | 0 | 0 | 0 | 0 | 0
F14_Commercial_WA - College_Existing_Miscellaneous_Natural Gas_Pool Heater_A_Technical Potential | F14 | Commercial | WA - College | Existing | Miscellaneous | Natural Gas | Pool Heater | A | Purchases (Cumulative) | Technical Potential | 0 | 0 | 0.0077129 | 0.015213 | 0.022543 | 0.029737 | 0.037087 | 0.04451 | 0.04451 | 0.04451 | 0.044553 | 0.046819 | 0.04845 | 0.049645 | 0.050265 | 0.05087 | 0.051916 | 0.051916 | 0.051916 | 0.051916 | 0.051916 | 0.051916 | 0.051916 | 0.051916 | 0.051916 | 0.051916 | 0.051916
F1_Commercial_WA - College_New_Space Heating_Natural Gas_Furnace_A_Technical Potential | F1 | Commercial | WA - College | New | Space Heating | Natural Gas | Furnace | A | Original Unit Energy Savings (kWh or therms) | Technical Potential | 0 | 0 | 0 | 0 | 0 | 0 | 0 | 0 | 0 | 0 | 0 | 0 | 0 | 0 | 0 | 0 | 0 | 0 | 0 | 0 | 0 | 0 | 0 | 0 | 0 | 0 | 0
F2_Commercial_WA - College_New_Space Heating_Natural Gas_Furnace_A_Technical Potential | F2 | Commercial | WA - College | New | Space Heating | Natural Gas | Furnace | A | Original Unit Summer Peak Savings (kW) | Technical Potential | 0 | 0 | 0 | 0 | 0 | 0 | 0 | 0 | 0 | 0 | 0 | 0 | 0 | 0 | 0 | 0 | 0 | 0 | 0 | 0 | 0 | 0 | 0 | 0 | 0 | 0 | 0
F3_Commercial_WA - College_New_Space Heating_Natural Gas_Furnace_A_Technical Potential | F3 | Commercial | WA - College | New | Space Heating | Natural Gas | Furnace | A | Original Unit Winter Peak Savings (kW) | Technical Potential | 0 | 0 | 0 | 0 | 0 | 0 | 0 | 0 | 0 | 0 | 0 | 0 | 0 | 0 | 0 | 0 | 0 | 0 | 0 | 0 | 0 | 0 | 0 | 0 | 0 | 0 | 0
F4_Commercial_WA - College_New_Space Heating_Natural Gas_Furnace_A_Technical Potential | F4 | Commercial | WA - College | New | Space Heating | Natural Gas | Furnace | A | Standalone Impact on Baseline Energy (%) | Technical Potential | 0 | 0 | 0 | 0 | 0 | 0 | 0 | 0 | 0 | 0 | 0 | 0 | 0 | 0 | 0 | 0 | 0 | 0 | 0 | 0 | 0 | 0 | 0 | 0 | 0 | 0 | 0
F5_Commercial_WA - College_New_Space Heating_Natural Gas_Furnace_A_Technical Potential | F5 | Commercial | WA - College | New | Space Heating | Natural Gas | Furnace | A | Standalone Impact on Baseline Summer Peak (%) | Technical Potential | 0 | 0 | 0 | 0 | 0 | 0 | 0 | 0 | 0 | 0 | 0 | 0 | 0 | 0 | 0 | 0 | 0 | 0 | 0 | 0 | 0 | 0 | 0 | 0 | 0 | 0 | 0
F6_Commercial_WA - College_New_Space Heating_Natural Gas_Furnace_A_Technical Potential | F6 | Commercial | WA - College | New | Space Heating | Natural Gas | Furnace | A | Standalone Impact on Baseline Winter Peak (%) | Technical Potential | 0 | 0 | 0 | 0 | 0 | 0 | 0 | 0 | 0 | 0 | 0 | 0 | 0 | 0 | 0 | 0 | 0 | 0 | 0 | 0 | 0 | 0 | 0 | 0 | 0 | 0 | 0
F7_Commercial_WA - College_New_Space Heating_Natural Gas_Furnace_A_Technical Potential | F7 | Commercial | WA - College | New | Space Heating | Natural Gas | Furnace | A | Incremental Energy Savings (MWh or mTherms) | Technical Potential | 0 | 0 | 0 | 0 | 0 | 0 | 0 | 0 | 0 | 0 | 0 | 0 | 0 | 0 | 0 | 0 | 0 | 0 | 0 | 0 | 0 | 0 | 0 | 0 | 0 | 0 | 0
F8_Commercial_WA - College_New_Space Heating_Natural Gas_Furnace_A_Technical Potential | F8 | Commercial | WA - College | New | Space Heating | Natural Gas | Furnace | A | Incremental Summer Peak Savings (MW) | Technical Potential | 0 | 0 | 0 | 0 | 0 | 0 | 0 | 0 | 0 | 0 | 0 | 0 | 0 | 0 | 0 | 0 | 0 | 0 | 0 | 0 | 0 | 0 | 0 | 0 | 0 | 0 | 0
F9_Commercial_WA - College_New_Space Heating_Natural Gas_Furnace_A_Technical Potential | F9 | Commercial | WA - College | New | Space Heating | Natural Gas | Furnace | A | Incremental Winter Peak Savings (MW) | Technical Potential | 0 | 0 | 0 | 0 | 0 | 0 | 0 | 0 | 0 | 0 | 0 | 0 | 0 | 0 | 0 | 0 | 0 | 0 | 0 | 0 | 0 | 0 | 0 | 0 | 0 | 0 | 0
F10_Commercial_WA - College_New_Space Heating_Natural Gas_Furnace_A_Technical Potential | F10 | Commercial | WA - College | New | Space Heating | Natural Gas | Furnace | A | Cumulative Energy Savings (MWh or mTherms) | Technical Potential | 0 | 0 | 0 | 0 | 0 | 0 | 0 | 0 | 0 | 0 | 0 | 0 | 0 | 0 | 0 | 0 | 0 | 0 | 0 | 0 | 0 | 0 | 0 | 0 | 0 | 0 | 0
F11_Commercial_WA - College_New_Space Heating_Natural Gas_Furnace_A_Technical Potential | F11 | Commercial | WA - College | New | Space Heating | Natural Gas | Furnace | A | Cumulative Summer Peak Savings (MW) | Technical Potential | 0 | 0 | 0 | 0 | 0 | 0 | 0 | 0 | 0 | 0 | 0 | 0 | 0 | 0 | 0 | 0 | 0 | 0 | 0 | 0 | 0 | 0 | 0 | 0 | 0 | 0 | 0
F12_Commercial_WA - College_New_Space Heating_Natural Gas_Furnace_A_Technical Potential | F12 | Commercial | WA - College | New | Space Heating | Natural Gas | Furnace | A | Cumulative Winter Peak Savings (MW) | Technical Potential | 0 | 0 | 0 | 0 | 0 | 0 | 0 | 0 | 0 | 0 | 0 | 0 | 0 | 0 | 0 | 0 | 0 | 0 | 0 | 0 | 0 | 0 | 0 | 0 | 0 | 0 | 0
F13_Commercial_WA - College_New_Space Heating_Natural Gas_Furnace_A_Technical Potential | F13 | Commercial | WA - College | New | Space Heating | Natural Gas | Furnace | A | Purchases (Incremental) | Technical Potential | 0 | 0 | 0 | 0 | 0 | 0 | 0 | 0 | 0 | 0 | 0 | 0 | 0 | 0 | 0 | 0 | 0 | 0 | 0 | 0 | 0 | 0 | 0 | 0 | 0 | 0 | 0
F14_Commercial_WA - College_New_Space Heating_Natural Gas_Furnace_A_Technical Potential | F14 | Commercial | WA - College | New | Space Heating | Natural Gas | Furnace | A | Purchases (Cumulative) | Technical Potential | 0 | 0 | 0 | 0 | 0 | 0 | 0 | 0 | 0 | 0 | 0 | 0 | 0 | 0 | 0 | 0 | 0 | 0 | 0 | 0 | 0 | 0 | 0 | 0 | 0 | 0 | 0
F1_Commercial_WA - College_New_Space Heating_Natural Gas_Boiler_A_Technical Potential | F1 | Commercial | WA - College | New | Space Heating | Natural Gas | Boiler | A | Original Unit Energy Savings (kWh or therms) | Technical Potential | 0 | 0 | 0 | 0 | 0 | 0 | 0 | 0 | 0 | 0 | 0 | 0 | 0 | 0 | 0 | 0 | 0 | 0 | 0 | 0 | 0 | 0 | 0 | 0 | 0 | 0 | 0
F2_Commercial_WA - College_New_Space Heating_Natural Gas_Boiler_A_Technical Potential | F2 | Commercial | WA - College | New | Space Heating | Natural Gas | Boiler | A | Original Unit Summer Peak Savings (kW) | Technical Potential | 0 | 0 | 0 | 0 | 0 | 0 | 0 | 0 | 0 | 0 | 0 | 0 | 0 | 0 | 0 | 0 | 0 | 0 | 0 | 0 | 0 | 0 | 0 | 0 | 0 | 0 | 0
F3_Commercial_WA - College_New_Space Heating_Natural Gas_Boiler_A_Technical Potential | F3 | Commercial | WA - College | New | Space Heating | Natural Gas | Boiler | A | Original Unit Winter Peak Savings (kW) | Technical Potential | 0 | 0 | 0 | 0 | 0 | 0 | 0 | 0 | 0 | 0 | 0 | 0 | 0 | 0 | 0 | 0 | 0 | 0 | 0 | 0 | 0 | 0 | 0 | 0 | 0 | 0 | 0
F4_Commercial_WA - College_New_Space Heating_Natural Gas_Boiler_A_Technical Potential | F4 | Commercial | WA - College | New | Space Heating | Natural Gas | Boiler | A | Standalone Impact on Baseline Energy (%) | Technical Potential | 0 | 0 | 0 | 0 | 0 | 0 | 0 | 0 | 0 | 0 | 0 | 0 | 0 | 0 | 0 | 0 | 0 | 0 | 0 | 0 | 0 | 0 | 0 | 0 | 0 | 0 | 0
F5_Commercial_WA - College_New_Space Heating_Natural Gas_Boiler_A_Technical Potential | F5 | Commercial | WA - College | New | Space Heating | Natural Gas | Boiler | A | Standalone Impact on Baseline Summer Peak (%) | Technical Potential | 0 | 0 | 0 | 0 | 0 | 0 | 0 | 0 | 0 | 0 | 0 | 0 | 0 | 0 | 0 | 0 | 0 | 0 | 0 | 0 | 0 | 0 | 0 | 0 | 0 | 0 | 0
F6_Commercial_WA - College_New_Space Heating_Natural Gas_Boiler_A_Technical Potential | F6 | Commercial | WA - College | New | Space Heating | Natural Gas | Boiler | A | Standalone Impact on Baseline Winter Peak (%) | Technical Potential | 0 | 0 | 0 | 0 | 0 | 0 | 0 | 0 | 0 | 0 | 0 | 0 | 0 | 0 | 0 | 0 | 0 | 0 | 0 | 0 | 0 | 0 | 0 | 0 | 0 | 0 | 0
F7_Commercial_WA - College_New_Space Heating_Natural Gas_Boiler_A_Technical Potential | F7 | Commercial | WA - College | New | Space Heating | Natural Gas | Boiler | A | Incremental Energy Savings (MWh or mTherms) | Technical Potential | 0 | 0 | 0 | 0 | 0 | 0 | 0 | 0 | 0 | 0 | 0 | 0 | 0 | 0 | 0 | 0 | 0 | 0 | 0 | 0 | 0 | 0 | 0 | 0 | 0 | 0 | 0
F8_Commercial_WA - College_New_Space Heating_Natural Gas_Boiler_A_Technical Potential | F8 | Commercial | WA - College | New | Space Heating | Natural Gas | Boiler | A | Incremental Summer Peak Savings (MW) | Technical Potential | 0 | 0 | 0 | 0 | 0 | 0 | 0 | 0 | 0 | 0 | 0 | 0 | 0 | 0 | 0 | 0 | 0 | 0 | 0 | 0 | 0 | 0 | 0 | 0 | 0 | 0 | 0
F9_Commercial_WA - College_New_Space Heating_Natural Gas_Boiler_A_Technical Potential | F9 | Commercial | WA - College | New | Space Heating | Natural Gas | Boiler | A | Incremental Winter Peak Savings (MW) | Technical Potential | 0 | 0 | 0 | 0 | 0 | 0 | 0 | 0 | 0 | 0 | 0 | 0 | 0 | 0 | 0 | 0 | 0 | 0 | 0 | 0 | 0 | 0 | 0 | 0 | 0 | 0 | 0
F10_Commercial_WA - College_New_Space Heating_Natural Gas_Boiler_A_Technical Potential | F10 | Commercial | WA - College | New | Space Heating | Natural Gas | Boiler | A | Cumulative Energy Savings (MWh or mTherms) | Technical Potential | 0 | 0 | 0 | 0 | 0 | 0 | 0 | 0 | 0 | 0 | 0 | 0 | 0 | 0 | 0 | 0 | 0 | 0 | 0 | 0 | 0 | 0 | 0 | 0 | 0 | 0 | 0
F11_Commercial_WA - College_New_Space Heating_Natural Gas_Boiler_A_Technical Potential | F11 | Commercial | WA - College | New | Space Heating | Natural Gas | Boiler | A | Cumulative Summer Peak Savings (MW) | Technical Potential | 0 | 0 | 0 | 0 | 0 | 0 | 0 | 0 | 0 | 0 | 0 | 0 | 0 | 0 | 0 | 0 | 0 | 0 | 0 | 0 | 0 | 0 | 0 | 0 | 0 | 0 | 0
F12_Commercial_WA - College_New_Space Heating_Natural Gas_Boiler_A_Technical Potential | F12 | Commercial | WA - College | New | Space Heating | Natural Gas | Boiler | A | Cumulative Winter Peak Savings (MW) | Technical Potential | 0 | 0 | 0 | 0 | 0 | 0 | 0 | 0 | 0 | 0 | 0 | 0 | 0 | 0 | 0 | 0 | 0 | 0 | 0 | 0 | 0 | 0 | 0 | 0 | 0 | 0 | 0
F13_Commercial_WA - College_New_Space Heating_Natural Gas_Boiler_A_Technical Potential | F13 | Commercial | WA - College | New | Space Heating | Natural Gas | Boiler | A | Purchases (Incremental) | Technical Potential | 0 | 0 | 0 | 0 | 0 | 0 | 0 | 0 | 0 | 0 | 0 | 0 | 0 | 0 | 0 | 0 | 0 | 0 | 0 | 0 | 0 | 0 | 0 | 0 | 0 | 0 | 0
F14_Commercial_WA - College_New_Space Heating_Natural Gas_Boiler_A_Technical Potential | F14 | Commercial | WA - College | New | Space Heating | Natural Gas | Boiler | A | Purchases (Cumulative) | Technical Potential | 0 | 0 | 0 | 0 | 0 | 0 | 0 | 0 | 0 | 0 | 0 | 0 | 0 | 0 | 0 | 0 | 0 | 0 | 0 | 0 | 0 | 0 | 0 | 0 | 0 | 0 | 0
F1_Commercial_WA - College_New_Space Heating_Natural Gas_Unit Heater_A_Technical Potential | F1 | Commercial | WA - College | New | Space Heating | Natural Gas | Unit Heater | A | Original Unit Energy Savings (kWh or therms) | Technical Potential | 0 | 0 | 0 | 0 | 0 | 0 | 0 | 0 | 0 | 0 | 0 | 0 | 0 | 0 | 0 | 0 | 0 | 0 | 0 | 0 | 0 | 0 | 0 | 0 | 0 | 0 | 0
F2_Commercial_WA - College_New_Space Heating_Natural Gas_Unit Heater_A_Technical Potential | F2 | Commercial | WA - College | New | Space Heating | Natural Gas | Unit Heater | A | Original Unit Summer Peak Savings (kW) | Technical Potential | 0 | 0 | 0 | 0 | 0 | 0 | 0 | 0 | 0 | 0 | 0 | 0 | 0 | 0 | 0 | 0 | 0 | 0 | 0 | 0 | 0 | 0 | 0 | 0 | 0 | 0 | 0
F3_Commercial_WA - College_New_Space Heating_Natural Gas_Unit Heater_A_Technical Potential | F3 | Commercial | WA - College | New | Space Heating | Natural Gas | Unit Heater | A | Original Unit Winter Peak Savings (kW) | Technical Potential | 0 | 0 | 0 | 0 | 0 | 0 | 0 | 0 | 0 | 0 | 0 | 0 | 0 | 0 | 0 | 0 | 0 | 0 | 0 | 0 | 0 | 0 | 0 | 0 | 0 | 0 | 0
F4_Commercial_WA - College_New_Space Heating_Natural Gas_Unit Heater_A_Technical Potential | F4 | Commercial | WA - College | New | Space Heating | Natural Gas | Unit Heater | A | Standalone Impact on Baseline Energy (%) | Technical Potential | 0 | 0 | 0 | 0 | 0 | 0 | 0 | 0 | 0 | 0 | 0 | 0 | 0 | 0 | 0 | 0 | 0 | 0 | 0 | 0 | 0 | 0 | 0 | 0 | 0 | 0 | 0
F5_Commercial_WA - College_New_Space Heating_Natural Gas_Unit Heater_A_Technical Potential | F5 | Commercial | WA - College | New | Space Heating | Natural Gas | Unit Heater | A | Standalone Impact on Baseline Summer Peak (%) | Technical Potential | 0 | 0 | 0 | 0 | 0 | 0 | 0 | 0 | 0 | 0 | 0 | 0 | 0 | 0 | 0 | 0 | 0 | 0 | 0 | 0 | 0 | 0 | 0 | 0 | 0 | 0 | 0
F6_Commercial_WA - College_New_Space Heating_Natural Gas_Unit Heater_A_Technical Potential | F6 | Commercial | WA - College | New | Space Heating | Natural Gas | Unit Heater | A | Standalone Impact on Baseline Winter Peak (%) | Technical Potential | 0 | 0 | 0 | 0 | 0 | 0 | 0 | 0 | 0 | 0 | 0 | 0 | 0 | 0 | 0 | 0 | 0 | 0 | 0 | 0 | 0 | 0 | 0 | 0 | 0 | 0 | 0
F7_Commercial_WA - College_New_Space Heating_Natural Gas_Unit Heater_A_Technical Potential | F7 | Commercial | WA - College | New | Space Heating | Natural Gas | Unit Heater | A | Incremental Energy Savings (MWh or mTherms) | Technical Potential | 0 | 0 | 0 | 0 | 0 | 0 | 0 | 0 | 0 | 0 | 0 | 0 | 0 | 0 | 0 | 0 | 0 | 0 | 0 | 0 | 0 | 0 | 0 | 0 | 0 | 0 | 0
F8_Commercial_WA - College_New_Space Heating_Natural Gas_Unit Heater_A_Technical Potential | F8 | Commercial | WA - College | New | Space Heating | Natural Gas | Unit Heater | A | Incremental Summer Peak Savings (MW) | Technical Potential | 0 | 0 | 0 | 0 | 0 | 0 | 0 | 0 | 0 | 0 | 0 | 0 | 0 | 0 | 0 | 0 | 0 | 0 | 0 | 0 | 0 | 0 | 0 | 0 | 0 | 0 | 0
F9_Commercial_WA - College_New_Space Heating_Natural Gas_Unit Heater_A_Technical Potential | F9 | Commercial | WA - College | New | Space Heating | Natural Gas | Unit Heater | A | Incremental Winter Peak Savings (MW) | Technical Potential | 0 | 0 | 0 | 0 | 0 | 0 | 0 | 0 | 0 | 0 | 0 | 0 | 0 | 0 | 0 | 0 | 0 | 0 | 0 | 0 | 0 | 0 | 0 | 0 | 0 | 0 | 0
F10_Commercial_WA - College_New_Space Heating_Natural Gas_Unit Heater_A_Technical Potential | F10 | Commercial | WA - College | New | Space Heating | Natural Gas | Unit Heater | A | Cumulative Energy Savings (MWh or mTherms) | Technical Potential | 0 | 0 | 0 | 0 | 0 | 0 | 0 | 0 | 0 | 0 | 0 | 0 | 0 | 0 | 0 | 0 | 0 | 0 | 0 | 0 | 0 | 0 | 0 | 0 | 0 | 0 | 0
F11_Commercial_WA - College_New_Space Heating_Natural Gas_Unit Heater_A_Technical Potential | F11 | Commercial | WA - College | New | Space Heating | Natural Gas | Unit Heater | A | Cumulative Summer Peak Savings (MW) | Technical Potential | 0 | 0 | 0 | 0 | 0 | 0 | 0 | 0 | 0 | 0 | 0 | 0 | 0 | 0 | 0 | 0 | 0 | 0 | 0 | 0 | 0 | 0 | 0 | 0 | 0 | 0 | 0
F12_Commercial_WA - College_New_Space Heating_Natural Gas_Unit Heater_A_Technical Potential | F12 | Commercial | WA - College | New | Space Heating | Natural Gas | Unit Heater | A | Cumulative Winter Peak Savings (MW) | Technical Potential | 0 | 0 | 0 | 0 | 0 | 0 | 0 | 0 | 0 | 0 | 0 | 0 | 0 | 0 | 0 | 0 | 0 | 0 | 0 | 0 | 0 | 0 | 0 | 0 | 0 | 0 | 0
F13_Commercial_WA - College_New_Space Heating_Natural Gas_Unit Heater_A_Technical Potential | F13 | Commercial | WA - College | New | Space Heating | Natural Gas | Unit Heater | A | Purchases (Incremental) | Technical Potential | 0 | 0 | 0 | 0 | 0 | 0 | 0 | 0 | 0 | 0 | 0 | 0 | 0 | 0 | 0 | 0 | 0 | 0 | 0 | 0 | 0 | 0 | 0 | 0 | 0 | 0 | 0
F14_Commercial_WA - College_New_Space Heating_Natural Gas_Unit Heater_A_Technical Potential | F14 | Commercial | WA - College | New | Space Heating | Natural Gas | Unit Heater | A | Purchases (Cumulative) | Technical Potential | 0 | 0 | 0 | 0 | 0 | 0 | 0 | 0 | 0 | 0 | 0 | 0 | 0 | 0 | 0 | 0 | 0 | 0 | 0 | 0 | 0 | 0 | 0 | 0 | 0 | 0 | 0
F1_Commercial_WA - College_New_Water Heating_Natural Gas_Water Heater_A_Technical Potential | F1 | Commercial | WA - College | New | Water Heating | Natural Gas | Water Heater | A | Original Unit Energy Savings (kWh or therms) | Technical Potential | 0 | 0 | 0 | 0 | 0 | 0 | 0 | 0 | 0 | 0 | 0 | 0 | 0 | 0 | 0 | 0 | 0 | 0 | 0 | 0 | 0 | 0 | 0 | 0 | 0 | 0 | 0
F2_Commercial_WA - College_New_Water Heating_Natural Gas_Water Heater_A_Technical Potential | F2 | Commercial | WA - College | New | Water Heating | Natural Gas | Water Heater | A | Original Unit Summer Peak Savings (kW) | Technical Potential | 0 | 0 | 0 | 0 | 0 | 0 | 0 | 0 | 0 | 0 | 0 | 0 | 0 | 0 | 0 | 0 | 0 | 0 | 0 | 0 | 0 | 0 | 0 | 0 | 0 | 0 | 0
F3_Commercial_WA - College_New_Water Heating_Natural Gas_Water Heater_A_Technical Potential | F3 | Commercial | WA - College | New | Water Heating | Natural Gas | Water Heater | A | Original Unit Winter Peak Savings (kW) | Technical Potential | 0 | 0 | 0 | 0 | 0 | 0 | 0 | 0 | 0 | 0 | 0 | 0 | 0 | 0 | 0 | 0 | 0 | 0 | 0 | 0 | 0 | 0 | 0 | 0 | 0 | 0 | 0
F4_Commercial_WA - College_New_Water Heating_Natural Gas_Water Heater_A_Technical Potential | F4 | Commercial | WA - College | New | Water Heating | Natural Gas | Water Heater | A | Standalone Impact on Baseline Energy (%) | Technical Potential | 0 | 0 | 0 | 0 | 0 | 0 | 0 | 0 | 0 | 0 | 0 | 0 | 0 | 0 | 0 | 0 | 0 | 0 | 0 | 0 | 0 | 0 | 0 | 0 | 0 | 0 | 0
F5_Commercial_WA - College_New_Water Heating_Natural Gas_Water Heater_A_Technical Potential | F5 | Commercial | WA - College | New | Water Heating | Natural Gas | Water Heater | A | Standalone Impact on Baseline Summer Peak (%) | Technical Potential | 0 | 0 | 0 | 0 | 0 | 0 | 0 | 0 | 0 | 0 | 0 | 0 | 0 | 0 | 0 | 0 | 0 | 0 | 0 | 0 | 0 | 0 | 0 | 0 | 0 | 0 | 0
F6_Commercial_WA - College_New_Water Heating_Natural Gas_Water Heater_A_Technical Potential | F6 | Commercial | WA - College | New | Water Heating | Natural Gas | Water Heater | A | Standalone Impact on Baseline Winter Peak (%) | Technical Potential | 0 | 0 | 0 | 0 | 0 | 0 | 0 | 0 | 0 | 0 | 0 | 0 | 0 | 0 | 0 | 0 | 0 | 0 | 0 | 0 | 0 | 0 | 0 | 0 | 0 | 0 | 0
F7_Commercial_WA - College_New_Water Heating_Natural Gas_Water Heater_A_Technical Potential | F7 | Commercial | WA - College | New | Water Heating | Natural Gas | Water Heater | A | Incremental Energy Savings (MWh or mTherms) | Technical Potential | 0 | 0 | 0 | 0 | 0 | 0 | 0 | 0 | 0 | 0 | 0 | 0 | 0 | 0 | 0 | 0 | 0 | 0 | 0 | 0 | 0 | 0 | 0 | 0 | 0 | 0 | 0
F8_Commercial_WA - College_New_Water Heating_Natural Gas_Water Heater_A_Technical Potential | F8 | Commercial | WA - College | New | Water Heating | Natural Gas | Water Heater | A | Incremental Summer Peak Savings (MW) | Technical Potential | 0 | 0 | 0 | 0 | 0 | 0 | 0 | 0 | 0 | 0 | 0 | 0 | 0 | 0 | 0 | 0 | 0 | 0 | 0 | 0 | 0 | 0 | 0 | 0 | 0 | 0 | 0
F9_Commercial_WA - College_New_Water Heating_Natural Gas_Water Heater_A_Technical Potential | F9 | Commercial | WA - College | New | Water Heating | Natural Gas | Water Heater | A | Incremental Winter Peak Savings (MW) | Technical Potential | 0 | 0 | 0 | 0 | 0 | 0 | 0 | 0 | 0 | 0 | 0 | 0 | 0 | 0 | 0 | 0 | 0 | 0 | 0 | 0 | 0 | 0 | 0 | 0 | 0 | 0 | 0
F10_Commercial_WA - College_New_Water Heating_Natural Gas_Water Heater_A_Technical Potential | F10 | Commercial | WA - College | New | Water Heating | Natural Gas | Water Heater | A | Cumulative Energy Savings (MWh or mTherms) | Technical Potential | 0 | 0 | 0 | 0 | 0 | 0 | 0 | 0 | 0 | 0 | 0 | 0 | 0 | 0 | 0 | 0 | 0 | 0 | 0 | 0 | 0 | 0 | 0 | 0 | 0 | 0 | 0
F11_Commercial_WA - College_New_Water Heating_Natural Gas_Water Heater_A_Technical Potential | F11 | Commercial | WA - College | New | Water Heating | Natural Gas | Water Heater | A | Cumulative Summer Peak Savings (MW) | Technical Potential | 0 | 0 | 0 | 0 | 0 | 0 | 0 | 0 | 0 | 0 | 0 | 0 | 0 | 0 | 0 | 0 | 0 | 0 | 0 | 0 | 0 | 0 | 0 | 0 | 0 | 0 | 0
F12_Commercial_WA - College_New_Water Heating_Natural Gas_Water Heater_A_Technical Potential | F12 | Commercial | WA - College | New | Water Heating | Natural Gas | Water Heater | A | Cumulative Winter Peak Savings (MW) | Technical Potential | 0 | 0 | 0 | 0 | 0 | 0 | 0 | 0 | 0 | 0 | 0 | 0 | 0 | 0 | 0 | 0 | 0 | 0 | 0 | 0 | 0 | 0 | 0 | 0 | 0 | 0 | 0
F13_Commercial_WA - College_New_Water Heating_Natural Gas_Water Heater_A_Technical Potential | F13 | Commercial | WA - College | New | Water Heating | Natural Gas | Water Heater | A | Purchases (Incremental) | Technical Potential | 0 | 0 | 0 | 0 | 0 | 0 | 0 | 0 | 0 | 0 | 0 | 0 | 0 | 0 | 0 | 0 | 0 | 0 | 0 | 0 | 0 | 0 | 0 | 0 | 0 | 0 | 0
F14_Commercial_WA - College_New_Water Heating_Natural Gas_Water Heater_A_Technical Potential | F14 | Commercial | WA - College | New | Water Heating | Natural Gas | Water Heater | A | Purchases (Cumulative) | Technical Potential | 0 | 0 | 0 | 0 | 0 | 0 | 0 | 0 | 0 | 0 | 0 | 0 | 0 | 0 | 0 | 0 | 0 | 0 | 0 | 0 | 0 | 0 | 0 | 0 | 0 | 0 | 0
F1_Commercial_WA - College_New_Food Preparation_Natural Gas_Oven_A_Technical Potential | F1 | Commercial | WA - College | New | Food Preparation | Natural Gas | Oven | A | Original Unit Energy Savings (kWh or therms) | Technical Potential | 0 | 0 | 0 | 0 | 0 | 0 | 0 | 0 | 0 | 0 | 0 | 0 | 0 | 0 | 0 | 0 | 0 | 0 | 0 | 0 | 0 | 0 | 0 | 0 | 0 | 0 | 0
F2_Commercial_WA - College_New_Food Preparation_Natural Gas_Oven_A_Technical Potential | F2 | Commercial | WA - College | New | Food Preparation | Natural Gas | Oven | A | Original Unit Summer Peak Savings (kW) | Technical Potential | 0 | 0 | 0 | 0 | 0 | 0 | 0 | 0 | 0 | 0 | 0 | 0 | 0 | 0 | 0 | 0 | 0 | 0 | 0 | 0 | 0 | 0 | 0 | 0 | 0 | 0 | 0
F3_Commercial_WA - College_New_Food Preparation_Natural Gas_Oven_A_Technical Potential | F3 | Commercial | WA - College | New | Food Preparation | Natural Gas | Oven | A | Original Unit Winter Peak Savings (kW) | Technical Potential | 0 | 0 | 0 | 0 | 0 | 0 | 0 | 0 | 0 | 0 | 0 | 0 | 0 | 0 | 0 | 0 | 0 | 0 | 0 | 0 | 0 | 0 | 0 | 0 | 0 | 0 | 0
F4_Commercial_WA - College_New_Food Preparation_Natural Gas_Oven_A_Technical Potential | F4 | Commercial | WA - College | New | Food Preparation | Natural Gas | Oven | A | Standalone Impact on Baseline Energy (%) | Technical Potential | 0 | 0 | 0 | 0 | 0 | 0 | 0 | 0 | 0 | 0 | 0 | 0 | 0 | 0 | 0 | 0 | 0 | 0 | 0 | 0 | 0 | 0 | 0 | 0 | 0 | 0 | 0
F5_Commercial_WA - College_New_Food Preparation_Natural Gas_Oven_A_Technical Potential | F5 | Commercial | WA - College | New | Food Preparation | Natural Gas | Oven | A | Standalone Impact on Baseline Summer Peak (%) | Technical Potential | 0 | 0 | 0 | 0 | 0 | 0 | 0 | 0 | 0 | 0 | 0 | 0 | 0 | 0 | 0 | 0 | 0 | 0 | 0 | 0 | 0 | 0 | 0 | 0 | 0 | 0 | 0
F6_Commercial_WA - College_New_Food Preparation_Natural Gas_Oven_A_Technical Potential | F6 | Commercial | WA - College | New | Food Preparation | Natural Gas | Oven | A | Standalone Impact on Baseline Winter Peak (%) | Technical Potential | 0 | 0 | 0 | 0 | 0 | 0 | 0 | 0 | 0 | 0 | 0 | 0 | 0 | 0 | 0 | 0 | 0 | 0 | 0 | 0 | 0 | 0 | 0 | 0 | 0 | 0 | 0
F7_Commercial_WA - College_New_Food Preparation_Natural Gas_Oven_A_Technical Potential | F7 | Commercial | WA - College | New | Food Preparation | Natural Gas | Oven | A | Incremental Energy Savings (MWh or mTherms) | Technical Potential | 0 | 0 | 0 | 0 | 0 | 0 | 0 | 0 | 0 | 0 | 0 | 0 | 0 | 0 | 0 | 0 | 0 | 0 | 0 | 0 | 0 | 0 | 0 | 0 | 0 | 0 | 0
F8_Commercial_WA - College_New_Food Preparation_Natural Gas_Oven_A_Technical Potential | F8 | Commercial | WA - College | New | Food Preparation | Natural Gas | Oven | A | Incremental Summer Peak Savings (MW) | Technical Potential | 0 | 0 | 0 | 0 | 0 | 0 | 0 | 0 | 0 | 0 | 0 | 0 | 0 | 0 | 0 | 0 | 0 | 0 | 0 | 0 | 0 | 0 | 0 | 0 | 0 | 0 | 0
F9_Commercial_WA - College_New_Food Preparation_Natural Gas_Oven_A_Technical Potential | F9 | Commercial | WA - College | New | Food Preparation | Natural Gas | Oven | A | Incremental Winter Peak Savings (MW) | Technical Potential | 0 | 0 | 0 | 0 | 0 | 0 | 0 | 0 | 0 | 0 | 0 | 0 | 0 | 0 | 0 | 0 | 0 | 0 | 0 | 0 | 0 | 0 | 0 | 0 | 0 | 0 | 0
F10_Commercial_WA - College_New_Food Preparation_Natural Gas_Oven_A_Technical Potential | F10 | Commercial | WA - College | New | Food Preparation | Natural Gas | Oven | A | Cumulative Energy Savings (MWh or mTherms) | Technical Potential | 0 | 0 | 0 | 0 | 0 | 0 | 0 | 0 | 0 | 0 | 0 | 0 | 0 | 0 | 0 | 0 | 0 | 0 | 0 | 0 | 0 | 0 | 0 | 0 | 0 | 0 | 0
F11_Commercial_WA - College_New_Food Preparation_Natural Gas_Oven_A_Technical Potential | F11 | Commercial | WA - College | New | Food Preparation | Natural Gas | Oven | A | Cumulative Summer Peak Savings (MW) | Technical Potential | 0 | 0 | 0 | 0 | 0 | 0 | 0 | 0 | 0 | 0 | 0 | 0 | 0 | 0 | 0 | 0 | 0 | 0 | 0 | 0 | 0 | 0 | 0 | 0 | 0 | 0 | 0
F12_Commercial_WA - College_New_Food Preparation_Natural Gas_Oven_A_Technical Potential | F12 | Commercial | WA - College | New | Food Preparation | Natural Gas | Oven | A | Cumulative Winter Peak Savings (MW) | Technical Potential | 0 | 0 | 0 | 0 | 0 | 0 | 0 | 0 | 0 | 0 | 0 | 0 | 0 | 0 | 0 | 0 | 0 | 0 | 0 | 0 | 0 | 0 | 0 | 0 | 0 | 0 | 0
F13_Commercial_WA - College_New_Food Preparation_Natural Gas_Oven_A_Technical Potential | F13 | Commercial | WA - College | New | Food Preparation | Natural Gas | Oven | A | Purchases (Incremental) | Technical Potential | 0 | 0 | 0 | 0 | 0 | 0 | 0 | 0 | 0 | 0 | 0 | 0 | 0 | 0 | 0 | 0 | 0 | 0 | 0 | 0 | 0 | 0 | 0 | 0 | 0 | 0 | 0
F14_Commercial_WA - College_New_Food Preparation_Natural Gas_Oven_A_Technical Potential | F14 | Commercial | WA - College | New | Food Preparation | Natural Gas | Oven | A | Purchases (Cumulative) | Technical Potential | 0 | 0 | 0 | 0 | 0 | 0 | 0 | 0 | 0 | 0 | 0 | 0 | 0 | 0 | 0 | 0 | 0 | 0 | 0 | 0 | 0 | 0 | 0 | 0 | 0 | 0 | 0
F1_Commercial_WA - College_New_Food Preparation_Natural Gas_Conveyor Oven_A_Technical Potential | F1 | Commercial | WA - College | New | Food Preparation | Natural Gas | Conveyor Oven | A | Original Unit Energy Savings (kWh or therms) | Technical Potential | 0 | 0 | 0 | 0 | 0 | 0 | 0 | 0 | 0 | 0 | 0 | 0 | 0 | 0 | 0 | 0 | 0 | 0 | 0 | 0 | 0 | 0 | 0 | 0 | 0 | 0 | 0
F2_Commercial_WA - College_New_Food Preparation_Natural Gas_Conveyor Oven_A_Technical Potential | F2 | Commercial | WA - College | New | Food Preparation | Natural Gas | Conveyor Oven | A | Original Unit Summer Peak Savings (kW) | Technical Potential | 0 | 0 | 0 | 0 | 0 | 0 | 0 | 0 | 0 | 0 | 0 | 0 | 0 | 0 | 0 | 0 | 0 | 0 | 0 | 0 | 0 | 0 | 0 | 0 | 0 | 0 | 0
F3_Commercial_WA - College_New_Food Preparation_Natural Gas_Conveyor Oven_A_Technical Potential | F3 | Commercial | WA - College | New | Food Preparation | Natural Gas | Conveyor Oven | A | Original Unit Winter Peak Savings (kW) | Technical Potential | 0 | 0 | 0 | 0 | 0 | 0 | 0 | 0 | 0 | 0 | 0 | 0 | 0 | 0 | 0 | 0 | 0 | 0 | 0 | 0 | 0 | 0 | 0 | 0 | 0 | 0 | 0
F4_Commercial_WA - College_New_Food Preparation_Natural Gas_Conveyor Oven_A_Technical Potential | F4 | Commercial | WA - College | New | Food Preparation | Natural Gas | Conveyor Oven | A | Standalone Impact on Baseline Energy (%) | Technical Potential | 0 | 0 | 0 | 0 | 0 | 0 | 0 | 0 | 0 | 0 | 0 | 0 | 0 | 0 | 0 | 0 | 0 | 0 | 0 | 0 | 0 | 0 | 0 | 0 | 0 | 0 | 0
F5_Commercial_WA - College_New_Food Preparation_Natural Gas_Conveyor Oven_A_Technical Potential | F5 | Commercial | WA - College | New | Food Preparation | Natural Gas | Conveyor Oven | A | Standalone Impact on Baseline Summer Peak (%) | Technical Potential | 0 | 0 | 0 | 0 | 0 | 0 | 0 | 0 | 0 | 0 | 0 | 0 | 0 | 0 | 0 | 0 | 0 | 0 | 0 | 0 | 0 | 0 | 0 | 0 | 0 | 0 | 0
F6_Commercial_WA - College_New_Food Preparation_Natural Gas_Conveyor Oven_A_Technical Potential | F6 | Commercial | WA - College | New | Food Preparation | Natural Gas | Conveyor Oven | A | Standalone Impact on Baseline Winter Peak (%) | Technical Potential | 0 | 0 | 0 | 0 | 0 | 0 | 0 | 0 | 0 | 0 | 0 | 0 | 0 | 0 | 0 | 0 | 0 | 0 | 0 | 0 | 0 | 0 | 0 | 0 | 0 | 0 | 0
F7_Commercial_WA - College_New_Food Preparation_Natural Gas_Conveyor Oven_A_Technical Potential | F7 | Commercial | WA - College | New | Food Preparation | Natural Gas | Conveyor Oven | A | Incremental Energy Savings (MWh or mTherms) | Technical Potential | 0 | 0 | 0 | 0 | 0 | 0 | 0 | 0 | 0 | 0 | 0 | 0 | 0 | 0 | 0 | 0 | 0 | 0 | 0 | 0 | 0 | 0 | 0 | 0 | 0 | 0 | 0
F8_Commercial_WA - College_New_Food Preparation_Natural Gas_Conveyor Oven_A_Technical Potential | F8 | Commercial | WA - College | New | Food Preparation | Natural Gas | Conveyor Oven | A | Incremental Summer Peak Savings (MW) | Technical Potential | 0 | 0 | 0 | 0 | 0 | 0 | 0 | 0 | 0 | 0 | 0 | 0 | 0 | 0 | 0 | 0 | 0 | 0 | 0 | 0 | 0 | 0 | 0 | 0 | 0 | 0 | 0
F9_Commercial_WA - College_New_Food Preparation_Natural Gas_Conveyor Oven_A_Technical Potential | F9 | Commercial | WA - College | New | Food Preparation | Natural Gas | Conveyor Oven | A | Incremental Winter Peak Savings (MW) | Technical Potential | 0 | 0 | 0 | 0 | 0 | 0 | 0 | 0 | 0 | 0 | 0 | 0 | 0 | 0 | 0 | 0 | 0 | 0 | 0 | 0 | 0 | 0 | 0 | 0 | 0 | 0 | 0
F10_Commercial_WA - College_New_Food Preparation_Natural Gas_Conveyor Oven_A_Technical Potential | F10 | Commercial | WA - College | New | Food Preparation | Natural Gas | Conveyor Oven | A | Cumulative Energy Savings (MWh or mTherms) | Technical Potential | 0 | 0 | 0 | 0 | 0 | 0 | 0 | 0 | 0 | 0 | 0 | 0 | 0 | 0 | 0 | 0 | 0 | 0 | 0 | 0 | 0 | 0 | 0 | 0 | 0 | 0 | 0
F11_Commercial_WA - College_New_Food Preparation_Natural Gas_Conveyor Oven_A_Technical Potential | F11 | Commercial | WA - College | New | Food Preparation | Natural Gas | Conveyor Oven | A | Cumulative Summer Peak Savings (MW) | Technical Potential | 0 | 0 | 0 | 0 | 0 | 0 | 0 | 0 | 0 | 0 | 0 | 0 | 0 | 0 | 0 | 0 | 0 | 0 | 0 | 0 | 0 | 0 | 0 | 0 | 0 | 0 | 0
F12_Commercial_WA - College_New_Food Preparation_Natural Gas_Conveyor Oven_A_Technical Potential | F12 | Commercial | WA - College | New | Food Preparation | Natural Gas | Conveyor Oven | A | Cumulative Winter Peak Savings (MW) | Technical Potential | 0 | 0 | 0 | 0 | 0 | 0 | 0 | 0 | 0 | 0 | 0 | 0 | 0 | 0 | 0 | 0 | 0 | 0 | 0 | 0 | 0 | 0 | 0 | 0 | 0 | 0 | 0
F13_Commercial_WA - College_New_Food Preparation_Natural Gas_Conveyor Oven_A_Technical Potential | F13 | Commercial | WA - College | New | Food Preparation | Natural Gas | Conveyor Oven | A | Purchases (Incremental) | Technical Potential | 0 | 0 | 0 | 0 | 0 | 0 | 0 | 0 | 0 | 0 | 0 | 0 | 0 | 0 | 0 | 0 | 0 | 0 | 0 | 0 | 0 | 0 | 0 | 0 | 0 | 0 | 0
F14_Commercial_WA - College_New_Food Preparation_Natural Gas_Conveyor Oven_A_Technical Potential | F14 | Commercial | WA - College | New | Food Preparation | Natural Gas | Conveyor Oven | A | Purchases (Cumulative) | Technical Potential | 0 | 0 | 0 | 0 | 0 | 0 | 0 | 0 | 0 | 0 | 0 | 0 | 0 | 0 | 0 | 0 | 0 | 0 | 0 | 0 | 0 | 0 | 0 | 0 | 0 | 0 | 0
F1_Commercial_WA - College_New_Food Preparation_Natural Gas_Double Rack Oven_A_Technical Potential | F1 | Commercial | WA - College | New | Food Preparation | Natural Gas | Double Rack Oven | A | Original Unit Energy Savings (kWh or therms) | Technical Potential | 0 | 0 | 0 | 0 | 0 | 0 | 0 | 0 | 0 | 0 | 0 | 0 | 0 | 0 | 0 | 0 | 0 | 0 | 0 | 0 | 0 | 0 | 0 | 0 | 0 | 0 | 0
F2_Commercial_WA - College_New_Food Preparation_Natural Gas_Double Rack Oven_A_Technical Potential | F2 | Commercial | WA - College | New | Food Preparation | Natural Gas | Double Rack Oven | A | Original Unit Summer Peak Savings (kW) | Technical Potential | 0 | 0 | 0 | 0 | 0 | 0 | 0 | 0 | 0 | 0 | 0 | 0 | 0 | 0 | 0 | 0 | 0 | 0 | 0 | 0 | 0 | 0 | 0 | 0 | 0 | 0 | 0
F3_Commercial_WA - College_New_Food Preparation_Natural Gas_Double Rack Oven_A_Technical Potential | F3 | Commercial | WA - College | New | Food Preparation | Natural Gas | Double Rack Oven | A | Original Unit Winter Peak Savings (kW) | Technical Potential | 0 | 0 | 0 | 0 | 0 | 0 | 0 | 0 | 0 | 0 | 0 | 0 | 0 | 0 | 0 | 0 | 0 | 0 | 0 | 0 | 0 | 0 | 0 | 0 | 0 | 0 | 0
F4_Commercial_WA - College_New_Food Preparation_Natural Gas_Double Rack Oven_A_Technical Potential | F4 | Commercial | WA - College | New | Food Preparation | Natural Gas | Double Rack Oven | A | Standalone Impact on Baseline Energy (%) | Technical Potential | 0 | 0 | 0 | 0 | 0 | 0 | 0 | 0 | 0 | 0 | 0 | 0 | 0 | 0 | 0 | 0 | 0 | 0 | 0 | 0 | 0 | 0 | 0 | 0 | 0 | 0 | 0
F5_Commercial_WA - College_New_Food Preparation_Natural Gas_Double Rack Oven_A_Technical Potential | F5 | Commercial | WA - College | New | Food Preparation | Natural Gas | Double Rack Oven | A | Standalone Impact on Baseline Summer Peak (%) | Technical Potential | 0 | 0 | 0 | 0 | 0 | 0 | 0 | 0 | 0 | 0 | 0 | 0 | 0 | 0 | 0 | 0 | 0 | 0 | 0 | 0 | 0 | 0 | 0 | 0 | 0 | 0 | 0
F6_Commercial_WA - College_New_Food Preparation_Natural Gas_Double Rack Oven_A_Technical Potential | F6 | Commercial | WA - College | New | Food Preparation | Natural Gas | Double Rack Oven | A | Standalone Impact on Baseline Winter Peak (%) | Technical Potential | 0 | 0 | 0 | 0 | 0 | 0 | 0 | 0 | 0 | 0 | 0 | 0 | 0 | 0 | 0 | 0 | 0 | 0 | 0 | 0 | 0 | 0 | 0 | 0 | 0 | 0 | 0
F7_Commercial_WA - College_New_Food Preparation_Natural Gas_Double Rack Oven_A_Technical Potential | F7 | Commercial | WA - College | New | Food Preparation | Natural Gas | Double Rack Oven | A | Incremental Energy Savings (MWh or mTherms) | Technical Potential | 0 | 0 | 0 | 0 | 0 | 0 | 0 | 0 | 0 | 0 | 0 | 0 | 0 | 0 | 0 | 0 | 0 | 0 | 0 | 0 | 0 | 0 | 0 | 0 | 0 | 0 | 0
F8_Commercial_WA - College_New_Food Preparation_Natural Gas_Double Rack Oven_A_Technical Potential | F8 | Commercial | WA - College | New | Food Preparation | Natural Gas | Double Rack Oven | A | Incremental Summer Peak Savings (MW) | Technical Potential | 0 | 0 | 0 | 0 | 0 | 0 | 0 | 0 | 0 | 0 | 0 | 0 | 0 | 0 | 0 | 0 | 0 | 0 | 0 | 0 | 0 | 0 | 0 | 0 | 0 | 0 | 0
F9_Commercial_WA - College_New_Food Preparation_Natural Gas_Double Rack Oven_A_Technical Potential | F9 | Commercial | WA - College | New | Food Preparation | Natural Gas | Double Rack Oven | A | Incremental Winter Peak Savings (MW) | Technical Potential | 0 | 0 | 0 | 0 | 0 | 0 | 0 | 0 | 0 | 0 | 0 | 0 | 0 | 0 | 0 | 0 | 0 | 0 | 0 | 0 | 0 | 0 | 0 | 0 | 0 | 0 | 0
F10_Commercial_WA - College_New_Food Preparation_Natural Gas_Double Rack Oven_A_Technical Potential | F10 | Commercial | WA - College | New | Food Preparation | Natural Gas | Double Rack Oven | A | Cumulative Energy Savings (MWh or mTherms) | Technical Potential | 0 | 0 | 0 | 0 | 0 | 0 | 0 | 0 | 0 | 0 | 0 | 0 | 0 | 0 | 0 | 0 | 0 | 0 | 0 | 0 | 0 | 0 | 0 | 0 | 0 | 0 | 0
F11_Commercial_WA - College_New_Food Preparation_Natural Gas_Double Rack Oven_A_Technical Potential | F11 | Commercial | WA - College | New | Food Preparation | Natural Gas | Double Rack Oven | A | Cumulative Summer Peak Savings (MW) | Technical Potential | 0 | 0 | 0 | 0 | 0 | 0 | 0 | 0 | 0 | 0 | 0 | 0 | 0 | 0 | 0 | 0 | 0 | 0 | 0 | 0 | 0 | 0 | 0 | 0 | 0 | 0 | 0
F12_Commercial_WA - College_New_Food Preparation_Natural Gas_Double Rack Oven_A_Technical Potential | F12 | Commercial | WA - College | New | Food Preparation | Natural Gas | Double Rack Oven | A | Cumulative Winter Peak Savings (MW) | Technical Potential | 0 | 0 | 0 | 0 | 0 | 0 | 0 | 0 | 0 | 0 | 0 | 0 | 0 | 0 | 0 | 0 | 0 | 0 | 0 | 0 | 0 | 0 | 0 | 0 | 0 | 0 | 0
F13_Commercial_WA - College_New_Food Preparation_Natural Gas_Double Rack Oven_A_Technical Potential | F13 | Commercial | WA - College | New | Food Preparation | Natural Gas | Double Rack Oven | A | Purchases (Incremental) | Technical Potential | 0 | 0 | 0 | 0 | 0 | 0 | 0 | 0 | 0 | 0 | 0 | 0 | 0 | 0 | 0 | 0 | 0 | 0 | 0 | 0 | 0 | 0 | 0 | 0 | 0 | 0 | 0
F14_Commercial_WA - College_New_Food Preparation_Natural Gas_Double Rack Oven_A_Technical Potential | F14 | Commercial | WA - College | New | Food Preparation | Natural Gas | Double Rack Oven | A | Purchases (Cumulative) | Technical Potential | 0 | 0 | 0 | 0 | 0 | 0 | 0 | 0 | 0 | 0 | 0 | 0 | 0 | 0 | 0 | 0 | 0 | 0 | 0 | 0 | 0 | 0 | 0 | 0 | 0 | 0 | 0
F1_Commercial_WA - College_New_Food Preparation_Natural Gas_Fryer_A_Technical Potential | F1 | Commercial | WA - College | New | Food Preparation | Natural Gas | Fryer | A | Original Unit Energy Savings (kWh or therms) | Technical Potential | 0 | 0 | 0 | 0 | 0 | 0 | 0 | 0 | 0 | 0 | 0 | 0 | 0 | 0 | 0 | 0 | 0 | 0 | 0 | 0 | 0 | 0 | 0 | 0 | 0 | 0 | 0
F2_Commercial_WA - College_New_Food Preparation_Natural Gas_Fryer_A_Technical Potential | F2 | Commercial | WA - College | New | Food Preparation | Natural Gas | Fryer | A | Original Unit Summer Peak Savings (kW) | Technical Potential | 0 | 0 | 0 | 0 | 0 | 0 | 0 | 0 | 0 | 0 | 0 | 0 | 0 | 0 | 0 | 0 | 0 | 0 | 0 | 0 | 0 | 0 | 0 | 0 | 0 | 0 | 0
F3_Commercial_WA - College_New_Food Preparation_Natural Gas_Fryer_A_Technical Potential | F3 | Commercial | WA - College | New | Food Preparation | Natural Gas | Fryer | A | Original Unit Winter Peak Savings (kW) | Technical Potential | 0 | 0 | 0 | 0 | 0 | 0 | 0 | 0 | 0 | 0 | 0 | 0 | 0 | 0 | 0 | 0 | 0 | 0 | 0 | 0 | 0 | 0 | 0 | 0 | 0 | 0 | 0
F4_Commercial_WA - College_New_Food Preparation_Natural Gas_Fryer_A_Technical Potential | F4 | Commercial | WA - College | New | Food Preparation | Natural Gas | Fryer | A | Standalone Impact on Baseline Energy (%) | Technical Potential | 0 | 0 | 0 | 0 | 0 | 0 | 0 | 0 | 0 | 0 | 0 | 0 | 0 | 0 | 0 | 0 | 0 | 0 | 0 | 0 | 0 | 0 | 0 | 0 | 0 | 0 | 0
F5_Commercial_WA - College_New_Food Preparation_Natural Gas_Fryer_A_Technical Potential | F5 | Commercial | WA - College | New | Food Preparation | Natural Gas | Fryer | A | Standalone Impact on Baseline Summer Peak (%) | Technical Potential | 0 | 0 | 0 | 0 | 0 | 0 | 0 | 0 | 0 | 0 | 0 | 0 | 0 | 0 | 0 | 0 | 0 | 0 | 0 | 0 | 0 | 0 | 0 | 0 | 0 | 0 | 0
F6_Commercial_WA - College_New_Food Preparation_Natural Gas_Fryer_A_Technical Potential | F6 | Commercial | WA - College | New | Food Preparation | Natural Gas | Fryer | A | Standalone Impact on Baseline Winter Peak (%) | Technical Potential | 0 | 0 | 0 | 0 | 0 | 0 | 0 | 0 | 0 | 0 | 0 | 0 | 0 | 0 | 0 | 0 | 0 | 0 | 0 | 0 | 0 | 0 | 0 | 0 | 0 | 0 | 0
F7_Commercial_WA - College_New_Food Preparation_Natural Gas_Fryer_A_Technical Potential | F7 | Commercial | WA - College | New | Food Preparation | Natural Gas | Fryer | A | Incremental Energy Savings (MWh or mTherms) | Technical Potential | 0 | 0 | 0 | 0 | 0 | 0 | 0 | 0 | 0 | 0 | 0 | 0 | 0 | 0 | 0 | 0 | 0 | 0 | 0 | 0 | 0 | 0 | 0 | 0 | 0 | 0 | 0
F8_Commercial_WA - College_New_Food Preparation_Natural Gas_Fryer_A_Technical Potential | F8 | Commercial | WA - College | New | Food Preparation | Natural Gas | Fryer | A | Incremental Summer Peak Savings (MW) | Technical Potential | 0 | 0 | 0 | 0 | 0 | 0 | 0 | 0 | 0 | 0 | 0 | 0 | 0 | 0 | 0 | 0 | 0 | 0 | 0 | 0 | 0 | 0 | 0 | 0 | 0 | 0 | 0
F9_Commercial_WA - College_New_Food Preparation_Natural Gas_Fryer_A_Technical Potential | F9 | Commercial | WA - College | New | Food Preparation | Natural Gas | Fryer | A | Incremental Winter Peak Savings (MW) | Technical Potential | 0 | 0 | 0 | 0 | 0 | 0 | 0 | 0 | 0 | 0 | 0 | 0 | 0 | 0 | 0 | 0 | 0 | 0 | 0 | 0 | 0 | 0 | 0 | 0 | 0 | 0 | 0
F10_Commercial_WA - College_New_Food Preparation_Natural Gas_Fryer_A_Technical Potential | F10 | Commercial | WA - College | New | Food Preparation | Natural Gas | Fryer | A | Cumulative Energy Savings (MWh or mTherms) | Technical Potential | 0 | 0 | 0 | 0 | 0 | 0 | 0 | 0 | 0 | 0 | 0 | 0 | 0 | 0 | 0 | 0 | 0 | 0 | 0 | 0 | 0 | 0 | 0 | 0 | 0 | 0 | 0
F11_Commercial_WA - College_New_Food Preparation_Natural Gas_Fryer_A_Technical Potential | F11 | Commercial | WA - College | New | Food Preparation | Natural Gas | Fryer | A | Cumulative Summer Peak Savings (MW) | Technical Potential | 0 | 0 | 0 | 0 | 0 | 0 | 0 | 0 | 0 | 0 | 0 | 0 | 0 | 0 | 0 | 0 | 0 | 0 | 0 | 0 | 0 | 0 | 0 | 0 | 0 | 0 | 0
F12_Commercial_WA - College_New_Food Preparation_Natural Gas_Fryer_A_Technical Potential | F12 | Commercial | WA - College | New | Food Preparation | Natural Gas | Fryer | A | Cumulative Winter Peak Savings (MW) | Technical Potential | 0 | 0 | 0 | 0 | 0 | 0 | 0 | 0 | 0 | 0 | 0 | 0 | 0 | 0 | 0 | 0 | 0 | 0 | 0 | 0 | 0 | 0 | 0 | 0 | 0 | 0 | 0
F13_Commercial_WA - College_New_Food Preparation_Natural Gas_Fryer_A_Technical Potential | F13 | Commercial | WA - College | New | Food Preparation | Natural Gas | Fryer | A | Purchases (Incremental) | Technical Potential | 0 | 0 | 0 | 0 | 0 | 0 | 0 | 0 | 0 | 0 | 0 | 0 | 0 | 0 | 0 | 0 | 0 | 0 | 0 | 0 | 0 | 0 | 0 | 0 | 0 | 0 | 0
F14_Commercial_WA - College_New_Food Preparation_Natural Gas_Fryer_A_Technical Potential | F14 | Commercial | WA - College | New | Food Preparation | Natural Gas | Fryer | A | Purchases (Cumulative) | Technical Potential | 0 | 0 | 0 | 0 | 0 | 0 | 0 | 0 | 0 | 0 | 0 | 0 | 0 | 0 | 0 | 0 | 0 | 0 | 0 | 0 | 0 | 0 | 0 | 0 | 0 | 0 | 0
F1_Commercial_WA - College_New_Food Preparation_Natural Gas_Broiler_A_Technical Potential | F1 | Commercial | WA - College | New | Food Preparation | Natural Gas | Broiler | A | Original Unit Energy Savings (kWh or therms) | Technical Potential | 0 | 0 | 0 | 0 | 0 | 0 | 0 | 0 | 0 | 0 | 0 | 0 | 0 | 0 | 0 | 0 | 0 | 0 | 0 | 0 | 0 | 0 | 0 | 0 | 0 | 0 | 0
F2_Commercial_WA - College_New_Food Preparation_Natural Gas_Broiler_A_Technical Potential | F2 | Commercial | WA - College | New | Food Preparation | Natural Gas | Broiler | A | Original Unit Summer Peak Savings (kW) | Technical Potential | 0 | 0 | 0 | 0 | 0 | 0 | 0 | 0 | 0 | 0 | 0 | 0 | 0 | 0 | 0 | 0 | 0 | 0 | 0 | 0 | 0 | 0 | 0 | 0 | 0 | 0 | 0
F3_Commercial_WA - College_New_Food Preparation_Natural Gas_Broiler_A_Technical Potential | F3 | Commercial | WA - College | New | Food Preparation | Natural Gas | Broiler | A | Original Unit Winter Peak Savings (kW) | Technical Potential | 0 | 0 | 0 | 0 | 0 | 0 | 0 | 0 | 0 | 0 | 0 | 0 | 0 | 0 | 0 | 0 | 0 | 0 | 0 | 0 | 0 | 0 | 0 | 0 | 0 | 0 | 0
F4_Commercial_WA - College_New_Food Preparation_Natural Gas_Broiler_A_Technical Potential | F4 | Commercial | WA - College | New | Food Preparation | Natural Gas | Broiler | A | Standalone Impact on Baseline Energy (%) | Technical Potential | 0 | 0 | 0 | 0 | 0 | 0 | 0 | 0 | 0 | 0 | 0 | 0 | 0 | 0 | 0 | 0 | 0 | 0 | 0 | 0 | 0 | 0 | 0 | 0 | 0 | 0 | 0
F5_Commercial_WA - College_New_Food Preparation_Natural Gas_Broiler_A_Technical Potential | F5 | Commercial | WA - College | New | Food Preparation | Natural Gas | Broiler | A | Standalone Impact on Baseline Summer Peak (%) | Technical Potential | 0 | 0 | 0 | 0 | 0 | 0 | 0 | 0 | 0 | 0 | 0 | 0 | 0 | 0 | 0 | 0 | 0 | 0 | 0 | 0 | 0 | 0 | 0 | 0 | 0 | 0 | 0
F6_Commercial_WA - College_New_Food Preparation_Natural Gas_Broiler_A_Technical Potential | F6 | Commercial | WA - College | New | Food Preparation | Natural Gas | Broiler | A | Standalone Impact on Baseline Winter Peak (%) | Technical Potential | 0 | 0 | 0 | 0 | 0 | 0 | 0 | 0 | 0 | 0 | 0 | 0 | 0 | 0 | 0 | 0 | 0 | 0 | 0 | 0 | 0 | 0 | 0 | 0 | 0 | 0 | 0
F7_Commercial_WA - College_New_Food Preparation_Natural Gas_Broiler_A_Technical Potential | F7 | Commercial | WA - College | New | Food Preparation | Natural Gas | Broiler | A | Incremental Energy Savings (MWh or mTherms) | Technical Potential | 0 | 0 | 0 | 0 | 0 | 0 | 0 | 0 | 0 | 0 | 0 | 0 | 0 | 0 | 0 | 0 | 0 | 0 | 0 | 0 | 0 | 0 | 0 | 0 | 0 | 0 | 0
F8_Commercial_WA - College_New_Food Preparation_Natural Gas_Broiler_A_Technical Potential | F8 | Commercial | WA - College | New | Food Preparation | Natural Gas | Broiler | A | Incremental Summer Peak Savings (MW) | Technical Potential | 0 | 0 | 0 | 0 | 0 | 0 | 0 | 0 | 0 | 0 | 0 | 0 | 0 | 0 | 0 | 0 | 0 | 0 | 0 | 0 | 0 | 0 | 0 | 0 | 0 | 0 | 0
F9_Commercial_WA - College_New_Food Preparation_Natural Gas_Broiler_A_Technical Potential | F9 | Commercial | WA - College | New | Food Preparation | Natural Gas | Broiler | A | Incremental Winter Peak Savings (MW) | Technical Potential | 0 | 0 | 0 | 0 | 0 | 0 | 0 | 0 | 0 | 0 | 0 | 0 | 0 | 0 | 0 | 0 | 0 | 0 | 0 | 0 | 0 | 0 | 0 | 0 | 0 | 0 | 0
F10_Commercial_WA - College_New_Food Preparation_Natural Gas_Broiler_A_Technical Potential | F10 | Commercial | WA - College | New | Food Preparation | Natural Gas | Broiler | A | Cumulative Energy Savings (MWh or mTherms) | Technical Potential | 0 | 0 | 0 | 0 | 0 | 0 | 0 | 0 | 0 | 0 | 0 | 0 | 0 | 0 | 0 | 0 | 0 | 0 | 0 | 0 | 0 | 0 | 0 | 0 | 0 | 0 | 0
F11_Commercial_WA - College_New_Food Preparation_Natural Gas_Broiler_A_Technical Potential | F11 | Commercial | WA - College | New | Food Preparation | Natural Gas | Broiler | A | Cumulative Summer Peak Savings (MW) | Technical Potential | 0 | 0 | 0 | 0 | 0 | 0 | 0 | 0 | 0 | 0 | 0 | 0 | 0 | 0 | 0 | 0 | 0 | 0 | 0 | 0 | 0 | 0 | 0 | 0 | 0 | 0 | 0
F12_Commercial_WA - College_New_Food Preparation_Natural Gas_Broiler_A_Technical Potential | F12 | Commercial | WA - College | New | Food Preparation | Natural Gas | Broiler | A | Cumulative Winter Peak Savings (MW) | Technical Potential | 0 | 0 | 0 | 0 | 0 | 0 | 0 | 0 | 0 | 0 | 0 | 0 | 0 | 0 | 0 | 0 | 0 | 0 | 0 | 0 | 0 | 0 | 0 | 0 | 0 | 0 | 0
F13_Commercial_WA - College_New_Food Preparation_Natural Gas_Broiler_A_Technical Potential | F13 | Commercial | WA - College | New | Food Preparation | Natural Gas | Broiler | A | Purchases (Incremental) | Technical Potential | 0 | 0 | 0 | 0 | 0 | 0 | 0 | 0 | 0 | 0 | 0 | 0 | 0 | 0 | 0 | 0 | 0 | 0 | 0 | 0 | 0 | 0 | 0 | 0 | 0 | 0 | 0
F14_Commercial_WA - College_New_Food Preparation_Natural Gas_Broiler_A_Technical Potential | F14 | Commercial | WA - College | New | Food Preparation | Natural Gas | Broiler | A | Purchases (Cumulative) | Technical Potential | 0 | 0 | 0 | 0 | 0 | 0 | 0 | 0 | 0 | 0 | 0 | 0 | 0 | 0 | 0 | 0 | 0 | 0 | 0 | 0 | 0 | 0 | 0 | 0 | 0 | 0 | 0
F1_Commercial_WA - College_New_Food Preparation_Natural Gas_Griddle_A_Technical Potential | F1 | Commercial | WA - College | New | Food Preparation | Natural Gas | Griddle | A | Original Unit Energy Savings (kWh or therms) | Technical Potential | 0 | 0 | 0 | 0 | 0 | 0 | 0 | 0 | 0 | 0 | 0 | 0 | 0 | 0 | 0 | 0 | 0 | 0 | 0 | 0 | 0 | 0 | 0 | 0 | 0 | 0 | 0
F2_Commercial_WA - College_New_Food Preparation_Natural Gas_Griddle_A_Technical Potential | F2 | Commercial | WA - College | New | Food Preparation | Natural Gas | Griddle | A | Original Unit Summer Peak Savings (kW) | Technical Potential | 0 | 0 | 0 | 0 | 0 | 0 | 0 | 0 | 0 | 0 | 0 | 0 | 0 | 0 | 0 | 0 | 0 | 0 | 0 | 0 | 0 | 0 | 0 | 0 | 0 | 0 | 0
F3_Commercial_WA - College_New_Food Preparation_Natural Gas_Griddle_A_Technical Potential | F3 | Commercial | WA - College | New | Food Preparation | Natural Gas | Griddle | A | Original Unit Winter Peak Savings (kW) | Technical Potential | 0 | 0 | 0 | 0 | 0 | 0 | 0 | 0 | 0 | 0 | 0 | 0 | 0 | 0 | 0 | 0 | 0 | 0 | 0 | 0 | 0 | 0 | 0 | 0 | 0 | 0 | 0
F4_Commercial_WA - College_New_Food Preparation_Natural Gas_Griddle_A_Technical Potential | F4 | Commercial | WA - College | New | Food Preparation | Natural Gas | Griddle | A | Standalone Impact on Baseline Energy (%) | Technical Potential | 0 | 0 | 0 | 0 | 0 | 0 | 0 | 0 | 0 | 0 | 0 | 0 | 0 | 0 | 0 | 0 | 0 | 0 | 0 | 0 | 0 | 0 | 0 | 0 | 0 | 0 | 0
F5_Commercial_WA - College_New_Food Preparation_Natural Gas_Griddle_A_Technical Potential | F5 | Commercial | WA - College | New | Food Preparation | Natural Gas | Griddle | A | Standalone Impact on Baseline Summer Peak (%) | Technical Potential | 0 | 0 | 0 | 0 | 0 | 0 | 0 | 0 | 0 | 0 | 0 | 0 | 0 | 0 | 0 | 0 | 0 | 0 | 0 | 0 | 0 | 0 | 0 | 0 | 0 | 0 | 0
F6_Commercial_WA - College_New_Food Preparation_Natural Gas_Griddle_A_Technical Potential | F6 | Commercial | WA - College | New | Food Preparation | Natural Gas | Griddle | A | Standalone Impact on Baseline Winter Peak (%) | Technical Potential | 0 | 0 | 0 | 0 | 0 | 0 | 0 | 0 | 0 | 0 | 0 | 0 | 0 | 0 | 0 | 0 | 0 | 0 | 0 | 0 | 0 | 0 | 0 | 0 | 0 | 0 | 0
F7_Commercial_WA - College_New_Food Preparation_Natural Gas_Griddle_A_Technical Potential | F7 | Commercial | WA - College | New | Food Preparation | Natural Gas | Griddle | A | Incremental Energy Savings (MWh or mTherms) | Technical Potential | 0 | 0 | 0 | 0 | 0 | 0 | 0 | 0 | 0 | 0 | 0 | 0 | 0 | 0 | 0 | 0 | 0 | 0 | 0 | 0 | 0 | 0 | 0 | 0 | 0 | 0 | 0
F8_Commercial_WA - College_New_Food Preparation_Natural Gas_Griddle_A_Technical Potential | F8 | Commercial | WA - College | New | Food Preparation | Natural Gas | Griddle | A | Incremental Summer Peak Savings (MW) | Technical Potential | 0 | 0 | 0 | 0 | 0 | 0 | 0 | 0 | 0 | 0 | 0 | 0 | 0 | 0 | 0 | 0 | 0 | 0 | 0 | 0 | 0 | 0 | 0 | 0 | 0 | 0 | 0
F9_Commercial_WA - College_New_Food Preparation_Natural Gas_Griddle_A_Technical Potential | F9 | Commercial | WA - College | New | Food Preparation | Natural Gas | Griddle | A | Incremental Winter Peak Savings (MW) | Technical Potential | 0 | 0 | 0 | 0 | 0 | 0 | 0 | 0 | 0 | 0 | 0 | 0 | 0 | 0 | 0 | 0 | 0 | 0 | 0 | 0 | 0 | 0 | 0 | 0 | 0 | 0 | 0
F10_Commercial_WA - College_New_Food Preparation_Natural Gas_Griddle_A_Technical Potential | F10 | Commercial | WA - College | New | Food Preparation | Natural Gas | Griddle | A | Cumulative Energy Savings (MWh or mTherms) | Technical Potential | 0 | 0 | 0 | 0 | 0 | 0 | 0 | 0 | 0 | 0 | 0 | 0 | 0 | 0 | 0 | 0 | 0 | 0 | 0 | 0 | 0 | 0 | 0 | 0 | 0 | 0 | 0
F11_Commercial_WA - College_New_Food Preparation_Natural Gas_Griddle_A_Technical Potential | F11 | Commercial | WA - College | New | Food Preparation | Natural Gas | Griddle | A | Cumulative Summer Peak Savings (MW) | Technical Potential | 0 | 0 | 0 | 0 | 0 | 0 | 0 | 0 | 0 | 0 | 0 | 0 | 0 | 0 | 0 | 0 | 0 | 0 | 0 | 0 | 0 | 0 | 0 | 0 | 0 | 0 | 0
F12_Commercial_WA - College_New_Food Preparation_Natural Gas_Griddle_A_Technical Potential | F12 | Commercial | WA - College | New | Food Preparation | Natural Gas | Griddle | A | Cumulative Winter Peak Savings (MW) | Technical Potential | 0 | 0 | 0 | 0 | 0 | 0 | 0 | 0 | 0 | 0 | 0 | 0 | 0 | 0 | 0 | 0 | 0 | 0 | 0 | 0 | 0 | 0 | 0 | 0 | 0 | 0 | 0
F13_Commercial_WA - College_New_Food Preparation_Natural Gas_Griddle_A_Technical Potential | F13 | Commercial | WA - College | New | Food Preparation | Natural Gas | Griddle | A | Purchases (Incremental) | Technical Potential | 0 | 0 | 0 | 0 | 0 | 0 | 0 | 0 | 0 | 0 | 0 | 0 | 0 | 0 | 0 | 0 | 0 | 0 | 0 | 0 | 0 | 0 | 0 | 0 | 0 | 0 | 0
F14_Commercial_WA - College_New_Food Preparation_Natural Gas_Griddle_A_Technical Potential | F14 | Commercial | WA - College | New | Food Preparation | Natural Gas | Griddle | A | Purchases (Cumulative) | Technical Potential | 0 | 0 | 0 | 0 | 0 | 0 | 0 | 0 | 0 | 0 | 0 | 0 | 0 | 0 | 0 | 0 | 0 | 0 | 0 | 0 | 0 | 0 | 0 | 0 | 0 | 0 | 0
F1_Commercial_WA - College_New_Food Preparation_Natural Gas_Range_A_Technical Potential | F1 | Commercial | WA - College | New | Food Preparation | Natural Gas | Range | A | Original Unit Energy Savings (kWh or therms) | Technical Potential | 0 | 0 | 0 | 0 | 0 | 0 | 0 | 0 | 0 | 0 | 0 | 0 | 0 | 0 | 0 | 0 | 0 | 0 | 0 | 0 | 0 | 0 | 0 | 0 | 0 | 0 | 0
F2_Commercial_WA - College_New_Food Preparation_Natural Gas_Range_A_Technical Potential | F2 | Commercial | WA - College | New | Food Preparation | Natural Gas | Range | A | Original Unit Summer Peak Savings (kW) | Technical Potential | 0 | 0 | 0 | 0 | 0 | 0 | 0 | 0 | 0 | 0 | 0 | 0 | 0 | 0 | 0 | 0 | 0 | 0 | 0 | 0 | 0 | 0 | 0 | 0 | 0 | 0 | 0
F3_Commercial_WA - College_New_Food Preparation_Natural Gas_Range_A_Technical Potential | F3 | Commercial | WA - College | New | Food Preparation | Natural Gas | Range | A | Original Unit Winter Peak Savings (kW) | Technical Potential | 0 | 0 | 0 | 0 | 0 | 0 | 0 | 0 | 0 | 0 | 0 | 0 | 0 | 0 | 0 | 0 | 0 | 0 | 0 | 0 | 0 | 0 | 0 | 0 | 0 | 0 | 0
F4_Commercial_WA - College_New_Food Preparation_Natural Gas_Range_A_Technical Potential | F4 | Commercial | WA - College | New | Food Preparation | Natural Gas | Range | A | Standalone Impact on Baseline Energy (%) | Technical Potential | 0 | 0 | 0 | 0 | 0 | 0 | 0 | 0 | 0 | 0 | 0 | 0 | 0 | 0 | 0 | 0 | 0 | 0 | 0 | 0 | 0 | 0 | 0 | 0 | 0 | 0 | 0
F5_Commercial_WA - College_New_Food Preparation_Natural Gas_Range_A_Technical Potential | F5 | Commercial | WA - College | New | Food Preparation | Natural Gas | Range | A | Standalone Impact on Baseline Summer Peak (%) | Technical Potential | 0 | 0 | 0 | 0 | 0 | 0 | 0 | 0 | 0 | 0 | 0 | 0 | 0 | 0 | 0 | 0 | 0 | 0 | 0 | 0 | 0 | 0 | 0 | 0 | 0 | 0 | 0
F6_Commercial_WA - College_New_Food Preparation_Natural Gas_Range_A_Technical Potential | F6 | Commercial | WA - College | New | Food Preparation | Natural Gas | Range | A | Standalone Impact on Baseline Winter Peak (%) | Technical Potential | 0 | 0 | 0 | 0 | 0 | 0 | 0 | 0 | 0 | 0 | 0 | 0 | 0 | 0 | 0 | 0 | 0 | 0 | 0 | 0 | 0 | 0 | 0 | 0 | 0 | 0 | 0
F7_Commercial_WA - College_New_Food Preparation_Natural Gas_Range_A_Technical Potential | F7 | Commercial | WA - College | New | Food Preparation | Natural Gas | Range | A | Incremental Energy Savings (MWh or mTherms) | Technical Potential | 0 | 0 | 0 | 0 | 0 | 0 | 0 | 0 | 0 | 0 | 0 | 0 | 0 | 0 | 0 | 0 | 0 | 0 | 0 | 0 | 0 | 0 | 0 | 0 | 0 | 0 | 0
F8_Commercial_WA - College_New_Food Preparation_Natural Gas_Range_A_Technical Potential | F8 | Commercial | WA - College | New | Food Preparation | Natural Gas | Range | A | Incremental Summer Peak Savings (MW) | Technical Potential | 0 | 0 | 0 | 0 | 0 | 0 | 0 | 0 | 0 | 0 | 0 | 0 | 0 | 0 | 0 | 0 | 0 | 0 | 0 | 0 | 0 | 0 | 0 | 0 | 0 | 0 | 0
F9_Commercial_WA - College_New_Food Preparation_Natural Gas_Range_A_Technical Potential | F9 | Commercial | WA - College | New | Food Preparation | Natural Gas | Range | A | Incremental Winter Peak Savings (MW) | Technical Potential | 0 | 0 | 0 | 0 | 0 | 0 | 0 | 0 | 0 | 0 | 0 | 0 | 0 | 0 | 0 | 0 | 0 | 0 | 0 | 0 | 0 | 0 | 0 | 0 | 0 | 0 | 0
F10_Commercial_WA - College_New_Food Preparation_Natural Gas_Range_A_Technical Potential | F10 | Commercial | WA - College | New | Food Preparation | Natural Gas | Range | A | Cumulative Energy Savings (MWh or mTherms) | Technical Potential | 0 | 0 | 0 | 0 | 0 | 0 | 0 | 0 | 0 | 0 | 0 | 0 | 0 | 0 | 0 | 0 | 0 | 0 | 0 | 0 | 0 | 0 | 0 | 0 | 0 | 0 | 0
F11_Commercial_WA - College_New_Food Preparation_Natural Gas_Range_A_Technical Potential | F11 | Commercial | WA - College | New | Food Preparation | Natural Gas | Range | A | Cumulative Summer Peak Savings (MW) | Technical Potential | 0 | 0 | 0 | 0 | 0 | 0 | 0 | 0 | 0 | 0 | 0 | 0 | 0 | 0 | 0 | 0 | 0 | 0 | 0 | 0 | 0 | 0 | 0 | 0 | 0 | 0 | 0
F12_Commercial_WA - College_New_Food Preparation_Natural Gas_Range_A_Technical Potential | F12 | Commercial | WA - College | New | Food Preparation | Natural Gas | Range | A | Cumulative Winter Peak Savings (MW) | Technical Potential | 0 | 0 | 0 | 0 | 0 | 0 | 0 | 0 | 0 | 0 | 0 | 0 | 0 | 0 | 0 | 0 | 0 | 0 | 0 | 0 | 0 | 0 | 0 | 0 | 0 | 0 | 0
F13_Commercial_WA - College_New_Food Preparation_Natural Gas_Range_A_Technical Potential | F13 | Commercial | WA - College | New | Food Preparation | Natural Gas | Range | A | Purchases (Incremental) | Technical Potential | 0 | 0 | 0 | 0 | 0 | 0 | 0 | 0 | 0 | 0 | 0 | 0 | 0 | 0 | 0 | 0 | 0 | 0 | 0 | 0 | 0 | 0 | 0 | 0 | 0 | 0 | 0
F14_Commercial_WA - College_New_Food Preparation_Natural Gas_Range_A_Technical Potential | F14 | Commercial | WA - College | New | Food Preparation | Natural Gas | Range | A | Purchases (Cumulative) | Technical Potential | 0 | 0 | 0 | 0 | 0 | 0 | 0 | 0 | 0 | 0 | 0 | 0 | 0 | 0 | 0 | 0 | 0 | 0 | 0 | 0 | 0 | 0 | 0 | 0 | 0 | 0 | 0
F1_Commercial_WA - College_New_Food Preparation_Natural Gas_Steamer_A_Technical Potential | F1 | Commercial | WA - College | New | Food Preparation | Natural Gas | Steamer | A | Original Unit Energy Savings (kWh or therms) | Technical Potential | 0 | 0 | 0 | 0 | 0 | 0 | 0 | 0 | 0 | 0 | 0 | 0 | 0 | 0 | 0 | 0 | 0 | 0 | 0 | 0 | 0 | 0 | 0 | 0 | 0 | 0 | 0
F2_Commercial_WA - College_New_Food Preparation_Natural Gas_Steamer_A_Technical Potential | F2 | Commercial | WA - College | New | Food Preparation | Natural Gas | Steamer | A | Original Unit Summer Peak Savings (kW) | Technical Potential | 0 | 0 | 0 | 0 | 0 | 0 | 0 | 0 | 0 | 0 | 0 | 0 | 0 | 0 | 0 | 0 | 0 | 0 | 0 | 0 | 0 | 0 | 0 | 0 | 0 | 0 | 0
F3_Commercial_WA - College_New_Food Preparation_Natural Gas_Steamer_A_Technical Potential | F3 | Commercial | WA - College | New | Food Preparation | Natural Gas | Steamer | A | Original Unit Winter Peak Savings (kW) | Technical Potential | 0 | 0 | 0 | 0 | 0 | 0 | 0 | 0 | 0 | 0 | 0 | 0 | 0 | 0 | 0 | 0 | 0 | 0 | 0 | 0 | 0 | 0 | 0 | 0 | 0 | 0 | 0
F4_Commercial_WA - College_New_Food Preparation_Natural Gas_Steamer_A_Technical Potential | F4 | Commercial | WA - College | New | Food Preparation | Natural Gas | Steamer | A | Standalone Impact on Baseline Energy (%) | Technical Potential | 0 | 0 | 0 | 0 | 0 | 0 | 0 | 0 | 0 | 0 | 0 | 0 | 0 | 0 | 0 | 0 | 0 | 0 | 0 | 0 | 0 | 0 | 0 | 0 | 0 | 0 | 0
F5_Commercial_WA - College_New_Food Preparation_Natural Gas_Steamer_A_Technical Potential | F5 | Commercial | WA - College | New | Food Preparation | Natural Gas | Steamer | A | Standalone Impact on Baseline Summer Peak (%) | Technical Potential | 0 | 0 | 0 | 0 | 0 | 0 | 0 | 0 | 0 | 0 | 0 | 0 | 0 | 0 | 0 | 0 | 0 | 0 | 0 | 0 | 0 | 0 | 0 | 0 | 0 | 0 | 0
F6_Commercial_WA - College_New_Food Preparation_Natural Gas_Steamer_A_Technical Potential | F6 | Commercial | WA - College | New | Food Preparation | Natural Gas | Steamer | A | Standalone Impact on Baseline Winter Peak (%) | Technical Potential | 0 | 0 | 0 | 0 | 0 | 0 | 0 | 0 | 0 | 0 | 0 | 0 | 0 | 0 | 0 | 0 | 0 | 0 | 0 | 0 | 0 | 0 | 0 | 0 | 0 | 0 | 0
F7_Commercial_WA - College_New_Food Preparation_Natural Gas_Steamer_A_Technical Potential | F7 | Commercial | WA - College | New | Food Preparation | Natural Gas | Steamer | A | Incremental Energy Savings (MWh or mTherms) | Technical Potential | 0 | 0 | 0 | 0 | 0 | 0 | 0 | 0 | 0 | 0 | 0 | 0 | 0 | 0 | 0 | 0 | 0 | 0 | 0 | 0 | 0 | 0 | 0 | 0 | 0 | 0 | 0
F8_Commercial_WA - College_New_Food Preparation_Natural Gas_Steamer_A_Technical Potential | F8 | Commercial | WA - College | New | Food Preparation | Natural Gas | Steamer | A | Incremental Summer Peak Savings (MW) | Technical Potential | 0 | 0 | 0 | 0 | 0 | 0 | 0 | 0 | 0 | 0 | 0 | 0 | 0 | 0 | 0 | 0 | 0 | 0 | 0 | 0 | 0 | 0 | 0 | 0 | 0 | 0 | 0
F9_Commercial_WA - College_New_Food Preparation_Natural Gas_Steamer_A_Technical Potential | F9 | Commercial | WA - College | New | Food Preparation | Natural Gas | Steamer | A | Incremental Winter Peak Savings (MW) | Technical Potential | 0 | 0 | 0 | 0 | 0 | 0 | 0 | 0 | 0 | 0 | 0 | 0 | 0 | 0 | 0 | 0 | 0 | 0 | 0 | 0 | 0 | 0 | 0 | 0 | 0 | 0 | 0
F10_Commercial_WA - College_New_Food Preparation_Natural Gas_Steamer_A_Technical Potential | F10 | Commercial | WA - College | New | Food Preparation | Natural Gas | Steamer | A | Cumulative Energy Savings (MWh or mTherms) | Technical Potential | 0 | 0 | 0 | 0 | 0 | 0 | 0 | 0 | 0 | 0 | 0 | 0 | 0 | 0 | 0 | 0 | 0 | 0 | 0 | 0 | 0 | 0 | 0 | 0 | 0 | 0 | 0
F11_Commercial_WA - College_New_Food Preparation_Natural Gas_Steamer_A_Technical Potential | F11 | Commercial | WA - College | New | Food Preparation | Natural Gas | Steamer | A | Cumulative Summer Peak Savings (MW) | Technical Potential | 0 | 0 | 0 | 0 | 0 | 0 | 0 | 0 | 0 | 0 | 0 | 0 | 0 | 0 | 0 | 0 | 0 | 0 | 0 | 0 | 0 | 0 | 0 | 0 | 0 | 0 | 0
F12_Commercial_WA - College_New_Food Preparation_Natural Gas_Steamer_A_Technical Potential | F12 | Commercial | WA - College | New | Food Preparation | Natural Gas | Steamer | A | Cumulative Winter Peak Savings (MW) | Technical Potential | 0 | 0 | 0 | 0 | 0 | 0 | 0 | 0 | 0 | 0 | 0 | 0 | 0 | 0 | 0 | 0 | 0 | 0 | 0 | 0 | 0 | 0 | 0 | 0 | 0 | 0 | 0
F13_Commercial_WA - College_New_Food Preparation_Natural Gas_Steamer_A_Technical Potential | F13 | Commercial | WA - College | New | Food Preparation | Natural Gas | Steamer | A | Purchases (Incremental) | Technical Potential | 0 | 0 | 0 | 0 | 0 | 0 | 0 | 0 | 0 | 0 | 0 | 0 | 0 | 0 | 0 | 0 | 0 | 0 | 0 | 0 | 0 | 0 | 0 | 0 | 0 | 0 | 0
F14_Commercial_WA - College_New_Food Preparation_Natural Gas_Steamer_A_Technical Potential | F14 | Commercial | WA - College | New | Food Preparation | Natural Gas | Steamer | A | Purchases (Cumulative) | Technical Potential | 0 | 0 | 0 | 0 | 0 | 0 | 0 | 0 | 0 | 0 | 0 | 0 | 0 | 0 | 0 | 0 | 0 | 0 | 0 | 0 | 0 | 0 | 0 | 0 | 0 | 0 | 0
F1_Commercial_WA - College_New_Food Preparation_Natural Gas_Commercial Food Prep Other_A_Technical Potential | F1 | Commercial | WA - College | New | Food Preparation | Natural Gas | Commercial Food Prep Other | A | Original Unit Energy Savings (kWh or therms) | Technical Potential | 0 | 0 | 0 | 0 | 0 | 0 | 0 | 0 | 0 | 0 | 0 | 0 | 0 | 0 | 0 | 0 | 0 | 0 | 0 | 0 | 0 | 0 | 0 | 0 | 0 | 0 | 0
F2_Commercial_WA - College_New_Food Preparation_Natural Gas_Commercial Food Prep Other_A_Technical Potential | F2 | Commercial | WA - College | New | Food Preparation | Natural Gas | Commercial Food Prep Other | A | Original Unit Summer Peak Savings (kW) | Technical Potential | 0 | 0 | 0 | 0 | 0 | 0 | 0 | 0 | 0 | 0 | 0 | 0 | 0 | 0 | 0 | 0 | 0 | 0 | 0 | 0 | 0 | 0 | 0 | 0 | 0 | 0 | 0
F3_Commercial_WA - College_New_Food Preparation_Natural Gas_Commercial Food Prep Other_A_Technical Potential | F3 | Commercial | WA - College | New | Food Preparation | Natural Gas | Commercial Food Prep Other | A | Original Unit Winter Peak Savings (kW) | Technical Potential | 0 | 0 | 0 | 0 | 0 | 0 | 0 | 0 | 0 | 0 | 0 | 0 | 0 | 0 | 0 | 0 | 0 | 0 | 0 | 0 | 0 | 0 | 0 | 0 | 0 | 0 | 0
F4_Commercial_WA - College_New_Food Preparation_Natural Gas_Commercial Food Prep Other_A_Technical Potential | F4 | Commercial | WA - College | New | Food Preparation | Natural Gas | Commercial Food Prep Other | A | Standalone Impact on Baseline Energy (%) | Technical Potential | 0 | 0 | 0 | 0 | 0 | 0 | 0 | 0 | 0 | 0 | 0 | 0 | 0 | 0 | 0 | 0 | 0 | 0 | 0 | 0 | 0 | 0 | 0 | 0 | 0 | 0 | 0
F5_Commercial_WA - College_New_Food Preparation_Natural Gas_Commercial Food Prep Other_A_Technical Potential | F5 | Commercial | WA - College | New | Food Preparation | Natural Gas | Commercial Food Prep Other | A | Standalone Impact on Baseline Summer Peak (%) | Technical Potential | 0 | 0 | 0 | 0 | 0 | 0 | 0 | 0 | 0 | 0 | 0 | 0 | 0 | 0 | 0 | 0 | 0 | 0 | 0 | 0 | 0 | 0 | 0 | 0 | 0 | 0 | 0
F6_Commercial_WA - College_New_Food Preparation_Natural Gas_Commercial Food Prep Other_A_Technical Potential | F6 | Commercial | WA - College | New | Food Preparation | Natural Gas | Commercial Food Prep Other | A | Standalone Impact on Baseline Winter Peak (%) | Technical Potential | 0 | 0 | 0 | 0 | 0 | 0 | 0 | 0 | 0 | 0 | 0 | 0 | 0 | 0 | 0 | 0 | 0 | 0 | 0 | 0 | 0 | 0 | 0 | 0 | 0 | 0 | 0
F7_Commercial_WA - College_New_Food Preparation_Natural Gas_Commercial Food Prep Other_A_Technical Potential | F7 | Commercial | WA - College | New | Food Preparation | Natural Gas | Commercial Food Prep Other | A | Incremental Energy Savings (MWh or mTherms) | Technical Potential | 0 | 0 | 0 | 0 | 0 | 0 | 0 | 0 | 0 | 0 | 0 | 0 | 0 | 0 | 0 | 0 | 0 | 0 | 0 | 0 | 0 | 0 | 0 | 0 | 0 | 0 | 0
F8_Commercial_WA - College_New_Food Preparation_Natural Gas_Commercial Food Prep Other_A_Technical Potential | F8 | Commercial | WA - College | New | Food Preparation | Natural Gas | Commercial Food Prep Other | A | Incremental Summer Peak Savings (MW) | Technical Potential | 0 | 0 | 0 | 0 | 0 | 0 | 0 | 0 | 0 | 0 | 0 | 0 | 0 | 0 | 0 | 0 | 0 | 0 | 0 | 0 | 0 | 0 | 0 | 0 | 0 | 0 | 0
F9_Commercial_WA - College_New_Food Preparation_Natural Gas_Commercial Food Prep Other_A_Technical Potential | F9 | Commercial | WA - College | New | Food Preparation | Natural Gas | Commercial Food Prep Other | A | Incremental Winter Peak Savings (MW) | Technical Potential | 0 | 0 | 0 | 0 | 0 | 0 | 0 | 0 | 0 | 0 | 0 | 0 | 0 | 0 | 0 | 0 | 0 | 0 | 0 | 0 | 0 | 0 | 0 | 0 | 0 | 0 | 0
F10_Commercial_WA - College_New_Food Preparation_Natural Gas_Commercial Food Prep Other_A_Technical Potential | F10 | Commercial | WA - College | New | Food Preparation | Natural Gas | Commercial Food Prep Other | A | Cumulative Energy Savings (MWh or mTherms) | Technical Potential | 0 | 0 | 0 | 0 | 0 | 0 | 0 | 0 | 0 | 0 | 0 | 0 | 0 | 0 | 0 | 0 | 0 | 0 | 0 | 0 | 0 | 0 | 0 | 0 | 0 | 0 | 0
F11_Commercial_WA - College_New_Food Preparation_Natural Gas_Commercial Food Prep Other_A_Technical Potential | F11 | Commercial | WA - College | New | Food Preparation | Natural Gas | Commercial Food Prep Other | A | Cumulative Summer Peak Savings (MW) | Technical Potential | 0 | 0 | 0 | 0 | 0 | 0 | 0 | 0 | 0 | 0 | 0 | 0 | 0 | 0 | 0 | 0 | 0 | 0 | 0 | 0 | 0 | 0 | 0 | 0 | 0 | 0 | 0
F12_Commercial_WA - College_New_Food Preparation_Natural Gas_Commercial Food Prep Other_A_Technical Potential | F12 | Commercial | WA - College | New | Food Preparation | Natural Gas | Commercial Food Prep Other | A | Cumulative Winter Peak Savings (MW) | Technical Potential | 0 | 0 | 0 | 0 | 0 | 0 | 0 | 0 | 0 | 0 | 0 | 0 | 0 | 0 | 0 | 0 | 0 | 0 | 0 | 0 | 0 | 0 | 0 | 0 | 0 | 0 | 0
F13_Commercial_WA - College_New_Food Preparation_Natural Gas_Commercial Food Prep Other_A_Technical Potential | F13 | Commercial | WA - College | New | Food Preparation | Natural Gas | Commercial Food Prep Other | A | Purchases (Incremental) | Technical Potential | 0 | 0 | 0 | 0 | 0 | 0 | 0 | 0 | 0 | 0 | 0 | 0 | 0 | 0 | 0 | 0 | 0 | 0 | 0 | 0 | 0 | 0 | 0 | 0 | 0 | 0 | 0
F14_Commercial_WA - College_New_Food Preparation_Natural Gas_Commercial Food Prep Other_A_Technical Potential | F14 | Commercial | WA - College | New | Food Preparation | Natural Gas | Commercial Food Prep Other | A | Purchases (Cumulative) | Technical Potential | 0 | 0 | 0 | 0 | 0 | 0 | 0 | 0 | 0 | 0 | 0 | 0 | 0 | 0 | 0 | 0 | 0 | 0 | 0 | 0 | 0 | 0 | 0 | 0 | 0 | 0 | 0
F1_Commercial_WA - College_New_Miscellaneous_Natural Gas_Pool Heater_A_Technical Potential | F1 | Commercial | WA - College | New | Miscellaneous | Natural Gas | Pool Heater | A | Original Unit Energy Savings (kWh or therms) | Technical Potential | 0 | 0 | 0 | 0 | 0 | 0 | 0 | 0 | 0 | 0 | 0 | 0 | 0 | 0 | 0 | 0 | 0 | 0 | 0 | 0 | 0 | 0 | 0 | 0 | 0 | 0 | 0
F2_Commercial_WA - College_New_Miscellaneous_Natural Gas_Pool Heater_A_Technical Potential | F2 | Commercial | WA - College | New | Miscellaneous | Natural Gas | Pool Heater | A | Original Unit Summer Peak Savings (kW) | Technical Potential | 0 | 0 | 0 | 0 | 0 | 0 | 0 | 0 | 0 | 0 | 0 | 0 | 0 | 0 | 0 | 0 | 0 | 0 | 0 | 0 | 0 | 0 | 0 | 0 | 0 | 0 | 0
F3_Commercial_WA - College_New_Miscellaneous_Natural Gas_Pool Heater_A_Technical Potential | F3 | Commercial | WA - College | New | Miscellaneous | Natural Gas | Pool Heater | A | Original Unit Winter Peak Savings (kW) | Technical Potential | 0 | 0 | 0 | 0 | 0 | 0 | 0 | 0 | 0 | 0 | 0 | 0 | 0 | 0 | 0 | 0 | 0 | 0 | 0 | 0 | 0 | 0 | 0 | 0 | 0 | 0 | 0
F4_Commercial_WA - College_New_Miscellaneous_Natural Gas_Pool Heater_A_Technical Potential | F4 | Commercial | WA - College | New | Miscellaneous | Natural Gas | Pool Heater | A | Standalone Impact on Baseline Energy (%) | Technical Potential | 0 | 0 | 0 | 0 | 0 | 0 | 0 | 0 | 0 | 0 | 0 | 0 | 0 | 0 | 0 | 0 | 0 | 0 | 0 | 0 | 0 | 0 | 0 | 0 | 0 | 0 | 0
F5_Commercial_WA - College_New_Miscellaneous_Natural Gas_Pool Heater_A_Technical Potential | F5 | Commercial | WA - College | New | Miscellaneous | Natural Gas | Pool Heater | A | Standalone Impact on Baseline Summer Peak (%) | Technical Potential | 0 | 0 | 0 | 0 | 0 | 0 | 0 | 0 | 0 | 0 | 0 | 0 | 0 | 0 | 0 | 0 | 0 | 0 | 0 | 0 | 0 | 0 | 0 | 0 | 0 | 0 | 0
F6_Commercial_WA - College_New_Miscellaneous_Natural Gas_Pool Heater_A_Technical Potential | F6 | Commercial | WA - College | New | Miscellaneous | Natural Gas | Pool Heater | A | Standalone Impact on Baseline Winter Peak (%) | Technical Potential | 0 | 0 | 0 | 0 | 0 | 0 | 0 | 0 | 0 | 0 | 0 | 0 | 0 | 0 | 0 | 0 | 0 | 0 | 0 | 0 | 0 | 0 | 0 | 0 | 0 | 0 | 0
F7_Commercial_WA - College_New_Miscellaneous_Natural Gas_Pool Heater_A_Technical Potential | F7 | Commercial | WA - College | New | Miscellaneous | Natural Gas | Pool Heater | A | Incremental Energy Savings (MWh or mTherms) | Technical Potential | 0 | 0 | 0 | 0 | 0 | 0 | 0 | 0 | 0 | 0 | 0 | 0 | 0 | 0 | 0 | 0 | 0 | 0 | 0 | 0 | 0 | 0 | 0 | 0 | 0 | 0 | 0
F8_Commercial_WA - College_New_Miscellaneous_Natural Gas_Pool Heater_A_Technical Potential | F8 | Commercial | WA - College | New | Miscellaneous | Natural Gas | Pool Heater | A | Incremental Summer Peak Savings (MW) | Technical Potential | 0 | 0 | 0 | 0 | 0 | 0 | 0 | 0 | 0 | 0 | 0 | 0 | 0 | 0 | 0 | 0 | 0 | 0 | 0 | 0 | 0 | 0 | 0 | 0 | 0 | 0 | 0
F9_Commercial_WA - College_New_Miscellaneous_Natural Gas_Pool Heater_A_Technical Potential | F9 | Commercial | WA - College | New | Miscellaneous | Natural Gas | Pool Heater | A | Incremental Winter Peak Savings (MW) | Technical Potential | 0 | 0 | 0 | 0 | 0 | 0 | 0 | 0 | 0 | 0 | 0 | 0 | 0 | 0 | 0 | 0 | 0 | 0 | 0 | 0 | 0 | 0 | 0 | 0 | 0 | 0 | 0
F10_Commercial_WA - College_New_Miscellaneous_Natural Gas_Pool Heater_A_Technical Potential | F10 | Commercial | WA - College | New | Miscellaneous | Natural Gas | Pool Heater | A | Cumulative Energy Savings (MWh or mTherms) | Technical Potential | 0 | 0 | 0 | 0 | 0 | 0 | 0 | 0 | 0 | 0 | 0 | 0 | 0 | 0 | 0 | 0 | 0 | 0 | 0 | 0 | 0 | 0 | 0 | 0 | 0 | 0 | 0
F11_Commercial_WA - College_New_Miscellaneous_Natural Gas_Pool Heater_A_Technical Potential | F11 | Commercial | WA - College | New | Miscellaneous | Natural Gas | Pool Heater | A | Cumulative Summer Peak Savings (MW) | Technical Potential | 0 | 0 | 0 | 0 | 0 | 0 | 0 | 0 | 0 | 0 | 0 | 0 | 0 | 0 | 0 | 0 | 0 | 0 | 0 | 0 | 0 | 0 | 0 | 0 | 0 | 0 | 0
F12_Commercial_WA - College_New_Miscellaneous_Natural Gas_Pool Heater_A_Technical Potential | F12 | Commercial | WA - College | New | Miscellaneous | Natural Gas | Pool Heater | A | Cumulative Winter Peak Savings (MW) | Technical Potential | 0 | 0 | 0 | 0 | 0 | 0 | 0 | 0 | 0 | 0 | 0 | 0 | 0 | 0 | 0 | 0 | 0 | 0 | 0 | 0 | 0 | 0 | 0 | 0 | 0 | 0 | 0
F13_Commercial_WA - College_New_Miscellaneous_Natural Gas_Pool Heater_A_Technical Potential | F13 | Commercial | WA - College | New | Miscellaneous | Natural Gas | Pool Heater | A | Purchases (Incremental) | Technical Potential | 0 | 0 | 0 | 0 | 0 | 0 | 0 | 0 | 0 | 0 | 0 | 0 | 0 | 0 | 0 | 0 | 0 | 0 | 0 | 0 | 0 | 0 | 0 | 0 | 0 | 0 | 0
F14_Commercial_WA - College_New_Miscellaneous_Natural Gas_Pool Heater_A_Technical Potential | F14 | Commercial | WA - College | New | Miscellaneous | Natural Gas | Pool Heater | A | Purchases (Cumulative) | Technical Potential | 0 | 0 | 0 | 0 | 0 | 0 | 0 | 0 | 0 | 0 | 0 | 0 | 0 | 0 | 0 | 0 | 0 | 0 | 0 | 0 | 0 | 0 | 0 | 0 | 0 | 0 | 0
F1_Commercial_WA - Health_Existing_Space Heating_Natural Gas_Furnace_A_Technical Potential | F1 | Commercial | WA - Health | Existing | Space Heating | Natural Gas | Furnace | A | Original Unit Energy Savings (kWh or therms) | Technical Potential | 0 | 122.2515 | 121.7774 | 82.9831 | 82.9831 | 82.9831 | 82.9831 | 82.9831 | 82.9831 | 82.9831 | 82.9831 | 82.9831 | 82.9831 | 82.9831 | 82.9831 | 82.9831 | 82.9831 | 82.9831 | 82.9831 | 82.9831 | 82.9831 | 82.9831 | 82.9831 | 82.9831 | 82.9831 | 82.9831 | 82.9831
F2_Commercial_WA - Health_Existing_Space Heating_Natural Gas_Furnace_A_Technical Potential | F2 | Commercial | WA - Health | Existing | Space Heating | Natural Gas | Furnace | A | Original Unit Summer Peak Savings (kW) | Technical Potential | 0 | 0 | 0 | 0 | 0 | 0 | 0 | 0 | 0 | 0 | 0 | 0 | 0 | 0 | 0 | 0 | 0 | 0 | 0 | 0 | 0 | 0 | 0 | 0 | 0 | 0 | 0
F3_Commercial_WA - Health_Existing_Space Heating_Natural Gas_Furnace_A_Technical Potential | F3 | Commercial | WA - Health | Existing | Space Heating | Natural Gas | Furnace | A | Original Unit Winter Peak Savings (kW) | Technical Potential | 0 | 0 | 0 | 0 | 0 | 0 | 0 | 0 | 0 | 0 | 0 | 0 | 0 | 0 | 0 | 0 | 0 | 0 | 0 | 0 | 0 | 0 | 0 | 0 | 0 | 0 | 0
F4_Commercial_WA - Health_Existing_Space Heating_Natural Gas_Furnace_A_Technical Potential | F4 | Commercial | WA - Health | Existing | Space Heating | Natural Gas | Furnace | A | Standalone Impact on Baseline Energy (%) | Technical Potential | 0 | 0 | 6.8448e-05 | 9.9957e-05 | 0.00016042 | 0.00022847 | 0.00030452 | 0.00038897 | 0.00048217 | 0.00058446 | 0.00069522 | 0.00081388 | 0.00093989 | 0.0010727 | 0.0012119 | 0.001357 | 0.0015076 | 0.0016631 | 0.0018234 | 0.0019751 | 0.0021193 | 0.0022571 | 0.0023894 | 0.0025172 | 0.0026415 | 0.002714 | 0.0027778
F5_Commercial_WA - Health_Existing_Space Heating_Natural Gas_Furnace_A_Technical Potential | F5 | Commercial | WA - Health | Existing | Space Heating | Natural Gas | Furnace | A | Standalone Impact on Baseline Summer Peak (%) | Technical Potential | 0 | 0 | 0 | 0 | 0 | 0 | 0 | 0 | 0 | 0 | 0 | 0 | 0 | 0 | 0 | 0 | 0 | 0 | 0 | 0 | 0 | 0 | 0 | 0 | 0 | 0 | 0
F6_Commercial_WA - Health_Existing_Space Heating_Natural Gas_Furnace_A_Technical Potential | F6 | Commercial | WA - Health | Existing | Space Heating | Natural Gas | Furnace | A | Standalone Impact on Baseline Winter Peak (%) | Technical Potential | 0 | 0 | 0 | 0 | 0 | 0 | 0 | 0 | 0 | 0 | 0 | 0 | 0 | 0 | 0 | 0 | 0 | 0 | 0 | 0 | 0 | 0 | 0 | 0 | 0 | 0 | 0
F7_Commercial_WA - Health_Existing_Space Heating_Natural Gas_Furnace_A_Technical Potential | F7 | Commercial | WA - Health | Existing | Space Heating | Natural Gas | Furnace | A | Incremental Energy Savings (MWh or mTherms) | Technical Potential | 0 | 0 | 0.18026 | 0.13961 | 0.15747 | 0.17634 | 0.19614 | 0.21681 | 0.23826 | 0.26045 | 0.28094 | 0.29984 | 0.3173 | 0.33341 | 0.34828 | 0.362 | 0.37468 | 0.38637 | 0.39717 | 0.37487 | 0.35548 | 0.33888 | 0.32492 | 0.31349 | 0.30446 | 0.17488 | 0.15354
F8_Commercial_WA - Health_Existing_Space Heating_Natural Gas_Furnace_A_Technical Potential | F8 | Commercial | WA - Health | Existing | Space Heating | Natural Gas | Furnace | A | Incremental Summer Peak Savings (MW) | Technical Potential | 0 | 0 | 0 | 0 | 0 | 0 | 0 | 0 | 0 | 0 | 0 | 0 | 0 | 0 | 0 | 0 | 0 | 0 | 0 | 0 | 0 | 0 | 0 | 0 | 0 | 0 | 0
F9_Commercial_WA - Health_Existing_Space Heating_Natural Gas_Furnace_A_Technical Potential | F9 | Commercial | WA - Health | Existing | Space Heating | Natural Gas | Furnace | A | Incremental Winter Peak Savings (MW) | Technical Potential | 0 | 0 | 0 | 0 | 0 | 0 | 0 | 0 | 0 | 0 | 0 | 0 | 0 | 0 | 0 | 0 | 0 | 0 | 0 | 0 | 0 | 0 | 0 | 0 | 0 | 0 | 0
F10_Commercial_WA - Health_Existing_Space Heating_Natural Gas_Furnace_A_Technical Potential | F10 | Commercial | WA - Health | Existing | Space Heating | Natural Gas | Furnace | A | Cumulative Energy Savings (MWh or mTherms) | Technical Potential | 0 | 0 | 0.18026 | 0.26244 | 0.41991 | 0.59625 | 0.79239 | 1.0092 | 1.2475 | 1.5079 | 1.7888 | 2.0887 | 2.406 | 2.7394 | 3.0877 | 3.4497 | 3.8244 | 4.2107 | 4.6079 | 4.9828 | 5.3382 | 5.6771 | 6.002 | 6.3155 | 6.62 | 6.7949 | 6.9484
F11_Commercial_WA - Health_Existing_Space Heating_Natural Gas_Furnace_A_Technical Potential | F11 | Commercial | WA - Health | Existing | Space Heating | Natural Gas | Furnace | A | Cumulative Summer Peak Savings (MW) | Technical Potential | 0 | 0 | 0 | 0 | 0 | 0 | 0 | 0 | 0 | 0 | 0 | 0 | 0 | 0 | 0 | 0 | 0 | 0 | 0 | 0 | 0 | 0 | 0 | 0 | 0 | 0 | 0
F12_Commercial_WA - Health_Existing_Space Heating_Natural Gas_Furnace_A_Technical Potential | F12 | Commercial | WA - Health | Existing | Space Heating | Natural Gas | Furnace | A | Cumulative Winter Peak Savings (MW) | Technical Potential | 0 | 0 | 0 | 0 | 0 | 0 | 0 | 0 | 0 | 0 | 0 | 0 | 0 | 0 | 0 | 0 | 0 | 0 | 0 | 0 | 0 | 0 | 0 | 0 | 0 | 0 | 0
F13_Commercial_WA - Health_Existing_Space Heating_Natural Gas_Furnace_A_Technical Potential | F13 | Commercial | WA - Health | Existing | Space Heating | Natural Gas | Furnace | A | Purchases (Incremental) | Technical Potential | 0 | 0 | 1.4803 | 1.6823 | 1.8976 | 2.125 | 2.3636 | 2.6126 | 2.8712 | 3.1386 | 3.3855 | 3.6133 | 3.8236 | 4.0178 | 4.197 | 4.3624 | 4.5151 | 4.656 | 4.7862 | 4.5174 | 4.2838 | 4.0837 | 3.9155 | 3.7778 | 3.669 | 2.1075 | 1.8503
F14_Commercial_WA - Health_Existing_Space Heating_Natural Gas_Furnace_A_Technical Potential | F14 | Commercial | WA - Health | Existing | Space Heating | Natural Gas | Furnace | A | Purchases (Cumulative) | Technical Potential | 0 | 0 | 1.4803 | 3.1626 | 5.0602 | 7.1852 | 9.5488 | 12.1615 | 15.0327 | 18.1713 | 21.5568 | 25.1701 | 28.9937 | 33.0114 | 37.2084 | 41.5708 | 46.0859 | 50.7419 | 55.5281 | 60.0455 | 64.3293 | 68.413 | 72.3285 | 76.1062 | 79.7752 | 81.8827 | 83.733
F1_Commercial_WA - Health_Existing_Space Heating_Natural Gas_Boiler_A_Technical Potential | F1 | Commercial | WA - Health | Existing | Space Heating | Natural Gas | Boiler | A | Original Unit Energy Savings (kWh or therms) | Technical Potential | 0 | 3064.0148 | 3052.1334 | 3052.1334 | 3052.1334 | 3052.1334 | 3052.1334 | 3052.1334 | 3052.1334 | 3052.1334 | 3052.1334 | 3052.1334 | 3052.1334 | 3052.1334 | 3052.1334 | 3052.1334 | 3052.1334 | 3052.1334 | 3052.1334 | 3052.1334 | 3052.1334 | 3052.1334 | 3052.1334 | 3052.1334 | 3052.1334 | 3052.1334 | 3052.1334
F2_Commercial_WA - Health_Existing_Space Heating_Natural Gas_Boiler_A_Technical Potential | F2 | Commercial | WA - Health | Existing | Space Heating | Natural Gas | Boiler | A | Original Unit Summer Peak Savings (kW) | Technical Potential | 0 | 0 | 0 | 0 | 0 | 0 | 0 | 0 | 0 | 0 | 0 | 0 | 0 | 0 | 0 | 0 | 0 | 0 | 0 | 0 | 0 | 0 | 0 | 0 | 0 | 0 | 0
F3_Commercial_WA - Health_Existing_Space Heating_Natural Gas_Boiler_A_Technical Potential | F3 | Commercial | WA - Health | Existing | Space Heating | Natural Gas | Boiler | A | Original Unit Winter Peak Savings (kW) | Technical Potential | 0 | 0 | 0 | 0 | 0 | 0 | 0 | 0 | 0 | 0 | 0 | 0 | 0 | 0 | 0 | 0 | 0 | 0 | 0 | 0 | 0 | 0 | 0 | 0 | 0 | 0 | 0
F4_Commercial_WA - Health_Existing_Space Heating_Natural Gas_Boiler_A_Technical Potential | F4 | Commercial | WA - Health | Existing | Space Heating | Natural Gas | Boiler | A | Standalone Impact on Baseline Energy (%) | Technical Potential | 0 | 0 | 0.01141 | 0.022984 | 0.034712 | 0.046589 | 0.058604 | 0.070751 | 0.083023 | 0.095411 | 0.10791 | 0.12051 | 0.1332 | 0.14598 | 0.15884 | 0.17177 | 0.18476 | 0.19781 | 0.2109 | 0.22403 | 0.2372 | 0.25038 | 0.26349 | 0.27652 | 0.28949 | 0.30241 | 0.3153
F5_Commercial_WA - Health_Existing_Space Heating_Natural Gas_Boiler_A_Technical Potential | F5 | Commercial | WA - Health | Existing | Space Heating | Natural Gas | Boiler | A | Standalone Impact on Baseline Summer Peak (%) | Technical Potential | 0 | 0 | 0 | 0 | 0 | 0 | 0 | 0 | 0 | 0 | 0 | 0 | 0 | 0 | 0 | 0 | 0 | 0 | 0 | 0 | 0 | 0 | 0 | 0 | 0 | 0 | 0
F6_Commercial_WA - Health_Existing_Space Heating_Natural Gas_Boiler_A_Technical Potential | F6 | Commercial | WA - Health | Existing | Space Heating | Natural Gas | Boiler | A | Standalone Impact on Baseline Winter Peak (%) | Technical Potential | 0 | 0 | 0 | 0 | 0 | 0 | 0 | 0 | 0 | 0 | 0 | 0 | 0 | 0 | 0 | 0 | 0 | 0 | 0 | 0 | 0 | 0 | 0 | 0 | 0 | 0 | 0
F7_Commercial_WA - Health_Existing_Space Heating_Natural Gas_Boiler_A_Technical Potential | F7 | Commercial | WA - Health | Existing | Space Heating | Natural Gas | Boiler | A | Incremental Energy Savings (MWh or mTherms) | Technical Potential | 0 | 0 | 30.0491 | 30.2952 | 30.5189 | 30.7223 | 30.9072 | 31.0753 | 31.2281 | 31.367 | 31.4933 | 31.6081 | 31.7125 | 31.8074 | 31.8936 | 31.9721 | 32.0433 | 32.1081 | 32.1671 | 32.2206 | 32.2693 | 32.3136 | 32.0831 | 31.8982 | 31.7525 | 31.6403 | 31.5569
F8_Commercial_WA - Health_Existing_Space Heating_Natural Gas_Boiler_A_Technical Potential | F8 | Commercial | WA - Health | Existing | Space Heating | Natural Gas | Boiler | A | Incremental Summer Peak Savings (MW) | Technical Potential | 0 | 0 | 0 | 0 | 0 | 0 | 0 | 0 | 0 | 0 | 0 | 0 | 0 | 0 | 0 | 0 | 0 | 0 | 0 | 0 | 0 | 0 | 0 | 0 | 0 | 0 | 0
F9_Commercial_WA - Health_Existing_Space Heating_Natural Gas_Boiler_A_Technical Potential | F9 | Commercial | WA - Health | Existing | Space Heating | Natural Gas | Boiler | A | Incremental Winter Peak Savings (MW) | Technical Potential | 0 | 0 | 0 | 0 | 0 | 0 | 0 | 0 | 0 | 0 | 0 | 0 | 0 | 0 | 0 | 0 | 0 | 0 | 0 | 0 | 0 | 0 | 0 | 0 | 0 | 0 | 0
F10_Commercial_WA - Health_Existing_Space Heating_Natural Gas_Boiler_A_Technical Potential | F10 | Commercial | WA - Health | Existing | Space Heating | Natural Gas | Boiler | A | Cumulative Energy Savings (MWh or mTherms) | Technical Potential | 0 | 0 | 30.0491 | 60.3443 | 90.8632 | 121.5855 | 152.4927 | 183.568 | 214.7961 | 246.1631 | 277.6564 | 309.2646 | 340.9771 | 372.7844 | 404.6781 | 436.6501 | 468.6935 | 500.8016 | 532.9687 | 565.1893 | 597.4586 | 629.7722 | 661.8553 | 693.7535 | 725.5059 | 757.1462 | 788.7031
F11_Commercial_WA - Health_Existing_Space Heating_Natural Gas_Boiler_A_Technical Potential | F11 | Commercial | WA - Health | Existing | Space Heating | Natural Gas | Boiler | A | Cumulative Summer Peak Savings (MW) | Technical Potential | 0 | 0 | 0 | 0 | 0 | 0 | 0 | 0 | 0 | 0 | 0 | 0 | 0 | 0 | 0 | 0 | 0 | 0 | 0 | 0 | 0 | 0 | 0 | 0 | 0 | 0 | 0
F12_Commercial_WA - Health_Existing_Space Heating_Natural Gas_Boiler_A_Technical Potential | F12 | Commercial | WA - Health | Existing | Space Heating | Natural Gas | Boiler | A | Cumulative Winter Peak Savings (MW) | Technical Potential | 0 | 0 | 0 | 0 | 0 | 0 | 0 | 0 | 0 | 0 | 0 | 0 | 0 | 0 | 0 | 0 | 0 | 0 | 0 | 0 | 0 | 0 | 0 | 0 | 0 | 0 | 0
F13_Commercial_WA - Health_Existing_Space Heating_Natural Gas_Boiler_A_Technical Potential | F13 | Commercial | WA - Health | Existing | Space Heating | Natural Gas | Boiler | A | Purchases (Incremental) | Technical Potential | 0 | 0 | 9.8453 | 9.9259 | 9.9992 | 10.0658 | 10.1264 | 10.1815 | 10.2316 | 10.2771 | 10.3185 | 10.3561 | 10.3903 | 10.4214 | 10.4496 | 10.4753 | 10.4987 | 10.5199 | 10.5392 | 10.5568 | 10.5727 | 10.5872 | 10.5117 | 10.4511 | 10.4034 | 10.3666 | 10.3393
F14_Commercial_WA - Health_Existing_Space Heating_Natural Gas_Boiler_A_Technical Potential | F14 | Commercial | WA - Health | Existing | Space Heating | Natural Gas | Boiler | A | Purchases (Cumulative) | Technical Potential | 0 | 0 | 9.8453 | 19.7712 | 29.7704 | 39.8362 | 49.9627 | 60.1442 | 70.3757 | 80.6528 | 90.9713 | 101.3273 | 111.7176 | 122.139 | 132.5886 | 143.0639 | 153.5626 | 164.0825 | 174.6217 | 185.1784 | 195.7511 | 206.3383 | 216.85 | 227.3012 | 237.7045 | 248.0711 | 258.4104
F1_Commercial_WA - Health_Existing_Space Heating_Natural Gas_Unit Heater_A_Technical Potential | F1 | Commercial | WA - Health | Existing | Space Heating | Natural Gas | Unit Heater | A | Original Unit Energy Savings (kWh or therms) | Technical Potential | 0 | 0 | 0 | 0 | 0 | 0 | 0 | 0 | 0 | 0 | 0 | 0 | 0 | 0 | 0 | 0 | 0 | 0 | 0 | 0 | 0 | 0 | 0 | 0 | 0 | 0 | 0
F2_Commercial_WA - Health_Existing_Space Heating_Natural Gas_Unit Heater_A_Technical Potential | F2 | Commercial | WA - Health | Existing | Space Heating | Natural Gas | Unit Heater | A | Original Unit Summer Peak Savings (kW) | Technical Potential | 0 | 0 | 0 | 0 | 0 | 0 | 0 | 0 | 0 | 0 | 0 | 0 | 0 | 0 | 0 | 0 | 0 | 0 | 0 | 0 | 0 | 0 | 0 | 0 | 0 | 0 | 0
F3_Commercial_WA - Health_Existing_Space Heating_Natural Gas_Unit Heater_A_Technical Potential | F3 | Commercial | WA - Health | Existing | Space Heating | Natural Gas | Unit Heater | A | Original Unit Winter Peak Savings (kW) | Technical Potential | 0 | 0 | 0 | 0 | 0 | 0 | 0 | 0 | 0 | 0 | 0 | 0 | 0 | 0 | 0 | 0 | 0 | 0 | 0 | 0 | 0 | 0 | 0 | 0 | 0 | 0 | 0
F4_Commercial_WA - Health_Existing_Space Heating_Natural Gas_Unit Heater_A_Technical Potential | F4 | Commercial | WA - Health | Existing | Space Heating | Natural Gas | Unit Heater | A | Standalone Impact on Baseline Energy (%) | Technical Potential | 0 | 0 | 0 | 0 | 0 | 0 | 0 | 0 | 0 | 0 | 0 | 0 | 0 | 0 | 0 | 0 | 0 | 0 | 0 | 0 | 0 | 0 | 0 | 0 | 0 | 0 | 0
F5_Commercial_WA - Health_Existing_Space Heating_Natural Gas_Unit Heater_A_Technical Potential | F5 | Commercial | WA - Health | Existing | Space Heating | Natural Gas | Unit Heater | A | Standalone Impact on Baseline Summer Peak (%) | Technical Potential | 0 | 0 | 0 | 0 | 0 | 0 | 0 | 0 | 0 | 0 | 0 | 0 | 0 | 0 | 0 | 0 | 0 | 0 | 0 | 0 | 0 | 0 | 0 | 0 | 0 | 0 | 0
F6_Commercial_WA - Health_Existing_Space Heating_Natural Gas_Unit Heater_A_Technical Potential | F6 | Commercial | WA - Health | Existing | Space Heating | Natural Gas | Unit Heater | A | Standalone Impact on Baseline Winter Peak (%) | Technical Potential | 0 | 0 | 0 | 0 | 0 | 0 | 0 | 0 | 0 | 0 | 0 | 0 | 0 | 0 | 0 | 0 | 0 | 0 | 0 | 0 | 0 | 0 | 0 | 0 | 0 | 0 | 0
F7_Commercial_WA - Health_Existing_Space Heating_Natural Gas_Unit Heater_A_Technical Potential | F7 | Commercial | WA - Health | Existing | Space Heating | Natural Gas | Unit Heater | A | Incremental Energy Savings (MWh or mTherms) | Technical Potential | 0 | 0 | 0 | 0 | 0 | 0 | 0 | 0 | 0 | 0 | 0 | 0 | 0 | 0 | 0 | 0 | 0 | 0 | 0 | 0 | 0 | 0 | 0 | 0 | 0 | 0 | 0
F8_Commercial_WA - Health_Existing_Space Heating_Natural Gas_Unit Heater_A_Technical Potential | F8 | Commercial | WA - Health | Existing | Space Heating | Natural Gas | Unit Heater | A | Incremental Summer Peak Savings (MW) | Technical Potential | 0 | 0 | 0 | 0 | 0 | 0 | 0 | 0 | 0 | 0 | 0 | 0 | 0 | 0 | 0 | 0 | 0 | 0 | 0 | 0 | 0 | 0 | 0 | 0 | 0 | 0 | 0
F9_Commercial_WA - Health_Existing_Space Heating_Natural Gas_Unit Heater_A_Technical Potential | F9 | Commercial | WA - Health | Existing | Space Heating | Natural Gas | Unit Heater | A | Incremental Winter Peak Savings (MW) | Technical Potential | 0 | 0 | 0 | 0 | 0 | 0 | 0 | 0 | 0 | 0 | 0 | 0 | 0 | 0 | 0 | 0 | 0 | 0 | 0 | 0 | 0 | 0 | 0 | 0 | 0 | 0 | 0
F10_Commercial_WA - Health_Existing_Space Heating_Natural Gas_Unit Heater_A_Technical Potential | F10 | Commercial | WA - Health | Existing | Space Heating | Natural Gas | Unit Heater | A | Cumulative Energy Savings (MWh or mTherms) | Technical Potential | 0 | 0 | 0 | 0 | 0 | 0 | 0 | 0 | 0 | 0 | 0 | 0 | 0 | 0 | 0 | 0 | 0 | 0 | 0 | 0 | 0 | 0 | 0 | 0 | 0 | 0 | 0
F11_Commercial_WA - Health_Existing_Space Heating_Natural Gas_Unit Heater_A_Technical Potential | F11 | Commercial | WA - Health | Existing | Space Heating | Natural Gas | Unit Heater | A | Cumulative Summer Peak Savings (MW) | Technical Potential | 0 | 0 | 0 | 0 | 0 | 0 | 0 | 0 | 0 | 0 | 0 | 0 | 0 | 0 | 0 | 0 | 0 | 0 | 0 | 0 | 0 | 0 | 0 | 0 | 0 | 0 | 0
F12_Commercial_WA - Health_Existing_Space Heating_Natural Gas_Unit Heater_A_Technical Potential | F12 | Commercial | WA - Health | Existing | Space Heating | Natural Gas | Unit Heater | A | Cumulative Winter Peak Savings (MW) | Technical Potential | 0 | 0 | 0 | 0 | 0 | 0 | 0 | 0 | 0 | 0 | 0 | 0 | 0 | 0 | 0 | 0 | 0 | 0 | 0 | 0 | 0 | 0 | 0 | 0 | 0 | 0 | 0
F13_Commercial_WA - Health_Existing_Space Heating_Natural Gas_Unit Heater_A_Technical Potential | F13 | Commercial | WA - Health | Existing | Space Heating | Natural Gas | Unit Heater | A | Purchases (Incremental) | Technical Potential | 0 | 0 | 0 | 0 | 0 | 0 | 0 | 0 | 0 | 0 | 0 | 0 | 0 | 0 | 0 | 0 | 0 | 0 | 0 | 0 | 0 | 0 | 0 | 0 | 0 | 0 | 0
F14_Commercial_WA - Health_Existing_Space Heating_Natural Gas_Unit Heater_A_Technical Potential | F14 | Commercial | WA - Health | Existing | Space Heating | Natural Gas | Unit Heater | A | Purchases (Cumulative) | Technical Potential | 0 | 0 | 0 | 0 | 0 | 0 | 0 | 0 | 0 | 0 | 0 | 0 | 0 | 0 | 0 | 0 | 0 | 0 | 0 | 0 | 0 | 0 | 0 | 0 | 0 | 0 | 0
F1_Commercial_WA - Health_Existing_Water Heating_Natural Gas_Water Heater_A_Technical Potential | F1 | Commercial | WA - Health | Existing | Water Heating | Natural Gas | Water Heater | A | Original Unit Energy Savings (kWh or therms) | Technical Potential | 0 | 2.8505 | 6.0949 | 6.0949 | 6.0949 | 6.0949 | 6.0949 | 6.0949 | 6.0949 | 6.0949 | 6.0949 | 6.0949 | 6.0949 | 6.0949 | 6.0949 | 6.0949 | 6.0949 | 6.0949 | 6.0949 | 6.0949 | 6.0949 | 6.0949 | 6.0949 | 6.0949 | 6.0949 | 6.0949 | 6.0949
F2_Commercial_WA - Health_Existing_Water Heating_Natural Gas_Water Heater_A_Technical Potential | F2 | Commercial | WA - Health | Existing | Water Heating | Natural Gas | Water Heater | A | Original Unit Summer Peak Savings (kW) | Technical Potential | 0 | 0 | 0 | 0 | 0 | 0 | 0 | 0 | 0 | 0 | 0 | 0 | 0 | 0 | 0 | 0 | 0 | 0 | 0 | 0 | 0 | 0 | 0 | 0 | 0 | 0 | 0
F3_Commercial_WA - Health_Existing_Water Heating_Natural Gas_Water Heater_A_Technical Potential | F3 | Commercial | WA - Health | Existing | Water Heating | Natural Gas | Water Heater | A | Original Unit Winter Peak Savings (kW) | Technical Potential | 0 | 0 | 0 | 0 | 0 | 0 | 0 | 0 | 0 | 0 | 0 | 0 | 0 | 0 | 0 | 0 | 0 | 0 | 0 | 0 | 0 | 0 | 0 | 0 | 0 | 0 | 0
F4_Commercial_WA - Health_Existing_Water Heating_Natural Gas_Water Heater_A_Technical Potential | F4 | Commercial | WA - Health | Existing | Water Heating | Natural Gas | Water Heater | A | Standalone Impact on Baseline Energy (%) | Technical Potential | 0 | 0 | 0.01057 | 0.020955 | 0.031192 | 0.041304 | 0.051304 | 0.061198 | 0.070982 | 0.080648 | 0.090901 | 0.10148 | 0.10181 | 0.10207 | 0.10229 | 0.10578 | 0.10859 | 0.11084 | 0.11265 | 0.11424 | 0.11503 | 0.11537 | 0.11541 | 0.11544 | 0.11611 | 0.11613 | 0.11614
F5_Commercial_WA - Health_Existing_Water Heating_Natural Gas_Water Heater_A_Technical Potential | F5 | Commercial | WA - Health | Existing | Water Heating | Natural Gas | Water Heater | A | Standalone Impact on Baseline Summer Peak (%) | Technical Potential | 0 | 0 | 0 | 0 | 0 | 0 | 0 | 0 | 0 | 0 | 0 | 0 | 0 | 0 | 0 | 0 | 0 | 0 | 0 | 0 | 0 | 0 | 0 | 0 | 0 | 0 | 0
F6_Commercial_WA - Health_Existing_Water Heating_Natural Gas_Water Heater_A_Technical Potential | F6 | Commercial | WA - Health | Existing | Water Heating | Natural Gas | Water Heater | A | Standalone Impact on Baseline Winter Peak (%) | Technical Potential | 0 | 0 | 0 | 0 | 0 | 0 | 0 | 0 | 0 | 0 | 0 | 0 | 0 | 0 | 0 | 0 | 0 | 0 | 0 | 0 | 0 | 0 | 0 | 0 | 0 | 0 | 0
F7_Commercial_WA - Health_Existing_Water Heating_Natural Gas_Water Heater_A_Technical Potential | F7 | Commercial | WA - Health | Existing | Water Heating | Natural Gas | Water Heater | A | Incremental Energy Savings (MWh or mTherms) | Technical Potential | 0 | 0 | 23.8214 | 22.6664 | 21.7425 | 21.0033 | 20.4119 | 19.9388 | 19.5604 | 19.2576 | 20.4591 | 21.1316 | 0 | 0 | 0 | 6.8223 | 5.4578 | 4.3663 | 3.493 | 3.0832 | 1.4848 | 0.58725 | 0 | 0 | 1.3066 | 0 | 0
F8_Commercial_WA - Health_Existing_Water Heating_Natural Gas_Water Heater_A_Technical Potential | F8 | Commercial | WA - Health | Existing | Water Heating | Natural Gas | Water Heater | A | Incremental Summer Peak Savings (MW) | Technical Potential | 0 | 0 | 0 | 0 | 0 | 0 | 0 | 0 | 0 | 0 | 0 | 0 | 0 | 0 | 0 | 0 | 0 | 0 | 0 | 0 | 0 | 0 | 0 | 0 | 0 | 0 | 0
F9_Commercial_WA - Health_Existing_Water Heating_Natural Gas_Water Heater_A_Technical Potential | F9 | Commercial | WA - Health | Existing | Water Heating | Natural Gas | Water Heater | A | Incremental Winter Peak Savings (MW) | Technical Potential | 0 | 0 | 0 | 0 | 0 | 0 | 0 | 0 | 0 | 0 | 0 | 0 | 0 | 0 | 0 | 0 | 0 | 0 | 0 | 0 | 0 | 0 | 0 | 0 | 0 | 0 | 0
F10_Commercial_WA - Health_Existing_Water Heating_Natural Gas_Water Heater_A_Technical Potential | F10 | Commercial | WA - Health | Existing | Water Heating | Natural Gas | Water Heater | A | Cumulative Energy Savings (MWh or mTherms) | Technical Potential | 0 | 0 | 23.8214 | 46.4878 | 68.2303 | 89.2336 | 109.6455 | 129.5843 | 149.1447 | 168.4023 | 188.8614 | 209.993 | 209.993 | 209.993 | 209.993 | 216.8153 | 222.2732 | 226.6394 | 230.1325 | 233.2156 | 234.7004 | 235.2877 | 235.2877 | 235.2877 | 236.5943 | 236.5943 | 236.5943
F11_Commercial_WA - Health_Existing_Water Heating_Natural Gas_Water Heater_A_Technical Potential | F11 | Commercial | WA - Health | Existing | Water Heating | Natural Gas | Water Heater | A | Cumulative Summer Peak Savings (MW) | Technical Potential | 0 | 0 | 0 | 0 | 0 | 0 | 0 | 0 | 0 | 0 | 0 | 0 | 0 | 0 | 0 | 0 | 0 | 0 | 0 | 0 | 0 | 0 | 0 | 0 | 0 | 0 | 0
F12_Commercial_WA - Health_Existing_Water Heating_Natural Gas_Water Heater_A_Technical Potential | F12 | Commercial | WA - Health | Existing | Water Heating | Natural Gas | Water Heater | A | Cumulative Winter Peak Savings (MW) | Technical Potential | 0 | 0 | 0 | 0 | 0 | 0 | 0 | 0 | 0 | 0 | 0 | 0 | 0 | 0 | 0 | 0 | 0 | 0 | 0 | 0 | 0 | 0 | 0 | 0 | 0 | 0 | 0
F13_Commercial_WA - Health_Existing_Water Heating_Natural Gas_Water Heater_A_Technical Potential | F13 | Commercial | WA - Health | Existing | Water Heating | Natural Gas | Water Heater | A | Purchases (Incremental) | Technical Potential | 0 | 0 | 3908.4058 | 3718.9073 | 3567.3086 | 3446.0295 | 3349.0063 | 3271.3878 | 3209.2929 | 3159.617 | 3356.7494 | 3467.0807 | 0 | 0 | 0 | 1119.3443 | 895.4754 | 716.3803 | 573.1043 | 505.858 | 243.6127 | 96.351 | 0 | 0 | 214.3768 | 0 | 0
F14_Commercial_WA - Health_Existing_Water Heating_Natural Gas_Water Heater_A_Technical Potential | F14 | Commercial | WA - Health | Existing | Water Heating | Natural Gas | Water Heater | A | Purchases (Cumulative) | Technical Potential | 0 | 0 | 3908.4058 | 7627.3131 | 11194.6217 | 14640.6513 | 17989.6576 | 21261.0454 | 24470.3383 | 27629.9553 | 30986.7047 | 34453.7854 | 34453.7854 | 34453.7854 | 34453.7854 | 35573.1296 | 36468.6051 | 37184.9854 | 37758.0897 | 38263.9477 | 38507.5605 | 38603.9114 | 38603.9114 | 38603.9114 | 38818.2882 | 38818.2882 | 38818.2882
F1_Commercial_WA - Health_Existing_Food Preparation_Natural Gas_Oven_A_Technical Potential | F1 | Commercial | WA - Health | Existing | Food Preparation | Natural Gas | Oven | A | Original Unit Energy Savings (kWh or therms) | Technical Potential | 0 | 106.6752 | 106.6752 | 106.6752 | 106.6752 | 106.6752 | 106.6752 | 106.6752 | 106.6752 | 106.6752 | 106.6752 | 106.6752 | 106.6752 | 106.6752 | 106.6752 | 106.6752 | 106.6752 | 106.6752 | 106.6752 | 106.6752 | 106.6752 | 106.6752 | 106.6752 | 106.6752 | 106.6752 | 106.6752 | 106.6752
F2_Commercial_WA - Health_Existing_Food Preparation_Natural Gas_Oven_A_Technical Potential | F2 | Commercial | WA - Health | Existing | Food Preparation | Natural Gas | Oven | A | Original Unit Summer Peak Savings (kW) | Technical Potential | 0 | 0 | 0 | 0 | 0 | 0 | 0 | 0 | 0 | 0 | 0 | 0 | 0 | 0 | 0 | 0 | 0 | 0 | 0 | 0 | 0 | 0 | 0 | 0 | 0 | 0 | 0
F3_Commercial_WA - Health_Existing_Food Preparation_Natural Gas_Oven_A_Technical Potential | F3 | Commercial | WA - Health | Existing | Food Preparation | Natural Gas | Oven | A | Original Unit Winter Peak Savings (kW) | Technical Potential | 0 | 0 | 0 | 0 | 0 | 0 | 0 | 0 | 0 | 0 | 0 | 0 | 0 | 0 | 0 | 0 | 0 | 0 | 0 | 0 | 0 | 0 | 0 | 0 | 0 | 0 | 0
F4_Commercial_WA - Health_Existing_Food Preparation_Natural Gas_Oven_A_Technical Potential | F4 | Commercial | WA - Health | Existing | Food Preparation | Natural Gas | Oven | A | Standalone Impact on Baseline Energy (%) | Technical Potential | 0 | 0 | 3.2946e-05 | 8.3707e-05 | 0.00015482 | 0.00024222 | 0.00034264 | 0.00045348 | 0.00057266 | 0.00069851 | 0.0008297 | 0.00096515 | 0.0010772 | 0.0011734 | 0.0012276 | 0.0012607 | 0.0012742 | 0.0012794 | 0.0012794 | 0.0012794 | 0.0012794 | 0.0012794 | 0.0012794 | 0.0012794 | 0.0012921 | 0.0013149 | 0.0013411
F5_Commercial_WA - Health_Existing_Food Preparation_Natural Gas_Oven_A_Technical Potential | F5 | Commercial | WA - Health | Existing | Food Preparation | Natural Gas | Oven | A | Standalone Impact on Baseline Summer Peak (%) | Technical Potential | 0 | 0 | 0 | 0 | 0 | 0 | 0 | 0 | 0 | 0 | 0 | 0 | 0 | 0 | 0 | 0 | 0 | 0 | 0 | 0 | 0 | 0 | 0 | 0 | 0 | 0 | 0
F6_Commercial_WA - Health_Existing_Food Preparation_Natural Gas_Oven_A_Technical Potential | F6 | Commercial | WA - Health | Existing | Food Preparation | Natural Gas | Oven | A | Standalone Impact on Baseline Winter Peak (%) | Technical Potential | 0 | 0 | 0 | 0 | 0 | 0 | 0 | 0 | 0 | 0 | 0 | 0 | 0 | 0 | 0 | 0 | 0 | 0 | 0 | 0 | 0 | 0 | 0 | 0 | 0 | 0 | 0
F7_Commercial_WA - Health_Existing_Food Preparation_Natural Gas_Oven_A_Technical Potential | F7 | Commercial | WA - Health | Existing | Food Preparation | Natural Gas | Oven | A | Incremental Energy Savings (MWh or mTherms) | Technical Potential | 0 | 0 | 0.03161 | 0.048702 | 0.06823 | 0.083852 | 0.09635 | 0.10635 | 0.11435 | 0.12075 | 0.12586 | 0.12996 | 0.10748 | 0.092306 | 0.051975 | 0.031812 | 0.012952 | 0.0049667 | 0 | 0 | 0 | 0 | 0 | 0 | 0.012206 | 0.021838 | 0.025174
F8_Commercial_WA - Health_Existing_Food Preparation_Natural Gas_Oven_A_Technical Potential | F8 | Commercial | WA - Health | Existing | Food Preparation | Natural Gas | Oven | A | Incremental Summer Peak Savings (MW) | Technical Potential | 0 | 0 | 0 | 0 | 0 | 0 | 0 | 0 | 0 | 0 | 0 | 0 | 0 | 0 | 0 | 0 | 0 | 0 | 0 | 0 | 0 | 0 | 0 | 0 | 0 | 0 | 0
F9_Commercial_WA - Health_Existing_Food Preparation_Natural Gas_Oven_A_Technical Potential | F9 | Commercial | WA - Health | Existing | Food Preparation | Natural Gas | Oven | A | Incremental Winter Peak Savings (MW) | Technical Potential | 0 | 0 | 0 | 0 | 0 | 0 | 0 | 0 | 0 | 0 | 0 | 0 | 0 | 0 | 0 | 0 | 0 | 0 | 0 | 0 | 0 | 0 | 0 | 0 | 0 | 0 | 0
F10_Commercial_WA - Health_Existing_Food Preparation_Natural Gas_Oven_A_Technical Potential | F10 | Commercial | WA - Health | Existing | Food Preparation | Natural Gas | Oven | A | Cumulative Energy Savings (MWh or mTherms) | Technical Potential | 0 | 0 | 0.03161 | 0.080312 | 0.14854 | 0.23239 | 0.32874 | 0.43509 | 0.54944 | 0.67018 | 0.79605 | 0.92601 | 1.0335 | 1.1258 | 1.1778 | 1.2096 | 1.2225 | 1.2275 | 1.2275 | 1.2275 | 1.2275 | 1.2275 | 1.2275 | 1.2275 | 1.2397 | 1.2615 | 1.2867
F11_Commercial_WA - Health_Existing_Food Preparation_Natural Gas_Oven_A_Technical Potential | F11 | Commercial | WA - Health | Existing | Food Preparation | Natural Gas | Oven | A | Cumulative Summer Peak Savings (MW) | Technical Potential | 0 | 0 | 0 | 0 | 0 | 0 | 0 | 0 | 0 | 0 | 0 | 0 | 0 | 0 | 0 | 0 | 0 | 0 | 0 | 0 | 0 | 0 | 0 | 0 | 0 | 0 | 0
F12_Commercial_WA - Health_Existing_Food Preparation_Natural Gas_Oven_A_Technical Potential | F12 | Commercial | WA - Health | Existing | Food Preparation | Natural Gas | Oven | A | Cumulative Winter Peak Savings (MW) | Technical Potential | 0 | 0 | 0 | 0 | 0 | 0 | 0 | 0 | 0 | 0 | 0 | 0 | 0 | 0 | 0 | 0 | 0 | 0 | 0 | 0 | 0 | 0 | 0 | 0 | 0 | 0 | 0
F13_Commercial_WA - Health_Existing_Food Preparation_Natural Gas_Oven_A_Technical Potential | F13 | Commercial | WA - Health | Existing | Food Preparation | Natural Gas | Oven | A | Purchases (Incremental) | Technical Potential | 0 | 0 | 0.29632 | 0.45655 | 0.6396 | 0.78605 | 0.9032 | 0.99693 | 1.0719 | 1.1319 | 1.1799 | 1.2183 | 1.0075 | 0.8653 | 0.48723 | 0.29821 | 0.12141 | 0.046559 | 0 | 0 | 0 | 0 | 0 | 0 | 0.11443 | 0.20471 | 0.23599
F14_Commercial_WA - Health_Existing_Food Preparation_Natural Gas_Oven_A_Technical Potential | F14 | Commercial | WA - Health | Existing | Food Preparation | Natural Gas | Oven | A | Purchases (Cumulative) | Technical Potential | 0 | 0 | 0.29632 | 0.75286 | 1.3925 | 2.1785 | 3.0817 | 4.0786 | 5.1506 | 6.2824 | 7.4623 | 8.6806 | 9.6881 | 10.5534 | 11.0407 | 11.3389 | 11.4603 | 11.5069 | 11.5069 | 11.5069 | 11.5069 | 11.5069 | 11.5069 | 11.5069 | 11.6213 | 11.826 | 12.062
F1_Commercial_WA - Health_Existing_Food Preparation_Natural Gas_Conveyor Oven_A_Technical Potential | F1 | Commercial | WA - Health | Existing | Food Preparation | Natural Gas | Conveyor Oven | A | Original Unit Energy Savings (kWh or therms) | Technical Potential | 0 | 0 | 0 | 0 | 0 | 692.0657 | 692.0657 | 692.0657 | 692.0657 | 692.0657 | 692.0657 | 692.0657 | 692.0657 | 692.0657 | 692.0657 | 692.0657 | 692.0657 | 692.0657 | 692.0657 | 692.0657 | 692.0657 | 692.0657 | 692.0657 | 692.0657 | 692.0657 | 692.0657 | 692.0657
F2_Commercial_WA - Health_Existing_Food Preparation_Natural Gas_Conveyor Oven_A_Technical Potential | F2 | Commercial | WA - Health | Existing | Food Preparation | Natural Gas | Conveyor Oven | A | Original Unit Summer Peak Savings (kW) | Technical Potential | 0 | 0 | 0 | 0 | 0 | 0 | 0 | 0 | 0 | 0 | 0 | 0 | 0 | 0 | 0 | 0 | 0 | 0 | 0 | 0 | 0 | 0 | 0 | 0 | 0 | 0 | 0
F3_Commercial_WA - Health_Existing_Food Preparation_Natural Gas_Conveyor Oven_A_Technical Potential | F3 | Commercial | WA - Health | Existing | Food Preparation | Natural Gas | Conveyor Oven | A | Original Unit Winter Peak Savings (kW) | Technical Potential | 0 | 0 | 0 | 0 | 0 | 0 | 0 | 0 | 0 | 0 | 0 | 0 | 0 | 0 | 0 | 0 | 0 | 0 | 0 | 0 | 0 | 0 | 0 | 0 | 0 | 0 | 0
F4_Commercial_WA - Health_Existing_Food Preparation_Natural Gas_Conveyor Oven_A_Technical Potential | F4 | Commercial | WA - Health | Existing | Food Preparation | Natural Gas | Conveyor Oven | A | Standalone Impact on Baseline Energy (%) | Technical Potential | 0 | 0 | 0 | 0 | 0 | 1.019e-05 | 3.8721e-05 | 9.2115e-05 | 0.00017559 | 0.00029332 | 0.00043845 | 0.0006055 | 0.00079009 | 0.00098871 | 0.0011986 | 0.0014174 | 0.0016434 | 0.0018242 | 0.0019688 | 0.0020846 | 0.0021771 | 0.0022532 | 0.0023096 | 0.002345 | 0.0023595 | 0.0023595 | 0.0023595
F5_Commercial_WA - Health_Existing_Food Preparation_Natural Gas_Conveyor Oven_A_Technical Potential | F5 | Commercial | WA - Health | Existing | Food Preparation | Natural Gas | Conveyor Oven | A | Standalone Impact on Baseline Summer Peak (%) | Technical Potential | 0 | 0 | 0 | 0 | 0 | 0 | 0 | 0 | 0 | 0 | 0 | 0 | 0 | 0 | 0 | 0 | 0 | 0 | 0 | 0 | 0 | 0 | 0 | 0 | 0 | 0 | 0
F6_Commercial_WA - Health_Existing_Food Preparation_Natural Gas_Conveyor Oven_A_Technical Potential | F6 | Commercial | WA - Health | Existing | Food Preparation | Natural Gas | Conveyor Oven | A | Standalone Impact on Baseline Winter Peak (%) | Technical Potential | 0 | 0 | 0 | 0 | 0 | 0 | 0 | 0 | 0 | 0 | 0 | 0 | 0 | 0 | 0 | 0 | 0 | 0 | 0 | 0 | 0 | 0 | 0 | 0 | 0 | 0 | 0
F7_Commercial_WA - Health_Existing_Food Preparation_Natural Gas_Conveyor Oven_A_Technical Potential | F7 | Commercial | WA - Health | Existing | Food Preparation | Natural Gas | Conveyor Oven | A | Incremental Energy Savings (MWh or mTherms) | Technical Potential | 0 | 0 | 0 | 0 | 0 | 0.0097764 | 0.027374 | 0.051228 | 0.080088 | 0.11295 | 0.13924 | 0.16028 | 0.1771 | 0.19057 | 0.20133 | 0.20995 | 0.21684 | 0.17347 | 0.13878 | 0.11102 | 0.088818 | 0.07301 | 0.054106 | 0.033978 | 0.013871 | 0 | 0
F8_Commercial_WA - Health_Existing_Food Preparation_Natural Gas_Conveyor Oven_A_Technical Potential | F8 | Commercial | WA - Health | Existing | Food Preparation | Natural Gas | Conveyor Oven | A | Incremental Summer Peak Savings (MW) | Technical Potential | 0 | 0 | 0 | 0 | 0 | 0 | 0 | 0 | 0 | 0 | 0 | 0 | 0 | 0 | 0 | 0 | 0 | 0 | 0 | 0 | 0 | 0 | 0 | 0 | 0 | 0 | 0
F9_Commercial_WA - Health_Existing_Food Preparation_Natural Gas_Conveyor Oven_A_Technical Potential | F9 | Commercial | WA - Health | Existing | Food Preparation | Natural Gas | Conveyor Oven | A | Incremental Winter Peak Savings (MW) | Technical Potential | 0 | 0 | 0 | 0 | 0 | 0 | 0 | 0 | 0 | 0 | 0 | 0 | 0 | 0 | 0 | 0 | 0 | 0 | 0 | 0 | 0 | 0 | 0 | 0 | 0 | 0 | 0
F10_Commercial_WA - Health_Existing_Food Preparation_Natural Gas_Conveyor Oven_A_Technical Potential | F10 | Commercial | WA - Health | Existing | Food Preparation | Natural Gas | Conveyor Oven | A | Cumulative Energy Savings (MWh or mTherms) | Technical Potential | 0 | 0 | 0 | 0 | 0 | 0.0097764 | 0.03715 | 0.088379 | 0.16847 | 0.28142 | 0.42066 | 0.58094 | 0.75805 | 0.94861 | 1.1499 | 1.3599 | 1.5767 | 1.7502 | 1.889 | 2 | 2.0888 | 2.1618 | 2.2159 | 2.2499 | 2.2638 | 2.2638 | 2.2638
F11_Commercial_WA - Health_Existing_Food Preparation_Natural Gas_Conveyor Oven_A_Technical Potential | F11 | Commercial | WA - Health | Existing | Food Preparation | Natural Gas | Conveyor Oven | A | Cumulative Summer Peak Savings (MW) | Technical Potential | 0 | 0 | 0 | 0 | 0 | 0 | 0 | 0 | 0 | 0 | 0 | 0 | 0 | 0 | 0 | 0 | 0 | 0 | 0 | 0 | 0 | 0 | 0 | 0 | 0 | 0 | 0
F12_Commercial_WA - Health_Existing_Food Preparation_Natural Gas_Conveyor Oven_A_Technical Potential | F12 | Commercial | WA - Health | Existing | Food Preparation | Natural Gas | Conveyor Oven | A | Cumulative Winter Peak Savings (MW) | Technical Potential | 0 | 0 | 0 | 0 | 0 | 0 | 0 | 0 | 0 | 0 | 0 | 0 | 0 | 0 | 0 | 0 | 0 | 0 | 0 | 0 | 0 | 0 | 0 | 0 | 0 | 0 | 0
F13_Commercial_WA - Health_Existing_Food Preparation_Natural Gas_Conveyor Oven_A_Technical Potential | F13 | Commercial | WA - Health | Existing | Food Preparation | Natural Gas | Conveyor Oven | A | Purchases (Incremental) | Technical Potential | 0 | 0 | 0 | 0 | 0 | 0.014126 | 0.039554 | 0.074022 | 0.11572 | 0.16321 | 0.2012 | 0.23159 | 0.25591 | 0.27536 | 0.29092 | 0.30337 | 0.31333 | 0.25066 | 0.20053 | 0.16042 | 0.12834 | 0.1055 | 0.078181 | 0.049096 | 0.020043 | 0 | 0
F14_Commercial_WA - Health_Existing_Food Preparation_Natural Gas_Conveyor Oven_A_Technical Potential | F14 | Commercial | WA - Health | Existing | Food Preparation | Natural Gas | Conveyor Oven | A | Purchases (Cumulative) | Technical Potential | 0 | 0 | 0 | 0 | 0 | 0.014126 | 0.05368 | 0.1277 | 0.24343 | 0.40664 | 0.60784 | 0.83943 | 1.0953 | 1.3707 | 1.6616 | 1.965 | 2.2783 | 2.529 | 2.7295 | 2.8899 | 3.0183 | 3.1237 | 3.2019 | 3.251 | 3.2711 | 3.2711 | 3.2711
F1_Commercial_WA - Health_Existing_Food Preparation_Natural Gas_Double Rack Oven_A_Technical Potential | F1 | Commercial | WA - Health | Existing | Food Preparation | Natural Gas | Double Rack Oven | A | Original Unit Energy Savings (kWh or therms) | Technical Potential | 0 | 1621.62 | 1621.62 | 1621.62 | 1621.62 | 1621.62 | 1621.62 | 1621.62 | 1621.62 | 1621.62 | 1621.62 | 1621.62 | 1621.62 | 1621.62 | 1621.62 | 1621.62 | 1621.62 | 1621.62 | 1621.62 | 1621.62 | 1621.62 | 1621.62 | 1621.62 | 1621.62 | 1621.62 | 1621.62 | 1621.62
F2_Commercial_WA - Health_Existing_Food Preparation_Natural Gas_Double Rack Oven_A_Technical Potential | F2 | Commercial | WA - Health | Existing | Food Preparation | Natural Gas | Double Rack Oven | A | Original Unit Summer Peak Savings (kW) | Technical Potential | 0 | 0 | 0 | 0 | 0 | 0 | 0 | 0 | 0 | 0 | 0 | 0 | 0 | 0 | 0 | 0 | 0 | 0 | 0 | 0 | 0 | 0 | 0 | 0 | 0 | 0 | 0
F3_Commercial_WA - Health_Existing_Food Preparation_Natural Gas_Double Rack Oven_A_Technical Potential | F3 | Commercial | WA - Health | Existing | Food Preparation | Natural Gas | Double Rack Oven | A | Original Unit Winter Peak Savings (kW) | Technical Potential | 0 | 0 | 0 | 0 | 0 | 0 | 0 | 0 | 0 | 0 | 0 | 0 | 0 | 0 | 0 | 0 | 0 | 0 | 0 | 0 | 0 | 0 | 0 | 0 | 0 | 0 | 0
F4_Commercial_WA - Health_Existing_Food Preparation_Natural Gas_Double Rack Oven_A_Technical Potential | F4 | Commercial | WA - Health | Existing | Food Preparation | Natural Gas | Double Rack Oven | A | Standalone Impact on Baseline Energy (%) | Technical Potential | 0 | 0 | 0.00022954 | 0.00051622 | 0.00085367 | 0.0012363 | 0.001659 | 0.0021174 | 0.0026075 | 0.0031257 | 0.0036048 | 0.0040561 | 0.0044892 | 0.0049116 | 0.0051 | 0.0052319 | 0.0053173 | 0.0053651 | 0.0053826 | 0.0054196 | 0.0054398 | 0.0054408 | 0.0054859 | 0.0055609 | 0.0056545 | 0.0057582 | 0.0058654
F5_Commercial_WA - Health_Existing_Food Preparation_Natural Gas_Double Rack Oven_A_Technical Potential | F5 | Commercial | WA - Health | Existing | Food Preparation | Natural Gas | Double Rack Oven | A | Standalone Impact on Baseline Summer Peak (%) | Technical Potential | 0 | 0 | 0 | 0 | 0 | 0 | 0 | 0 | 0 | 0 | 0 | 0 | 0 | 0 | 0 | 0 | 0 | 0 | 0 | 0 | 0 | 0 | 0 | 0 | 0 | 0 | 0
F6_Commercial_WA - Health_Existing_Food Preparation_Natural Gas_Double Rack Oven_A_Technical Potential | F6 | Commercial | WA - Health | Existing | Food Preparation | Natural Gas | Double Rack Oven | A | Standalone Impact on Baseline Winter Peak (%) | Technical Potential | 0 | 0 | 0 | 0 | 0 | 0 | 0 | 0 | 0 | 0 | 0 | 0 | 0 | 0 | 0 | 0 | 0 | 0 | 0 | 0 | 0 | 0 | 0 | 0 | 0 | 0 | 0
F7_Commercial_WA - Health_Existing_Food Preparation_Natural Gas_Double Rack Oven_A_Technical Potential | F7 | Commercial | WA - Health | Existing | Food Preparation | Natural Gas | Double Rack Oven | A | Incremental Energy Savings (MWh or mTherms) | Technical Potential | 0 | 0 | 0.22023 | 0.27505 | 0.32377 | 0.36708 | 0.40558 | 0.4398 | 0.47021 | 0.49725 | 0.45962 | 0.43302 | 0.41547 | 0.40528 | 0.1808 | 0.12649 | 0.082021 | 0.04587 | 0.016739 | 0.035495 | 0.01937 | 0.00097689 | 0.043285 | 0.071902 | 0.089822 | 0.099493 | 0.1029
F8_Commercial_WA - Health_Existing_Food Preparation_Natural Gas_Double Rack Oven_A_Technical Potential | F8 | Commercial | WA - Health | Existing | Food Preparation | Natural Gas | Double Rack Oven | A | Incremental Summer Peak Savings (MW) | Technical Potential | 0 | 0 | 0 | 0 | 0 | 0 | 0 | 0 | 0 | 0 | 0 | 0 | 0 | 0 | 0 | 0 | 0 | 0 | 0 | 0 | 0 | 0 | 0 | 0 | 0 | 0 | 0
F9_Commercial_WA - Health_Existing_Food Preparation_Natural Gas_Double Rack Oven_A_Technical Potential | F9 | Commercial | WA - Health | Existing | Food Preparation | Natural Gas | Double Rack Oven | A | Incremental Winter Peak Savings (MW) | Technical Potential | 0 | 0 | 0 | 0 | 0 | 0 | 0 | 0 | 0 | 0 | 0 | 0 | 0 | 0 | 0 | 0 | 0 | 0 | 0 | 0 | 0 | 0 | 0 | 0 | 0 | 0 | 0
F10_Commercial_WA - Health_Existing_Food Preparation_Natural Gas_Double Rack Oven_A_Technical Potential | F10 | Commercial | WA - Health | Existing | Food Preparation | Natural Gas | Double Rack Oven | A | Cumulative Energy Savings (MWh or mTherms) | Technical Potential | 0 | 0 | 0.22023 | 0.49528 | 0.81905 | 1.1861 | 1.5917 | 2.0315 | 2.5017 | 2.999 | 3.4586 | 3.8916 | 4.3071 | 4.7124 | 4.8932 | 5.0196 | 5.1017 | 5.1475 | 5.1643 | 5.1998 | 5.2191 | 5.2201 | 5.2634 | 5.3353 | 5.4251 | 5.5246 | 5.6275
F11_Commercial_WA - Health_Existing_Food Preparation_Natural Gas_Double Rack Oven_A_Technical Potential | F11 | Commercial | WA - Health | Existing | Food Preparation | Natural Gas | Double Rack Oven | A | Cumulative Summer Peak Savings (MW) | Technical Potential | 0 | 0 | 0 | 0 | 0 | 0 | 0 | 0 | 0 | 0 | 0 | 0 | 0 | 0 | 0 | 0 | 0 | 0 | 0 | 0 | 0 | 0 | 0 | 0 | 0 | 0 | 0
F12_Commercial_WA - Health_Existing_Food Preparation_Natural Gas_Double Rack Oven_A_Technical Potential | F12 | Commercial | WA - Health | Existing | Food Preparation | Natural Gas | Double Rack Oven | A | Cumulative Winter Peak Savings (MW) | Technical Potential | 0 | 0 | 0 | 0 | 0 | 0 | 0 | 0 | 0 | 0 | 0 | 0 | 0 | 0 | 0 | 0 | 0 | 0 | 0 | 0 | 0 | 0 | 0 | 0 | 0 | 0 | 0
F13_Commercial_WA - Health_Existing_Food Preparation_Natural Gas_Double Rack Oven_A_Technical Potential | F13 | Commercial | WA - Health | Existing | Food Preparation | Natural Gas | Double Rack Oven | A | Purchases (Incremental) | Technical Potential | 0 | 0 | 0.13581 | 0.16961 | 0.19966 | 0.22637 | 0.25011 | 0.27121 | 0.28997 | 0.30664 | 0.28343 | 0.26703 | 0.25621 | 0.24992 | 0.11149 | 0.078004 | 0.05058 | 0.028286 | 0.010323 | 0.021888 | 0.011945 | 0.00060242 | 0.026692 | 0.044339 | 0.055391 | 0.061354 | 0.063456
F14_Commercial_WA - Health_Existing_Food Preparation_Natural Gas_Double Rack Oven_A_Technical Potential | F14 | Commercial | WA - Health | Existing | Food Preparation | Natural Gas | Double Rack Oven | A | Purchases (Cumulative) | Technical Potential | 0 | 0 | 0.13581 | 0.30542 | 0.50508 | 0.73145 | 0.98155 | 1.2528 | 1.5427 | 1.8494 | 2.1328 | 2.3998 | 2.656 | 2.906 | 3.0174 | 3.0955 | 3.146 | 3.1743 | 3.1846 | 3.2065 | 3.2185 | 3.2191 | 3.2458 | 3.2901 | 3.3455 | 3.4069 | 3.4703
F1_Commercial_WA - Health_Existing_Food Preparation_Natural Gas_Fryer_A_Technical Potential | F1 | Commercial | WA - Health | Existing | Food Preparation | Natural Gas | Fryer | A | Original Unit Energy Savings (kWh or therms) | Technical Potential | 0 | 395.2691 | 395.2691 | 395.2691 | 395.2691 | 395.2691 | 395.2691 | 395.2691 | 395.2691 | 395.2691 | 395.2691 | 395.2691 | 395.2691 | 395.2691 | 395.2691 | 395.2691 | 395.2691 | 395.2691 | 395.2691 | 395.2691 | 395.2691 | 395.2691 | 395.2691 | 395.2691 | 395.2691 | 395.2691 | 395.2691
F2_Commercial_WA - Health_Existing_Food Preparation_Natural Gas_Fryer_A_Technical Potential | F2 | Commercial | WA - Health | Existing | Food Preparation | Natural Gas | Fryer | A | Original Unit Summer Peak Savings (kW) | Technical Potential | 0 | 0 | 0 | 0 | 0 | 0 | 0 | 0 | 0 | 0 | 0 | 0 | 0 | 0 | 0 | 0 | 0 | 0 | 0 | 0 | 0 | 0 | 0 | 0 | 0 | 0 | 0
F3_Commercial_WA - Health_Existing_Food Preparation_Natural Gas_Fryer_A_Technical Potential | F3 | Commercial | WA - Health | Existing | Food Preparation | Natural Gas | Fryer | A | Original Unit Winter Peak Savings (kW) | Technical Potential | 0 | 0 | 0 | 0 | 0 | 0 | 0 | 0 | 0 | 0 | 0 | 0 | 0 | 0 | 0 | 0 | 0 | 0 | 0 | 0 | 0 | 0 | 0 | 0 | 0 | 0 | 0
F4_Commercial_WA - Health_Existing_Food Preparation_Natural Gas_Fryer_A_Technical Potential | F4 | Commercial | WA - Health | Existing | Food Preparation | Natural Gas | Fryer | A | Standalone Impact on Baseline Energy (%) | Technical Potential | 0 | 0 | 0.013164 | 0.025474 | 0.037101 | 0.048182 | 0.058825 | 0.069118 | 0.079132 | 0.08999 | 0.10131 | 0.10131 | 0.10131 | 0.10131 | 0.10524 | 0.10839 | 0.11091 | 0.11314 | 0.1142 | 0.1146 | 0.1146 | 0.1146 | 0.11539 | 0.11539 | 0.11539 | 0.11539 | 0.1157
F5_Commercial_WA - Health_Existing_Food Preparation_Natural Gas_Fryer_A_Technical Potential | F5 | Commercial | WA - Health | Existing | Food Preparation | Natural Gas | Fryer | A | Standalone Impact on Baseline Summer Peak (%) | Technical Potential | 0 | 0 | 0 | 0 | 0 | 0 | 0 | 0 | 0 | 0 | 0 | 0 | 0 | 0 | 0 | 0 | 0 | 0 | 0 | 0 | 0 | 0 | 0 | 0 | 0 | 0 | 0
F6_Commercial_WA - Health_Existing_Food Preparation_Natural Gas_Fryer_A_Technical Potential | F6 | Commercial | WA - Health | Existing | Food Preparation | Natural Gas | Fryer | A | Standalone Impact on Baseline Winter Peak (%) | Technical Potential | 0 | 0 | 0 | 0 | 0 | 0 | 0 | 0 | 0 | 0 | 0 | 0 | 0 | 0 | 0 | 0 | 0 | 0 | 0 | 0 | 0 | 0 | 0 | 0 | 0 | 0 | 0
F7_Commercial_WA - Health_Existing_Food Preparation_Natural Gas_Fryer_A_Technical Potential | F7 | Commercial | WA - Health | Existing | Food Preparation | Natural Gas | Fryer | A | Incremental Energy Savings (MWh or mTherms) | Technical Potential | 0 | 0 | 12.63 | 11.8108 | 11.1554 | 10.6311 | 10.2116 | 9.8761 | 9.6076 | 10.4169 | 10.8595 | 0 | 0 | 0 | 3.7769 | 3.0216 | 2.4172 | 2.1386 | 1.0145 | 0.38561 | 0 | 0 | 0.75763 | 0 | 0 | 0 | 0.30036
F8_Commercial_WA - Health_Existing_Food Preparation_Natural Gas_Fryer_A_Technical Potential | F8 | Commercial | WA - Health | Existing | Food Preparation | Natural Gas | Fryer | A | Incremental Summer Peak Savings (MW) | Technical Potential | 0 | 0 | 0 | 0 | 0 | 0 | 0 | 0 | 0 | 0 | 0 | 0 | 0 | 0 | 0 | 0 | 0 | 0 | 0 | 0 | 0 | 0 | 0 | 0 | 0 | 0 | 0
F9_Commercial_WA - Health_Existing_Food Preparation_Natural Gas_Fryer_A_Technical Potential | F9 | Commercial | WA - Health | Existing | Food Preparation | Natural Gas | Fryer | A | Incremental Winter Peak Savings (MW) | Technical Potential | 0 | 0 | 0 | 0 | 0 | 0 | 0 | 0 | 0 | 0 | 0 | 0 | 0 | 0 | 0 | 0 | 0 | 0 | 0 | 0 | 0 | 0 | 0 | 0 | 0 | 0 | 0
F10_Commercial_WA - Health_Existing_Food Preparation_Natural Gas_Fryer_A_Technical Potential | F10 | Commercial | WA - Health | Existing | Food Preparation | Natural Gas | Fryer | A | Cumulative Energy Savings (MWh or mTherms) | Technical Potential | 0 | 0 | 12.63 | 24.4408 | 35.5963 | 46.2273 | 56.439 | 66.315 | 75.9227 | 86.3396 | 97.1991 | 97.1991 | 97.1991 | 97.1991 | 100.9761 | 103.9976 | 106.4149 | 108.5535 | 109.568 | 109.9536 | 109.9536 | 109.9536 | 110.7112 | 110.7112 | 110.7112 | 110.7112 | 111.0116
F11_Commercial_WA - Health_Existing_Food Preparation_Natural Gas_Fryer_A_Technical Potential | F11 | Commercial | WA - Health | Existing | Food Preparation | Natural Gas | Fryer | A | Cumulative Summer Peak Savings (MW) | Technical Potential | 0 | 0 | 0 | 0 | 0 | 0 | 0 | 0 | 0 | 0 | 0 | 0 | 0 | 0 | 0 | 0 | 0 | 0 | 0 | 0 | 0 | 0 | 0 | 0 | 0 | 0 | 0
F12_Commercial_WA - Health_Existing_Food Preparation_Natural Gas_Fryer_A_Technical Potential | F12 | Commercial | WA - Health | Existing | Food Preparation | Natural Gas | Fryer | A | Cumulative Winter Peak Savings (MW) | Technical Potential | 0 | 0 | 0 | 0 | 0 | 0 | 0 | 0 | 0 | 0 | 0 | 0 | 0 | 0 | 0 | 0 | 0 | 0 | 0 | 0 | 0 | 0 | 0 | 0 | 0 | 0 | 0
F13_Commercial_WA - Health_Existing_Food Preparation_Natural Gas_Fryer_A_Technical Potential | F13 | Commercial | WA - Health | Existing | Food Preparation | Natural Gas | Fryer | A | Purchases (Incremental) | Technical Potential | 0 | 0 | 31.953 | 29.8804 | 28.2223 | 26.8958 | 25.8346 | 24.9857 | 24.3065 | 26.354 | 27.4738 | 0 | 0 | 0 | 9.5554 | 7.6443 | 6.1154 | 5.4105 | 2.5667 | 0.97557 | 0 | 0 | 1.9167 | 0 | 0 | 0 | 0.75988
F14_Commercial_WA - Health_Existing_Food Preparation_Natural Gas_Fryer_A_Technical Potential | F14 | Commercial | WA - Health | Existing | Food Preparation | Natural Gas | Fryer | A | Purchases (Cumulative) | Technical Potential | 0 | 0 | 31.953 | 61.8334 | 90.0557 | 116.9516 | 142.7862 | 167.7719 | 192.0784 | 218.4324 | 245.9062 | 245.9062 | 245.9062 | 245.9062 | 255.4615 | 263.1058 | 269.2213 | 274.6318 | 277.1984 | 278.174 | 278.174 | 278.174 | 280.0907 | 280.0907 | 280.0907 | 280.0907 | 280.8506
F1_Commercial_WA - Health_Existing_Food Preparation_Natural Gas_Broiler_A_Technical Potential | F1 | Commercial | WA - Health | Existing | Food Preparation | Natural Gas | Broiler | A | Original Unit Energy Savings (kWh or therms) | Technical Potential | 0 | 240.24 | 240.24 | 240.24 | 240.24 | 240.24 | 240.24 | 240.24 | 240.24 | 240.24 | 240.24 | 240.24 | 240.24 | 240.24 | 240.24 | 240.24 | 240.24 | 240.24 | 240.24 | 240.24 | 240.24 | 240.24 | 240.24 | 240.24 | 240.24 | 240.24 | 240.24
F2_Commercial_WA - Health_Existing_Food Preparation_Natural Gas_Broiler_A_Technical Potential | F2 | Commercial | WA - Health | Existing | Food Preparation | Natural Gas | Broiler | A | Original Unit Summer Peak Savings (kW) | Technical Potential | 0 | 0 | 0 | 0 | 0 | 0 | 0 | 0 | 0 | 0 | 0 | 0 | 0 | 0 | 0 | 0 | 0 | 0 | 0 | 0 | 0 | 0 | 0 | 0 | 0 | 0 | 0
F3_Commercial_WA - Health_Existing_Food Preparation_Natural Gas_Broiler_A_Technical Potential | F3 | Commercial | WA - Health | Existing | Food Preparation | Natural Gas | Broiler | A | Original Unit Winter Peak Savings (kW) | Technical Potential | 0 | 0 | 0 | 0 | 0 | 0 | 0 | 0 | 0 | 0 | 0 | 0 | 0 | 0 | 0 | 0 | 0 | 0 | 0 | 0 | 0 | 0 | 0 | 0 | 0 | 0 | 0
F4_Commercial_WA - Health_Existing_Food Preparation_Natural Gas_Broiler_A_Technical Potential | F4 | Commercial | WA - Health | Existing | Food Preparation | Natural Gas | Broiler | A | Standalone Impact on Baseline Energy (%) | Technical Potential | 0 | 0 | 0.001527 | 0.0032196 | 0.0050593 | 0.0070298 | 0.0091166 | 0.011307 | 0.013589 | 0.015952 | 0.018202 | 0.020372 | 0.022489 | 0.024574 | 0.02512 | 0.025502 | 0.02575 | 0.025889 | 0.025939 | 0.026312 | 0.026606 | 0.026819 | 0.027136 | 0.027519 | 0.027937 | 0.028369 | 0.028796
F5_Commercial_WA - Health_Existing_Food Preparation_Natural Gas_Broiler_A_Technical Potential | F5 | Commercial | WA - Health | Existing | Food Preparation | Natural Gas | Broiler | A | Standalone Impact on Baseline Summer Peak (%) | Technical Potential | 0 | 0 | 0 | 0 | 0 | 0 | 0 | 0 | 0 | 0 | 0 | 0 | 0 | 0 | 0 | 0 | 0 | 0 | 0 | 0 | 0 | 0 | 0 | 0 | 0 | 0 | 0
F6_Commercial_WA - Health_Existing_Food Preparation_Natural Gas_Broiler_A_Technical Potential | F6 | Commercial | WA - Health | Existing | Food Preparation | Natural Gas | Broiler | A | Standalone Impact on Baseline Winter Peak (%) | Technical Potential | 0 | 0 | 0 | 0 | 0 | 0 | 0 | 0 | 0 | 0 | 0 | 0 | 0 | 0 | 0 | 0 | 0 | 0 | 0 | 0 | 0 | 0 | 0 | 0 | 0 | 0 | 0
F7_Commercial_WA - Health_Existing_Food Preparation_Natural Gas_Broiler_A_Technical Potential | F7 | Commercial | WA - Health | Existing | Food Preparation | Natural Gas | Broiler | A | Incremental Energy Savings (MWh or mTherms) | Technical Potential | 0 | 0 | 1.4651 | 1.6239 | 1.7651 | 1.8906 | 2.0021 | 2.1013 | 2.1894 | 2.2677 | 2.1587 | 2.0816 | 2.0308 | 2.0013 | 0.52386 | 0.36651 | 0.23765 | 0.1329 | 0.048501 | 0.35751 | 0.2825 | 0.20405 | 0.30428 | 0.36732 | 0.40158 | 0.4139 | 0.40982
F8_Commercial_WA - Health_Existing_Food Preparation_Natural Gas_Broiler_A_Technical Potential | F8 | Commercial | WA - Health | Existing | Food Preparation | Natural Gas | Broiler | A | Incremental Summer Peak Savings (MW) | Technical Potential | 0 | 0 | 0 | 0 | 0 | 0 | 0 | 0 | 0 | 0 | 0 | 0 | 0 | 0 | 0 | 0 | 0 | 0 | 0 | 0 | 0 | 0 | 0 | 0 | 0 | 0 | 0
F9_Commercial_WA - Health_Existing_Food Preparation_Natural Gas_Broiler_A_Technical Potential | F9 | Commercial | WA - Health | Existing | Food Preparation | Natural Gas | Broiler | A | Incremental Winter Peak Savings (MW) | Technical Potential | 0 | 0 | 0 | 0 | 0 | 0 | 0 | 0 | 0 | 0 | 0 | 0 | 0 | 0 | 0 | 0 | 0 | 0 | 0 | 0 | 0 | 0 | 0 | 0 | 0 | 0 | 0
F10_Commercial_WA - Health_Existing_Food Preparation_Natural Gas_Broiler_A_Technical Potential | F10 | Commercial | WA - Health | Existing | Food Preparation | Natural Gas | Broiler | A | Cumulative Energy Savings (MWh or mTherms) | Technical Potential | 0 | 0 | 1.4651 | 3.089 | 4.8541 | 6.7447 | 8.7468 | 10.8481 | 13.0375 | 15.3052 | 17.464 | 19.5456 | 21.5764 | 23.5776 | 24.1015 | 24.468 | 24.7057 | 24.8386 | 24.8871 | 25.2446 | 25.5271 | 25.7311 | 26.0354 | 26.4027 | 26.8043 | 27.2182 | 27.628
F11_Commercial_WA - Health_Existing_Food Preparation_Natural Gas_Broiler_A_Technical Potential | F11 | Commercial | WA - Health | Existing | Food Preparation | Natural Gas | Broiler | A | Cumulative Summer Peak Savings (MW) | Technical Potential | 0 | 0 | 0 | 0 | 0 | 0 | 0 | 0 | 0 | 0 | 0 | 0 | 0 | 0 | 0 | 0 | 0 | 0 | 0 | 0 | 0 | 0 | 0 | 0 | 0 | 0 | 0
F12_Commercial_WA - Health_Existing_Food Preparation_Natural Gas_Broiler_A_Technical Potential | F12 | Commercial | WA - Health | Existing | Food Preparation | Natural Gas | Broiler | A | Cumulative Winter Peak Savings (MW) | Technical Potential | 0 | 0 | 0 | 0 | 0 | 0 | 0 | 0 | 0 | 0 | 0 | 0 | 0 | 0 | 0 | 0 | 0 | 0 | 0 | 0 | 0 | 0 | 0 | 0 | 0 | 0 | 0
F13_Commercial_WA - Health_Existing_Food Preparation_Natural Gas_Broiler_A_Technical Potential | F13 | Commercial | WA - Health | Existing | Food Preparation | Natural Gas | Broiler | A | Purchases (Incremental) | Technical Potential | 0 | 0 | 6.0985 | 6.7596 | 7.3472 | 7.8695 | 8.3338 | 8.7466 | 9.1134 | 9.4395 | 8.9856 | 8.6648 | 8.4532 | 8.3303 | 2.1806 | 1.5256 | 0.98922 | 0.55322 | 0.20189 | 1.4881 | 1.1759 | 0.84936 | 1.2666 | 1.529 | 1.6716 | 1.7228 | 1.7059
F14_Commercial_WA - Health_Existing_Food Preparation_Natural Gas_Broiler_A_Technical Potential | F14 | Commercial | WA - Health | Existing | Food Preparation | Natural Gas | Broiler | A | Purchases (Cumulative) | Technical Potential | 0 | 0 | 6.0985 | 12.8581 | 20.2053 | 28.0748 | 36.4087 | 45.1552 | 54.2686 | 63.7081 | 72.6938 | 81.3586 | 89.8118 | 98.1421 | 100.3226 | 101.8482 | 102.8374 | 103.3907 | 103.5925 | 105.0807 | 106.2566 | 107.1059 | 108.3725 | 109.9015 | 111.573 | 113.2959 | 115.0017
F1_Commercial_WA - Health_Existing_Food Preparation_Natural Gas_Griddle_A_Technical Potential | F1 | Commercial | WA - Health | Existing | Food Preparation | Natural Gas | Griddle | A | Original Unit Energy Savings (kWh or therms) | Technical Potential | 0 | 167.9465 | 167.9465 | 167.9465 | 167.9465 | 167.9465 | 167.9465 | 167.9465 | 167.9465 | 167.9465 | 167.9465 | 167.9465 | 167.9465 | 167.9465 | 167.9465 | 167.9465 | 167.9465 | 167.9465 | 167.9465 | 167.9465 | 167.9465 | 167.9465 | 167.9465 | 167.9465 | 167.9465 | 167.9465 | 167.9465
F2_Commercial_WA - Health_Existing_Food Preparation_Natural Gas_Griddle_A_Technical Potential | F2 | Commercial | WA - Health | Existing | Food Preparation | Natural Gas | Griddle | A | Original Unit Summer Peak Savings (kW) | Technical Potential | 0 | 0 | 0 | 0 | 0 | 0 | 0 | 0 | 0 | 0 | 0 | 0 | 0 | 0 | 0 | 0 | 0 | 0 | 0 | 0 | 0 | 0 | 0 | 0 | 0 | 0 | 0
F3_Commercial_WA - Health_Existing_Food Preparation_Natural Gas_Griddle_A_Technical Potential | F3 | Commercial | WA - Health | Existing | Food Preparation | Natural Gas | Griddle | A | Original Unit Winter Peak Savings (kW) | Technical Potential | 0 | 0 | 0 | 0 | 0 | 0 | 0 | 0 | 0 | 0 | 0 | 0 | 0 | 0 | 0 | 0 | 0 | 0 | 0 | 0 | 0 | 0 | 0 | 0 | 0 | 0 | 0
F4_Commercial_WA - Health_Existing_Food Preparation_Natural Gas_Griddle_A_Technical Potential | F4 | Commercial | WA - Health | Existing | Food Preparation | Natural Gas | Griddle | A | Standalone Impact on Baseline Energy (%) | Technical Potential | 0 | 0 | 0.00034153 | 0.00072008 | 0.0011315 | 0.0015722 | 0.002039 | 0.0025288 | 0.0030391 | 0.0035678 | 0.004071 | 0.0045562 | 0.0050296 | 0.0054961 | 0.0056183 | 0.0057037 | 0.0057591 | 0.0057901 | 0.0058014 | 0.0058847 | 0.0059506 | 0.0059981 | 0.0060691 | 0.0061547 | 0.0062483 | 0.0063448 | 0.0064403
F5_Commercial_WA - Health_Existing_Food Preparation_Natural Gas_Griddle_A_Technical Potential | F5 | Commercial | WA - Health | Existing | Food Preparation | Natural Gas | Griddle | A | Standalone Impact on Baseline Summer Peak (%) | Technical Potential | 0 | 0 | 0 | 0 | 0 | 0 | 0 | 0 | 0 | 0 | 0 | 0 | 0 | 0 | 0 | 0 | 0 | 0 | 0 | 0 | 0 | 0 | 0 | 0 | 0 | 0 | 0
F6_Commercial_WA - Health_Existing_Food Preparation_Natural Gas_Griddle_A_Technical Potential | F6 | Commercial | WA - Health | Existing | Food Preparation | Natural Gas | Griddle | A | Standalone Impact on Baseline Winter Peak (%) | Technical Potential | 0 | 0 | 0 | 0 | 0 | 0 | 0 | 0 | 0 | 0 | 0 | 0 | 0 | 0 | 0 | 0 | 0 | 0 | 0 | 0 | 0 | 0 | 0 | 0 | 0 | 0 | 0
F7_Commercial_WA - Health_Existing_Food Preparation_Natural Gas_Griddle_A_Technical Potential | F7 | Commercial | WA - Health | Existing | Food Preparation | Natural Gas | Griddle | A | Incremental Energy Savings (MWh or mTherms) | Technical Potential | 0 | 0 | 0.32768 | 0.3632 | 0.39477 | 0.42283 | 0.44778 | 0.46996 | 0.48967 | 0.50719 | 0.4828 | 0.46557 | 0.45419 | 0.44759 | 0.11716 | 0.08197 | 0.053151 | 0.029725 | 0.010847 | 0.079959 | 0.063181 | 0.045637 | 0.068053 | 0.082152 | 0.089814 | 0.092569 | 0.091657
F8_Commercial_WA - Health_Existing_Food Preparation_Natural Gas_Griddle_A_Technical Potential | F8 | Commercial | WA - Health | Existing | Food Preparation | Natural Gas | Griddle | A | Incremental Summer Peak Savings (MW) | Technical Potential | 0 | 0 | 0 | 0 | 0 | 0 | 0 | 0 | 0 | 0 | 0 | 0 | 0 | 0 | 0 | 0 | 0 | 0 | 0 | 0 | 0 | 0 | 0 | 0 | 0 | 0 | 0
F9_Commercial_WA - Health_Existing_Food Preparation_Natural Gas_Griddle_A_Technical Potential | F9 | Commercial | WA - Health | Existing | Food Preparation | Natural Gas | Griddle | A | Incremental Winter Peak Savings (MW) | Technical Potential | 0 | 0 | 0 | 0 | 0 | 0 | 0 | 0 | 0 | 0 | 0 | 0 | 0 | 0 | 0 | 0 | 0 | 0 | 0 | 0 | 0 | 0 | 0 | 0 | 0 | 0 | 0
F10_Commercial_WA - Health_Existing_Food Preparation_Natural Gas_Griddle_A_Technical Potential | F10 | Commercial | WA - Health | Existing | Food Preparation | Natural Gas | Griddle | A | Cumulative Energy Savings (MWh or mTherms) | Technical Potential | 0 | 0 | 0.32768 | 0.69087 | 1.0856 | 1.5085 | 1.9563 | 2.4262 | 2.9159 | 3.4231 | 3.9059 | 4.3714 | 4.8256 | 5.2732 | 5.3904 | 5.4724 | 5.5255 | 5.5552 | 5.5661 | 5.646 | 5.7092 | 5.7549 | 5.8229 | 5.9051 | 5.9949 | 6.0874 | 6.1791
F11_Commercial_WA - Health_Existing_Food Preparation_Natural Gas_Griddle_A_Technical Potential | F11 | Commercial | WA - Health | Existing | Food Preparation | Natural Gas | Griddle | A | Cumulative Summer Peak Savings (MW) | Technical Potential | 0 | 0 | 0 | 0 | 0 | 0 | 0 | 0 | 0 | 0 | 0 | 0 | 0 | 0 | 0 | 0 | 0 | 0 | 0 | 0 | 0 | 0 | 0 | 0 | 0 | 0 | 0
F12_Commercial_WA - Health_Existing_Food Preparation_Natural Gas_Griddle_A_Technical Potential | F12 | Commercial | WA - Health | Existing | Food Preparation | Natural Gas | Griddle | A | Cumulative Winter Peak Savings (MW) | Technical Potential | 0 | 0 | 0 | 0 | 0 | 0 | 0 | 0 | 0 | 0 | 0 | 0 | 0 | 0 | 0 | 0 | 0 | 0 | 0 | 0 | 0 | 0 | 0 | 0 | 0 | 0 | 0
F13_Commercial_WA - Health_Existing_Food Preparation_Natural Gas_Griddle_A_Technical Potential | F13 | Commercial | WA - Health | Existing | Food Preparation | Natural Gas | Griddle | A | Purchases (Incremental) | Technical Potential | 0 | 0 | 1.9511 | 2.1626 | 2.3506 | 2.5177 | 2.6662 | 2.7983 | 2.9156 | 3.0199 | 2.8747 | 2.7721 | 2.7044 | 2.6651 | 0.69763 | 0.48808 | 0.31648 | 0.17699 | 0.064589 | 0.4761 | 0.3762 | 0.27173 | 0.4052 | 0.48916 | 0.53478 | 0.55118 | 0.54575
F14_Commercial_WA - Health_Existing_Food Preparation_Natural Gas_Griddle_A_Technical Potential | F14 | Commercial | WA - Health | Existing | Food Preparation | Natural Gas | Griddle | A | Purchases (Cumulative) | Technical Potential | 0 | 0 | 1.9511 | 4.1136 | 6.4642 | 8.9819 | 11.6481 | 14.4463 | 17.362 | 20.3819 | 23.2567 | 26.0288 | 28.7332 | 31.3982 | 32.0959 | 32.5839 | 32.9004 | 33.0774 | 33.142 | 33.6181 | 33.9943 | 34.266 | 34.6712 | 35.1604 | 35.6952 | 36.2463 | 36.7921
F1_Commercial_WA - Health_Existing_Food Preparation_Natural Gas_Range_A_Technical Potential | F1 | Commercial | WA - Health | Existing | Food Preparation | Natural Gas | Range | A | Original Unit Energy Savings (kWh or therms) | Technical Potential | 0 | 171.4286 | 171.4286 | 171.4286 | 171.4286 | 171.4286 | 171.4286 | 171.4286 | 171.4286 | 171.4286 | 171.4286 | 171.4286 | 171.4286 | 171.4286 | 171.4286 | 171.4286 | 171.4286 | 171.4286 | 171.4286 | 171.4286 | 171.4286 | 171.4286 | 171.4286 | 171.4286 | 171.4286 | 171.4286 | 171.4286
F2_Commercial_WA - Health_Existing_Food Preparation_Natural Gas_Range_A_Technical Potential | F2 | Commercial | WA - Health | Existing | Food Preparation | Natural Gas | Range | A | Original Unit Summer Peak Savings (kW) | Technical Potential | 0 | 0 | 0 | 0 | 0 | 0 | 0 | 0 | 0 | 0 | 0 | 0 | 0 | 0 | 0 | 0 | 0 | 0 | 0 | 0 | 0 | 0 | 0 | 0 | 0 | 0 | 0
F3_Commercial_WA - Health_Existing_Food Preparation_Natural Gas_Range_A_Technical Potential | F3 | Commercial | WA - Health | Existing | Food Preparation | Natural Gas | Range | A | Original Unit Winter Peak Savings (kW) | Technical Potential | 0 | 0 | 0 | 0 | 0 | 0 | 0 | 0 | 0 | 0 | 0 | 0 | 0 | 0 | 0 | 0 | 0 | 0 | 0 | 0 | 0 | 0 | 0 | 0 | 0 | 0 | 0
F4_Commercial_WA - Health_Existing_Food Preparation_Natural Gas_Range_A_Technical Potential | F4 | Commercial | WA - Health | Existing | Food Preparation | Natural Gas | Range | A | Standalone Impact on Baseline Energy (%) | Technical Potential | 0 | 0 | 0.0021919 | 0.0047884 | 0.0077087 | 0.010888 | 0.014274 | 0.017826 | 0.021511 | 0.025302 | 0.028672 | 0.031806 | 0.032641 | 0.03305 | 0.03317 | 0.033542 | 0.03384 | 0.034078 | 0.034269 | 0.03432 | 0.034705 | 0.035223 | 0.035755 | 0.036231 | 0.036577 | 0.036577 | 0.036577
F5_Commercial_WA - Health_Existing_Food Preparation_Natural Gas_Range_A_Technical Potential | F5 | Commercial | WA - Health | Existing | Food Preparation | Natural Gas | Range | A | Standalone Impact on Baseline Summer Peak (%) | Technical Potential | 0 | 0 | 0 | 0 | 0 | 0 | 0 | 0 | 0 | 0 | 0 | 0 | 0 | 0 | 0 | 0 | 0 | 0 | 0 | 0 | 0 | 0 | 0 | 0 | 0 | 0 | 0
F6_Commercial_WA - Health_Existing_Food Preparation_Natural Gas_Range_A_Technical Potential | F6 | Commercial | WA - Health | Existing | Food Preparation | Natural Gas | Range | A | Standalone Impact on Baseline Winter Peak (%) | Technical Potential | 0 | 0 | 0 | 0 | 0 | 0 | 0 | 0 | 0 | 0 | 0 | 0 | 0 | 0 | 0 | 0 | 0 | 0 | 0 | 0 | 0 | 0 | 0 | 0 | 0 | 0 | 0
F7_Commercial_WA - Health_Existing_Food Preparation_Natural Gas_Range_A_Technical Potential | F7 | Commercial | WA - Health | Existing | Food Preparation | Natural Gas | Range | A | Incremental Energy Savings (MWh or mTherms) | Technical Potential | 0 | 0 | 2.103 | 2.4912 | 2.8018 | 3.0503 | 3.2491 | 3.4081 | 3.5353 | 3.6371 | 3.2332 | 3.0072 | 0.80099 | 0.39232 | 0.11508 | 0.3571 | 0.28568 | 0.22854 | 0.18283 | 0.049208 | 0.36937 | 0.49738 | 0.50972 | 0.45747 | 0.33152 | 0 | 0
F8_Commercial_WA - Health_Existing_Food Preparation_Natural Gas_Range_A_Technical Potential | F8 | Commercial | WA - Health | Existing | Food Preparation | Natural Gas | Range | A | Incremental Summer Peak Savings (MW) | Technical Potential | 0 | 0 | 0 | 0 | 0 | 0 | 0 | 0 | 0 | 0 | 0 | 0 | 0 | 0 | 0 | 0 | 0 | 0 | 0 | 0 | 0 | 0 | 0 | 0 | 0 | 0 | 0
F9_Commercial_WA - Health_Existing_Food Preparation_Natural Gas_Range_A_Technical Potential | F9 | Commercial | WA - Health | Existing | Food Preparation | Natural Gas | Range | A | Incremental Winter Peak Savings (MW) | Technical Potential | 0 | 0 | 0 | 0 | 0 | 0 | 0 | 0 | 0 | 0 | 0 | 0 | 0 | 0 | 0 | 0 | 0 | 0 | 0 | 0 | 0 | 0 | 0 | 0 | 0 | 0 | 0
F10_Commercial_WA - Health_Existing_Food Preparation_Natural Gas_Range_A_Technical Potential | F10 | Commercial | WA - Health | Existing | Food Preparation | Natural Gas | Range | A | Cumulative Energy Savings (MWh or mTherms) | Technical Potential | 0 | 0 | 2.103 | 4.5942 | 7.396 | 10.4463 | 13.6953 | 17.1034 | 20.6387 | 24.2758 | 27.509 | 30.5161 | 31.3171 | 31.7094 | 31.8245 | 32.1816 | 32.4673 | 32.6958 | 32.8787 | 32.9279 | 33.2973 | 33.7946 | 34.3044 | 34.7618 | 35.0933 | 35.0933 | 35.0933
F11_Commercial_WA - Health_Existing_Food Preparation_Natural Gas_Range_A_Technical Potential | F11 | Commercial | WA - Health | Existing | Food Preparation | Natural Gas | Range | A | Cumulative Summer Peak Savings (MW) | Technical Potential | 0 | 0 | 0 | 0 | 0 | 0 | 0 | 0 | 0 | 0 | 0 | 0 | 0 | 0 | 0 | 0 | 0 | 0 | 0 | 0 | 0 | 0 | 0 | 0 | 0 | 0 | 0
F12_Commercial_WA - Health_Existing_Food Preparation_Natural Gas_Range_A_Technical Potential | F12 | Commercial | WA - Health | Existing | Food Preparation | Natural Gas | Range | A | Cumulative Winter Peak Savings (MW) | Technical Potential | 0 | 0 | 0 | 0 | 0 | 0 | 0 | 0 | 0 | 0 | 0 | 0 | 0 | 0 | 0 | 0 | 0 | 0 | 0 | 0 | 0 | 0 | 0 | 0 | 0 | 0 | 0
F13_Commercial_WA - Health_Existing_Food Preparation_Natural Gas_Range_A_Technical Potential | F13 | Commercial | WA - Health | Existing | Food Preparation | Natural Gas | Range | A | Purchases (Incremental) | Technical Potential | 0 | 0 | 12.2673 | 14.5321 | 16.3439 | 17.7933 | 18.9528 | 19.8805 | 20.6226 | 21.2163 | 18.8603 | 17.5417 | 4.6724 | 2.2885 | 0.67127 | 2.0831 | 1.6665 | 1.3332 | 1.0665 | 0.28705 | 2.1547 | 2.9014 | 2.9734 | 2.6686 | 1.9339 | 0 | 0
F14_Commercial_WA - Health_Existing_Food Preparation_Natural Gas_Range_A_Technical Potential | F14 | Commercial | WA - Health | Existing | Food Preparation | Natural Gas | Range | A | Purchases (Cumulative) | Technical Potential | 0 | 0 | 12.2673 | 26.7994 | 43.1433 | 60.9366 | 79.8894 | 99.7699 | 120.3925 | 141.6087 | 160.469 | 178.0108 | 182.6832 | 184.9717 | 185.643 | 187.7261 | 189.3926 | 190.7257 | 191.7923 | 192.0793 | 194.234 | 197.1354 | 200.1087 | 202.7773 | 204.7112 | 204.7112 | 204.7112
F1_Commercial_WA - Health_Existing_Food Preparation_Natural Gas_Steamer_A_Technical Potential | F1 | Commercial | WA - Health | Existing | Food Preparation | Natural Gas | Steamer | A | Original Unit Energy Savings (kWh or therms) | Technical Potential | 0 | 1215.1419 | 1215.1419 | 1215.1419 | 1215.1419 | 1215.1419 | 1215.1419 | 1215.1419 | 1215.1419 | 1215.1419 | 1215.1419 | 1215.1419 | 1215.1419 | 1215.1419 | 1215.1419 | 1215.1419 | 1215.1419 | 1215.1419 | 1215.1419 | 1215.1419 | 1215.1419 | 1215.1419 | 1215.1419 | 1215.1419 | 1215.1419 | 1215.1419 | 1215.1419
F2_Commercial_WA - Health_Existing_Food Preparation_Natural Gas_Steamer_A_Technical Potential | F2 | Commercial | WA - Health | Existing | Food Preparation | Natural Gas | Steamer | A | Original Unit Summer Peak Savings (kW) | Technical Potential | 0 | 0 | 0 | 0 | 0 | 0 | 0 | 0 | 0 | 0 | 0 | 0 | 0 | 0 | 0 | 0 | 0 | 0 | 0 | 0 | 0 | 0 | 0 | 0 | 0 | 0 | 0
F3_Commercial_WA - Health_Existing_Food Preparation_Natural Gas_Steamer_A_Technical Potential | F3 | Commercial | WA - Health | Existing | Food Preparation | Natural Gas | Steamer | A | Original Unit Winter Peak Savings (kW) | Technical Potential | 0 | 0 | 0 | 0 | 0 | 0 | 0 | 0 | 0 | 0 | 0 | 0 | 0 | 0 | 0 | 0 | 0 | 0 | 0 | 0 | 0 | 0 | 0 | 0 | 0 | 0 | 0
F4_Commercial_WA - Health_Existing_Food Preparation_Natural Gas_Steamer_A_Technical Potential | F4 | Commercial | WA - Health | Existing | Food Preparation | Natural Gas | Steamer | A | Standalone Impact on Baseline Energy (%) | Technical Potential | 0 | 0 | 0.0025987 | 0.0051257 | 0.0075953 | 0.010019 | 0.012406 | 0.014764 | 0.017188 | 0.019646 | 0.019646 | 0.019646 | 0.019646 | 0.020375 | 0.020957 | 0.021441 | 0.021767 | 0.021991 | 0.022023 | 0.022085 | 0.022335 | 0.022335 | 0.022335 | 0.022335 | 0.022347 | 0.022582 | 0.022582
F5_Commercial_WA - Health_Existing_Food Preparation_Natural Gas_Steamer_A_Technical Potential | F5 | Commercial | WA - Health | Existing | Food Preparation | Natural Gas | Steamer | A | Standalone Impact on Baseline Summer Peak (%) | Technical Potential | 0 | 0 | 0 | 0 | 0 | 0 | 0 | 0 | 0 | 0 | 0 | 0 | 0 | 0 | 0 | 0 | 0 | 0 | 0 | 0 | 0 | 0 | 0 | 0 | 0 | 0 | 0
F6_Commercial_WA - Health_Existing_Food Preparation_Natural Gas_Steamer_A_Technical Potential | F6 | Commercial | WA - Health | Existing | Food Preparation | Natural Gas | Steamer | A | Standalone Impact on Baseline Winter Peak (%) | Technical Potential | 0 | 0 | 0 | 0 | 0 | 0 | 0 | 0 | 0 | 0 | 0 | 0 | 0 | 0 | 0 | 0 | 0 | 0 | 0 | 0 | 0 | 0 | 0 | 0 | 0 | 0 | 0
F7_Commercial_WA - Health_Existing_Food Preparation_Natural Gas_Steamer_A_Technical Potential | F7 | Commercial | WA - Health | Existing | Food Preparation | Natural Gas | Steamer | A | Incremental Energy Savings (MWh or mTherms) | Technical Potential | 0 | 0 | 2.4933 | 2.4245 | 2.3695 | 2.3255 | 2.2902 | 2.2621 | 2.3255 | 2.3591 | 0 | 0 | 0 | 0.69863 | 0.55891 | 0.46432 | 0.31299 | 0.21463 | 0.030763 | 0.059826 | 0.23943 | 0 | 0 | 0 | 0.011905 | 0.22491 | 0
F8_Commercial_WA - Health_Existing_Food Preparation_Natural Gas_Steamer_A_Technical Potential | F8 | Commercial | WA - Health | Existing | Food Preparation | Natural Gas | Steamer | A | Incremental Summer Peak Savings (MW) | Technical Potential | 0 | 0 | 0 | 0 | 0 | 0 | 0 | 0 | 0 | 0 | 0 | 0 | 0 | 0 | 0 | 0 | 0 | 0 | 0 | 0 | 0 | 0 | 0 | 0 | 0 | 0 | 0
F9_Commercial_WA - Health_Existing_Food Preparation_Natural Gas_Steamer_A_Technical Potential | F9 | Commercial | WA - Health | Existing | Food Preparation | Natural Gas | Steamer | A | Incremental Winter Peak Savings (MW) | Technical Potential | 0 | 0 | 0 | 0 | 0 | 0 | 0 | 0 | 0 | 0 | 0 | 0 | 0 | 0 | 0 | 0 | 0 | 0 | 0 | 0 | 0 | 0 | 0 | 0 | 0 | 0 | 0
F10_Commercial_WA - Health_Existing_Food Preparation_Natural Gas_Steamer_A_Technical Potential | F10 | Commercial | WA - Health | Existing | Food Preparation | Natural Gas | Steamer | A | Cumulative Energy Savings (MWh or mTherms) | Technical Potential | 0 | 0 | 2.4933 | 4.9178 | 7.2873 | 9.6127 | 11.903 | 14.165 | 16.4905 | 18.8496 | 18.8496 | 18.8496 | 18.8496 | 19.5482 | 20.1071 | 20.5715 | 20.8845 | 21.0991 | 21.1298 | 21.1897 | 21.4291 | 21.4291 | 21.4291 | 21.4291 | 21.441 | 21.6659 | 21.6659
F11_Commercial_WA - Health_Existing_Food Preparation_Natural Gas_Steamer_A_Technical Potential | F11 | Commercial | WA - Health | Existing | Food Preparation | Natural Gas | Steamer | A | Cumulative Summer Peak Savings (MW) | Technical Potential | 0 | 0 | 0 | 0 | 0 | 0 | 0 | 0 | 0 | 0 | 0 | 0 | 0 | 0 | 0 | 0 | 0 | 0 | 0 | 0 | 0 | 0 | 0 | 0 | 0 | 0 | 0
F12_Commercial_WA - Health_Existing_Food Preparation_Natural Gas_Steamer_A_Technical Potential | F12 | Commercial | WA - Health | Existing | Food Preparation | Natural Gas | Steamer | A | Cumulative Winter Peak Savings (MW) | Technical Potential | 0 | 0 | 0 | 0 | 0 | 0 | 0 | 0 | 0 | 0 | 0 | 0 | 0 | 0 | 0 | 0 | 0 | 0 | 0 | 0 | 0 | 0 | 0 | 0 | 0 | 0 | 0
F13_Commercial_WA - Health_Existing_Food Preparation_Natural Gas_Steamer_A_Technical Potential | F13 | Commercial | WA - Health | Existing | Food Preparation | Natural Gas | Steamer | A | Purchases (Incremental) | Technical Potential | 0 | 0 | 2.0518 | 1.9952 | 1.95 | 1.9137 | 1.8848 | 1.8616 | 1.9138 | 1.9414 | 0 | 0 | 0 | 0.57494 | 0.45995 | 0.38211 | 0.25758 | 0.17663 | 0.025317 | 0.049234 | 0.19704 | 0 | 0 | 0 | 0.0097975 | 0.18509 | 0
F14_Commercial_WA - Health_Existing_Food Preparation_Natural Gas_Steamer_A_Technical Potential | F14 | Commercial | WA - Health | Existing | Food Preparation | Natural Gas | Steamer | A | Purchases (Cumulative) | Technical Potential | 0 | 0 | 2.0518 | 4.0471 | 5.997 | 7.9108 | 9.7955 | 11.6571 | 13.5709 | 15.5123 | 15.5123 | 15.5123 | 15.5123 | 16.0872 | 16.5472 | 16.9293 | 17.1868 | 17.3635 | 17.3888 | 17.438 | 17.6351 | 17.6351 | 17.6351 | 17.6351 | 17.6449 | 17.8299 | 17.8299
F1_Commercial_WA - Health_Existing_Food Preparation_Natural Gas_Commercial Food Prep Other_A_Technical Potential | F1 | Commercial | WA - Health | Existing | Food Preparation | Natural Gas | Commercial Food Prep Other | A | Original Unit Energy Savings (kWh or therms) | Technical Potential | 0 | 0 | 0 | 0 | 0 | 0 | 0 | 0 | 0 | 0 | 0 | 0 | 0 | 0 | 0 | 0 | 0 | 0 | 0 | 0 | 0 | 0 | 0 | 0 | 0 | 0 | 0
F2_Commercial_WA - Health_Existing_Food Preparation_Natural Gas_Commercial Food Prep Other_A_Technical Potential | F2 | Commercial | WA - Health | Existing | Food Preparation | Natural Gas | Commercial Food Prep Other | A | Original Unit Summer Peak Savings (kW) | Technical Potential | 0 | 0 | 0 | 0 | 0 | 0 | 0 | 0 | 0 | 0 | 0 | 0 | 0 | 0 | 0 | 0 | 0 | 0 | 0 | 0 | 0 | 0 | 0 | 0 | 0 | 0 | 0
F3_Commercial_WA - Health_Existing_Food Preparation_Natural Gas_Commercial Food Prep Other_A_Technical Potential | F3 | Commercial | WA - Health | Existing | Food Preparation | Natural Gas | Commercial Food Prep Other | A | Original Unit Winter Peak Savings (kW) | Technical Potential | 0 | 0 | 0 | 0 | 0 | 0 | 0 | 0 | 0 | 0 | 0 | 0 | 0 | 0 | 0 | 0 | 0 | 0 | 0 | 0 | 0 | 0 | 0 | 0 | 0 | 0 | 0
F4_Commercial_WA - Health_Existing_Food Preparation_Natural Gas_Commercial Food Prep Other_A_Technical Potential | F4 | Commercial | WA - Health | Existing | Food Preparation | Natural Gas | Commercial Food Prep Other | A | Standalone Impact on Baseline Energy (%) | Technical Potential | 0 | 0 | 0 | 0 | 0 | 0 | 0 | 0 | 0 | 0 | 0 | 0 | 0 | 0 | 0 | 0 | 0 | 0 | 0 | 0 | 0 | 0 | 0 | 0 | 0 | 0 | 0
F5_Commercial_WA - Health_Existing_Food Preparation_Natural Gas_Commercial Food Prep Other_A_Technical Potential | F5 | Commercial | WA - Health | Existing | Food Preparation | Natural Gas | Commercial Food Prep Other | A | Standalone Impact on Baseline Summer Peak (%) | Technical Potential | 0 | 0 | 0 | 0 | 0 | 0 | 0 | 0 | 0 | 0 | 0 | 0 | 0 | 0 | 0 | 0 | 0 | 0 | 0 | 0 | 0 | 0 | 0 | 0 | 0 | 0 | 0
F6_Commercial_WA - Health_Existing_Food Preparation_Natural Gas_Commercial Food Prep Other_A_Technical Potential | F6 | Commercial | WA - Health | Existing | Food Preparation | Natural Gas | Commercial Food Prep Other | A | Standalone Impact on Baseline Winter Peak (%) | Technical Potential | 0 | 0 | 0 | 0 | 0 | 0 | 0 | 0 | 0 | 0 | 0 | 0 | 0 | 0 | 0 | 0 | 0 | 0 | 0 | 0 | 0 | 0 | 0 | 0 | 0 | 0 | 0
F7_Commercial_WA - Health_Existing_Food Preparation_Natural Gas_Commercial Food Prep Other_A_Technical Potential | F7 | Commercial | WA - Health | Existing | Food Preparation | Natural Gas | Commercial Food Prep Other | A | Incremental Energy Savings (MWh or mTherms) | Technical Potential | 0 | 0 | 0 | 0 | 0 | 0 | 0 | 0 | 0 | 0 | 0 | 0 | 0 | 0 | 0 | 0 | 0 | 0 | 0 | 0 | 0 | 0 | 0 | 0 | 0 | 0 | 0
F8_Commercial_WA - Health_Existing_Food Preparation_Natural Gas_Commercial Food Prep Other_A_Technical Potential | F8 | Commercial | WA - Health | Existing | Food Preparation | Natural Gas | Commercial Food Prep Other | A | Incremental Summer Peak Savings (MW) | Technical Potential | 0 | 0 | 0 | 0 | 0 | 0 | 0 | 0 | 0 | 0 | 0 | 0 | 0 | 0 | 0 | 0 | 0 | 0 | 0 | 0 | 0 | 0 | 0 | 0 | 0 | 0 | 0
F9_Commercial_WA - Health_Existing_Food Preparation_Natural Gas_Commercial Food Prep Other_A_Technical Potential | F9 | Commercial | WA - Health | Existing | Food Preparation | Natural Gas | Commercial Food Prep Other | A | Incremental Winter Peak Savings (MW) | Technical Potential | 0 | 0 | 0 | 0 | 0 | 0 | 0 | 0 | 0 | 0 | 0 | 0 | 0 | 0 | 0 | 0 | 0 | 0 | 0 | 0 | 0 | 0 | 0 | 0 | 0 | 0 | 0
F10_Commercial_WA - Health_Existing_Food Preparation_Natural Gas_Commercial Food Prep Other_A_Technical Potential | F10 | Commercial | WA - Health | Existing | Food Preparation | Natural Gas | Commercial Food Prep Other | A | Cumulative Energy Savings (MWh or mTherms) | Technical Potential | 0 | 0 | 0 | 0 | 0 | 0 | 0 | 0 | 0 | 0 | 0 | 0 | 0 | 0 | 0 | 0 | 0 | 0 | 0 | 0 | 0 | 0 | 0 | 0 | 0 | 0 | 0
F11_Commercial_WA - Health_Existing_Food Preparation_Natural Gas_Commercial Food Prep Other_A_Technical Potential | F11 | Commercial | WA - Health | Existing | Food Preparation | Natural Gas | Commercial Food Prep Other | A | Cumulative Summer Peak Savings (MW) | Technical Potential | 0 | 0 | 0 | 0 | 0 | 0 | 0 | 0 | 0 | 0 | 0 | 0 | 0 | 0 | 0 | 0 | 0 | 0 | 0 | 0 | 0 | 0 | 0 | 0 | 0 | 0 | 0
F12_Commercial_WA - Health_Existing_Food Preparation_Natural Gas_Commercial Food Prep Other_A_Technical Potential | F12 | Commercial | WA - Health | Existing | Food Preparation | Natural Gas | Commercial Food Prep Other | A | Cumulative Winter Peak Savings (MW) | Technical Potential | 0 | 0 | 0 | 0 | 0 | 0 | 0 | 0 | 0 | 0 | 0 | 0 | 0 | 0 | 0 | 0 | 0 | 0 | 0 | 0 | 0 | 0 | 0 | 0 | 0 | 0 | 0
F13_Commercial_WA - Health_Existing_Food Preparation_Natural Gas_Commercial Food Prep Other_A_Technical Potential | F13 | Commercial | WA - Health | Existing | Food Preparation | Natural Gas | Commercial Food Prep Other | A | Purchases (Incremental) | Technical Potential | 0 | 0 | 0 | 0 | 0 | 0 | 0 | 0 | 0 | 0 | 0 | 0 | 0 | 0 | 0 | 0 | 0 | 0 | 0 | 0 | 0 | 0 | 0 | 0 | 0 | 0 | 0
F14_Commercial_WA - Health_Existing_Food Preparation_Natural Gas_Commercial Food Prep Other_A_Technical Potential | F14 | Commercial | WA - Health | Existing | Food Preparation | Natural Gas | Commercial Food Prep Other | A | Purchases (Cumulative) | Technical Potential | 0 | 0 | 0 | 0 | 0 | 0 | 0 | 0 | 0 | 0 | 0 | 0 | 0 | 0 | 0 | 0 | 0 | 0 | 0 | 0 | 0 | 0 | 0 | 0 | 0 | 0 | 0
F1_Commercial_WA - Health_Existing_Miscellaneous_Natural Gas_Pool Heater_A_Technical Potential | F1 | Commercial | WA - Health | Existing | Miscellaneous | Natural Gas | Pool Heater | A | Original Unit Energy Savings (kWh or therms) | Technical Potential | 0 | 0 | 0 | 0 | 0 | 0 | 0 | 0 | 0 | 0 | 0 | 0 | 0 | 0 | 0 | 0 | 0 | 0 | 0 | 0 | 0 | 0 | 0 | 0 | 0 | 0 | 0
F2_Commercial_WA - Health_Existing_Miscellaneous_Natural Gas_Pool Heater_A_Technical Potential | F2 | Commercial | WA - Health | Existing | Miscellaneous | Natural Gas | Pool Heater | A | Original Unit Summer Peak Savings (kW) | Technical Potential | 0 | 0 | 0 | 0 | 0 | 0 | 0 | 0 | 0 | 0 | 0 | 0 | 0 | 0 | 0 | 0 | 0 | 0 | 0 | 0 | 0 | 0 | 0 | 0 | 0 | 0 | 0
F3_Commercial_WA - Health_Existing_Miscellaneous_Natural Gas_Pool Heater_A_Technical Potential | F3 | Commercial | WA - Health | Existing | Miscellaneous | Natural Gas | Pool Heater | A | Original Unit Winter Peak Savings (kW) | Technical Potential | 0 | 0 | 0 | 0 | 0 | 0 | 0 | 0 | 0 | 0 | 0 | 0 | 0 | 0 | 0 | 0 | 0 | 0 | 0 | 0 | 0 | 0 | 0 | 0 | 0 | 0 | 0
F4_Commercial_WA - Health_Existing_Miscellaneous_Natural Gas_Pool Heater_A_Technical Potential | F4 | Commercial | WA - Health | Existing | Miscellaneous | Natural Gas | Pool Heater | A | Standalone Impact on Baseline Energy (%) | Technical Potential | 0 | 0 | 0 | 0 | 0 | 0 | 0 | 0 | 0 | 0 | 0 | 0 | 0 | 0 | 0 | 0 | 0 | 0 | 0 | 0 | 0 | 0 | 0 | 0 | 0 | 0 | 0
F5_Commercial_WA - Health_Existing_Miscellaneous_Natural Gas_Pool Heater_A_Technical Potential | F5 | Commercial | WA - Health | Existing | Miscellaneous | Natural Gas | Pool Heater | A | Standalone Impact on Baseline Summer Peak (%) | Technical Potential | 0 | 0 | 0 | 0 | 0 | 0 | 0 | 0 | 0 | 0 | 0 | 0 | 0 | 0 | 0 | 0 | 0 | 0 | 0 | 0 | 0 | 0 | 0 | 0 | 0 | 0 | 0
F6_Commercial_WA - Health_Existing_Miscellaneous_Natural Gas_Pool Heater_A_Technical Potential | F6 | Commercial | WA - Health | Existing | Miscellaneous | Natural Gas | Pool Heater | A | Standalone Impact on Baseline Winter Peak (%) | Technical Potential | 0 | 0 | 0 | 0 | 0 | 0 | 0 | 0 | 0 | 0 | 0 | 0 | 0 | 0 | 0 | 0 | 0 | 0 | 0 | 0 | 0 | 0 | 0 | 0 | 0 | 0 | 0
F7_Commercial_WA - Health_Existing_Miscellaneous_Natural Gas_Pool Heater_A_Technical Potential | F7 | Commercial | WA - Health | Existing | Miscellaneous | Natural Gas | Pool Heater | A | Incremental Energy Savings (MWh or mTherms) | Technical Potential | 0 | 0 | 0 | 0 | 0 | 0 | 0 | 0 | 0 | 0 | 0 | 0 | 0 | 0 | 0 | 0 | 0 | 0 | 0 | 0 | 0 | 0 | 0 | 0 | 0 | 0 | 0
F8_Commercial_WA - Health_Existing_Miscellaneous_Natural Gas_Pool Heater_A_Technical Potential | F8 | Commercial | WA - Health | Existing | Miscellaneous | Natural Gas | Pool Heater | A | Incremental Summer Peak Savings (MW) | Technical Potential | 0 | 0 | 0 | 0 | 0 | 0 | 0 | 0 | 0 | 0 | 0 | 0 | 0 | 0 | 0 | 0 | 0 | 0 | 0 | 0 | 0 | 0 | 0 | 0 | 0 | 0 | 0
F9_Commercial_WA - Health_Existing_Miscellaneous_Natural Gas_Pool Heater_A_Technical Potential | F9 | Commercial | WA - Health | Existing | Miscellaneous | Natural Gas | Pool Heater | A | Incremental Winter Peak Savings (MW) | Technical Potential | 0 | 0 | 0 | 0 | 0 | 0 | 0 | 0 | 0 | 0 | 0 | 0 | 0 | 0 | 0 | 0 | 0 | 0 | 0 | 0 | 0 | 0 | 0 | 0 | 0 | 0 | 0
F10_Commercial_WA - Health_Existing_Miscellaneous_Natural Gas_Pool Heater_A_Technical Potential | F10 | Commercial | WA - Health | Existing | Miscellaneous | Natural Gas | Pool Heater | A | Cumulative Energy Savings (MWh or mTherms) | Technical Potential | 0 | 0 | 0 | 0 | 0 | 0 | 0 | 0 | 0 | 0 | 0 | 0 | 0 | 0 | 0 | 0 | 0 | 0 | 0 | 0 | 0 | 0 | 0 | 0 | 0 | 0 | 0
F11_Commercial_WA - Health_Existing_Miscellaneous_Natural Gas_Pool Heater_A_Technical Potential | F11 | Commercial | WA - Health | Existing | Miscellaneous | Natural Gas | Pool Heater | A | Cumulative Summer Peak Savings (MW) | Technical Potential | 0 | 0 | 0 | 0 | 0 | 0 | 0 | 0 | 0 | 0 | 0 | 0 | 0 | 0 | 0 | 0 | 0 | 0 | 0 | 0 | 0 | 0 | 0 | 0 | 0 | 0 | 0
F12_Commercial_WA - Health_Existing_Miscellaneous_Natural Gas_Pool Heater_A_Technical Potential | F12 | Commercial | WA - Health | Existing | Miscellaneous | Natural Gas | Pool Heater | A | Cumulative Winter Peak Savings (MW) | Technical Potential | 0 | 0 | 0 | 0 | 0 | 0 | 0 | 0 | 0 | 0 | 0 | 0 | 0 | 0 | 0 | 0 | 0 | 0 | 0 | 0 | 0 | 0 | 0 | 0 | 0 | 0 | 0
F13_Commercial_WA - Health_Existing_Miscellaneous_Natural Gas_Pool Heater_A_Technical Potential | F13 | Commercial | WA - Health | Existing | Miscellaneous | Natural Gas | Pool Heater | A | Purchases (Incremental) | Technical Potential | 0 | 0 | 0 | 0 | 0 | 0 | 0 | 0 | 0 | 0 | 0 | 0 | 0 | 0 | 0 | 0 | 0 | 0 | 0 | 0 | 0 | 0 | 0 | 0 | 0 | 0 | 0
F14_Commercial_WA - Health_Existing_Miscellaneous_Natural Gas_Pool Heater_A_Technical Potential | F14 | Commercial | WA - Health | Existing | Miscellaneous | Natural Gas | Pool Heater | A | Purchases (Cumulative) | Technical Potential | 0 | 0 | 0 | 0 | 0 | 0 | 0 | 0 | 0 | 0 | 0 | 0 | 0 | 0 | 0 | 0 | 0 | 0 | 0 | 0 | 0 | 0 | 0 | 0 | 0 | 0 | 0
F1_Commercial_WA - Health_New_Space Heating_Natural Gas_Furnace_A_Technical Potential | F1 | Commercial | WA - Health | New | Space Heating | Natural Gas | Furnace | A | Original Unit Energy Savings (kWh or therms) | Technical Potential | 0 | 0 | 0 | 0 | 0 | 0 | 0 | 0 | 0 | 0 | 0 | 0 | 0 | 0 | 0 | 0 | 0 | 0 | 0 | 0 | 0 | 0 | 0 | 0 | 0 | 0 | 0
F2_Commercial_WA - Health_New_Space Heating_Natural Gas_Furnace_A_Technical Potential | F2 | Commercial | WA - Health | New | Space Heating | Natural Gas | Furnace | A | Original Unit Summer Peak Savings (kW) | Technical Potential | 0 | 0 | 0 | 0 | 0 | 0 | 0 | 0 | 0 | 0 | 0 | 0 | 0 | 0 | 0 | 0 | 0 | 0 | 0 | 0 | 0 | 0 | 0 | 0 | 0 | 0 | 0
F3_Commercial_WA - Health_New_Space Heating_Natural Gas_Furnace_A_Technical Potential | F3 | Commercial | WA - Health | New | Space Heating | Natural Gas | Furnace | A | Original Unit Winter Peak Savings (kW) | Technical Potential | 0 | 0 | 0 | 0 | 0 | 0 | 0 | 0 | 0 | 0 | 0 | 0 | 0 | 0 | 0 | 0 | 0 | 0 | 0 | 0 | 0 | 0 | 0 | 0 | 0 | 0 | 0
F4_Commercial_WA - Health_New_Space Heating_Natural Gas_Furnace_A_Technical Potential | F4 | Commercial | WA - Health | New | Space Heating | Natural Gas | Furnace | A | Standalone Impact on Baseline Energy (%) | Technical Potential | 0 | 0 | 0 | 0 | 0 | 0 | 0 | 0 | 0 | 0 | 0 | 0 | 0 | 0 | 0 | 0 | 0 | 0 | 0 | 0 | 0 | 0 | 0 | 0 | 0 | 0 | 0
F5_Commercial_WA - Health_New_Space Heating_Natural Gas_Furnace_A_Technical Potential | F5 | Commercial | WA - Health | New | Space Heating | Natural Gas | Furnace | A | Standalone Impact on Baseline Summer Peak (%) | Technical Potential | 0 | 0 | 0 | 0 | 0 | 0 | 0 | 0 | 0 | 0 | 0 | 0 | 0 | 0 | 0 | 0 | 0 | 0 | 0 | 0 | 0 | 0 | 0 | 0 | 0 | 0 | 0
F6_Commercial_WA - Health_New_Space Heating_Natural Gas_Furnace_A_Technical Potential | F6 | Commercial | WA - Health | New | Space Heating | Natural Gas | Furnace | A | Standalone Impact on Baseline Winter Peak (%) | Technical Potential | 0 | 0 | 0 | 0 | 0 | 0 | 0 | 0 | 0 | 0 | 0 | 0 | 0 | 0 | 0 | 0 | 0 | 0 | 0 | 0 | 0 | 0 | 0 | 0 | 0 | 0 | 0
F7_Commercial_WA - Health_New_Space Heating_Natural Gas_Furnace_A_Technical Potential | F7 | Commercial | WA - Health | New | Space Heating | Natural Gas | Furnace | A | Incremental Energy Savings (MWh or mTherms) | Technical Potential | 0 | 0 | 0 | 0 | 0 | 0 | 0 | 0 | 0 | 0 | 0 | 0 | 0 | 0 | 0 | 0 | 0 | 0 | 0 | 0 | 0 | 0 | 0 | 0 | 0 | 0 | 0
F8_Commercial_WA - Health_New_Space Heating_Natural Gas_Furnace_A_Technical Potential | F8 | Commercial | WA - Health | New | Space Heating | Natural Gas | Furnace | A | Incremental Summer Peak Savings (MW) | Technical Potential | 0 | 0 | 0 | 0 | 0 | 0 | 0 | 0 | 0 | 0 | 0 | 0 | 0 | 0 | 0 | 0 | 0 | 0 | 0 | 0 | 0 | 0 | 0 | 0 | 0 | 0 | 0
F9_Commercial_WA - Health_New_Space Heating_Natural Gas_Furnace_A_Technical Potential | F9 | Commercial | WA - Health | New | Space Heating | Natural Gas | Furnace | A | Incremental Winter Peak Savings (MW) | Technical Potential | 0 | 0 | 0 | 0 | 0 | 0 | 0 | 0 | 0 | 0 | 0 | 0 | 0 | 0 | 0 | 0 | 0 | 0 | 0 | 0 | 0 | 0 | 0 | 0 | 0 | 0 | 0
F10_Commercial_WA - Health_New_Space Heating_Natural Gas_Furnace_A_Technical Potential | F10 | Commercial | WA - Health | New | Space Heating | Natural Gas | Furnace | A | Cumulative Energy Savings (MWh or mTherms) | Technical Potential | 0 | 0 | 0 | 0 | 0 | 0 | 0 | 0 | 0 | 0 | 0 | 0 | 0 | 0 | 0 | 0 | 0 | 0 | 0 | 0 | 0 | 0 | 0 | 0 | 0 | 0 | 0
F11_Commercial_WA - Health_New_Space Heating_Natural Gas_Furnace_A_Technical Potential | F11 | Commercial | WA - Health | New | Space Heating | Natural Gas | Furnace | A | Cumulative Summer Peak Savings (MW) | Technical Potential | 0 | 0 | 0 | 0 | 0 | 0 | 0 | 0 | 0 | 0 | 0 | 0 | 0 | 0 | 0 | 0 | 0 | 0 | 0 | 0 | 0 | 0 | 0 | 0 | 0 | 0 | 0
F12_Commercial_WA - Health_New_Space Heating_Natural Gas_Furnace_A_Technical Potential | F12 | Commercial | WA - Health | New | Space Heating | Natural Gas | Furnace | A | Cumulative Winter Peak Savings (MW) | Technical Potential | 0 | 0 | 0 | 0 | 0 | 0 | 0 | 0 | 0 | 0 | 0 | 0 | 0 | 0 | 0 | 0 | 0 | 0 | 0 | 0 | 0 | 0 | 0 | 0 | 0 | 0 | 0
F13_Commercial_WA - Health_New_Space Heating_Natural Gas_Furnace_A_Technical Potential | F13 | Commercial | WA - Health | New | Space Heating | Natural Gas | Furnace | A | Purchases (Incremental) | Technical Potential | 0 | 0 | 0 | 0 | 0 | 0 | 0 | 0 | 0 | 0 | 0 | 0 | 0 | 0 | 0 | 0 | 0 | 0 | 0 | 0 | 0 | 0 | 0 | 0 | 0 | 0 | 0
F14_Commercial_WA - Health_New_Space Heating_Natural Gas_Furnace_A_Technical Potential | F14 | Commercial | WA - Health | New | Space Heating | Natural Gas | Furnace | A | Purchases (Cumulative) | Technical Potential | 0 | 0 | 0 | 0 | 0 | 0 | 0 | 0 | 0 | 0 | 0 | 0 | 0 | 0 | 0 | 0 | 0 | 0 | 0 | 0 | 0 | 0 | 0 | 0 | 0 | 0 | 0
F1_Commercial_WA - Health_New_Space Heating_Natural Gas_Boiler_A_Technical Potential | F1 | Commercial | WA - Health | New | Space Heating | Natural Gas | Boiler | A | Original Unit Energy Savings (kWh or therms) | Technical Potential | 0 | 0 | 0 | 0 | 0 | 0 | 0 | 0 | 0 | 0 | 0 | 0 | 0 | 0 | 0 | 0 | 0 | 0 | 0 | 0 | 0 | 0 | 0 | 0 | 0 | 0 | 0
F2_Commercial_WA - Health_New_Space Heating_Natural Gas_Boiler_A_Technical Potential | F2 | Commercial | WA - Health | New | Space Heating | Natural Gas | Boiler | A | Original Unit Summer Peak Savings (kW) | Technical Potential | 0 | 0 | 0 | 0 | 0 | 0 | 0 | 0 | 0 | 0 | 0 | 0 | 0 | 0 | 0 | 0 | 0 | 0 | 0 | 0 | 0 | 0 | 0 | 0 | 0 | 0 | 0
F3_Commercial_WA - Health_New_Space Heating_Natural Gas_Boiler_A_Technical Potential | F3 | Commercial | WA - Health | New | Space Heating | Natural Gas | Boiler | A | Original Unit Winter Peak Savings (kW) | Technical Potential | 0 | 0 | 0 | 0 | 0 | 0 | 0 | 0 | 0 | 0 | 0 | 0 | 0 | 0 | 0 | 0 | 0 | 0 | 0 | 0 | 0 | 0 | 0 | 0 | 0 | 0 | 0
F4_Commercial_WA - Health_New_Space Heating_Natural Gas_Boiler_A_Technical Potential | F4 | Commercial | WA - Health | New | Space Heating | Natural Gas | Boiler | A | Standalone Impact on Baseline Energy (%) | Technical Potential | 0 | 0 | 0 | 0 | 0 | 0 | 0 | 0 | 0 | 0 | 0 | 0 | 0 | 0 | 0 | 0 | 0 | 0 | 0 | 0 | 0 | 0 | 0 | 0 | 0 | 0 | 0
F5_Commercial_WA - Health_New_Space Heating_Natural Gas_Boiler_A_Technical Potential | F5 | Commercial | WA - Health | New | Space Heating | Natural Gas | Boiler | A | Standalone Impact on Baseline Summer Peak (%) | Technical Potential | 0 | 0 | 0 | 0 | 0 | 0 | 0 | 0 | 0 | 0 | 0 | 0 | 0 | 0 | 0 | 0 | 0 | 0 | 0 | 0 | 0 | 0 | 0 | 0 | 0 | 0 | 0
F6_Commercial_WA - Health_New_Space Heating_Natural Gas_Boiler_A_Technical Potential | F6 | Commercial | WA - Health | New | Space Heating | Natural Gas | Boiler | A | Standalone Impact on Baseline Winter Peak (%) | Technical Potential | 0 | 0 | 0 | 0 | 0 | 0 | 0 | 0 | 0 | 0 | 0 | 0 | 0 | 0 | 0 | 0 | 0 | 0 | 0 | 0 | 0 | 0 | 0 | 0 | 0 | 0 | 0
F7_Commercial_WA - Health_New_Space Heating_Natural Gas_Boiler_A_Technical Potential | F7 | Commercial | WA - Health | New | Space Heating | Natural Gas | Boiler | A | Incremental Energy Savings (MWh or mTherms) | Technical Potential | 0 | 0 | 0 | 0 | 0 | 0 | 0 | 0 | 0 | 0 | 0 | 0 | 0 | 0 | 0 | 0 | 0 | 0 | 0 | 0 | 0 | 0 | 0 | 0 | 0 | 0 | 0
F8_Commercial_WA - Health_New_Space Heating_Natural Gas_Boiler_A_Technical Potential | F8 | Commercial | WA - Health | New | Space Heating | Natural Gas | Boiler | A | Incremental Summer Peak Savings (MW) | Technical Potential | 0 | 0 | 0 | 0 | 0 | 0 | 0 | 0 | 0 | 0 | 0 | 0 | 0 | 0 | 0 | 0 | 0 | 0 | 0 | 0 | 0 | 0 | 0 | 0 | 0 | 0 | 0
F9_Commercial_WA - Health_New_Space Heating_Natural Gas_Boiler_A_Technical Potential | F9 | Commercial | WA - Health | New | Space Heating | Natural Gas | Boiler | A | Incremental Winter Peak Savings (MW) | Technical Potential | 0 | 0 | 0 | 0 | 0 | 0 | 0 | 0 | 0 | 0 | 0 | 0 | 0 | 0 | 0 | 0 | 0 | 0 | 0 | 0 | 0 | 0 | 0 | 0 | 0 | 0 | 0
F10_Commercial_WA - Health_New_Space Heating_Natural Gas_Boiler_A_Technical Potential | F10 | Commercial | WA - Health | New | Space Heating | Natural Gas | Boiler | A | Cumulative Energy Savings (MWh or mTherms) | Technical Potential | 0 | 0 | 0 | 0 | 0 | 0 | 0 | 0 | 0 | 0 | 0 | 0 | 0 | 0 | 0 | 0 | 0 | 0 | 0 | 0 | 0 | 0 | 0 | 0 | 0 | 0 | 0
F11_Commercial_WA - Health_New_Space Heating_Natural Gas_Boiler_A_Technical Potential | F11 | Commercial | WA - Health | New | Space Heating | Natural Gas | Boiler | A | Cumulative Summer Peak Savings (MW) | Technical Potential | 0 | 0 | 0 | 0 | 0 | 0 | 0 | 0 | 0 | 0 | 0 | 0 | 0 | 0 | 0 | 0 | 0 | 0 | 0 | 0 | 0 | 0 | 0 | 0 | 0 | 0 | 0
F12_Commercial_WA - Health_New_Space Heating_Natural Gas_Boiler_A_Technical Potential | F12 | Commercial | WA - Health | New | Space Heating | Natural Gas | Boiler | A | Cumulative Winter Peak Savings (MW) | Technical Potential | 0 | 0 | 0 | 0 | 0 | 0 | 0 | 0 | 0 | 0 | 0 | 0 | 0 | 0 | 0 | 0 | 0 | 0 | 0 | 0 | 0 | 0 | 0 | 0 | 0 | 0 | 0
F13_Commercial_WA - Health_New_Space Heating_Natural Gas_Boiler_A_Technical Potential | F13 | Commercial | WA - Health | New | Space Heating | Natural Gas | Boiler | A | Purchases (Incremental) | Technical Potential | 0 | 0 | 0 | 0 | 0 | 0 | 0 | 0 | 0 | 0 | 0 | 0 | 0 | 0 | 0 | 0 | 0 | 0 | 0 | 0 | 0 | 0 | 0 | 0 | 0 | 0 | 0
F14_Commercial_WA - Health_New_Space Heating_Natural Gas_Boiler_A_Technical Potential | F14 | Commercial | WA - Health | New | Space Heating | Natural Gas | Boiler | A | Purchases (Cumulative) | Technical Potential | 0 | 0 | 0 | 0 | 0 | 0 | 0 | 0 | 0 | 0 | 0 | 0 | 0 | 0 | 0 | 0 | 0 | 0 | 0 | 0 | 0 | 0 | 0 | 0 | 0 | 0 | 0
F1_Commercial_WA - Health_New_Space Heating_Natural Gas_Unit Heater_A_Technical Potential | F1 | Commercial | WA - Health | New | Space Heating | Natural Gas | Unit Heater | A | Original Unit Energy Savings (kWh or therms) | Technical Potential | 0 | 0 | 0 | 0 | 0 | 0 | 0 | 0 | 0 | 0 | 0 | 0 | 0 | 0 | 0 | 0 | 0 | 0 | 0 | 0 | 0 | 0 | 0 | 0 | 0 | 0 | 0
F2_Commercial_WA - Health_New_Space Heating_Natural Gas_Unit Heater_A_Technical Potential | F2 | Commercial | WA - Health | New | Space Heating | Natural Gas | Unit Heater | A | Original Unit Summer Peak Savings (kW) | Technical Potential | 0 | 0 | 0 | 0 | 0 | 0 | 0 | 0 | 0 | 0 | 0 | 0 | 0 | 0 | 0 | 0 | 0 | 0 | 0 | 0 | 0 | 0 | 0 | 0 | 0 | 0 | 0
F3_Commercial_WA - Health_New_Space Heating_Natural Gas_Unit Heater_A_Technical Potential | F3 | Commercial | WA - Health | New | Space Heating | Natural Gas | Unit Heater | A | Original Unit Winter Peak Savings (kW) | Technical Potential | 0 | 0 | 0 | 0 | 0 | 0 | 0 | 0 | 0 | 0 | 0 | 0 | 0 | 0 | 0 | 0 | 0 | 0 | 0 | 0 | 0 | 0 | 0 | 0 | 0 | 0 | 0
F4_Commercial_WA - Health_New_Space Heating_Natural Gas_Unit Heater_A_Technical Potential | F4 | Commercial | WA - Health | New | Space Heating | Natural Gas | Unit Heater | A | Standalone Impact on Baseline Energy (%) | Technical Potential | 0 | 0 | 0 | 0 | 0 | 0 | 0 | 0 | 0 | 0 | 0 | 0 | 0 | 0 | 0 | 0 | 0 | 0 | 0 | 0 | 0 | 0 | 0 | 0 | 0 | 0 | 0
F5_Commercial_WA - Health_New_Space Heating_Natural Gas_Unit Heater_A_Technical Potential | F5 | Commercial | WA - Health | New | Space Heating | Natural Gas | Unit Heater | A | Standalone Impact on Baseline Summer Peak (%) | Technical Potential | 0 | 0 | 0 | 0 | 0 | 0 | 0 | 0 | 0 | 0 | 0 | 0 | 0 | 0 | 0 | 0 | 0 | 0 | 0 | 0 | 0 | 0 | 0 | 0 | 0 | 0 | 0
F6_Commercial_WA - Health_New_Space Heating_Natural Gas_Unit Heater_A_Technical Potential | F6 | Commercial | WA - Health | New | Space Heating | Natural Gas | Unit Heater | A | Standalone Impact on Baseline Winter Peak (%) | Technical Potential | 0 | 0 | 0 | 0 | 0 | 0 | 0 | 0 | 0 | 0 | 0 | 0 | 0 | 0 | 0 | 0 | 0 | 0 | 0 | 0 | 0 | 0 | 0 | 0 | 0 | 0 | 0
F7_Commercial_WA - Health_New_Space Heating_Natural Gas_Unit Heater_A_Technical Potential | F7 | Commercial | WA - Health | New | Space Heating | Natural Gas | Unit Heater | A | Incremental Energy Savings (MWh or mTherms) | Technical Potential | 0 | 0 | 0 | 0 | 0 | 0 | 0 | 0 | 0 | 0 | 0 | 0 | 0 | 0 | 0 | 0 | 0 | 0 | 0 | 0 | 0 | 0 | 0 | 0 | 0 | 0 | 0
F8_Commercial_WA - Health_New_Space Heating_Natural Gas_Unit Heater_A_Technical Potential | F8 | Commercial | WA - Health | New | Space Heating | Natural Gas | Unit Heater | A | Incremental Summer Peak Savings (MW) | Technical Potential | 0 | 0 | 0 | 0 | 0 | 0 | 0 | 0 | 0 | 0 | 0 | 0 | 0 | 0 | 0 | 0 | 0 | 0 | 0 | 0 | 0 | 0 | 0 | 0 | 0 | 0 | 0
F9_Commercial_WA - Health_New_Space Heating_Natural Gas_Unit Heater_A_Technical Potential | F9 | Commercial | WA - Health | New | Space Heating | Natural Gas | Unit Heater | A | Incremental Winter Peak Savings (MW) | Technical Potential | 0 | 0 | 0 | 0 | 0 | 0 | 0 | 0 | 0 | 0 | 0 | 0 | 0 | 0 | 0 | 0 | 0 | 0 | 0 | 0 | 0 | 0 | 0 | 0 | 0 | 0 | 0
F10_Commercial_WA - Health_New_Space Heating_Natural Gas_Unit Heater_A_Technical Potential | F10 | Commercial | WA - Health | New | Space Heating | Natural Gas | Unit Heater | A | Cumulative Energy Savings (MWh or mTherms) | Technical Potential | 0 | 0 | 0 | 0 | 0 | 0 | 0 | 0 | 0 | 0 | 0 | 0 | 0 | 0 | 0 | 0 | 0 | 0 | 0 | 0 | 0 | 0 | 0 | 0 | 0 | 0 | 0
F11_Commercial_WA - Health_New_Space Heating_Natural Gas_Unit Heater_A_Technical Potential | F11 | Commercial | WA - Health | New | Space Heating | Natural Gas | Unit Heater | A | Cumulative Summer Peak Savings (MW) | Technical Potential | 0 | 0 | 0 | 0 | 0 | 0 | 0 | 0 | 0 | 0 | 0 | 0 | 0 | 0 | 0 | 0 | 0 | 0 | 0 | 0 | 0 | 0 | 0 | 0 | 0 | 0 | 0
F12_Commercial_WA - Health_New_Space Heating_Natural Gas_Unit Heater_A_Technical Potential | F12 | Commercial | WA - Health | New | Space Heating | Natural Gas | Unit Heater | A | Cumulative Winter Peak Savings (MW) | Technical Potential | 0 | 0 | 0 | 0 | 0 | 0 | 0 | 0 | 0 | 0 | 0 | 0 | 0 | 0 | 0 | 0 | 0 | 0 | 0 | 0 | 0 | 0 | 0 | 0 | 0 | 0 | 0
F13_Commercial_WA - Health_New_Space Heating_Natural Gas_Unit Heater_A_Technical Potential | F13 | Commercial | WA - Health | New | Space Heating | Natural Gas | Unit Heater | A | Purchases (Incremental) | Technical Potential | 0 | 0 | 0 | 0 | 0 | 0 | 0 | 0 | 0 | 0 | 0 | 0 | 0 | 0 | 0 | 0 | 0 | 0 | 0 | 0 | 0 | 0 | 0 | 0 | 0 | 0 | 0
F14_Commercial_WA - Health_New_Space Heating_Natural Gas_Unit Heater_A_Technical Potential | F14 | Commercial | WA - Health | New | Space Heating | Natural Gas | Unit Heater | A | Purchases (Cumulative) | Technical Potential | 0 | 0 | 0 | 0 | 0 | 0 | 0 | 0 | 0 | 0 | 0 | 0 | 0 | 0 | 0 | 0 | 0 | 0 | 0 | 0 | 0 | 0 | 0 | 0 | 0 | 0 | 0
F1_Commercial_WA - Health_New_Water Heating_Natural Gas_Water Heater_A_Technical Potential | F1 | Commercial | WA - Health | New | Water Heating | Natural Gas | Water Heater | A | Original Unit Energy Savings (kWh or therms) | Technical Potential | 0 | 0 | 0 | 0 | 0 | 0 | 0 | 0 | 0 | 0 | 0 | 0 | 0 | 0 | 0 | 0 | 0 | 0 | 0 | 0 | 0 | 0 | 0 | 0 | 0 | 0 | 0
F2_Commercial_WA - Health_New_Water Heating_Natural Gas_Water Heater_A_Technical Potential | F2 | Commercial | WA - Health | New | Water Heating | Natural Gas | Water Heater | A | Original Unit Summer Peak Savings (kW) | Technical Potential | 0 | 0 | 0 | 0 | 0 | 0 | 0 | 0 | 0 | 0 | 0 | 0 | 0 | 0 | 0 | 0 | 0 | 0 | 0 | 0 | 0 | 0 | 0 | 0 | 0 | 0 | 0
F3_Commercial_WA - Health_New_Water Heating_Natural Gas_Water Heater_A_Technical Potential | F3 | Commercial | WA - Health | New | Water Heating | Natural Gas | Water Heater | A | Original Unit Winter Peak Savings (kW) | Technical Potential | 0 | 0 | 0 | 0 | 0 | 0 | 0 | 0 | 0 | 0 | 0 | 0 | 0 | 0 | 0 | 0 | 0 | 0 | 0 | 0 | 0 | 0 | 0 | 0 | 0 | 0 | 0
F4_Commercial_WA - Health_New_Water Heating_Natural Gas_Water Heater_A_Technical Potential | F4 | Commercial | WA - Health | New | Water Heating | Natural Gas | Water Heater | A | Standalone Impact on Baseline Energy (%) | Technical Potential | 0 | 0 | 0 | 0 | 0 | 0 | 0 | 0 | 0 | 0 | 0 | 0 | 0 | 0 | 0 | 0 | 0 | 0 | 0 | 0 | 0 | 0 | 0 | 0 | 0 | 0 | 0
F5_Commercial_WA - Health_New_Water Heating_Natural Gas_Water Heater_A_Technical Potential | F5 | Commercial | WA - Health | New | Water Heating | Natural Gas | Water Heater | A | Standalone Impact on Baseline Summer Peak (%) | Technical Potential | 0 | 0 | 0 | 0 | 0 | 0 | 0 | 0 | 0 | 0 | 0 | 0 | 0 | 0 | 0 | 0 | 0 | 0 | 0 | 0 | 0 | 0 | 0 | 0 | 0 | 0 | 0
F6_Commercial_WA - Health_New_Water Heating_Natural Gas_Water Heater_A_Technical Potential | F6 | Commercial | WA - Health | New | Water Heating | Natural Gas | Water Heater | A | Standalone Impact on Baseline Winter Peak (%) | Technical Potential | 0 | 0 | 0 | 0 | 0 | 0 | 0 | 0 | 0 | 0 | 0 | 0 | 0 | 0 | 0 | 0 | 0 | 0 | 0 | 0 | 0 | 0 | 0 | 0 | 0 | 0 | 0
F7_Commercial_WA - Health_New_Water Heating_Natural Gas_Water Heater_A_Technical Potential | F7 | Commercial | WA - Health | New | Water Heating | Natural Gas | Water Heater | A | Incremental Energy Savings (MWh or mTherms) | Technical Potential | 0 | 0 | 0 | 0 | 0 | 0 | 0 | 0 | 0 | 0 | 0 | 0 | 0 | 0 | 0 | 0 | 0 | 0 | 0 | 0 | 0 | 0 | 0 | 0 | 0 | 0 | 0
F8_Commercial_WA - Health_New_Water Heating_Natural Gas_Water Heater_A_Technical Potential | F8 | Commercial | WA - Health | New | Water Heating | Natural Gas | Water Heater | A | Incremental Summer Peak Savings (MW) | Technical Potential | 0 | 0 | 0 | 0 | 0 | 0 | 0 | 0 | 0 | 0 | 0 | 0 | 0 | 0 | 0 | 0 | 0 | 0 | 0 | 0 | 0 | 0 | 0 | 0 | 0 | 0 | 0
F9_Commercial_WA - Health_New_Water Heating_Natural Gas_Water Heater_A_Technical Potential | F9 | Commercial | WA - Health | New | Water Heating | Natural Gas | Water Heater | A | Incremental Winter Peak Savings (MW) | Technical Potential | 0 | 0 | 0 | 0 | 0 | 0 | 0 | 0 | 0 | 0 | 0 | 0 | 0 | 0 | 0 | 0 | 0 | 0 | 0 | 0 | 0 | 0 | 0 | 0 | 0 | 0 | 0
F10_Commercial_WA - Health_New_Water Heating_Natural Gas_Water Heater_A_Technical Potential | F10 | Commercial | WA - Health | New | Water Heating | Natural Gas | Water Heater | A | Cumulative Energy Savings (MWh or mTherms) | Technical Potential | 0 | 0 | 0 | 0 | 0 | 0 | 0 | 0 | 0 | 0 | 0 | 0 | 0 | 0 | 0 | 0 | 0 | 0 | 0 | 0 | 0 | 0 | 0 | 0 | 0 | 0 | 0
F11_Commercial_WA - Health_New_Water Heating_Natural Gas_Water Heater_A_Technical Potential | F11 | Commercial | WA - Health | New | Water Heating | Natural Gas | Water Heater | A | Cumulative Summer Peak Savings (MW) | Technical Potential | 0 | 0 | 0 | 0 | 0 | 0 | 0 | 0 | 0 | 0 | 0 | 0 | 0 | 0 | 0 | 0 | 0 | 0 | 0 | 0 | 0 | 0 | 0 | 0 | 0 | 0 | 0
F12_Commercial_WA - Health_New_Water Heating_Natural Gas_Water Heater_A_Technical Potential | F12 | Commercial | WA - Health | New | Water Heating | Natural Gas | Water Heater | A | Cumulative Winter Peak Savings (MW) | Technical Potential | 0 | 0 | 0 | 0 | 0 | 0 | 0 | 0 | 0 | 0 | 0 | 0 | 0 | 0 | 0 | 0 | 0 | 0 | 0 | 0 | 0 | 0 | 0 | 0 | 0 | 0 | 0
F13_Commercial_WA - Health_New_Water Heating_Natural Gas_Water Heater_A_Technical Potential | F13 | Commercial | WA - Health | New | Water Heating | Natural Gas | Water Heater | A | Purchases (Incremental) | Technical Potential | 0 | 0 | 0 | 0 | 0 | 0 | 0 | 0 | 0 | 0 | 0 | 0 | 0 | 0 | 0 | 0 | 0 | 0 | 0 | 0 | 0 | 0 | 0 | 0 | 0 | 0 | 0
F14_Commercial_WA - Health_New_Water Heating_Natural Gas_Water Heater_A_Technical Potential | F14 | Commercial | WA - Health | New | Water Heating | Natural Gas | Water Heater | A | Purchases (Cumulative) | Technical Potential | 0 | 0 | 0 | 0 | 0 | 0 | 0 | 0 | 0 | 0 | 0 | 0 | 0 | 0 | 0 | 0 | 0 | 0 | 0 | 0 | 0 | 0 | 0 | 0 | 0 | 0 | 0
F1_Commercial_WA - Health_New_Food Preparation_Natural Gas_Oven_A_Technical Potential | F1 | Commercial | WA - Health | New | Food Preparation | Natural Gas | Oven | A | Original Unit Energy Savings (kWh or therms) | Technical Potential | 0 | 0 | 0 | 0 | 0 | 0 | 0 | 0 | 0 | 0 | 0 | 0 | 0 | 0 | 0 | 0 | 0 | 0 | 0 | 0 | 0 | 0 | 0 | 0 | 0 | 0 | 0
F2_Commercial_WA - Health_New_Food Preparation_Natural Gas_Oven_A_Technical Potential | F2 | Commercial | WA - Health | New | Food Preparation | Natural Gas | Oven | A | Original Unit Summer Peak Savings (kW) | Technical Potential | 0 | 0 | 0 | 0 | 0 | 0 | 0 | 0 | 0 | 0 | 0 | 0 | 0 | 0 | 0 | 0 | 0 | 0 | 0 | 0 | 0 | 0 | 0 | 0 | 0 | 0 | 0
F3_Commercial_WA - Health_New_Food Preparation_Natural Gas_Oven_A_Technical Potential | F3 | Commercial | WA - Health | New | Food Preparation | Natural Gas | Oven | A | Original Unit Winter Peak Savings (kW) | Technical Potential | 0 | 0 | 0 | 0 | 0 | 0 | 0 | 0 | 0 | 0 | 0 | 0 | 0 | 0 | 0 | 0 | 0 | 0 | 0 | 0 | 0 | 0 | 0 | 0 | 0 | 0 | 0
F4_Commercial_WA - Health_New_Food Preparation_Natural Gas_Oven_A_Technical Potential | F4 | Commercial | WA - Health | New | Food Preparation | Natural Gas | Oven | A | Standalone Impact on Baseline Energy (%) | Technical Potential | 0 | 0 | 0 | 0 | 0 | 0 | 0 | 0 | 0 | 0 | 0 | 0 | 0 | 0 | 0 | 0 | 0 | 0 | 0 | 0 | 0 | 0 | 0 | 0 | 0 | 0 | 0
F5_Commercial_WA - Health_New_Food Preparation_Natural Gas_Oven_A_Technical Potential | F5 | Commercial | WA - Health | New | Food Preparation | Natural Gas | Oven | A | Standalone Impact on Baseline Summer Peak (%) | Technical Potential | 0 | 0 | 0 | 0 | 0 | 0 | 0 | 0 | 0 | 0 | 0 | 0 | 0 | 0 | 0 | 0 | 0 | 0 | 0 | 0 | 0 | 0 | 0 | 0 | 0 | 0 | 0
F6_Commercial_WA - Health_New_Food Preparation_Natural Gas_Oven_A_Technical Potential | F6 | Commercial | WA - Health | New | Food Preparation | Natural Gas | Oven | A | Standalone Impact on Baseline Winter Peak (%) | Technical Potential | 0 | 0 | 0 | 0 | 0 | 0 | 0 | 0 | 0 | 0 | 0 | 0 | 0 | 0 | 0 | 0 | 0 | 0 | 0 | 0 | 0 | 0 | 0 | 0 | 0 | 0 | 0
F7_Commercial_WA - Health_New_Food Preparation_Natural Gas_Oven_A_Technical Potential | F7 | Commercial | WA - Health | New | Food Preparation | Natural Gas | Oven | A | Incremental Energy Savings (MWh or mTherms) | Technical Potential | 0 | 0 | 0 | 0 | 0 | 0 | 0 | 0 | 0 | 0 | 0 | 0 | 0 | 0 | 0 | 0 | 0 | 0 | 0 | 0 | 0 | 0 | 0 | 0 | 0 | 0 | 0
F8_Commercial_WA - Health_New_Food Preparation_Natural Gas_Oven_A_Technical Potential | F8 | Commercial | WA - Health | New | Food Preparation | Natural Gas | Oven | A | Incremental Summer Peak Savings (MW) | Technical Potential | 0 | 0 | 0 | 0 | 0 | 0 | 0 | 0 | 0 | 0 | 0 | 0 | 0 | 0 | 0 | 0 | 0 | 0 | 0 | 0 | 0 | 0 | 0 | 0 | 0 | 0 | 0
F9_Commercial_WA - Health_New_Food Preparation_Natural Gas_Oven_A_Technical Potential | F9 | Commercial | WA - Health | New | Food Preparation | Natural Gas | Oven | A | Incremental Winter Peak Savings (MW) | Technical Potential | 0 | 0 | 0 | 0 | 0 | 0 | 0 | 0 | 0 | 0 | 0 | 0 | 0 | 0 | 0 | 0 | 0 | 0 | 0 | 0 | 0 | 0 | 0 | 0 | 0 | 0 | 0
F10_Commercial_WA - Health_New_Food Preparation_Natural Gas_Oven_A_Technical Potential | F10 | Commercial | WA - Health | New | Food Preparation | Natural Gas | Oven | A | Cumulative Energy Savings (MWh or mTherms) | Technical Potential | 0 | 0 | 0 | 0 | 0 | 0 | 0 | 0 | 0 | 0 | 0 | 0 | 0 | 0 | 0 | 0 | 0 | 0 | 0 | 0 | 0 | 0 | 0 | 0 | 0 | 0 | 0
F11_Commercial_WA - Health_New_Food Preparation_Natural Gas_Oven_A_Technical Potential | F11 | Commercial | WA - Health | New | Food Preparation | Natural Gas | Oven | A | Cumulative Summer Peak Savings (MW) | Technical Potential | 0 | 0 | 0 | 0 | 0 | 0 | 0 | 0 | 0 | 0 | 0 | 0 | 0 | 0 | 0 | 0 | 0 | 0 | 0 | 0 | 0 | 0 | 0 | 0 | 0 | 0 | 0
F12_Commercial_WA - Health_New_Food Preparation_Natural Gas_Oven_A_Technical Potential | F12 | Commercial | WA - Health | New | Food Preparation | Natural Gas | Oven | A | Cumulative Winter Peak Savings (MW) | Technical Potential | 0 | 0 | 0 | 0 | 0 | 0 | 0 | 0 | 0 | 0 | 0 | 0 | 0 | 0 | 0 | 0 | 0 | 0 | 0 | 0 | 0 | 0 | 0 | 0 | 0 | 0 | 0
F13_Commercial_WA - Health_New_Food Preparation_Natural Gas_Oven_A_Technical Potential | F13 | Commercial | WA - Health | New | Food Preparation | Natural Gas | Oven | A | Purchases (Incremental) | Technical Potential | 0 | 0 | 0 | 0 | 0 | 0 | 0 | 0 | 0 | 0 | 0 | 0 | 0 | 0 | 0 | 0 | 0 | 0 | 0 | 0 | 0 | 0 | 0 | 0 | 0 | 0 | 0
F14_Commercial_WA - Health_New_Food Preparation_Natural Gas_Oven_A_Technical Potential | F14 | Commercial | WA - Health | New | Food Preparation | Natural Gas | Oven | A | Purchases (Cumulative) | Technical Potential | 0 | 0 | 0 | 0 | 0 | 0 | 0 | 0 | 0 | 0 | 0 | 0 | 0 | 0 | 0 | 0 | 0 | 0 | 0 | 0 | 0 | 0 | 0 | 0 | 0 | 0 | 0
F1_Commercial_WA - Health_New_Food Preparation_Natural Gas_Conveyor Oven_A_Technical Potential | F1 | Commercial | WA - Health | New | Food Preparation | Natural Gas | Conveyor Oven | A | Original Unit Energy Savings (kWh or therms) | Technical Potential | 0 | 0 | 0 | 0 | 0 | 0 | 0 | 0 | 0 | 0 | 0 | 0 | 0 | 0 | 0 | 0 | 0 | 0 | 0 | 0 | 0 | 0 | 0 | 0 | 0 | 0 | 0
F2_Commercial_WA - Health_New_Food Preparation_Natural Gas_Conveyor Oven_A_Technical Potential | F2 | Commercial | WA - Health | New | Food Preparation | Natural Gas | Conveyor Oven | A | Original Unit Summer Peak Savings (kW) | Technical Potential | 0 | 0 | 0 | 0 | 0 | 0 | 0 | 0 | 0 | 0 | 0 | 0 | 0 | 0 | 0 | 0 | 0 | 0 | 0 | 0 | 0 | 0 | 0 | 0 | 0 | 0 | 0
F3_Commercial_WA - Health_New_Food Preparation_Natural Gas_Conveyor Oven_A_Technical Potential | F3 | Commercial | WA - Health | New | Food Preparation | Natural Gas | Conveyor Oven | A | Original Unit Winter Peak Savings (kW) | Technical Potential | 0 | 0 | 0 | 0 | 0 | 0 | 0 | 0 | 0 | 0 | 0 | 0 | 0 | 0 | 0 | 0 | 0 | 0 | 0 | 0 | 0 | 0 | 0 | 0 | 0 | 0 | 0
F4_Commercial_WA - Health_New_Food Preparation_Natural Gas_Conveyor Oven_A_Technical Potential | F4 | Commercial | WA - Health | New | Food Preparation | Natural Gas | Conveyor Oven | A | Standalone Impact on Baseline Energy (%) | Technical Potential | 0 | 0 | 0 | 0 | 0 | 0 | 0 | 0 | 0 | 0 | 0 | 0 | 0 | 0 | 0 | 0 | 0 | 0 | 0 | 0 | 0 | 0 | 0 | 0 | 0 | 0 | 0
F5_Commercial_WA - Health_New_Food Preparation_Natural Gas_Conveyor Oven_A_Technical Potential | F5 | Commercial | WA - Health | New | Food Preparation | Natural Gas | Conveyor Oven | A | Standalone Impact on Baseline Summer Peak (%) | Technical Potential | 0 | 0 | 0 | 0 | 0 | 0 | 0 | 0 | 0 | 0 | 0 | 0 | 0 | 0 | 0 | 0 | 0 | 0 | 0 | 0 | 0 | 0 | 0 | 0 | 0 | 0 | 0
F6_Commercial_WA - Health_New_Food Preparation_Natural Gas_Conveyor Oven_A_Technical Potential | F6 | Commercial | WA - Health | New | Food Preparation | Natural Gas | Conveyor Oven | A | Standalone Impact on Baseline Winter Peak (%) | Technical Potential | 0 | 0 | 0 | 0 | 0 | 0 | 0 | 0 | 0 | 0 | 0 | 0 | 0 | 0 | 0 | 0 | 0 | 0 | 0 | 0 | 0 | 0 | 0 | 0 | 0 | 0 | 0
F7_Commercial_WA - Health_New_Food Preparation_Natural Gas_Conveyor Oven_A_Technical Potential | F7 | Commercial | WA - Health | New | Food Preparation | Natural Gas | Conveyor Oven | A | Incremental Energy Savings (MWh or mTherms) | Technical Potential | 0 | 0 | 0 | 0 | 0 | 0 | 0 | 0 | 0 | 0 | 0 | 0 | 0 | 0 | 0 | 0 | 0 | 0 | 0 | 0 | 0 | 0 | 0 | 0 | 0 | 0 | 0
F8_Commercial_WA - Health_New_Food Preparation_Natural Gas_Conveyor Oven_A_Technical Potential | F8 | Commercial | WA - Health | New | Food Preparation | Natural Gas | Conveyor Oven | A | Incremental Summer Peak Savings (MW) | Technical Potential | 0 | 0 | 0 | 0 | 0 | 0 | 0 | 0 | 0 | 0 | 0 | 0 | 0 | 0 | 0 | 0 | 0 | 0 | 0 | 0 | 0 | 0 | 0 | 0 | 0 | 0 | 0
F9_Commercial_WA - Health_New_Food Preparation_Natural Gas_Conveyor Oven_A_Technical Potential | F9 | Commercial | WA - Health | New | Food Preparation | Natural Gas | Conveyor Oven | A | Incremental Winter Peak Savings (MW) | Technical Potential | 0 | 0 | 0 | 0 | 0 | 0 | 0 | 0 | 0 | 0 | 0 | 0 | 0 | 0 | 0 | 0 | 0 | 0 | 0 | 0 | 0 | 0 | 0 | 0 | 0 | 0 | 0
F10_Commercial_WA - Health_New_Food Preparation_Natural Gas_Conveyor Oven_A_Technical Potential | F10 | Commercial | WA - Health | New | Food Preparation | Natural Gas | Conveyor Oven | A | Cumulative Energy Savings (MWh or mTherms) | Technical Potential | 0 | 0 | 0 | 0 | 0 | 0 | 0 | 0 | 0 | 0 | 0 | 0 | 0 | 0 | 0 | 0 | 0 | 0 | 0 | 0 | 0 | 0 | 0 | 0 | 0 | 0 | 0
F11_Commercial_WA - Health_New_Food Preparation_Natural Gas_Conveyor Oven_A_Technical Potential | F11 | Commercial | WA - Health | New | Food Preparation | Natural Gas | Conveyor Oven | A | Cumulative Summer Peak Savings (MW) | Technical Potential | 0 | 0 | 0 | 0 | 0 | 0 | 0 | 0 | 0 | 0 | 0 | 0 | 0 | 0 | 0 | 0 | 0 | 0 | 0 | 0 | 0 | 0 | 0 | 0 | 0 | 0 | 0
F12_Commercial_WA - Health_New_Food Preparation_Natural Gas_Conveyor Oven_A_Technical Potential | F12 | Commercial | WA - Health | New | Food Preparation | Natural Gas | Conveyor Oven | A | Cumulative Winter Peak Savings (MW) | Technical Potential | 0 | 0 | 0 | 0 | 0 | 0 | 0 | 0 | 0 | 0 | 0 | 0 | 0 | 0 | 0 | 0 | 0 | 0 | 0 | 0 | 0 | 0 | 0 | 0 | 0 | 0 | 0
F13_Commercial_WA - Health_New_Food Preparation_Natural Gas_Conveyor Oven_A_Technical Potential | F13 | Commercial | WA - Health | New | Food Preparation | Natural Gas | Conveyor Oven | A | Purchases (Incremental) | Technical Potential | 0 | 0 | 0 | 0 | 0 | 0 | 0 | 0 | 0 | 0 | 0 | 0 | 0 | 0 | 0 | 0 | 0 | 0 | 0 | 0 | 0 | 0 | 0 | 0 | 0 | 0 | 0
F14_Commercial_WA - Health_New_Food Preparation_Natural Gas_Conveyor Oven_A_Technical Potential | F14 | Commercial | WA - Health | New | Food Preparation | Natural Gas | Conveyor Oven | A | Purchases (Cumulative) | Technical Potential | 0 | 0 | 0 | 0 | 0 | 0 | 0 | 0 | 0 | 0 | 0 | 0 | 0 | 0 | 0 | 0 | 0 | 0 | 0 | 0 | 0 | 0 | 0 | 0 | 0 | 0 | 0
F1_Commercial_WA - Health_New_Food Preparation_Natural Gas_Double Rack Oven_A_Technical Potential | F1 | Commercial | WA - Health | New | Food Preparation | Natural Gas | Double Rack Oven | A | Original Unit Energy Savings (kWh or therms) | Technical Potential | 0 | 0 | 0 | 0 | 0 | 0 | 0 | 0 | 0 | 0 | 0 | 0 | 0 | 0 | 0 | 0 | 0 | 0 | 0 | 0 | 0 | 0 | 0 | 0 | 0 | 0 | 0
F2_Commercial_WA - Health_New_Food Preparation_Natural Gas_Double Rack Oven_A_Technical Potential | F2 | Commercial | WA - Health | New | Food Preparation | Natural Gas | Double Rack Oven | A | Original Unit Summer Peak Savings (kW) | Technical Potential | 0 | 0 | 0 | 0 | 0 | 0 | 0 | 0 | 0 | 0 | 0 | 0 | 0 | 0 | 0 | 0 | 0 | 0 | 0 | 0 | 0 | 0 | 0 | 0 | 0 | 0 | 0
F3_Commercial_WA - Health_New_Food Preparation_Natural Gas_Double Rack Oven_A_Technical Potential | F3 | Commercial | WA - Health | New | Food Preparation | Natural Gas | Double Rack Oven | A | Original Unit Winter Peak Savings (kW) | Technical Potential | 0 | 0 | 0 | 0 | 0 | 0 | 0 | 0 | 0 | 0 | 0 | 0 | 0 | 0 | 0 | 0 | 0 | 0 | 0 | 0 | 0 | 0 | 0 | 0 | 0 | 0 | 0
F4_Commercial_WA - Health_New_Food Preparation_Natural Gas_Double Rack Oven_A_Technical Potential | F4 | Commercial | WA - Health | New | Food Preparation | Natural Gas | Double Rack Oven | A | Standalone Impact on Baseline Energy (%) | Technical Potential | 0 | 0 | 0 | 0 | 0 | 0 | 0 | 0 | 0 | 0 | 0 | 0 | 0 | 0 | 0 | 0 | 0 | 0 | 0 | 0 | 0 | 0 | 0 | 0 | 0 | 0 | 0
F5_Commercial_WA - Health_New_Food Preparation_Natural Gas_Double Rack Oven_A_Technical Potential | F5 | Commercial | WA - Health | New | Food Preparation | Natural Gas | Double Rack Oven | A | Standalone Impact on Baseline Summer Peak (%) | Technical Potential | 0 | 0 | 0 | 0 | 0 | 0 | 0 | 0 | 0 | 0 | 0 | 0 | 0 | 0 | 0 | 0 | 0 | 0 | 0 | 0 | 0 | 0 | 0 | 0 | 0 | 0 | 0
F6_Commercial_WA - Health_New_Food Preparation_Natural Gas_Double Rack Oven_A_Technical Potential | F6 | Commercial | WA - Health | New | Food Preparation | Natural Gas | Double Rack Oven | A | Standalone Impact on Baseline Winter Peak (%) | Technical Potential | 0 | 0 | 0 | 0 | 0 | 0 | 0 | 0 | 0 | 0 | 0 | 0 | 0 | 0 | 0 | 0 | 0 | 0 | 0 | 0 | 0 | 0 | 0 | 0 | 0 | 0 | 0
F7_Commercial_WA - Health_New_Food Preparation_Natural Gas_Double Rack Oven_A_Technical Potential | F7 | Commercial | WA - Health | New | Food Preparation | Natural Gas | Double Rack Oven | A | Incremental Energy Savings (MWh or mTherms) | Technical Potential | 0 | 0 | 0 | 0 | 0 | 0 | 0 | 0 | 0 | 0 | 0 | 0 | 0 | 0 | 0 | 0 | 0 | 0 | 0 | 0 | 0 | 0 | 0 | 0 | 0 | 0 | 0
F8_Commercial_WA - Health_New_Food Preparation_Natural Gas_Double Rack Oven_A_Technical Potential | F8 | Commercial | WA - Health | New | Food Preparation | Natural Gas | Double Rack Oven | A | Incremental Summer Peak Savings (MW) | Technical Potential | 0 | 0 | 0 | 0 | 0 | 0 | 0 | 0 | 0 | 0 | 0 | 0 | 0 | 0 | 0 | 0 | 0 | 0 | 0 | 0 | 0 | 0 | 0 | 0 | 0 | 0 | 0
F9_Commercial_WA - Health_New_Food Preparation_Natural Gas_Double Rack Oven_A_Technical Potential | F9 | Commercial | WA - Health | New | Food Preparation | Natural Gas | Double Rack Oven | A | Incremental Winter Peak Savings (MW) | Technical Potential | 0 | 0 | 0 | 0 | 0 | 0 | 0 | 0 | 0 | 0 | 0 | 0 | 0 | 0 | 0 | 0 | 0 | 0 | 0 | 0 | 0 | 0 | 0 | 0 | 0 | 0 | 0
F10_Commercial_WA - Health_New_Food Preparation_Natural Gas_Double Rack Oven_A_Technical Potential | F10 | Commercial | WA - Health | New | Food Preparation | Natural Gas | Double Rack Oven | A | Cumulative Energy Savings (MWh or mTherms) | Technical Potential | 0 | 0 | 0 | 0 | 0 | 0 | 0 | 0 | 0 | 0 | 0 | 0 | 0 | 0 | 0 | 0 | 0 | 0 | 0 | 0 | 0 | 0 | 0 | 0 | 0 | 0 | 0
F11_Commercial_WA - Health_New_Food Preparation_Natural Gas_Double Rack Oven_A_Technical Potential | F11 | Commercial | WA - Health | New | Food Preparation | Natural Gas | Double Rack Oven | A | Cumulative Summer Peak Savings (MW) | Technical Potential | 0 | 0 | 0 | 0 | 0 | 0 | 0 | 0 | 0 | 0 | 0 | 0 | 0 | 0 | 0 | 0 | 0 | 0 | 0 | 0 | 0 | 0 | 0 | 0 | 0 | 0 | 0
F12_Commercial_WA - Health_New_Food Preparation_Natural Gas_Double Rack Oven_A_Technical Potential | F12 | Commercial | WA - Health | New | Food Preparation | Natural Gas | Double Rack Oven | A | Cumulative Winter Peak Savings (MW) | Technical Potential | 0 | 0 | 0 | 0 | 0 | 0 | 0 | 0 | 0 | 0 | 0 | 0 | 0 | 0 | 0 | 0 | 0 | 0 | 0 | 0 | 0 | 0 | 0 | 0 | 0 | 0 | 0
F13_Commercial_WA - Health_New_Food Preparation_Natural Gas_Double Rack Oven_A_Technical Potential | F13 | Commercial | WA - Health | New | Food Preparation | Natural Gas | Double Rack Oven | A | Purchases (Incremental) | Technical Potential | 0 | 0 | 0 | 0 | 0 | 0 | 0 | 0 | 0 | 0 | 0 | 0 | 0 | 0 | 0 | 0 | 0 | 0 | 0 | 0 | 0 | 0 | 0 | 0 | 0 | 0 | 0
F14_Commercial_WA - Health_New_Food Preparation_Natural Gas_Double Rack Oven_A_Technical Potential | F14 | Commercial | WA - Health | New | Food Preparation | Natural Gas | Double Rack Oven | A | Purchases (Cumulative) | Technical Potential | 0 | 0 | 0 | 0 | 0 | 0 | 0 | 0 | 0 | 0 | 0 | 0 | 0 | 0 | 0 | 0 | 0 | 0 | 0 | 0 | 0 | 0 | 0 | 0 | 0 | 0 | 0
F1_Commercial_WA - Health_New_Food Preparation_Natural Gas_Fryer_A_Technical Potential | F1 | Commercial | WA - Health | New | Food Preparation | Natural Gas | Fryer | A | Original Unit Energy Savings (kWh or therms) | Technical Potential | 0 | 0 | 0 | 0 | 0 | 0 | 0 | 0 | 0 | 0 | 0 | 0 | 0 | 0 | 0 | 0 | 0 | 0 | 0 | 0 | 0 | 0 | 0 | 0 | 0 | 0 | 0
F2_Commercial_WA - Health_New_Food Preparation_Natural Gas_Fryer_A_Technical Potential | F2 | Commercial | WA - Health | New | Food Preparation | Natural Gas | Fryer | A | Original Unit Summer Peak Savings (kW) | Technical Potential | 0 | 0 | 0 | 0 | 0 | 0 | 0 | 0 | 0 | 0 | 0 | 0 | 0 | 0 | 0 | 0 | 0 | 0 | 0 | 0 | 0 | 0 | 0 | 0 | 0 | 0 | 0
F3_Commercial_WA - Health_New_Food Preparation_Natural Gas_Fryer_A_Technical Potential | F3 | Commercial | WA - Health | New | Food Preparation | Natural Gas | Fryer | A | Original Unit Winter Peak Savings (kW) | Technical Potential | 0 | 0 | 0 | 0 | 0 | 0 | 0 | 0 | 0 | 0 | 0 | 0 | 0 | 0 | 0 | 0 | 0 | 0 | 0 | 0 | 0 | 0 | 0 | 0 | 0 | 0 | 0
F4_Commercial_WA - Health_New_Food Preparation_Natural Gas_Fryer_A_Technical Potential | F4 | Commercial | WA - Health | New | Food Preparation | Natural Gas | Fryer | A | Standalone Impact on Baseline Energy (%) | Technical Potential | 0 | 0 | 0 | 0 | 0 | 0 | 0 | 0 | 0 | 0 | 0 | 0 | 0 | 0 | 0 | 0 | 0 | 0 | 0 | 0 | 0 | 0 | 0 | 0 | 0 | 0 | 0
F5_Commercial_WA - Health_New_Food Preparation_Natural Gas_Fryer_A_Technical Potential | F5 | Commercial | WA - Health | New | Food Preparation | Natural Gas | Fryer | A | Standalone Impact on Baseline Summer Peak (%) | Technical Potential | 0 | 0 | 0 | 0 | 0 | 0 | 0 | 0 | 0 | 0 | 0 | 0 | 0 | 0 | 0 | 0 | 0 | 0 | 0 | 0 | 0 | 0 | 0 | 0 | 0 | 0 | 0
F6_Commercial_WA - Health_New_Food Preparation_Natural Gas_Fryer_A_Technical Potential | F6 | Commercial | WA - Health | New | Food Preparation | Natural Gas | Fryer | A | Standalone Impact on Baseline Winter Peak (%) | Technical Potential | 0 | 0 | 0 | 0 | 0 | 0 | 0 | 0 | 0 | 0 | 0 | 0 | 0 | 0 | 0 | 0 | 0 | 0 | 0 | 0 | 0 | 0 | 0 | 0 | 0 | 0 | 0
F7_Commercial_WA - Health_New_Food Preparation_Natural Gas_Fryer_A_Technical Potential | F7 | Commercial | WA - Health | New | Food Preparation | Natural Gas | Fryer | A | Incremental Energy Savings (MWh or mTherms) | Technical Potential | 0 | 0 | 0 | 0 | 0 | 0 | 0 | 0 | 0 | 0 | 0 | 0 | 0 | 0 | 0 | 0 | 0 | 0 | 0 | 0 | 0 | 0 | 0 | 0 | 0 | 0 | 0
F8_Commercial_WA - Health_New_Food Preparation_Natural Gas_Fryer_A_Technical Potential | F8 | Commercial | WA - Health | New | Food Preparation | Natural Gas | Fryer | A | Incremental Summer Peak Savings (MW) | Technical Potential | 0 | 0 | 0 | 0 | 0 | 0 | 0 | 0 | 0 | 0 | 0 | 0 | 0 | 0 | 0 | 0 | 0 | 0 | 0 | 0 | 0 | 0 | 0 | 0 | 0 | 0 | 0
F9_Commercial_WA - Health_New_Food Preparation_Natural Gas_Fryer_A_Technical Potential | F9 | Commercial | WA - Health | New | Food Preparation | Natural Gas | Fryer | A | Incremental Winter Peak Savings (MW) | Technical Potential | 0 | 0 | 0 | 0 | 0 | 0 | 0 | 0 | 0 | 0 | 0 | 0 | 0 | 0 | 0 | 0 | 0 | 0 | 0 | 0 | 0 | 0 | 0 | 0 | 0 | 0 | 0
F10_Commercial_WA - Health_New_Food Preparation_Natural Gas_Fryer_A_Technical Potential | F10 | Commercial | WA - Health | New | Food Preparation | Natural Gas | Fryer | A | Cumulative Energy Savings (MWh or mTherms) | Technical Potential | 0 | 0 | 0 | 0 | 0 | 0 | 0 | 0 | 0 | 0 | 0 | 0 | 0 | 0 | 0 | 0 | 0 | 0 | 0 | 0 | 0 | 0 | 0 | 0 | 0 | 0 | 0
F11_Commercial_WA - Health_New_Food Preparation_Natural Gas_Fryer_A_Technical Potential | F11 | Commercial | WA - Health | New | Food Preparation | Natural Gas | Fryer | A | Cumulative Summer Peak Savings (MW) | Technical Potential | 0 | 0 | 0 | 0 | 0 | 0 | 0 | 0 | 0 | 0 | 0 | 0 | 0 | 0 | 0 | 0 | 0 | 0 | 0 | 0 | 0 | 0 | 0 | 0 | 0 | 0 | 0
F12_Commercial_WA - Health_New_Food Preparation_Natural Gas_Fryer_A_Technical Potential | F12 | Commercial | WA - Health | New | Food Preparation | Natural Gas | Fryer | A | Cumulative Winter Peak Savings (MW) | Technical Potential | 0 | 0 | 0 | 0 | 0 | 0 | 0 | 0 | 0 | 0 | 0 | 0 | 0 | 0 | 0 | 0 | 0 | 0 | 0 | 0 | 0 | 0 | 0 | 0 | 0 | 0 | 0
F13_Commercial_WA - Health_New_Food Preparation_Natural Gas_Fryer_A_Technical Potential | F13 | Commercial | WA - Health | New | Food Preparation | Natural Gas | Fryer | A | Purchases (Incremental) | Technical Potential | 0 | 0 | 0 | 0 | 0 | 0 | 0 | 0 | 0 | 0 | 0 | 0 | 0 | 0 | 0 | 0 | 0 | 0 | 0 | 0 | 0 | 0 | 0 | 0 | 0 | 0 | 0
F14_Commercial_WA - Health_New_Food Preparation_Natural Gas_Fryer_A_Technical Potential | F14 | Commercial | WA - Health | New | Food Preparation | Natural Gas | Fryer | A | Purchases (Cumulative) | Technical Potential | 0 | 0 | 0 | 0 | 0 | 0 | 0 | 0 | 0 | 0 | 0 | 0 | 0 | 0 | 0 | 0 | 0 | 0 | 0 | 0 | 0 | 0 | 0 | 0 | 0 | 0 | 0
F1_Commercial_WA - Health_New_Food Preparation_Natural Gas_Broiler_A_Technical Potential | F1 | Commercial | WA - Health | New | Food Preparation | Natural Gas | Broiler | A | Original Unit Energy Savings (kWh or therms) | Technical Potential | 0 | 0 | 0 | 0 | 0 | 0 | 0 | 0 | 0 | 0 | 0 | 0 | 0 | 0 | 0 | 0 | 0 | 0 | 0 | 0 | 0 | 0 | 0 | 0 | 0 | 0 | 0
F2_Commercial_WA - Health_New_Food Preparation_Natural Gas_Broiler_A_Technical Potential | F2 | Commercial | WA - Health | New | Food Preparation | Natural Gas | Broiler | A | Original Unit Summer Peak Savings (kW) | Technical Potential | 0 | 0 | 0 | 0 | 0 | 0 | 0 | 0 | 0 | 0 | 0 | 0 | 0 | 0 | 0 | 0 | 0 | 0 | 0 | 0 | 0 | 0 | 0 | 0 | 0 | 0 | 0
F3_Commercial_WA - Health_New_Food Preparation_Natural Gas_Broiler_A_Technical Potential | F3 | Commercial | WA - Health | New | Food Preparation | Natural Gas | Broiler | A | Original Unit Winter Peak Savings (kW) | Technical Potential | 0 | 0 | 0 | 0 | 0 | 0 | 0 | 0 | 0 | 0 | 0 | 0 | 0 | 0 | 0 | 0 | 0 | 0 | 0 | 0 | 0 | 0 | 0 | 0 | 0 | 0 | 0
F4_Commercial_WA - Health_New_Food Preparation_Natural Gas_Broiler_A_Technical Potential | F4 | Commercial | WA - Health | New | Food Preparation | Natural Gas | Broiler | A | Standalone Impact on Baseline Energy (%) | Technical Potential | 0 | 0 | 0 | 0 | 0 | 0 | 0 | 0 | 0 | 0 | 0 | 0 | 0 | 0 | 0 | 0 | 0 | 0 | 0 | 0 | 0 | 0 | 0 | 0 | 0 | 0 | 0
F5_Commercial_WA - Health_New_Food Preparation_Natural Gas_Broiler_A_Technical Potential | F5 | Commercial | WA - Health | New | Food Preparation | Natural Gas | Broiler | A | Standalone Impact on Baseline Summer Peak (%) | Technical Potential | 0 | 0 | 0 | 0 | 0 | 0 | 0 | 0 | 0 | 0 | 0 | 0 | 0 | 0 | 0 | 0 | 0 | 0 | 0 | 0 | 0 | 0 | 0 | 0 | 0 | 0 | 0
F6_Commercial_WA - Health_New_Food Preparation_Natural Gas_Broiler_A_Technical Potential | F6 | Commercial | WA - Health | New | Food Preparation | Natural Gas | Broiler | A | Standalone Impact on Baseline Winter Peak (%) | Technical Potential | 0 | 0 | 0 | 0 | 0 | 0 | 0 | 0 | 0 | 0 | 0 | 0 | 0 | 0 | 0 | 0 | 0 | 0 | 0 | 0 | 0 | 0 | 0 | 0 | 0 | 0 | 0
F7_Commercial_WA - Health_New_Food Preparation_Natural Gas_Broiler_A_Technical Potential | F7 | Commercial | WA - Health | New | Food Preparation | Natural Gas | Broiler | A | Incremental Energy Savings (MWh or mTherms) | Technical Potential | 0 | 0 | 0 | 0 | 0 | 0 | 0 | 0 | 0 | 0 | 0 | 0 | 0 | 0 | 0 | 0 | 0 | 0 | 0 | 0 | 0 | 0 | 0 | 0 | 0 | 0 | 0
F8_Commercial_WA - Health_New_Food Preparation_Natural Gas_Broiler_A_Technical Potential | F8 | Commercial | WA - Health | New | Food Preparation | Natural Gas | Broiler | A | Incremental Summer Peak Savings (MW) | Technical Potential | 0 | 0 | 0 | 0 | 0 | 0 | 0 | 0 | 0 | 0 | 0 | 0 | 0 | 0 | 0 | 0 | 0 | 0 | 0 | 0 | 0 | 0 | 0 | 0 | 0 | 0 | 0
F9_Commercial_WA - Health_New_Food Preparation_Natural Gas_Broiler_A_Technical Potential | F9 | Commercial | WA - Health | New | Food Preparation | Natural Gas | Broiler | A | Incremental Winter Peak Savings (MW) | Technical Potential | 0 | 0 | 0 | 0 | 0 | 0 | 0 | 0 | 0 | 0 | 0 | 0 | 0 | 0 | 0 | 0 | 0 | 0 | 0 | 0 | 0 | 0 | 0 | 0 | 0 | 0 | 0
F10_Commercial_WA - Health_New_Food Preparation_Natural Gas_Broiler_A_Technical Potential | F10 | Commercial | WA - Health | New | Food Preparation | Natural Gas | Broiler | A | Cumulative Energy Savings (MWh or mTherms) | Technical Potential | 0 | 0 | 0 | 0 | 0 | 0 | 0 | 0 | 0 | 0 | 0 | 0 | 0 | 0 | 0 | 0 | 0 | 0 | 0 | 0 | 0 | 0 | 0 | 0 | 0 | 0 | 0
F11_Commercial_WA - Health_New_Food Preparation_Natural Gas_Broiler_A_Technical Potential | F11 | Commercial | WA - Health | New | Food Preparation | Natural Gas | Broiler | A | Cumulative Summer Peak Savings (MW) | Technical Potential | 0 | 0 | 0 | 0 | 0 | 0 | 0 | 0 | 0 | 0 | 0 | 0 | 0 | 0 | 0 | 0 | 0 | 0 | 0 | 0 | 0 | 0 | 0 | 0 | 0 | 0 | 0
F12_Commercial_WA - Health_New_Food Preparation_Natural Gas_Broiler_A_Technical Potential | F12 | Commercial | WA - Health | New | Food Preparation | Natural Gas | Broiler | A | Cumulative Winter Peak Savings (MW) | Technical Potential | 0 | 0 | 0 | 0 | 0 | 0 | 0 | 0 | 0 | 0 | 0 | 0 | 0 | 0 | 0 | 0 | 0 | 0 | 0 | 0 | 0 | 0 | 0 | 0 | 0 | 0 | 0
F13_Commercial_WA - Health_New_Food Preparation_Natural Gas_Broiler_A_Technical Potential | F13 | Commercial | WA - Health | New | Food Preparation | Natural Gas | Broiler | A | Purchases (Incremental) | Technical Potential | 0 | 0 | 0 | 0 | 0 | 0 | 0 | 0 | 0 | 0 | 0 | 0 | 0 | 0 | 0 | 0 | 0 | 0 | 0 | 0 | 0 | 0 | 0 | 0 | 0 | 0 | 0
F14_Commercial_WA - Health_New_Food Preparation_Natural Gas_Broiler_A_Technical Potential | F14 | Commercial | WA - Health | New | Food Preparation | Natural Gas | Broiler | A | Purchases (Cumulative) | Technical Potential | 0 | 0 | 0 | 0 | 0 | 0 | 0 | 0 | 0 | 0 | 0 | 0 | 0 | 0 | 0 | 0 | 0 | 0 | 0 | 0 | 0 | 0 | 0 | 0 | 0 | 0 | 0
F1_Commercial_WA - Health_New_Food Preparation_Natural Gas_Griddle_A_Technical Potential | F1 | Commercial | WA - Health | New | Food Preparation | Natural Gas | Griddle | A | Original Unit Energy Savings (kWh or therms) | Technical Potential | 0 | 0 | 0 | 0 | 0 | 0 | 0 | 0 | 0 | 0 | 0 | 0 | 0 | 0 | 0 | 0 | 0 | 0 | 0 | 0 | 0 | 0 | 0 | 0 | 0 | 0 | 0
F2_Commercial_WA - Health_New_Food Preparation_Natural Gas_Griddle_A_Technical Potential | F2 | Commercial | WA - Health | New | Food Preparation | Natural Gas | Griddle | A | Original Unit Summer Peak Savings (kW) | Technical Potential | 0 | 0 | 0 | 0 | 0 | 0 | 0 | 0 | 0 | 0 | 0 | 0 | 0 | 0 | 0 | 0 | 0 | 0 | 0 | 0 | 0 | 0 | 0 | 0 | 0 | 0 | 0
F3_Commercial_WA - Health_New_Food Preparation_Natural Gas_Griddle_A_Technical Potential | F3 | Commercial | WA - Health | New | Food Preparation | Natural Gas | Griddle | A | Original Unit Winter Peak Savings (kW) | Technical Potential | 0 | 0 | 0 | 0 | 0 | 0 | 0 | 0 | 0 | 0 | 0 | 0 | 0 | 0 | 0 | 0 | 0 | 0 | 0 | 0 | 0 | 0 | 0 | 0 | 0 | 0 | 0
F4_Commercial_WA - Health_New_Food Preparation_Natural Gas_Griddle_A_Technical Potential | F4 | Commercial | WA - Health | New | Food Preparation | Natural Gas | Griddle | A | Standalone Impact on Baseline Energy (%) | Technical Potential | 0 | 0 | 0 | 0 | 0 | 0 | 0 | 0 | 0 | 0 | 0 | 0 | 0 | 0 | 0 | 0 | 0 | 0 | 0 | 0 | 0 | 0 | 0 | 0 | 0 | 0 | 0
F5_Commercial_WA - Health_New_Food Preparation_Natural Gas_Griddle_A_Technical Potential | F5 | Commercial | WA - Health | New | Food Preparation | Natural Gas | Griddle | A | Standalone Impact on Baseline Summer Peak (%) | Technical Potential | 0 | 0 | 0 | 0 | 0 | 0 | 0 | 0 | 0 | 0 | 0 | 0 | 0 | 0 | 0 | 0 | 0 | 0 | 0 | 0 | 0 | 0 | 0 | 0 | 0 | 0 | 0
F6_Commercial_WA - Health_New_Food Preparation_Natural Gas_Griddle_A_Technical Potential | F6 | Commercial | WA - Health | New | Food Preparation | Natural Gas | Griddle | A | Standalone Impact on Baseline Winter Peak (%) | Technical Potential | 0 | 0 | 0 | 0 | 0 | 0 | 0 | 0 | 0 | 0 | 0 | 0 | 0 | 0 | 0 | 0 | 0 | 0 | 0 | 0 | 0 | 0 | 0 | 0 | 0 | 0 | 0
F7_Commercial_WA - Health_New_Food Preparation_Natural Gas_Griddle_A_Technical Potential | F7 | Commercial | WA - Health | New | Food Preparation | Natural Gas | Griddle | A | Incremental Energy Savings (MWh or mTherms) | Technical Potential | 0 | 0 | 0 | 0 | 0 | 0 | 0 | 0 | 0 | 0 | 0 | 0 | 0 | 0 | 0 | 0 | 0 | 0 | 0 | 0 | 0 | 0 | 0 | 0 | 0 | 0 | 0
F8_Commercial_WA - Health_New_Food Preparation_Natural Gas_Griddle_A_Technical Potential | F8 | Commercial | WA - Health | New | Food Preparation | Natural Gas | Griddle | A | Incremental Summer Peak Savings (MW) | Technical Potential | 0 | 0 | 0 | 0 | 0 | 0 | 0 | 0 | 0 | 0 | 0 | 0 | 0 | 0 | 0 | 0 | 0 | 0 | 0 | 0 | 0 | 0 | 0 | 0 | 0 | 0 | 0
F9_Commercial_WA - Health_New_Food Preparation_Natural Gas_Griddle_A_Technical Potential | F9 | Commercial | WA - Health | New | Food Preparation | Natural Gas | Griddle | A | Incremental Winter Peak Savings (MW) | Technical Potential | 0 | 0 | 0 | 0 | 0 | 0 | 0 | 0 | 0 | 0 | 0 | 0 | 0 | 0 | 0 | 0 | 0 | 0 | 0 | 0 | 0 | 0 | 0 | 0 | 0 | 0 | 0
F10_Commercial_WA - Health_New_Food Preparation_Natural Gas_Griddle_A_Technical Potential | F10 | Commercial | WA - Health | New | Food Preparation | Natural Gas | Griddle | A | Cumulative Energy Savings (MWh or mTherms) | Technical Potential | 0 | 0 | 0 | 0 | 0 | 0 | 0 | 0 | 0 | 0 | 0 | 0 | 0 | 0 | 0 | 0 | 0 | 0 | 0 | 0 | 0 | 0 | 0 | 0 | 0 | 0 | 0
F11_Commercial_WA - Health_New_Food Preparation_Natural Gas_Griddle_A_Technical Potential | F11 | Commercial | WA - Health | New | Food Preparation | Natural Gas | Griddle | A | Cumulative Summer Peak Savings (MW) | Technical Potential | 0 | 0 | 0 | 0 | 0 | 0 | 0 | 0 | 0 | 0 | 0 | 0 | 0 | 0 | 0 | 0 | 0 | 0 | 0 | 0 | 0 | 0 | 0 | 0 | 0 | 0 | 0
F12_Commercial_WA - Health_New_Food Preparation_Natural Gas_Griddle_A_Technical Potential | F12 | Commercial | WA - Health | New | Food Preparation | Natural Gas | Griddle | A | Cumulative Winter Peak Savings (MW) | Technical Potential | 0 | 0 | 0 | 0 | 0 | 0 | 0 | 0 | 0 | 0 | 0 | 0 | 0 | 0 | 0 | 0 | 0 | 0 | 0 | 0 | 0 | 0 | 0 | 0 | 0 | 0 | 0
F13_Commercial_WA - Health_New_Food Preparation_Natural Gas_Griddle_A_Technical Potential | F13 | Commercial | WA - Health | New | Food Preparation | Natural Gas | Griddle | A | Purchases (Incremental) | Technical Potential | 0 | 0 | 0 | 0 | 0 | 0 | 0 | 0 | 0 | 0 | 0 | 0 | 0 | 0 | 0 | 0 | 0 | 0 | 0 | 0 | 0 | 0 | 0 | 0 | 0 | 0 | 0
F14_Commercial_WA - Health_New_Food Preparation_Natural Gas_Griddle_A_Technical Potential | F14 | Commercial | WA - Health | New | Food Preparation | Natural Gas | Griddle | A | Purchases (Cumulative) | Technical Potential | 0 | 0 | 0 | 0 | 0 | 0 | 0 | 0 | 0 | 0 | 0 | 0 | 0 | 0 | 0 | 0 | 0 | 0 | 0 | 0 | 0 | 0 | 0 | 0 | 0 | 0 | 0
F1_Commercial_WA - Health_New_Food Preparation_Natural Gas_Range_A_Technical Potential | F1 | Commercial | WA - Health | New | Food Preparation | Natural Gas | Range | A | Original Unit Energy Savings (kWh or therms) | Technical Potential | 0 | 0 | 0 | 0 | 0 | 0 | 0 | 0 | 0 | 0 | 0 | 0 | 0 | 0 | 0 | 0 | 0 | 0 | 0 | 0 | 0 | 0 | 0 | 0 | 0 | 0 | 0
F2_Commercial_WA - Health_New_Food Preparation_Natural Gas_Range_A_Technical Potential | F2 | Commercial | WA - Health | New | Food Preparation | Natural Gas | Range | A | Original Unit Summer Peak Savings (kW) | Technical Potential | 0 | 0 | 0 | 0 | 0 | 0 | 0 | 0 | 0 | 0 | 0 | 0 | 0 | 0 | 0 | 0 | 0 | 0 | 0 | 0 | 0 | 0 | 0 | 0 | 0 | 0 | 0
F3_Commercial_WA - Health_New_Food Preparation_Natural Gas_Range_A_Technical Potential | F3 | Commercial | WA - Health | New | Food Preparation | Natural Gas | Range | A | Original Unit Winter Peak Savings (kW) | Technical Potential | 0 | 0 | 0 | 0 | 0 | 0 | 0 | 0 | 0 | 0 | 0 | 0 | 0 | 0 | 0 | 0 | 0 | 0 | 0 | 0 | 0 | 0 | 0 | 0 | 0 | 0 | 0
F4_Commercial_WA - Health_New_Food Preparation_Natural Gas_Range_A_Technical Potential | F4 | Commercial | WA - Health | New | Food Preparation | Natural Gas | Range | A | Standalone Impact on Baseline Energy (%) | Technical Potential | 0 | 0 | 0 | 0 | 0 | 0 | 0 | 0 | 0 | 0 | 0 | 0 | 0 | 0 | 0 | 0 | 0 | 0 | 0 | 0 | 0 | 0 | 0 | 0 | 0 | 0 | 0
F5_Commercial_WA - Health_New_Food Preparation_Natural Gas_Range_A_Technical Potential | F5 | Commercial | WA - Health | New | Food Preparation | Natural Gas | Range | A | Standalone Impact on Baseline Summer Peak (%) | Technical Potential | 0 | 0 | 0 | 0 | 0 | 0 | 0 | 0 | 0 | 0 | 0 | 0 | 0 | 0 | 0 | 0 | 0 | 0 | 0 | 0 | 0 | 0 | 0 | 0 | 0 | 0 | 0
F6_Commercial_WA - Health_New_Food Preparation_Natural Gas_Range_A_Technical Potential | F6 | Commercial | WA - Health | New | Food Preparation | Natural Gas | Range | A | Standalone Impact on Baseline Winter Peak (%) | Technical Potential | 0 | 0 | 0 | 0 | 0 | 0 | 0 | 0 | 0 | 0 | 0 | 0 | 0 | 0 | 0 | 0 | 0 | 0 | 0 | 0 | 0 | 0 | 0 | 0 | 0 | 0 | 0
F7_Commercial_WA - Health_New_Food Preparation_Natural Gas_Range_A_Technical Potential | F7 | Commercial | WA - Health | New | Food Preparation | Natural Gas | Range | A | Incremental Energy Savings (MWh or mTherms) | Technical Potential | 0 | 0 | 0 | 0 | 0 | 0 | 0 | 0 | 0 | 0 | 0 | 0 | 0 | 0 | 0 | 0 | 0 | 0 | 0 | 0 | 0 | 0 | 0 | 0 | 0 | 0 | 0
F8_Commercial_WA - Health_New_Food Preparation_Natural Gas_Range_A_Technical Potential | F8 | Commercial | WA - Health | New | Food Preparation | Natural Gas | Range | A | Incremental Summer Peak Savings (MW) | Technical Potential | 0 | 0 | 0 | 0 | 0 | 0 | 0 | 0 | 0 | 0 | 0 | 0 | 0 | 0 | 0 | 0 | 0 | 0 | 0 | 0 | 0 | 0 | 0 | 0 | 0 | 0 | 0
F9_Commercial_WA - Health_New_Food Preparation_Natural Gas_Range_A_Technical Potential | F9 | Commercial | WA - Health | New | Food Preparation | Natural Gas | Range | A | Incremental Winter Peak Savings (MW) | Technical Potential | 0 | 0 | 0 | 0 | 0 | 0 | 0 | 0 | 0 | 0 | 0 | 0 | 0 | 0 | 0 | 0 | 0 | 0 | 0 | 0 | 0 | 0 | 0 | 0 | 0 | 0 | 0
F10_Commercial_WA - Health_New_Food Preparation_Natural Gas_Range_A_Technical Potential | F10 | Commercial | WA - Health | New | Food Preparation | Natural Gas | Range | A | Cumulative Energy Savings (MWh or mTherms) | Technical Potential | 0 | 0 | 0 | 0 | 0 | 0 | 0 | 0 | 0 | 0 | 0 | 0 | 0 | 0 | 0 | 0 | 0 | 0 | 0 | 0 | 0 | 0 | 0 | 0 | 0 | 0 | 0
F11_Commercial_WA - Health_New_Food Preparation_Natural Gas_Range_A_Technical Potential | F11 | Commercial | WA - Health | New | Food Preparation | Natural Gas | Range | A | Cumulative Summer Peak Savings (MW) | Technical Potential | 0 | 0 | 0 | 0 | 0 | 0 | 0 | 0 | 0 | 0 | 0 | 0 | 0 | 0 | 0 | 0 | 0 | 0 | 0 | 0 | 0 | 0 | 0 | 0 | 0 | 0 | 0
F12_Commercial_WA - Health_New_Food Preparation_Natural Gas_Range_A_Technical Potential | F12 | Commercial | WA - Health | New | Food Preparation | Natural Gas | Range | A | Cumulative Winter Peak Savings (MW) | Technical Potential | 0 | 0 | 0 | 0 | 0 | 0 | 0 | 0 | 0 | 0 | 0 | 0 | 0 | 0 | 0 | 0 | 0 | 0 | 0 | 0 | 0 | 0 | 0 | 0 | 0 | 0 | 0
F13_Commercial_WA - Health_New_Food Preparation_Natural Gas_Range_A_Technical Potential | F13 | Commercial | WA - Health | New | Food Preparation | Natural Gas | Range | A | Purchases (Incremental) | Technical Potential | 0 | 0 | 0 | 0 | 0 | 0 | 0 | 0 | 0 | 0 | 0 | 0 | 0 | 0 | 0 | 0 | 0 | 0 | 0 | 0 | 0 | 0 | 0 | 0 | 0 | 0 | 0
F14_Commercial_WA - Health_New_Food Preparation_Natural Gas_Range_A_Technical Potential | F14 | Commercial | WA - Health | New | Food Preparation | Natural Gas | Range | A | Purchases (Cumulative) | Technical Potential | 0 | 0 | 0 | 0 | 0 | 0 | 0 | 0 | 0 | 0 | 0 | 0 | 0 | 0 | 0 | 0 | 0 | 0 | 0 | 0 | 0 | 0 | 0 | 0 | 0 | 0 | 0
F1_Commercial_WA - Health_New_Food Preparation_Natural Gas_Steamer_A_Technical Potential | F1 | Commercial | WA - Health | New | Food Preparation | Natural Gas | Steamer | A | Original Unit Energy Savings (kWh or therms) | Technical Potential | 0 | 0 | 0 | 0 | 0 | 0 | 0 | 0 | 0 | 0 | 0 | 0 | 0 | 0 | 0 | 0 | 0 | 0 | 0 | 0 | 0 | 0 | 0 | 0 | 0 | 0 | 0
F2_Commercial_WA - Health_New_Food Preparation_Natural Gas_Steamer_A_Technical Potential | F2 | Commercial | WA - Health | New | Food Preparation | Natural Gas | Steamer | A | Original Unit Summer Peak Savings (kW) | Technical Potential | 0 | 0 | 0 | 0 | 0 | 0 | 0 | 0 | 0 | 0 | 0 | 0 | 0 | 0 | 0 | 0 | 0 | 0 | 0 | 0 | 0 | 0 | 0 | 0 | 0 | 0 | 0
F3_Commercial_WA - Health_New_Food Preparation_Natural Gas_Steamer_A_Technical Potential | F3 | Commercial | WA - Health | New | Food Preparation | Natural Gas | Steamer | A | Original Unit Winter Peak Savings (kW) | Technical Potential | 0 | 0 | 0 | 0 | 0 | 0 | 0 | 0 | 0 | 0 | 0 | 0 | 0 | 0 | 0 | 0 | 0 | 0 | 0 | 0 | 0 | 0 | 0 | 0 | 0 | 0 | 0
F4_Commercial_WA - Health_New_Food Preparation_Natural Gas_Steamer_A_Technical Potential | F4 | Commercial | WA - Health | New | Food Preparation | Natural Gas | Steamer | A | Standalone Impact on Baseline Energy (%) | Technical Potential | 0 | 0 | 0 | 0 | 0 | 0 | 0 | 0 | 0 | 0 | 0 | 0 | 0 | 0 | 0 | 0 | 0 | 0 | 0 | 0 | 0 | 0 | 0 | 0 | 0 | 0 | 0
F5_Commercial_WA - Health_New_Food Preparation_Natural Gas_Steamer_A_Technical Potential | F5 | Commercial | WA - Health | New | Food Preparation | Natural Gas | Steamer | A | Standalone Impact on Baseline Summer Peak (%) | Technical Potential | 0 | 0 | 0 | 0 | 0 | 0 | 0 | 0 | 0 | 0 | 0 | 0 | 0 | 0 | 0 | 0 | 0 | 0 | 0 | 0 | 0 | 0 | 0 | 0 | 0 | 0 | 0
F6_Commercial_WA - Health_New_Food Preparation_Natural Gas_Steamer_A_Technical Potential | F6 | Commercial | WA - Health | New | Food Preparation | Natural Gas | Steamer | A | Standalone Impact on Baseline Winter Peak (%) | Technical Potential | 0 | 0 | 0 | 0 | 0 | 0 | 0 | 0 | 0 | 0 | 0 | 0 | 0 | 0 | 0 | 0 | 0 | 0 | 0 | 0 | 0 | 0 | 0 | 0 | 0 | 0 | 0
F7_Commercial_WA - Health_New_Food Preparation_Natural Gas_Steamer_A_Technical Potential | F7 | Commercial | WA - Health | New | Food Preparation | Natural Gas | Steamer | A | Incremental Energy Savings (MWh or mTherms) | Technical Potential | 0 | 0 | 0 | 0 | 0 | 0 | 0 | 0 | 0 | 0 | 0 | 0 | 0 | 0 | 0 | 0 | 0 | 0 | 0 | 0 | 0 | 0 | 0 | 0 | 0 | 0 | 0
F8_Commercial_WA - Health_New_Food Preparation_Natural Gas_Steamer_A_Technical Potential | F8 | Commercial | WA - Health | New | Food Preparation | Natural Gas | Steamer | A | Incremental Summer Peak Savings (MW) | Technical Potential | 0 | 0 | 0 | 0 | 0 | 0 | 0 | 0 | 0 | 0 | 0 | 0 | 0 | 0 | 0 | 0 | 0 | 0 | 0 | 0 | 0 | 0 | 0 | 0 | 0 | 0 | 0
F9_Commercial_WA - Health_New_Food Preparation_Natural Gas_Steamer_A_Technical Potential | F9 | Commercial | WA - Health | New | Food Preparation | Natural Gas | Steamer | A | Incremental Winter Peak Savings (MW) | Technical Potential | 0 | 0 | 0 | 0 | 0 | 0 | 0 | 0 | 0 | 0 | 0 | 0 | 0 | 0 | 0 | 0 | 0 | 0 | 0 | 0 | 0 | 0 | 0 | 0 | 0 | 0 | 0
F10_Commercial_WA - Health_New_Food Preparation_Natural Gas_Steamer_A_Technical Potential | F10 | Commercial | WA - Health | New | Food Preparation | Natural Gas | Steamer | A | Cumulative Energy Savings (MWh or mTherms) | Technical Potential | 0 | 0 | 0 | 0 | 0 | 0 | 0 | 0 | 0 | 0 | 0 | 0 | 0 | 0 | 0 | 0 | 0 | 0 | 0 | 0 | 0 | 0 | 0 | 0 | 0 | 0 | 0
F11_Commercial_WA - Health_New_Food Preparation_Natural Gas_Steamer_A_Technical Potential | F11 | Commercial | WA - Health | New | Food Preparation | Natural Gas | Steamer | A | Cumulative Summer Peak Savings (MW) | Technical Potential | 0 | 0 | 0 | 0 | 0 | 0 | 0 | 0 | 0 | 0 | 0 | 0 | 0 | 0 | 0 | 0 | 0 | 0 | 0 | 0 | 0 | 0 | 0 | 0 | 0 | 0 | 0
F12_Commercial_WA - Health_New_Food Preparation_Natural Gas_Steamer_A_Technical Potential | F12 | Commercial | WA - Health | New | Food Preparation | Natural Gas | Steamer | A | Cumulative Winter Peak Savings (MW) | Technical Potential | 0 | 0 | 0 | 0 | 0 | 0 | 0 | 0 | 0 | 0 | 0 | 0 | 0 | 0 | 0 | 0 | 0 | 0 | 0 | 0 | 0 | 0 | 0 | 0 | 0 | 0 | 0
F13_Commercial_WA - Health_New_Food Preparation_Natural Gas_Steamer_A_Technical Potential | F13 | Commercial | WA - Health | New | Food Preparation | Natural Gas | Steamer | A | Purchases (Incremental) | Technical Potential | 0 | 0 | 0 | 0 | 0 | 0 | 0 | 0 | 0 | 0 | 0 | 0 | 0 | 0 | 0 | 0 | 0 | 0 | 0 | 0 | 0 | 0 | 0 | 0 | 0 | 0 | 0
F14_Commercial_WA - Health_New_Food Preparation_Natural Gas_Steamer_A_Technical Potential | F14 | Commercial | WA - Health | New | Food Preparation | Natural Gas | Steamer | A | Purchases (Cumulative) | Technical Potential | 0 | 0 | 0 | 0 | 0 | 0 | 0 | 0 | 0 | 0 | 0 | 0 | 0 | 0 | 0 | 0 | 0 | 0 | 0 | 0 | 0 | 0 | 0 | 0 | 0 | 0 | 0
F1_Commercial_WA - Health_New_Food Preparation_Natural Gas_Commercial Food Prep Other_A_Technical Potential | F1 | Commercial | WA - Health | New | Food Preparation | Natural Gas | Commercial Food Prep Other | A | Original Unit Energy Savings (kWh or therms) | Technical Potential | 0 | 0 | 0 | 0 | 0 | 0 | 0 | 0 | 0 | 0 | 0 | 0 | 0 | 0 | 0 | 0 | 0 | 0 | 0 | 0 | 0 | 0 | 0 | 0 | 0 | 0 | 0
F2_Commercial_WA - Health_New_Food Preparation_Natural Gas_Commercial Food Prep Other_A_Technical Potential | F2 | Commercial | WA - Health | New | Food Preparation | Natural Gas | Commercial Food Prep Other | A | Original Unit Summer Peak Savings (kW) | Technical Potential | 0 | 0 | 0 | 0 | 0 | 0 | 0 | 0 | 0 | 0 | 0 | 0 | 0 | 0 | 0 | 0 | 0 | 0 | 0 | 0 | 0 | 0 | 0 | 0 | 0 | 0 | 0
F3_Commercial_WA - Health_New_Food Preparation_Natural Gas_Commercial Food Prep Other_A_Technical Potential | F3 | Commercial | WA - Health | New | Food Preparation | Natural Gas | Commercial Food Prep Other | A | Original Unit Winter Peak Savings (kW) | Technical Potential | 0 | 0 | 0 | 0 | 0 | 0 | 0 | 0 | 0 | 0 | 0 | 0 | 0 | 0 | 0 | 0 | 0 | 0 | 0 | 0 | 0 | 0 | 0 | 0 | 0 | 0 | 0
F4_Commercial_WA - Health_New_Food Preparation_Natural Gas_Commercial Food Prep Other_A_Technical Potential | F4 | Commercial | WA - Health | New | Food Preparation | Natural Gas | Commercial Food Prep Other | A | Standalone Impact on Baseline Energy (%) | Technical Potential | 0 | 0 | 0 | 0 | 0 | 0 | 0 | 0 | 0 | 0 | 0 | 0 | 0 | 0 | 0 | 0 | 0 | 0 | 0 | 0 | 0 | 0 | 0 | 0 | 0 | 0 | 0
F5_Commercial_WA - Health_New_Food Preparation_Natural Gas_Commercial Food Prep Other_A_Technical Potential | F5 | Commercial | WA - Health | New | Food Preparation | Natural Gas | Commercial Food Prep Other | A | Standalone Impact on Baseline Summer Peak (%) | Technical Potential | 0 | 0 | 0 | 0 | 0 | 0 | 0 | 0 | 0 | 0 | 0 | 0 | 0 | 0 | 0 | 0 | 0 | 0 | 0 | 0 | 0 | 0 | 0 | 0 | 0 | 0 | 0
F6_Commercial_WA - Health_New_Food Preparation_Natural Gas_Commercial Food Prep Other_A_Technical Potential | F6 | Commercial | WA - Health | New | Food Preparation | Natural Gas | Commercial Food Prep Other | A | Standalone Impact on Baseline Winter Peak (%) | Technical Potential | 0 | 0 | 0 | 0 | 0 | 0 | 0 | 0 | 0 | 0 | 0 | 0 | 0 | 0 | 0 | 0 | 0 | 0 | 0 | 0 | 0 | 0 | 0 | 0 | 0 | 0 | 0
F7_Commercial_WA - Health_New_Food Preparation_Natural Gas_Commercial Food Prep Other_A_Technical Potential | F7 | Commercial | WA - Health | New | Food Preparation | Natural Gas | Commercial Food Prep Other | A | Incremental Energy Savings (MWh or mTherms) | Technical Potential | 0 | 0 | 0 | 0 | 0 | 0 | 0 | 0 | 0 | 0 | 0 | 0 | 0 | 0 | 0 | 0 | 0 | 0 | 0 | 0 | 0 | 0 | 0 | 0 | 0 | 0 | 0
F8_Commercial_WA - Health_New_Food Preparation_Natural Gas_Commercial Food Prep Other_A_Technical Potential | F8 | Commercial | WA - Health | New | Food Preparation | Natural Gas | Commercial Food Prep Other | A | Incremental Summer Peak Savings (MW) | Technical Potential | 0 | 0 | 0 | 0 | 0 | 0 | 0 | 0 | 0 | 0 | 0 | 0 | 0 | 0 | 0 | 0 | 0 | 0 | 0 | 0 | 0 | 0 | 0 | 0 | 0 | 0 | 0
F9_Commercial_WA - Health_New_Food Preparation_Natural Gas_Commercial Food Prep Other_A_Technical Potential | F9 | Commercial | WA - Health | New | Food Preparation | Natural Gas | Commercial Food Prep Other | A | Incremental Winter Peak Savings (MW) | Technical Potential | 0 | 0 | 0 | 0 | 0 | 0 | 0 | 0 | 0 | 0 | 0 | 0 | 0 | 0 | 0 | 0 | 0 | 0 | 0 | 0 | 0 | 0 | 0 | 0 | 0 | 0 | 0
F10_Commercial_WA - Health_New_Food Preparation_Natural Gas_Commercial Food Prep Other_A_Technical Potential | F10 | Commercial | WA - Health | New | Food Preparation | Natural Gas | Commercial Food Prep Other | A | Cumulative Energy Savings (MWh or mTherms) | Technical Potential | 0 | 0 | 0 | 0 | 0 | 0 | 0 | 0 | 0 | 0 | 0 | 0 | 0 | 0 | 0 | 0 | 0 | 0 | 0 | 0 | 0 | 0 | 0 | 0 | 0 | 0 | 0
F11_Commercial_WA - Health_New_Food Preparation_Natural Gas_Commercial Food Prep Other_A_Technical Potential | F11 | Commercial | WA - Health | New | Food Preparation | Natural Gas | Commercial Food Prep Other | A | Cumulative Summer Peak Savings (MW) | Technical Potential | 0 | 0 | 0 | 0 | 0 | 0 | 0 | 0 | 0 | 0 | 0 | 0 | 0 | 0 | 0 | 0 | 0 | 0 | 0 | 0 | 0 | 0 | 0 | 0 | 0 | 0 | 0
F12_Commercial_WA - Health_New_Food Preparation_Natural Gas_Commercial Food Prep Other_A_Technical Potential | F12 | Commercial | WA - Health | New | Food Preparation | Natural Gas | Commercial Food Prep Other | A | Cumulative Winter Peak Savings (MW) | Technical Potential | 0 | 0 | 0 | 0 | 0 | 0 | 0 | 0 | 0 | 0 | 0 | 0 | 0 | 0 | 0 | 0 | 0 | 0 | 0 | 0 | 0 | 0 | 0 | 0 | 0 | 0 | 0
F13_Commercial_WA - Health_New_Food Preparation_Natural Gas_Commercial Food Prep Other_A_Technical Potential | F13 | Commercial | WA - Health | New | Food Preparation | Natural Gas | Commercial Food Prep Other | A | Purchases (Incremental) | Technical Potential | 0 | 0 | 0 | 0 | 0 | 0 | 0 | 0 | 0 | 0 | 0 | 0 | 0 | 0 | 0 | 0 | 0 | 0 | 0 | 0 | 0 | 0 | 0 | 0 | 0 | 0 | 0
F14_Commercial_WA - Health_New_Food Preparation_Natural Gas_Commercial Food Prep Other_A_Technical Potential | F14 | Commercial | WA - Health | New | Food Preparation | Natural Gas | Commercial Food Prep Other | A | Purchases (Cumulative) | Technical Potential | 0 | 0 | 0 | 0 | 0 | 0 | 0 | 0 | 0 | 0 | 0 | 0 | 0 | 0 | 0 | 0 | 0 | 0 | 0 | 0 | 0 | 0 | 0 | 0 | 0 | 0 | 0
F1_Commercial_WA - Health_New_Miscellaneous_Natural Gas_Pool Heater_A_Technical Potential | F1 | Commercial | WA - Health | New | Miscellaneous | Natural Gas | Pool Heater | A | Original Unit Energy Savings (kWh or therms) | Technical Potential | 0 | 0 | 0 | 0 | 0 | 0 | 0 | 0 | 0 | 0 | 0 | 0 | 0 | 0 | 0 | 0 | 0 | 0 | 0 | 0 | 0 | 0 | 0 | 0 | 0 | 0 | 0
F2_Commercial_WA - Health_New_Miscellaneous_Natural Gas_Pool Heater_A_Technical Potential | F2 | Commercial | WA - Health | New | Miscellaneous | Natural Gas | Pool Heater | A | Original Unit Summer Peak Savings (kW) | Technical Potential | 0 | 0 | 0 | 0 | 0 | 0 | 0 | 0 | 0 | 0 | 0 | 0 | 0 | 0 | 0 | 0 | 0 | 0 | 0 | 0 | 0 | 0 | 0 | 0 | 0 | 0 | 0
F3_Commercial_WA - Health_New_Miscellaneous_Natural Gas_Pool Heater_A_Technical Potential | F3 | Commercial | WA - Health | New | Miscellaneous | Natural Gas | Pool Heater | A | Original Unit Winter Peak Savings (kW) | Technical Potential | 0 | 0 | 0 | 0 | 0 | 0 | 0 | 0 | 0 | 0 | 0 | 0 | 0 | 0 | 0 | 0 | 0 | 0 | 0 | 0 | 0 | 0 | 0 | 0 | 0 | 0 | 0
F4_Commercial_WA - Health_New_Miscellaneous_Natural Gas_Pool Heater_A_Technical Potential | F4 | Commercial | WA - Health | New | Miscellaneous | Natural Gas | Pool Heater | A | Standalone Impact on Baseline Energy (%) | Technical Potential | 0 | 0 | 0 | 0 | 0 | 0 | 0 | 0 | 0 | 0 | 0 | 0 | 0 | 0 | 0 | 0 | 0 | 0 | 0 | 0 | 0 | 0 | 0 | 0 | 0 | 0 | 0
F5_Commercial_WA - Health_New_Miscellaneous_Natural Gas_Pool Heater_A_Technical Potential | F5 | Commercial | WA - Health | New | Miscellaneous | Natural Gas | Pool Heater | A | Standalone Impact on Baseline Summer Peak (%) | Technical Potential | 0 | 0 | 0 | 0 | 0 | 0 | 0 | 0 | 0 | 0 | 0 | 0 | 0 | 0 | 0 | 0 | 0 | 0 | 0 | 0 | 0 | 0 | 0 | 0 | 0 | 0 | 0
F6_Commercial_WA - Health_New_Miscellaneous_Natural Gas_Pool Heater_A_Technical Potential | F6 | Commercial | WA - Health | New | Miscellaneous | Natural Gas | Pool Heater | A | Standalone Impact on Baseline Winter Peak (%) | Technical Potential | 0 | 0 | 0 | 0 | 0 | 0 | 0 | 0 | 0 | 0 | 0 | 0 | 0 | 0 | 0 | 0 | 0 | 0 | 0 | 0 | 0 | 0 | 0 | 0 | 0 | 0 | 0
F7_Commercial_WA - Health_New_Miscellaneous_Natural Gas_Pool Heater_A_Technical Potential | F7 | Commercial | WA - Health | New | Miscellaneous | Natural Gas | Pool Heater | A | Incremental Energy Savings (MWh or mTherms) | Technical Potential | 0 | 0 | 0 | 0 | 0 | 0 | 0 | 0 | 0 | 0 | 0 | 0 | 0 | 0 | 0 | 0 | 0 | 0 | 0 | 0 | 0 | 0 | 0 | 0 | 0 | 0 | 0
F8_Commercial_WA - Health_New_Miscellaneous_Natural Gas_Pool Heater_A_Technical Potential | F8 | Commercial | WA - Health | New | Miscellaneous | Natural Gas | Pool Heater | A | Incremental Summer Peak Savings (MW) | Technical Potential | 0 | 0 | 0 | 0 | 0 | 0 | 0 | 0 | 0 | 0 | 0 | 0 | 0 | 0 | 0 | 0 | 0 | 0 | 0 | 0 | 0 | 0 | 0 | 0 | 0 | 0 | 0
F9_Commercial_WA - Health_New_Miscellaneous_Natural Gas_Pool Heater_A_Technical Potential | F9 | Commercial | WA - Health | New | Miscellaneous | Natural Gas | Pool Heater | A | Incremental Winter Peak Savings (MW) | Technical Potential | 0 | 0 | 0 | 0 | 0 | 0 | 0 | 0 | 0 | 0 | 0 | 0 | 0 | 0 | 0 | 0 | 0 | 0 | 0 | 0 | 0 | 0 | 0 | 0 | 0 | 0 | 0
F10_Commercial_WA - Health_New_Miscellaneous_Natural Gas_Pool Heater_A_Technical Potential | F10 | Commercial | WA - Health | New | Miscellaneous | Natural Gas | Pool Heater | A | Cumulative Energy Savings (MWh or mTherms) | Technical Potential | 0 | 0 | 0 | 0 | 0 | 0 | 0 | 0 | 0 | 0 | 0 | 0 | 0 | 0 | 0 | 0 | 0 | 0 | 0 | 0 | 0 | 0 | 0 | 0 | 0 | 0 | 0
F11_Commercial_WA - Health_New_Miscellaneous_Natural Gas_Pool Heater_A_Technical Potential | F11 | Commercial | WA - Health | New | Miscellaneous | Natural Gas | Pool Heater | A | Cumulative Summer Peak Savings (MW) | Technical Potential | 0 | 0 | 0 | 0 | 0 | 0 | 0 | 0 | 0 | 0 | 0 | 0 | 0 | 0 | 0 | 0 | 0 | 0 | 0 | 0 | 0 | 0 | 0 | 0 | 0 | 0 | 0
F12_Commercial_WA - Health_New_Miscellaneous_Natural Gas_Pool Heater_A_Technical Potential | F12 | Commercial | WA - Health | New | Miscellaneous | Natural Gas | Pool Heater | A | Cumulative Winter Peak Savings (MW) | Technical Potential | 0 | 0 | 0 | 0 | 0 | 0 | 0 | 0 | 0 | 0 | 0 | 0 | 0 | 0 | 0 | 0 | 0 | 0 | 0 | 0 | 0 | 0 | 0 | 0 | 0 | 0 | 0
F13_Commercial_WA - Health_New_Miscellaneous_Natural Gas_Pool Heater_A_Technical Potential | F13 | Commercial | WA - Health | New | Miscellaneous | Natural Gas | Pool Heater | A | Purchases (Incremental) | Technical Potential | 0 | 0 | 0 | 0 | 0 | 0 | 0 | 0 | 0 | 0 | 0 | 0 | 0 | 0 | 0 | 0 | 0 | 0 | 0 | 0 | 0 | 0 | 0 | 0 | 0 | 0 | 0
F14_Commercial_WA - Health_New_Miscellaneous_Natural Gas_Pool Heater_A_Technical Potential | F14 | Commercial | WA - Health | New | Miscellaneous | Natural Gas | Pool Heater | A | Purchases (Cumulative) | Technical Potential | 0 | 0 | 0 | 0 | 0 | 0 | 0 | 0 | 0 | 0 | 0 | 0 | 0 | 0 | 0 | 0 | 0 | 0 | 0 | 0 | 0 | 0 | 0 | 0 | 0 | 0 | 0
F1_Commercial_WA - Miscellaneous_Existing_Space Heating_Natural Gas_Furnace_A_Technical Potential | F1 | Commercial | WA - Miscellaneous | Existing | Space Heating | Natural Gas | Furnace | A | Original Unit Energy Savings (kWh or therms) | Technical Potential | 0 | 638.6601 | 636.1836 | 212.0612 | 212.0612 | 212.0612 | 212.0612 | 212.0612 | 212.0612 | 212.0612 | 212.0612 | 212.0612 | 212.0612 | 212.0612 | 212.0612 | 212.0612 | 212.0612 | 212.0612 | 212.0612 | 212.0612 | 212.0612 | 212.0612 | 212.0612 | 212.0612 | 212.0612 | 212.0612 | 212.0612
F2_Commercial_WA - Miscellaneous_Existing_Space Heating_Natural Gas_Furnace_A_Technical Potential | F2 | Commercial | WA - Miscellaneous | Existing | Space Heating | Natural Gas | Furnace | A | Original Unit Summer Peak Savings (kW) | Technical Potential | 0 | 0 | 0 | 0 | 0 | 0 | 0 | 0 | 0 | 0 | 0 | 0 | 0 | 0 | 0 | 0 | 0 | 0 | 0 | 0 | 0 | 0 | 0 | 0 | 0 | 0 | 0
F3_Commercial_WA - Miscellaneous_Existing_Space Heating_Natural Gas_Furnace_A_Technical Potential | F3 | Commercial | WA - Miscellaneous | Existing | Space Heating | Natural Gas | Furnace | A | Original Unit Winter Peak Savings (kW) | Technical Potential | 0 | 0 | 0 | 0 | 0 | 0 | 0 | 0 | 0 | 0 | 0 | 0 | 0 | 0 | 0 | 0 | 0 | 0 | 0 | 0 | 0 | 0 | 0 | 0 | 0 | 0 | 0
F4_Commercial_WA - Miscellaneous_Existing_Space Heating_Natural Gas_Furnace_A_Technical Potential | F4 | Commercial | WA - Miscellaneous | Existing | Space Heating | Natural Gas | Furnace | A | Standalone Impact on Baseline Energy (%) | Technical Potential | 0 | 0 | 0.0012017 | 0.00085804 | 0.0013767 | 0.0019604 | 0.0026132 | 0.0033387 | 0.0041406 | 0.0050223 | 0.0059792 | 0.0070069 | 0.0081015 | 0.0092592 | 0.010477 | 0.01175 | 0.013077 | 0.014455 | 0.01588 | 0.017235 | 0.018529 | 0.019769 | 0.020962 | 0.022117 | 0.023242 | 0.023912 | 0.024504
F5_Commercial_WA - Miscellaneous_Existing_Space Heating_Natural Gas_Furnace_A_Technical Potential | F5 | Commercial | WA - Miscellaneous | Existing | Space Heating | Natural Gas | Furnace | A | Standalone Impact on Baseline Summer Peak (%) | Technical Potential | 0 | 0 | 0 | 0 | 0 | 0 | 0 | 0 | 0 | 0 | 0 | 0 | 0 | 0 | 0 | 0 | 0 | 0 | 0 | 0 | 0 | 0 | 0 | 0 | 0 | 0 | 0
F6_Commercial_WA - Miscellaneous_Existing_Space Heating_Natural Gas_Furnace_A_Technical Potential | F6 | Commercial | WA - Miscellaneous | Existing | Space Heating | Natural Gas | Furnace | A | Standalone Impact on Baseline Winter Peak (%) | Technical Potential | 0 | 0 | 0 | 0 | 0 | 0 | 0 | 0 | 0 | 0 | 0 | 0 | 0 | 0 | 0 | 0 | 0 | 0 | 0 | 0 | 0 | 0 | 0 | 0 | 0 | 0 | 0
F7_Commercial_WA - Miscellaneous_Existing_Space Heating_Natural Gas_Furnace_A_Technical Potential | F7 | Commercial | WA - Miscellaneous | Existing | Space Heating | Natural Gas | Furnace | A | Incremental Energy Savings (MWh or mTherms) | Technical Potential | 0 | 0 | 4.0065 | 1.5178 | 1.712 | 1.9172 | 2.1325 | 2.3571 | 2.5904 | 2.8316 | 3.0543 | 3.2599 | 3.4497 | 3.6248 | 3.7865 | 3.9357 | 4.0735 | 4.2007 | 4.318 | 4.0756 | 3.8648 | 3.6843 | 3.5326 | 3.4083 | 3.3102 | 1.9014 | 1.6693
F8_Commercial_WA - Miscellaneous_Existing_Space Heating_Natural Gas_Furnace_A_Technical Potential | F8 | Commercial | WA - Miscellaneous | Existing | Space Heating | Natural Gas | Furnace | A | Incremental Summer Peak Savings (MW) | Technical Potential | 0 | 0 | 0 | 0 | 0 | 0 | 0 | 0 | 0 | 0 | 0 | 0 | 0 | 0 | 0 | 0 | 0 | 0 | 0 | 0 | 0 | 0 | 0 | 0 | 0 | 0 | 0
F9_Commercial_WA - Miscellaneous_Existing_Space Heating_Natural Gas_Furnace_A_Technical Potential | F9 | Commercial | WA - Miscellaneous | Existing | Space Heating | Natural Gas | Furnace | A | Incremental Winter Peak Savings (MW) | Technical Potential | 0 | 0 | 0 | 0 | 0 | 0 | 0 | 0 | 0 | 0 | 0 | 0 | 0 | 0 | 0 | 0 | 0 | 0 | 0 | 0 | 0 | 0 | 0 | 0 | 0 | 0 | 0
F10_Commercial_WA - Miscellaneous_Existing_Space Heating_Natural Gas_Furnace_A_Technical Potential | F10 | Commercial | WA - Miscellaneous | Existing | Space Heating | Natural Gas | Furnace | A | Cumulative Energy Savings (MWh or mTherms) | Technical Potential | 0 | 0 | 4.0065 | 2.8533 | 4.5653 | 6.4824 | 8.6149 | 10.972 | 13.5624 | 16.3941 | 19.4484 | 22.7083 | 26.158 | 29.7828 | 33.5692 | 37.505 | 41.5785 | 45.7791 | 50.0972 | 54.1728 | 58.0376 | 61.7218 | 65.2544 | 68.6627 | 71.9728 | 73.8742 | 75.5435
F11_Commercial_WA - Miscellaneous_Existing_Space Heating_Natural Gas_Furnace_A_Technical Potential | F11 | Commercial | WA - Miscellaneous | Existing | Space Heating | Natural Gas | Furnace | A | Cumulative Summer Peak Savings (MW) | Technical Potential | 0 | 0 | 0 | 0 | 0 | 0 | 0 | 0 | 0 | 0 | 0 | 0 | 0 | 0 | 0 | 0 | 0 | 0 | 0 | 0 | 0 | 0 | 0 | 0 | 0 | 0 | 0
F12_Commercial_WA - Miscellaneous_Existing_Space Heating_Natural Gas_Furnace_A_Technical Potential | F12 | Commercial | WA - Miscellaneous | Existing | Space Heating | Natural Gas | Furnace | A | Cumulative Winter Peak Savings (MW) | Technical Potential | 0 | 0 | 0 | 0 | 0 | 0 | 0 | 0 | 0 | 0 | 0 | 0 | 0 | 0 | 0 | 0 | 0 | 0 | 0 | 0 | 0 | 0 | 0 | 0 | 0 | 0 | 0
F13_Commercial_WA - Miscellaneous_Existing_Space Heating_Natural Gas_Furnace_A_Technical Potential | F13 | Commercial | WA - Miscellaneous | Existing | Space Heating | Natural Gas | Furnace | A | Purchases (Incremental) | Technical Potential | 0 | 0 | 6.2977 | 7.1573 | 8.0731 | 9.0406 | 10.0559 | 11.1153 | 12.2153 | 13.353 | 14.4031 | 15.3725 | 16.2673 | 17.0932 | 17.8556 | 18.5594 | 19.209 | 19.8087 | 20.3623 | 19.2189 | 18.225 | 17.3736 | 16.6582 | 16.0722 | 15.6094 | 8.9661 | 7.8719
F14_Commercial_WA - Miscellaneous_Existing_Space Heating_Natural Gas_Furnace_A_Technical Potential | F14 | Commercial | WA - Miscellaneous | Existing | Space Heating | Natural Gas | Furnace | A | Purchases (Cumulative) | Technical Potential | 0 | 0 | 6.2977 | 13.455 | 21.5281 | 30.5687 | 40.6246 | 51.7398 | 63.9552 | 77.3081 | 91.7112 | 107.0837 | 123.351 | 140.4442 | 158.2998 | 176.8592 | 196.0683 | 215.877 | 236.2392 | 255.4581 | 273.6831 | 291.0567 | 307.7149 | 323.7871 | 339.3965 | 348.3626 | 356.2345
F1_Commercial_WA - Miscellaneous_Existing_Space Heating_Natural Gas_Boiler_A_Technical Potential | F1 | Commercial | WA - Miscellaneous | Existing | Space Heating | Natural Gas | Boiler | A | Original Unit Energy Savings (kWh or therms) | Technical Potential | 0 | 4981.1542 | 4961.8388 | 4961.8388 | 4961.8388 | 4961.8388 | 4961.8388 | 4961.8388 | 4961.8388 | 4961.8388 | 4961.8388 | 4961.8388 | 4961.8388 | 4961.8388 | 4961.8388 | 4961.8388 | 4961.8388 | 4961.8388 | 4961.8388 | 4961.8388 | 4961.8388 | 4961.8388 | 4961.8388 | 4961.8388 | 4961.8388 | 4961.8388 | 4961.8388
F2_Commercial_WA - Miscellaneous_Existing_Space Heating_Natural Gas_Boiler_A_Technical Potential | F2 | Commercial | WA - Miscellaneous | Existing | Space Heating | Natural Gas | Boiler | A | Original Unit Summer Peak Savings (kW) | Technical Potential | 0 | 0 | 0 | 0 | 0 | 0 | 0 | 0 | 0 | 0 | 0 | 0 | 0 | 0 | 0 | 0 | 0 | 0 | 0 | 0 | 0 | 0 | 0 | 0 | 0 | 0 | 0
F3_Commercial_WA - Miscellaneous_Existing_Space Heating_Natural Gas_Boiler_A_Technical Potential | F3 | Commercial | WA - Miscellaneous | Existing | Space Heating | Natural Gas | Boiler | A | Original Unit Winter Peak Savings (kW) | Technical Potential | 0 | 0 | 0 | 0 | 0 | 0 | 0 | 0 | 0 | 0 | 0 | 0 | 0 | 0 | 0 | 0 | 0 | 0 | 0 | 0 | 0 | 0 | 0 | 0 | 0 | 0 | 0
F4_Commercial_WA - Miscellaneous_Existing_Space Heating_Natural Gas_Boiler_A_Technical Potential | F4 | Commercial | WA - Miscellaneous | Existing | Space Heating | Natural Gas | Boiler | A | Standalone Impact on Baseline Energy (%) | Technical Potential | 0 | 0 | 0.005222 | 0.010514 | 0.015876 | 0.021305 | 0.026801 | 0.032365 | 0.037996 | 0.043694 | 0.04946 | 0.055291 | 0.061189 | 0.067151 | 0.073176 | 0.079264 | 0.085413 | 0.091622 | 0.097888 | 0.10419 | 0.11052 | 0.11687 | 0.12319 | 0.12948 | 0.13575 | 0.142 | 0.14823
F5_Commercial_WA - Miscellaneous_Existing_Space Heating_Natural Gas_Boiler_A_Technical Potential | F5 | Commercial | WA - Miscellaneous | Existing | Space Heating | Natural Gas | Boiler | A | Standalone Impact on Baseline Summer Peak (%) | Technical Potential | 0 | 0 | 0 | 0 | 0 | 0 | 0 | 0 | 0 | 0 | 0 | 0 | 0 | 0 | 0 | 0 | 0 | 0 | 0 | 0 | 0 | 0 | 0 | 0 | 0 | 0 | 0
F6_Commercial_WA - Miscellaneous_Existing_Space Heating_Natural Gas_Boiler_A_Technical Potential | F6 | Commercial | WA - Miscellaneous | Existing | Space Heating | Natural Gas | Boiler | A | Standalone Impact on Baseline Winter Peak (%) | Technical Potential | 0 | 0 | 0 | 0 | 0 | 0 | 0 | 0 | 0 | 0 | 0 | 0 | 0 | 0 | 0 | 0 | 0 | 0 | 0 | 0 | 0 | 0 | 0 | 0 | 0 | 0 | 0
F7_Commercial_WA - Miscellaneous_Existing_Space Heating_Natural Gas_Boiler_A_Technical Potential | F7 | Commercial | WA - Miscellaneous | Existing | Space Heating | Natural Gas | Boiler | A | Incremental Energy Savings (MWh or mTherms) | Technical Potential | 0 | 0 | 17.4107 | 17.5533 | 17.6829 | 17.8007 | 17.9079 | 18.0053 | 18.0938 | 18.1743 | 18.2475 | 18.314 | 18.3745 | 18.4294 | 18.4794 | 18.5249 | 18.5662 | 18.6037 | 18.6378 | 18.6689 | 18.6971 | 18.7227 | 18.5892 | 18.4821 | 18.3976 | 18.3327 | 18.2843
F8_Commercial_WA - Miscellaneous_Existing_Space Heating_Natural Gas_Boiler_A_Technical Potential | F8 | Commercial | WA - Miscellaneous | Existing | Space Heating | Natural Gas | Boiler | A | Incremental Summer Peak Savings (MW) | Technical Potential | 0 | 0 | 0 | 0 | 0 | 0 | 0 | 0 | 0 | 0 | 0 | 0 | 0 | 0 | 0 | 0 | 0 | 0 | 0 | 0 | 0 | 0 | 0 | 0 | 0 | 0 | 0
F9_Commercial_WA - Miscellaneous_Existing_Space Heating_Natural Gas_Boiler_A_Technical Potential | F9 | Commercial | WA - Miscellaneous | Existing | Space Heating | Natural Gas | Boiler | A | Incremental Winter Peak Savings (MW) | Technical Potential | 0 | 0 | 0 | 0 | 0 | 0 | 0 | 0 | 0 | 0 | 0 | 0 | 0 | 0 | 0 | 0 | 0 | 0 | 0 | 0 | 0 | 0 | 0 | 0 | 0 | 0 | 0
F10_Commercial_WA - Miscellaneous_Existing_Space Heating_Natural Gas_Boiler_A_Technical Potential | F10 | Commercial | WA - Miscellaneous | Existing | Space Heating | Natural Gas | Boiler | A | Cumulative Energy Savings (MWh or mTherms) | Technical Potential | 0 | 0 | 17.4107 | 34.9639 | 52.6469 | 70.4476 | 88.3555 | 106.3608 | 124.4546 | 142.6289 | 160.8764 | 179.1903 | 197.5648 | 215.9943 | 234.4737 | 252.9986 | 271.5647 | 290.1684 | 308.8063 | 327.4752 | 346.1723 | 364.895 | 383.4842 | 401.9663 | 420.3639 | 438.6965 | 456.9808
F11_Commercial_WA - Miscellaneous_Existing_Space Heating_Natural Gas_Boiler_A_Technical Potential | F11 | Commercial | WA - Miscellaneous | Existing | Space Heating | Natural Gas | Boiler | A | Cumulative Summer Peak Savings (MW) | Technical Potential | 0 | 0 | 0 | 0 | 0 | 0 | 0 | 0 | 0 | 0 | 0 | 0 | 0 | 0 | 0 | 0 | 0 | 0 | 0 | 0 | 0 | 0 | 0 | 0 | 0 | 0 | 0
F12_Commercial_WA - Miscellaneous_Existing_Space Heating_Natural Gas_Boiler_A_Technical Potential | F12 | Commercial | WA - Miscellaneous | Existing | Space Heating | Natural Gas | Boiler | A | Cumulative Winter Peak Savings (MW) | Technical Potential | 0 | 0 | 0 | 0 | 0 | 0 | 0 | 0 | 0 | 0 | 0 | 0 | 0 | 0 | 0 | 0 | 0 | 0 | 0 | 0 | 0 | 0 | 0 | 0 | 0 | 0 | 0
F13_Commercial_WA - Miscellaneous_Existing_Space Heating_Natural Gas_Boiler_A_Technical Potential | F13 | Commercial | WA - Miscellaneous | Existing | Space Heating | Natural Gas | Boiler | A | Purchases (Incremental) | Technical Potential | 0 | 0 | 3.5089 | 3.5377 | 3.5638 | 3.5875 | 3.6091 | 3.6288 | 3.6466 | 3.6628 | 3.6776 | 3.691 | 3.7032 | 3.7142 | 3.7243 | 3.7335 | 3.7418 | 3.7494 | 3.7562 | 3.7625 | 3.7682 | 3.7733 | 3.7464 | 3.7248 | 3.7078 | 3.6947 | 3.685
F14_Commercial_WA - Miscellaneous_Existing_Space Heating_Natural Gas_Boiler_A_Technical Potential | F14 | Commercial | WA - Miscellaneous | Existing | Space Heating | Natural Gas | Boiler | A | Purchases (Cumulative) | Technical Potential | 0 | 0 | 3.5089 | 7.0466 | 10.6104 | 14.1979 | 17.807 | 21.4358 | 25.0823 | 28.7452 | 32.4227 | 36.1137 | 39.8169 | 43.5311 | 47.2554 | 50.9889 | 54.7307 | 58.48 | 62.2363 | 65.9988 | 69.7669 | 73.5403 | 77.2867 | 81.0116 | 84.7194 | 88.4141 | 92.0991
F1_Commercial_WA - Miscellaneous_Existing_Space Heating_Natural Gas_Unit Heater_A_Technical Potential | F1 | Commercial | WA - Miscellaneous | Existing | Space Heating | Natural Gas | Unit Heater | A | Original Unit Energy Savings (kWh or therms) | Technical Potential | 0 | 30983.2092 | 30863.0652 | 30863.0652 | 30863.0652 | 30863.0652 | 30863.0652 | 30863.0652 | 30863.0652 | 30863.0652 | 30863.0652 | 30863.0652 | 30863.0652 | 30863.0652 | 30863.0652 | 30863.0652 | 30863.0652 | 30863.0652 | 30863.0652 | 30863.0652 | 30863.0652 | 30863.0652 | 30863.0652 | 30863.0652 | 30863.0652 | 30863.0652 | 30863.0652
F2_Commercial_WA - Miscellaneous_Existing_Space Heating_Natural Gas_Unit Heater_A_Technical Potential | F2 | Commercial | WA - Miscellaneous | Existing | Space Heating | Natural Gas | Unit Heater | A | Original Unit Summer Peak Savings (kW) | Technical Potential | 0 | 0 | 0 | 0 | 0 | 0 | 0 | 0 | 0 | 0 | 0 | 0 | 0 | 0 | 0 | 0 | 0 | 0 | 0 | 0 | 0 | 0 | 0 | 0 | 0 | 0 | 0
F3_Commercial_WA - Miscellaneous_Existing_Space Heating_Natural Gas_Unit Heater_A_Technical Potential | F3 | Commercial | WA - Miscellaneous | Existing | Space Heating | Natural Gas | Unit Heater | A | Original Unit Winter Peak Savings (kW) | Technical Potential | 0 | 0 | 0 | 0 | 0 | 0 | 0 | 0 | 0 | 0 | 0 | 0 | 0 | 0 | 0 | 0 | 0 | 0 | 0 | 0 | 0 | 0 | 0 | 0 | 0 | 0 | 0
F4_Commercial_WA - Miscellaneous_Existing_Space Heating_Natural Gas_Unit Heater_A_Technical Potential | F4 | Commercial | WA - Miscellaneous | Existing | Space Heating | Natural Gas | Unit Heater | A | Standalone Impact on Baseline Energy (%) | Technical Potential | 0 | 0 | 7.1437e-07 | 2.106e-06 | 4.3663e-06 | 7.6723e-06 | 1.2189e-05 | 1.8069e-05 | 2.5456e-05 | 3.4486e-05 | 4.5031e-05 | 5.698e-05 | 7.0227e-05 | 8.468e-05 | 0.00010025 | 0.00011686 | 0.00013444 | 0.00014986 | 0.00016334 | 0.00017479 | 0.0001842 | 0.00019157 | 0.00019691 | 0.00020025 | 0.00020163 | 0.0002021 | 0.00020254
F5_Commercial_WA - Miscellaneous_Existing_Space Heating_Natural Gas_Unit Heater_A_Technical Potential | F5 | Commercial | WA - Miscellaneous | Existing | Space Heating | Natural Gas | Unit Heater | A | Standalone Impact on Baseline Summer Peak (%) | Technical Potential | 0 | 0 | 0 | 0 | 0 | 0 | 0 | 0 | 0 | 0 | 0 | 0 | 0 | 0 | 0 | 0 | 0 | 0 | 0 | 0 | 0 | 0 | 0 | 0 | 0 | 0 | 0
F6_Commercial_WA - Miscellaneous_Existing_Space Heating_Natural Gas_Unit Heater_A_Technical Potential | F6 | Commercial | WA - Miscellaneous | Existing | Space Heating | Natural Gas | Unit Heater | A | Standalone Impact on Baseline Winter Peak (%) | Technical Potential | 0 | 0 | 0 | 0 | 0 | 0 | 0 | 0 | 0 | 0 | 0 | 0 | 0 | 0 | 0 | 0 | 0 | 0 | 0 | 0 | 0 | 0 | 0 | 0 | 0 | 0 | 0
F7_Commercial_WA - Miscellaneous_Existing_Space Heating_Natural Gas_Unit Heater_A_Technical Potential | F7 | Commercial | WA - Miscellaneous | Existing | Space Heating | Natural Gas | Unit Heater | A | Incremental Energy Savings (MWh or mTherms) | Technical Potential | 0 | 0 | 0.0023818 | 0.0046214 | 0.0074762 | 0.01089 | 0.014813 | 0.019197 | 0.024002 | 0.029188 | 0.033903 | 0.03819 | 0.042087 | 0.045629 | 0.04885 | 0.051777 | 0.054439 | 0.047183 | 0.040654 | 0.034103 | 0.027589 | 0.021158 | 0.01485 | 0.0086956 | 0.0027185 | 0 | 0
F8_Commercial_WA - Miscellaneous_Existing_Space Heating_Natural Gas_Unit Heater_A_Technical Potential | F8 | Commercial | WA - Miscellaneous | Existing | Space Heating | Natural Gas | Unit Heater | A | Incremental Summer Peak Savings (MW) | Technical Potential | 0 | 0 | 0 | 0 | 0 | 0 | 0 | 0 | 0 | 0 | 0 | 0 | 0 | 0 | 0 | 0 | 0 | 0 | 0 | 0 | 0 | 0 | 0 | 0 | 0 | 0 | 0
F9_Commercial_WA - Miscellaneous_Existing_Space Heating_Natural Gas_Unit Heater_A_Technical Potential | F9 | Commercial | WA - Miscellaneous | Existing | Space Heating | Natural Gas | Unit Heater | A | Incremental Winter Peak Savings (MW) | Technical Potential | 0 | 0 | 0 | 0 | 0 | 0 | 0 | 0 | 0 | 0 | 0 | 0 | 0 | 0 | 0 | 0 | 0 | 0 | 0 | 0 | 0 | 0 | 0 | 0 | 0 | 0 | 0
F10_Commercial_WA - Miscellaneous_Existing_Space Heating_Natural Gas_Unit Heater_A_Technical Potential | F10 | Commercial | WA - Miscellaneous | Existing | Space Heating | Natural Gas | Unit Heater | A | Cumulative Energy Savings (MWh or mTherms) | Technical Potential | 0 | 0 | 0.0023818 | 0.0070032 | 0.014479 | 0.02537 | 0.040182 | 0.059379 | 0.083381 | 0.11257 | 0.14647 | 0.18466 | 0.22675 | 0.27238 | 0.32123 | 0.37301 | 0.42744 | 0.47463 | 0.51528 | 0.54938 | 0.57697 | 0.59813 | 0.61298 | 0.62168 | 0.62439 | 0.62439 | 0.62439
F11_Commercial_WA - Miscellaneous_Existing_Space Heating_Natural Gas_Unit Heater_A_Technical Potential | F11 | Commercial | WA - Miscellaneous | Existing | Space Heating | Natural Gas | Unit Heater | A | Cumulative Summer Peak Savings (MW) | Technical Potential | 0 | 0 | 0 | 0 | 0 | 0 | 0 | 0 | 0 | 0 | 0 | 0 | 0 | 0 | 0 | 0 | 0 | 0 | 0 | 0 | 0 | 0 | 0 | 0 | 0 | 0 | 0
F12_Commercial_WA - Miscellaneous_Existing_Space Heating_Natural Gas_Unit Heater_A_Technical Potential | F12 | Commercial | WA - Miscellaneous | Existing | Space Heating | Natural Gas | Unit Heater | A | Cumulative Winter Peak Savings (MW) | Technical Potential | 0 | 0 | 0 | 0 | 0 | 0 | 0 | 0 | 0 | 0 | 0 | 0 | 0 | 0 | 0 | 0 | 0 | 0 | 0 | 0 | 0 | 0 | 0 | 0 | 0 | 0 | 0
F13_Commercial_WA - Miscellaneous_Existing_Space Heating_Natural Gas_Unit Heater_A_Technical Potential | F13 | Commercial | WA - Miscellaneous | Existing | Space Heating | Natural Gas | Unit Heater | A | Purchases (Incremental) | Technical Potential | 0 | 0 | 7.7172e-05 | 0.00014974 | 0.00024224 | 0.00035286 | 0.00047994 | 0.00062201 | 0.00077768 | 0.00094574 | 0.0010985 | 0.0012374 | 0.0013637 | 0.0014784 | 0.0015828 | 0.0016776 | 0.0017639 | 0.0015288 | 0.0013172 | 0.001105 | 0.00089391 | 0.00068555 | 0.00048117 | 0.00028175 | 8.8083e-05 | 0 | 0
F14_Commercial_WA - Miscellaneous_Existing_Space Heating_Natural Gas_Unit Heater_A_Technical Potential | F14 | Commercial | WA - Miscellaneous | Existing | Space Heating | Natural Gas | Unit Heater | A | Purchases (Cumulative) | Technical Potential | 0 | 0 | 7.7172e-05 | 0.00022691 | 0.00046915 | 0.00082201 | 0.001302 | 0.001924 | 0.0027016 | 0.0036474 | 0.0047459 | 0.0059833 | 0.0073469 | 0.0088254 | 0.010408 | 0.012086 | 0.01385 | 0.015378 | 0.016696 | 0.017801 | 0.018695 | 0.01938 | 0.019861 | 0.020143 | 0.020231 | 0.020231 | 0.020231
F1_Commercial_WA - Miscellaneous_Existing_Water Heating_Natural Gas_Water Heater_A_Technical Potential | F1 | Commercial | WA - Miscellaneous | Existing | Water Heating | Natural Gas | Water Heater | A | Original Unit Energy Savings (kWh or therms) | Technical Potential | 0 | 2.8505 | 6.0949 | 6.0949 | 6.0949 | 6.0949 | 6.0949 | 6.0949 | 6.0949 | 6.0949 | 6.0949 | 6.0949 | 6.0949 | 6.0949 | 6.0949 | 6.0949 | 6.0949 | 6.0949 | 6.0949 | 6.0949 | 6.0949 | 6.0949 | 6.0949 | 6.0949 | 6.0949 | 6.0949 | 6.0949
F2_Commercial_WA - Miscellaneous_Existing_Water Heating_Natural Gas_Water Heater_A_Technical Potential | F2 | Commercial | WA - Miscellaneous | Existing | Water Heating | Natural Gas | Water Heater | A | Original Unit Summer Peak Savings (kW) | Technical Potential | 0 | 0 | 0 | 0 | 0 | 0 | 0 | 0 | 0 | 0 | 0 | 0 | 0 | 0 | 0 | 0 | 0 | 0 | 0 | 0 | 0 | 0 | 0 | 0 | 0 | 0 | 0
F3_Commercial_WA - Miscellaneous_Existing_Water Heating_Natural Gas_Water Heater_A_Technical Potential | F3 | Commercial | WA - Miscellaneous | Existing | Water Heating | Natural Gas | Water Heater | A | Original Unit Winter Peak Savings (kW) | Technical Potential | 0 | 0 | 0 | 0 | 0 | 0 | 0 | 0 | 0 | 0 | 0 | 0 | 0 | 0 | 0 | 0 | 0 | 0 | 0 | 0 | 0 | 0 | 0 | 0 | 0 | 0 | 0
F4_Commercial_WA - Miscellaneous_Existing_Water Heating_Natural Gas_Water Heater_A_Technical Potential | F4 | Commercial | WA - Miscellaneous | Existing | Water Heating | Natural Gas | Water Heater | A | Standalone Impact on Baseline Energy (%) | Technical Potential | 0 | 0 | 0.01057 | 0.020955 | 0.031192 | 0.041304 | 0.051304 | 0.061198 | 0.070982 | 0.080648 | 0.090901 | 0.10148 | 0.10181 | 0.10207 | 0.10229 | 0.10578 | 0.10859 | 0.11084 | 0.11265 | 0.11424 | 0.11503 | 0.11537 | 0.11541 | 0.11544 | 0.11611 | 0.11613 | 0.11614
F5_Commercial_WA - Miscellaneous_Existing_Water Heating_Natural Gas_Water Heater_A_Technical Potential | F5 | Commercial | WA - Miscellaneous | Existing | Water Heating | Natural Gas | Water Heater | A | Standalone Impact on Baseline Summer Peak (%) | Technical Potential | 0 | 0 | 0 | 0 | 0 | 0 | 0 | 0 | 0 | 0 | 0 | 0 | 0 | 0 | 0 | 0 | 0 | 0 | 0 | 0 | 0 | 0 | 0 | 0 | 0 | 0 | 0
F6_Commercial_WA - Miscellaneous_Existing_Water Heating_Natural Gas_Water Heater_A_Technical Potential | F6 | Commercial | WA - Miscellaneous | Existing | Water Heating | Natural Gas | Water Heater | A | Standalone Impact on Baseline Winter Peak (%) | Technical Potential | 0 | 0 | 0 | 0 | 0 | 0 | 0 | 0 | 0 | 0 | 0 | 0 | 0 | 0 | 0 | 0 | 0 | 0 | 0 | 0 | 0 | 0 | 0 | 0 | 0 | 0 | 0
F7_Commercial_WA - Miscellaneous_Existing_Water Heating_Natural Gas_Water Heater_A_Technical Potential | F7 | Commercial | WA - Miscellaneous | Existing | Water Heating | Natural Gas | Water Heater | A | Incremental Energy Savings (MWh or mTherms) | Technical Potential | 0 | 0 | 12.2673 | 11.6725 | 11.1967 | 10.816 | 10.5115 | 10.2679 | 10.073 | 9.9171 | 10.5358 | 10.8821 | 0 | 0 | 0 | 3.5133 | 2.8106 | 2.2485 | 1.7988 | 1.5877 | 0.76463 | 0.30242 | 0 | 0 | 0.67286 | 0 | 0
F8_Commercial_WA - Miscellaneous_Existing_Water Heating_Natural Gas_Water Heater_A_Technical Potential | F8 | Commercial | WA - Miscellaneous | Existing | Water Heating | Natural Gas | Water Heater | A | Incremental Summer Peak Savings (MW) | Technical Potential | 0 | 0 | 0 | 0 | 0 | 0 | 0 | 0 | 0 | 0 | 0 | 0 | 0 | 0 | 0 | 0 | 0 | 0 | 0 | 0 | 0 | 0 | 0 | 0 | 0 | 0 | 0
F9_Commercial_WA - Miscellaneous_Existing_Water Heating_Natural Gas_Water Heater_A_Technical Potential | F9 | Commercial | WA - Miscellaneous | Existing | Water Heating | Natural Gas | Water Heater | A | Incremental Winter Peak Savings (MW) | Technical Potential | 0 | 0 | 0 | 0 | 0 | 0 | 0 | 0 | 0 | 0 | 0 | 0 | 0 | 0 | 0 | 0 | 0 | 0 | 0 | 0 | 0 | 0 | 0 | 0 | 0 | 0 | 0
F10_Commercial_WA - Miscellaneous_Existing_Water Heating_Natural Gas_Water Heater_A_Technical Potential | F10 | Commercial | WA - Miscellaneous | Existing | Water Heating | Natural Gas | Water Heater | A | Cumulative Energy Savings (MWh or mTherms) | Technical Potential | 0 | 0 | 12.2673 | 23.9398 | 35.1365 | 45.9526 | 56.4641 | 66.732 | 76.805 | 86.7221 | 97.2579 | 108.14 | 108.14 | 108.14 | 108.14 | 111.6533 | 114.4639 | 116.7124 | 118.5112 | 120.099 | 120.8636 | 121.166 | 121.166 | 121.166 | 121.8389 | 121.8389 | 121.8389
F11_Commercial_WA - Miscellaneous_Existing_Water Heating_Natural Gas_Water Heater_A_Technical Potential | F11 | Commercial | WA - Miscellaneous | Existing | Water Heating | Natural Gas | Water Heater | A | Cumulative Summer Peak Savings (MW) | Technical Potential | 0 | 0 | 0 | 0 | 0 | 0 | 0 | 0 | 0 | 0 | 0 | 0 | 0 | 0 | 0 | 0 | 0 | 0 | 0 | 0 | 0 | 0 | 0 | 0 | 0 | 0 | 0
F12_Commercial_WA - Miscellaneous_Existing_Water Heating_Natural Gas_Water Heater_A_Technical Potential | F12 | Commercial | WA - Miscellaneous | Existing | Water Heating | Natural Gas | Water Heater | A | Cumulative Winter Peak Savings (MW) | Technical Potential | 0 | 0 | 0 | 0 | 0 | 0 | 0 | 0 | 0 | 0 | 0 | 0 | 0 | 0 | 0 | 0 | 0 | 0 | 0 | 0 | 0 | 0 | 0 | 0 | 0 | 0 | 0
F13_Commercial_WA - Miscellaneous_Existing_Water Heating_Natural Gas_Water Heater_A_Technical Potential | F13 | Commercial | WA - Miscellaneous | Existing | Water Heating | Natural Gas | Water Heater | A | Purchases (Incremental) | Technical Potential | 0 | 0 | 2012.7102 | 1915.1243 | 1837.0555 | 1774.6005 | 1724.6365 | 1684.6653 | 1652.6883 | 1627.1067 | 1728.6239 | 1785.4412 | 0 | 0 | 0 | 576.4283 | 461.1426 | 368.9141 | 295.1313 | 260.5015 | 125.4532 | 49.6178 | 0 | 0 | 110.3975 | 0 | 0
F14_Commercial_WA - Miscellaneous_Existing_Water Heating_Natural Gas_Water Heater_A_Technical Potential | F14 | Commercial | WA - Miscellaneous | Existing | Water Heating | Natural Gas | Water Heater | A | Purchases (Cumulative) | Technical Potential | 0 | 0 | 2012.7102 | 3927.8345 | 5764.89 | 7539.4904 | 9264.1269 | 10948.7922 | 12601.4805 | 14228.5873 | 15957.2112 | 17742.6524 | 17742.6524 | 17742.6524 | 17742.6524 | 18319.0807 | 18780.2233 | 19149.1374 | 19444.2687 | 19704.7702 | 19830.2233 | 19879.8412 | 19879.8412 | 19879.8412 | 19990.2387 | 19990.2387 | 19990.2387
F1_Commercial_WA - Miscellaneous_Existing_Food Preparation_Natural Gas_Oven_A_Technical Potential | F1 | Commercial | WA - Miscellaneous | Existing | Food Preparation | Natural Gas | Oven | A | Original Unit Energy Savings (kWh or therms) | Technical Potential | 0 | 106.6752 | 106.6752 | 106.6752 | 106.6752 | 106.6752 | 106.6752 | 106.6752 | 106.6752 | 106.6752 | 106.6752 | 106.6752 | 106.6752 | 106.6752 | 106.6752 | 106.6752 | 106.6752 | 106.6752 | 106.6752 | 106.6752 | 106.6752 | 106.6752 | 106.6752 | 106.6752 | 106.6752 | 106.6752 | 106.6752
F2_Commercial_WA - Miscellaneous_Existing_Food Preparation_Natural Gas_Oven_A_Technical Potential | F2 | Commercial | WA - Miscellaneous | Existing | Food Preparation | Natural Gas | Oven | A | Original Unit Summer Peak Savings (kW) | Technical Potential | 0 | 0 | 0 | 0 | 0 | 0 | 0 | 0 | 0 | 0 | 0 | 0 | 0 | 0 | 0 | 0 | 0 | 0 | 0 | 0 | 0 | 0 | 0 | 0 | 0 | 0 | 0
F3_Commercial_WA - Miscellaneous_Existing_Food Preparation_Natural Gas_Oven_A_Technical Potential | F3 | Commercial | WA - Miscellaneous | Existing | Food Preparation | Natural Gas | Oven | A | Original Unit Winter Peak Savings (kW) | Technical Potential | 0 | 0 | 0 | 0 | 0 | 0 | 0 | 0 | 0 | 0 | 0 | 0 | 0 | 0 | 0 | 0 | 0 | 0 | 0 | 0 | 0 | 0 | 0 | 0 | 0 | 0 | 0
F4_Commercial_WA - Miscellaneous_Existing_Food Preparation_Natural Gas_Oven_A_Technical Potential | F4 | Commercial | WA - Miscellaneous | Existing | Food Preparation | Natural Gas | Oven | A | Standalone Impact on Baseline Energy (%) | Technical Potential | 0 | 0 | 0.00018469 | 0.00046924 | 0.00086789 | 0.0013578 | 0.0019208 | 0.0025421 | 0.0032102 | 0.0039157 | 0.0046511 | 0.0054104 | 0.0060384 | 0.0065777 | 0.0068814 | 0.0070673 | 0.007143 | 0.007172 | 0.007172 | 0.007172 | 0.007172 | 0.007172 | 0.007172 | 0.007172 | 0.0072433 | 0.0073709 | 0.007518
F5_Commercial_WA - Miscellaneous_Existing_Food Preparation_Natural Gas_Oven_A_Technical Potential | F5 | Commercial | WA - Miscellaneous | Existing | Food Preparation | Natural Gas | Oven | A | Standalone Impact on Baseline Summer Peak (%) | Technical Potential | 0 | 0 | 0 | 0 | 0 | 0 | 0 | 0 | 0 | 0 | 0 | 0 | 0 | 0 | 0 | 0 | 0 | 0 | 0 | 0 | 0 | 0 | 0 | 0 | 0 | 0 | 0
F6_Commercial_WA - Miscellaneous_Existing_Food Preparation_Natural Gas_Oven_A_Technical Potential | F6 | Commercial | WA - Miscellaneous | Existing | Food Preparation | Natural Gas | Oven | A | Standalone Impact on Baseline Winter Peak (%) | Technical Potential | 0 | 0 | 0 | 0 | 0 | 0 | 0 | 0 | 0 | 0 | 0 | 0 | 0 | 0 | 0 | 0 | 0 | 0 | 0 | 0 | 0 | 0 | 0 | 0 | 0 | 0 | 0
F7_Commercial_WA - Miscellaneous_Existing_Food Preparation_Natural Gas_Oven_A_Technical Potential | F7 | Commercial | WA - Miscellaneous | Existing | Food Preparation | Natural Gas | Oven | A | Incremental Energy Savings (MWh or mTherms) | Technical Potential | 0 | 0 | 0.030394 | 0.046829 | 0.065605 | 0.080626 | 0.092643 | 0.10226 | 0.10995 | 0.1161 | 0.12102 | 0.12496 | 0.10335 | 0.088755 | 0.049976 | 0.030588 | 0.012454 | 0.0047756 | 0 | 0 | 0 | 0 | 0 | 0 | 0.011737 | 0.020998 | 0.024206
F8_Commercial_WA - Miscellaneous_Existing_Food Preparation_Natural Gas_Oven_A_Technical Potential | F8 | Commercial | WA - Miscellaneous | Existing | Food Preparation | Natural Gas | Oven | A | Incremental Summer Peak Savings (MW) | Technical Potential | 0 | 0 | 0 | 0 | 0 | 0 | 0 | 0 | 0 | 0 | 0 | 0 | 0 | 0 | 0 | 0 | 0 | 0 | 0 | 0 | 0 | 0 | 0 | 0 | 0 | 0 | 0
F9_Commercial_WA - Miscellaneous_Existing_Food Preparation_Natural Gas_Oven_A_Technical Potential | F9 | Commercial | WA - Miscellaneous | Existing | Food Preparation | Natural Gas | Oven | A | Incremental Winter Peak Savings (MW) | Technical Potential | 0 | 0 | 0 | 0 | 0 | 0 | 0 | 0 | 0 | 0 | 0 | 0 | 0 | 0 | 0 | 0 | 0 | 0 | 0 | 0 | 0 | 0 | 0 | 0 | 0 | 0 | 0
F10_Commercial_WA - Miscellaneous_Existing_Food Preparation_Natural Gas_Oven_A_Technical Potential | F10 | Commercial | WA - Miscellaneous | Existing | Food Preparation | Natural Gas | Oven | A | Cumulative Energy Savings (MWh or mTherms) | Technical Potential | 0 | 0 | 0.030394 | 0.077222 | 0.14283 | 0.22345 | 0.3161 | 0.41835 | 0.5283 | 0.6444 | 0.76542 | 0.89038 | 0.99373 | 1.0825 | 1.1325 | 1.163 | 1.1755 | 1.1803 | 1.1803 | 1.1803 | 1.1803 | 1.1803 | 1.1803 | 1.1803 | 1.192 | 1.213 | 1.2372
F11_Commercial_WA - Miscellaneous_Existing_Food Preparation_Natural Gas_Oven_A_Technical Potential | F11 | Commercial | WA - Miscellaneous | Existing | Food Preparation | Natural Gas | Oven | A | Cumulative Summer Peak Savings (MW) | Technical Potential | 0 | 0 | 0 | 0 | 0 | 0 | 0 | 0 | 0 | 0 | 0 | 0 | 0 | 0 | 0 | 0 | 0 | 0 | 0 | 0 | 0 | 0 | 0 | 0 | 0 | 0 | 0
F12_Commercial_WA - Miscellaneous_Existing_Food Preparation_Natural Gas_Oven_A_Technical Potential | F12 | Commercial | WA - Miscellaneous | Existing | Food Preparation | Natural Gas | Oven | A | Cumulative Winter Peak Savings (MW) | Technical Potential | 0 | 0 | 0 | 0 | 0 | 0 | 0 | 0 | 0 | 0 | 0 | 0 | 0 | 0 | 0 | 0 | 0 | 0 | 0 | 0 | 0 | 0 | 0 | 0 | 0 | 0 | 0
F13_Commercial_WA - Miscellaneous_Existing_Food Preparation_Natural Gas_Oven_A_Technical Potential | F13 | Commercial | WA - Miscellaneous | Existing | Food Preparation | Natural Gas | Oven | A | Purchases (Incremental) | Technical Potential | 0 | 0 | 0.28492 | 0.43898 | 0.615 | 0.75581 | 0.86846 | 0.95858 | 1.0307 | 1.0884 | 1.1345 | 1.1714 | 0.96878 | 0.83201 | 0.46849 | 0.28674 | 0.11674 | 0.044768 | 0 | 0 | 0 | 0 | 0 | 0 | 0.11002 | 0.19684 | 0.22691
F14_Commercial_WA - Miscellaneous_Existing_Food Preparation_Natural Gas_Oven_A_Technical Potential | F14 | Commercial | WA - Miscellaneous | Existing | Food Preparation | Natural Gas | Oven | A | Purchases (Cumulative) | Technical Potential | 0 | 0 | 0.28492 | 0.7239 | 1.3389 | 2.0947 | 2.9632 | 3.9217 | 4.9524 | 6.0408 | 7.1753 | 8.3467 | 9.3154 | 10.1475 | 10.6159 | 10.9027 | 11.0194 | 11.0642 | 11.0642 | 11.0642 | 11.0642 | 11.0642 | 11.0642 | 11.0642 | 11.1742 | 11.3711 | 11.598
F1_Commercial_WA - Miscellaneous_Existing_Food Preparation_Natural Gas_Conveyor Oven_A_Technical Potential | F1 | Commercial | WA - Miscellaneous | Existing | Food Preparation | Natural Gas | Conveyor Oven | A | Original Unit Energy Savings (kWh or therms) | Technical Potential | 0 | 0 | 0 | 0 | 0 | 692.0657 | 692.0657 | 692.0657 | 692.0657 | 692.0657 | 692.0657 | 692.0657 | 692.0657 | 692.0657 | 692.0657 | 692.0657 | 692.0657 | 692.0657 | 692.0657 | 692.0657 | 692.0657 | 692.0657 | 692.0657 | 692.0657 | 692.0657 | 692.0657 | 692.0657
F2_Commercial_WA - Miscellaneous_Existing_Food Preparation_Natural Gas_Conveyor Oven_A_Technical Potential | F2 | Commercial | WA - Miscellaneous | Existing | Food Preparation | Natural Gas | Conveyor Oven | A | Original Unit Summer Peak Savings (kW) | Technical Potential | 0 | 0 | 0 | 0 | 0 | 0 | 0 | 0 | 0 | 0 | 0 | 0 | 0 | 0 | 0 | 0 | 0 | 0 | 0 | 0 | 0 | 0 | 0 | 0 | 0 | 0 | 0
F3_Commercial_WA - Miscellaneous_Existing_Food Preparation_Natural Gas_Conveyor Oven_A_Technical Potential | F3 | Commercial | WA - Miscellaneous | Existing | Food Preparation | Natural Gas | Conveyor Oven | A | Original Unit Winter Peak Savings (kW) | Technical Potential | 0 | 0 | 0 | 0 | 0 | 0 | 0 | 0 | 0 | 0 | 0 | 0 | 0 | 0 | 0 | 0 | 0 | 0 | 0 | 0 | 0 | 0 | 0 | 0 | 0 | 0 | 0
F4_Commercial_WA - Miscellaneous_Existing_Food Preparation_Natural Gas_Conveyor Oven_A_Technical Potential | F4 | Commercial | WA - Miscellaneous | Existing | Food Preparation | Natural Gas | Conveyor Oven | A | Standalone Impact on Baseline Energy (%) | Technical Potential | 0 | 0 | 0 | 0 | 0 | 5.7121e-05 | 0.00021706 | 0.00051638 | 0.00098431 | 0.0016443 | 0.0024578 | 0.0033943 | 0.0044291 | 0.0055425 | 0.0067189 | 0.0079456 | 0.0092125 | 0.010226 | 0.011037 | 0.011686 | 0.012205 | 0.012631 | 0.012947 | 0.013146 | 0.013227 | 0.013227 | 0.013227
F5_Commercial_WA - Miscellaneous_Existing_Food Preparation_Natural Gas_Conveyor Oven_A_Technical Potential | F5 | Commercial | WA - Miscellaneous | Existing | Food Preparation | Natural Gas | Conveyor Oven | A | Standalone Impact on Baseline Summer Peak (%) | Technical Potential | 0 | 0 | 0 | 0 | 0 | 0 | 0 | 0 | 0 | 0 | 0 | 0 | 0 | 0 | 0 | 0 | 0 | 0 | 0 | 0 | 0 | 0 | 0 | 0 | 0 | 0 | 0
F6_Commercial_WA - Miscellaneous_Existing_Food Preparation_Natural Gas_Conveyor Oven_A_Technical Potential | F6 | Commercial | WA - Miscellaneous | Existing | Food Preparation | Natural Gas | Conveyor Oven | A | Standalone Impact on Baseline Winter Peak (%) | Technical Potential | 0 | 0 | 0 | 0 | 0 | 0 | 0 | 0 | 0 | 0 | 0 | 0 | 0 | 0 | 0 | 0 | 0 | 0 | 0 | 0 | 0 | 0 | 0 | 0 | 0 | 0 | 0
F7_Commercial_WA - Miscellaneous_Existing_Food Preparation_Natural Gas_Conveyor Oven_A_Technical Potential | F7 | Commercial | WA - Miscellaneous | Existing | Food Preparation | Natural Gas | Conveyor Oven | A | Incremental Energy Savings (MWh or mTherms) | Technical Potential | 0 | 0 | 0 | 0 | 0 | 0.0094003 | 0.026321 | 0.049258 | 0.077007 | 0.10861 | 0.13389 | 0.15411 | 0.17029 | 0.18323 | 0.19359 | 0.20187 | 0.2085 | 0.1668 | 0.13344 | 0.10675 | 0.085402 | 0.070201 | 0.052025 | 0.032671 | 0.013337 | 0 | 0
F8_Commercial_WA - Miscellaneous_Existing_Food Preparation_Natural Gas_Conveyor Oven_A_Technical Potential | F8 | Commercial | WA - Miscellaneous | Existing | Food Preparation | Natural Gas | Conveyor Oven | A | Incremental Summer Peak Savings (MW) | Technical Potential | 0 | 0 | 0 | 0 | 0 | 0 | 0 | 0 | 0 | 0 | 0 | 0 | 0 | 0 | 0 | 0 | 0 | 0 | 0 | 0 | 0 | 0 | 0 | 0 | 0 | 0 | 0
F9_Commercial_WA - Miscellaneous_Existing_Food Preparation_Natural Gas_Conveyor Oven_A_Technical Potential | F9 | Commercial | WA - Miscellaneous | Existing | Food Preparation | Natural Gas | Conveyor Oven | A | Incremental Winter Peak Savings (MW) | Technical Potential | 0 | 0 | 0 | 0 | 0 | 0 | 0 | 0 | 0 | 0 | 0 | 0 | 0 | 0 | 0 | 0 | 0 | 0 | 0 | 0 | 0 | 0 | 0 | 0 | 0 | 0 | 0
F10_Commercial_WA - Miscellaneous_Existing_Food Preparation_Natural Gas_Conveyor Oven_A_Technical Potential | F10 | Commercial | WA - Miscellaneous | Existing | Food Preparation | Natural Gas | Conveyor Oven | A | Cumulative Energy Savings (MWh or mTherms) | Technical Potential | 0 | 0 | 0 | 0 | 0 | 0.0094003 | 0.035721 | 0.084979 | 0.16199 | 0.27059 | 0.40448 | 0.55859 | 0.72888 | 0.91212 | 1.1057 | 1.3076 | 1.5161 | 1.6829 | 1.8163 | 1.9231 | 2.0085 | 2.0787 | 2.1307 | 2.1634 | 2.1767 | 2.1767 | 2.1767
F11_Commercial_WA - Miscellaneous_Existing_Food Preparation_Natural Gas_Conveyor Oven_A_Technical Potential | F11 | Commercial | WA - Miscellaneous | Existing | Food Preparation | Natural Gas | Conveyor Oven | A | Cumulative Summer Peak Savings (MW) | Technical Potential | 0 | 0 | 0 | 0 | 0 | 0 | 0 | 0 | 0 | 0 | 0 | 0 | 0 | 0 | 0 | 0 | 0 | 0 | 0 | 0 | 0 | 0 | 0 | 0 | 0 | 0 | 0
F12_Commercial_WA - Miscellaneous_Existing_Food Preparation_Natural Gas_Conveyor Oven_A_Technical Potential | F12 | Commercial | WA - Miscellaneous | Existing | Food Preparation | Natural Gas | Conveyor Oven | A | Cumulative Winter Peak Savings (MW) | Technical Potential | 0 | 0 | 0 | 0 | 0 | 0 | 0 | 0 | 0 | 0 | 0 | 0 | 0 | 0 | 0 | 0 | 0 | 0 | 0 | 0 | 0 | 0 | 0 | 0 | 0 | 0 | 0
F13_Commercial_WA - Miscellaneous_Existing_Food Preparation_Natural Gas_Conveyor Oven_A_Technical Potential | F13 | Commercial | WA - Miscellaneous | Existing | Food Preparation | Natural Gas | Conveyor Oven | A | Purchases (Incremental) | Technical Potential | 0 | 0 | 0 | 0 | 0 | 0.013583 | 0.038032 | 0.071175 | 0.11127 | 0.15693 | 0.19346 | 0.22268 | 0.24606 | 0.26476 | 0.27973 | 0.2917 | 0.30127 | 0.24102 | 0.19281 | 0.15425 | 0.1234 | 0.10144 | 0.075173 | 0.047208 | 0.019272 | 0 | 0
F14_Commercial_WA - Miscellaneous_Existing_Food Preparation_Natural Gas_Conveyor Oven_A_Technical Potential | F14 | Commercial | WA - Miscellaneous | Existing | Food Preparation | Natural Gas | Conveyor Oven | A | Purchases (Cumulative) | Technical Potential | 0 | 0 | 0 | 0 | 0 | 0.013583 | 0.051615 | 0.12279 | 0.23406 | 0.39099 | 0.58446 | 0.80714 | 1.0532 | 1.318 | 1.5977 | 1.8894 | 2.1907 | 2.4317 | 2.6245 | 2.7787 | 2.9021 | 3.0036 | 3.0788 | 3.126 | 3.1452 | 3.1452 | 3.1452
F1_Commercial_WA - Miscellaneous_Existing_Food Preparation_Natural Gas_Double Rack Oven_A_Technical Potential | F1 | Commercial | WA - Miscellaneous | Existing | Food Preparation | Natural Gas | Double Rack Oven | A | Original Unit Energy Savings (kWh or therms) | Technical Potential | 0 | 1621.62 | 1621.62 | 1621.62 | 1621.62 | 1621.62 | 1621.62 | 1621.62 | 1621.62 | 1621.62 | 1621.62 | 1621.62 | 1621.62 | 1621.62 | 1621.62 | 1621.62 | 1621.62 | 1621.62 | 1621.62 | 1621.62 | 1621.62 | 1621.62 | 1621.62 | 1621.62 | 1621.62 | 1621.62 | 1621.62
F2_Commercial_WA - Miscellaneous_Existing_Food Preparation_Natural Gas_Double Rack Oven_A_Technical Potential | F2 | Commercial | WA - Miscellaneous | Existing | Food Preparation | Natural Gas | Double Rack Oven | A | Original Unit Summer Peak Savings (kW) | Technical Potential | 0 | 0 | 0 | 0 | 0 | 0 | 0 | 0 | 0 | 0 | 0 | 0 | 0 | 0 | 0 | 0 | 0 | 0 | 0 | 0 | 0 | 0 | 0 | 0 | 0 | 0 | 0
F3_Commercial_WA - Miscellaneous_Existing_Food Preparation_Natural Gas_Double Rack Oven_A_Technical Potential | F3 | Commercial | WA - Miscellaneous | Existing | Food Preparation | Natural Gas | Double Rack Oven | A | Original Unit Winter Peak Savings (kW) | Technical Potential | 0 | 0 | 0 | 0 | 0 | 0 | 0 | 0 | 0 | 0 | 0 | 0 | 0 | 0 | 0 | 0 | 0 | 0 | 0 | 0 | 0 | 0 | 0 | 0 | 0 | 0 | 0
F4_Commercial_WA - Miscellaneous_Existing_Food Preparation_Natural Gas_Double Rack Oven_A_Technical Potential | F4 | Commercial | WA - Miscellaneous | Existing | Food Preparation | Natural Gas | Double Rack Oven | A | Standalone Impact on Baseline Energy (%) | Technical Potential | 0 | 0 | 0.0012868 | 0.0028938 | 0.0047855 | 0.0069303 | 0.0093 | 0.01187 | 0.014617 | 0.017522 | 0.020208 | 0.022738 | 0.025165 | 0.027533 | 0.02859 | 0.029329 | 0.029808 | 0.030076 | 0.030174 | 0.030381 | 0.030494 | 0.0305 | 0.030753 | 0.031173 | 0.031698 | 0.032279 | 0.03288
F5_Commercial_WA - Miscellaneous_Existing_Food Preparation_Natural Gas_Double Rack Oven_A_Technical Potential | F5 | Commercial | WA - Miscellaneous | Existing | Food Preparation | Natural Gas | Double Rack Oven | A | Standalone Impact on Baseline Summer Peak (%) | Technical Potential | 0 | 0 | 0 | 0 | 0 | 0 | 0 | 0 | 0 | 0 | 0 | 0 | 0 | 0 | 0 | 0 | 0 | 0 | 0 | 0 | 0 | 0 | 0 | 0 | 0 | 0 | 0
F6_Commercial_WA - Miscellaneous_Existing_Food Preparation_Natural Gas_Double Rack Oven_A_Technical Potential | F6 | Commercial | WA - Miscellaneous | Existing | Food Preparation | Natural Gas | Double Rack Oven | A | Standalone Impact on Baseline Winter Peak (%) | Technical Potential | 0 | 0 | 0 | 0 | 0 | 0 | 0 | 0 | 0 | 0 | 0 | 0 | 0 | 0 | 0 | 0 | 0 | 0 | 0 | 0 | 0 | 0 | 0 | 0 | 0 | 0 | 0
F7_Commercial_WA - Miscellaneous_Existing_Food Preparation_Natural Gas_Double Rack Oven_A_Technical Potential | F7 | Commercial | WA - Miscellaneous | Existing | Food Preparation | Natural Gas | Double Rack Oven | A | Incremental Energy Savings (MWh or mTherms) | Technical Potential | 0 | 0 | 0.21176 | 0.26447 | 0.31131 | 0.35296 | 0.38997 | 0.42288 | 0.45212 | 0.47812 | 0.44194 | 0.41636 | 0.39949 | 0.38969 | 0.17385 | 0.12163 | 0.078866 | 0.044105 | 0.016095 | 0.034129 | 0.018625 | 0.00093931 | 0.04162 | 0.069136 | 0.086367 | 0.095666 | 0.098944
F8_Commercial_WA - Miscellaneous_Existing_Food Preparation_Natural Gas_Double Rack Oven_A_Technical Potential | F8 | Commercial | WA - Miscellaneous | Existing | Food Preparation | Natural Gas | Double Rack Oven | A | Incremental Summer Peak Savings (MW) | Technical Potential | 0 | 0 | 0 | 0 | 0 | 0 | 0 | 0 | 0 | 0 | 0 | 0 | 0 | 0 | 0 | 0 | 0 | 0 | 0 | 0 | 0 | 0 | 0 | 0 | 0 | 0 | 0
F9_Commercial_WA - Miscellaneous_Existing_Food Preparation_Natural Gas_Double Rack Oven_A_Technical Potential | F9 | Commercial | WA - Miscellaneous | Existing | Food Preparation | Natural Gas | Double Rack Oven | A | Incremental Winter Peak Savings (MW) | Technical Potential | 0 | 0 | 0 | 0 | 0 | 0 | 0 | 0 | 0 | 0 | 0 | 0 | 0 | 0 | 0 | 0 | 0 | 0 | 0 | 0 | 0 | 0 | 0 | 0 | 0 | 0 | 0
F10_Commercial_WA - Miscellaneous_Existing_Food Preparation_Natural Gas_Double Rack Oven_A_Technical Potential | F10 | Commercial | WA - Miscellaneous | Existing | Food Preparation | Natural Gas | Double Rack Oven | A | Cumulative Energy Savings (MWh or mTherms) | Technical Potential | 0 | 0 | 0.21176 | 0.47623 | 0.78754 | 1.1405 | 1.5305 | 1.9533 | 2.4055 | 2.8836 | 3.3255 | 3.7419 | 4.1414 | 4.5311 | 4.7049 | 4.8265 | 4.9054 | 4.9495 | 4.9656 | 4.9997 | 5.0184 | 5.0193 | 5.0609 | 5.1301 | 5.2164 | 5.3121 | 5.411
F11_Commercial_WA - Miscellaneous_Existing_Food Preparation_Natural Gas_Double Rack Oven_A_Technical Potential | F11 | Commercial | WA - Miscellaneous | Existing | Food Preparation | Natural Gas | Double Rack Oven | A | Cumulative Summer Peak Savings (MW) | Technical Potential | 0 | 0 | 0 | 0 | 0 | 0 | 0 | 0 | 0 | 0 | 0 | 0 | 0 | 0 | 0 | 0 | 0 | 0 | 0 | 0 | 0 | 0 | 0 | 0 | 0 | 0 | 0
F12_Commercial_WA - Miscellaneous_Existing_Food Preparation_Natural Gas_Double Rack Oven_A_Technical Potential | F12 | Commercial | WA - Miscellaneous | Existing | Food Preparation | Natural Gas | Double Rack Oven | A | Cumulative Winter Peak Savings (MW) | Technical Potential | 0 | 0 | 0 | 0 | 0 | 0 | 0 | 0 | 0 | 0 | 0 | 0 | 0 | 0 | 0 | 0 | 0 | 0 | 0 | 0 | 0 | 0 | 0 | 0 | 0 | 0 | 0
F13_Commercial_WA - Miscellaneous_Existing_Food Preparation_Natural Gas_Double Rack Oven_A_Technical Potential | F13 | Commercial | WA - Miscellaneous | Existing | Food Preparation | Natural Gas | Double Rack Oven | A | Purchases (Incremental) | Technical Potential | 0 | 0 | 0.13059 | 0.16309 | 0.19198 | 0.21766 | 0.24048 | 0.26077 | 0.27881 | 0.29484 | 0.27253 | 0.25676 | 0.24635 | 0.24031 | 0.10721 | 0.075004 | 0.048634 | 0.027198 | 0.0099255 | 0.021046 | 0.011485 | 0.00057924 | 0.025666 | 0.042634 | 0.05326 | 0.058994 | 0.061015
F14_Commercial_WA - Miscellaneous_Existing_Food Preparation_Natural Gas_Double Rack Oven_A_Technical Potential | F14 | Commercial | WA - Miscellaneous | Existing | Food Preparation | Natural Gas | Double Rack Oven | A | Purchases (Cumulative) | Technical Potential | 0 | 0 | 0.13059 | 0.29367 | 0.48565 | 0.70331 | 0.94379 | 1.2046 | 1.4834 | 1.7782 | 2.0507 | 2.3075 | 2.5539 | 2.7942 | 2.9014 | 2.9764 | 3.025 | 3.0522 | 3.0621 | 3.0832 | 3.0947 | 3.0952 | 3.1209 | 3.1635 | 3.2168 | 3.2758 | 3.3368
F1_Commercial_WA - Miscellaneous_Existing_Food Preparation_Natural Gas_Fryer_A_Technical Potential | F1 | Commercial | WA - Miscellaneous | Existing | Food Preparation | Natural Gas | Fryer | A | Original Unit Energy Savings (kWh or therms) | Technical Potential | 0 | 395.2691 | 395.2691 | 395.2691 | 395.2691 | 395.2691 | 395.2691 | 395.2691 | 395.2691 | 395.2691 | 395.2691 | 395.2691 | 395.2691 | 395.2691 | 395.2691 | 395.2691 | 395.2691 | 395.2691 | 395.2691 | 395.2691 | 395.2691 | 395.2691 | 395.2691 | 395.2691 | 395.2691 | 395.2691 | 395.2691
F2_Commercial_WA - Miscellaneous_Existing_Food Preparation_Natural Gas_Fryer_A_Technical Potential | F2 | Commercial | WA - Miscellaneous | Existing | Food Preparation | Natural Gas | Fryer | A | Original Unit Summer Peak Savings (kW) | Technical Potential | 0 | 0 | 0 | 0 | 0 | 0 | 0 | 0 | 0 | 0 | 0 | 0 | 0 | 0 | 0 | 0 | 0 | 0 | 0 | 0 | 0 | 0 | 0 | 0 | 0 | 0 | 0
F3_Commercial_WA - Miscellaneous_Existing_Food Preparation_Natural Gas_Fryer_A_Technical Potential | F3 | Commercial | WA - Miscellaneous | Existing | Food Preparation | Natural Gas | Fryer | A | Original Unit Winter Peak Savings (kW) | Technical Potential | 0 | 0 | 0 | 0 | 0 | 0 | 0 | 0 | 0 | 0 | 0 | 0 | 0 | 0 | 0 | 0 | 0 | 0 | 0 | 0 | 0 | 0 | 0 | 0 | 0 | 0 | 0
F4_Commercial_WA - Miscellaneous_Existing_Food Preparation_Natural Gas_Fryer_A_Technical Potential | F4 | Commercial | WA - Miscellaneous | Existing | Food Preparation | Natural Gas | Fryer | A | Standalone Impact on Baseline Energy (%) | Technical Potential | 0 | 0 | 0.00054741 | 0.0010593 | 0.0015428 | 0.0020036 | 0.0024462 | 0.0028742 | 0.0032906 | 0.0037421 | 0.0042128 | 0.0042128 | 0.0042128 | 0.0042128 | 0.0043765 | 0.0045075 | 0.0046122 | 0.0047049 | 0.0047489 | 0.0047656 | 0.0047656 | 0.0047656 | 0.0047984 | 0.0047984 | 0.0047984 | 0.0047984 | 0.0048115
F5_Commercial_WA - Miscellaneous_Existing_Food Preparation_Natural Gas_Fryer_A_Technical Potential | F5 | Commercial | WA - Miscellaneous | Existing | Food Preparation | Natural Gas | Fryer | A | Standalone Impact on Baseline Summer Peak (%) | Technical Potential | 0 | 0 | 0 | 0 | 0 | 0 | 0 | 0 | 0 | 0 | 0 | 0 | 0 | 0 | 0 | 0 | 0 | 0 | 0 | 0 | 0 | 0 | 0 | 0 | 0 | 0 | 0
F6_Commercial_WA - Miscellaneous_Existing_Food Preparation_Natural Gas_Fryer_A_Technical Potential | F6 | Commercial | WA - Miscellaneous | Existing | Food Preparation | Natural Gas | Fryer | A | Standalone Impact on Baseline Winter Peak (%) | Technical Potential | 0 | 0 | 0 | 0 | 0 | 0 | 0 | 0 | 0 | 0 | 0 | 0 | 0 | 0 | 0 | 0 | 0 | 0 | 0 | 0 | 0 | 0 | 0 | 0 | 0 | 0 | 0
F7_Commercial_WA - Miscellaneous_Existing_Food Preparation_Natural Gas_Fryer_A_Technical Potential | F7 | Commercial | WA - Miscellaneous | Existing | Food Preparation | Natural Gas | Fryer | A | Incremental Energy Savings (MWh or mTherms) | Technical Potential | 0 | 0 | 0.090086 | 0.084243 | 0.079568 | 0.075828 | 0.072836 | 0.070443 | 0.068528 | 0.074301 | 0.077458 | 0 | 0 | 0 | 0.02694 | 0.021552 | 0.017241 | 0.015254 | 0.0072363 | 0.0027505 | 0 | 0 | 0.0054039 | 0 | 0 | 0 | 0.0021423
F8_Commercial_WA - Miscellaneous_Existing_Food Preparation_Natural Gas_Fryer_A_Technical Potential | F8 | Commercial | WA - Miscellaneous | Existing | Food Preparation | Natural Gas | Fryer | A | Incremental Summer Peak Savings (MW) | Technical Potential | 0 | 0 | 0 | 0 | 0 | 0 | 0 | 0 | 0 | 0 | 0 | 0 | 0 | 0 | 0 | 0 | 0 | 0 | 0 | 0 | 0 | 0 | 0 | 0 | 0 | 0 | 0
F9_Commercial_WA - Miscellaneous_Existing_Food Preparation_Natural Gas_Fryer_A_Technical Potential | F9 | Commercial | WA - Miscellaneous | Existing | Food Preparation | Natural Gas | Fryer | A | Incremental Winter Peak Savings (MW) | Technical Potential | 0 | 0 | 0 | 0 | 0 | 0 | 0 | 0 | 0 | 0 | 0 | 0 | 0 | 0 | 0 | 0 | 0 | 0 | 0 | 0 | 0 | 0 | 0 | 0 | 0 | 0 | 0
F10_Commercial_WA - Miscellaneous_Existing_Food Preparation_Natural Gas_Fryer_A_Technical Potential | F10 | Commercial | WA - Miscellaneous | Existing | Food Preparation | Natural Gas | Fryer | A | Cumulative Energy Savings (MWh or mTherms) | Technical Potential | 0 | 0 | 0.090086 | 0.17433 | 0.2539 | 0.32973 | 0.40256 | 0.473 | 0.54153 | 0.61583 | 0.69329 | 0.69329 | 0.69329 | 0.69329 | 0.72023 | 0.74178 | 0.75902 | 0.77428 | 0.78152 | 0.78427 | 0.78427 | 0.78427 | 0.78967 | 0.78967 | 0.78967 | 0.78967 | 0.79181
F11_Commercial_WA - Miscellaneous_Existing_Food Preparation_Natural Gas_Fryer_A_Technical Potential | F11 | Commercial | WA - Miscellaneous | Existing | Food Preparation | Natural Gas | Fryer | A | Cumulative Summer Peak Savings (MW) | Technical Potential | 0 | 0 | 0 | 0 | 0 | 0 | 0 | 0 | 0 | 0 | 0 | 0 | 0 | 0 | 0 | 0 | 0 | 0 | 0 | 0 | 0 | 0 | 0 | 0 | 0 | 0 | 0
F12_Commercial_WA - Miscellaneous_Existing_Food Preparation_Natural Gas_Fryer_A_Technical Potential | F12 | Commercial | WA - Miscellaneous | Existing | Food Preparation | Natural Gas | Fryer | A | Cumulative Winter Peak Savings (MW) | Technical Potential | 0 | 0 | 0 | 0 | 0 | 0 | 0 | 0 | 0 | 0 | 0 | 0 | 0 | 0 | 0 | 0 | 0 | 0 | 0 | 0 | 0 | 0 | 0 | 0 | 0 | 0 | 0
F13_Commercial_WA - Miscellaneous_Existing_Food Preparation_Natural Gas_Fryer_A_Technical Potential | F13 | Commercial | WA - Miscellaneous | Existing | Food Preparation | Natural Gas | Fryer | A | Purchases (Incremental) | Technical Potential | 0 | 0 | 0.22791 | 0.21313 | 0.2013 | 0.19184 | 0.18427 | 0.17822 | 0.17337 | 0.18797 | 0.19596 | 0 | 0 | 0 | 0.068156 | 0.054524 | 0.04362 | 0.038591 | 0.018307 | 0.0069584 | 0 | 0 | 0.013671 | 0 | 0 | 0 | 0.00542
F14_Commercial_WA - Miscellaneous_Existing_Food Preparation_Natural Gas_Fryer_A_Technical Potential | F14 | Commercial | WA - Miscellaneous | Existing | Food Preparation | Natural Gas | Fryer | A | Purchases (Cumulative) | Technical Potential | 0 | 0 | 0.22791 | 0.44104 | 0.64234 | 0.83418 | 1.0185 | 1.1967 | 1.37 | 1.558 | 1.754 | 1.754 | 1.754 | 1.754 | 1.8221 | 1.8767 | 1.9203 | 1.9589 | 1.9772 | 1.9841 | 1.9841 | 1.9841 | 1.9978 | 1.9978 | 1.9978 | 1.9978 | 2.0032
F1_Commercial_WA - Miscellaneous_Existing_Food Preparation_Natural Gas_Broiler_A_Technical Potential | F1 | Commercial | WA - Miscellaneous | Existing | Food Preparation | Natural Gas | Broiler | A | Original Unit Energy Savings (kWh or therms) | Technical Potential | 0 | 240.24 | 240.24 | 240.24 | 240.24 | 240.24 | 240.24 | 240.24 | 240.24 | 240.24 | 240.24 | 240.24 | 240.24 | 240.24 | 240.24 | 240.24 | 240.24 | 240.24 | 240.24 | 240.24 | 240.24 | 240.24 | 240.24 | 240.24 | 240.24 | 240.24 | 240.24
F2_Commercial_WA - Miscellaneous_Existing_Food Preparation_Natural Gas_Broiler_A_Technical Potential | F2 | Commercial | WA - Miscellaneous | Existing | Food Preparation | Natural Gas | Broiler | A | Original Unit Summer Peak Savings (kW) | Technical Potential | 0 | 0 | 0 | 0 | 0 | 0 | 0 | 0 | 0 | 0 | 0 | 0 | 0 | 0 | 0 | 0 | 0 | 0 | 0 | 0 | 0 | 0 | 0 | 0 | 0 | 0 | 0
F3_Commercial_WA - Miscellaneous_Existing_Food Preparation_Natural Gas_Broiler_A_Technical Potential | F3 | Commercial | WA - Miscellaneous | Existing | Food Preparation | Natural Gas | Broiler | A | Original Unit Winter Peak Savings (kW) | Technical Potential | 0 | 0 | 0 | 0 | 0 | 0 | 0 | 0 | 0 | 0 | 0 | 0 | 0 | 0 | 0 | 0 | 0 | 0 | 0 | 0 | 0 | 0 | 0 | 0 | 0 | 0 | 0
F4_Commercial_WA - Miscellaneous_Existing_Food Preparation_Natural Gas_Broiler_A_Technical Potential | F4 | Commercial | WA - Miscellaneous | Existing | Food Preparation | Natural Gas | Broiler | A | Standalone Impact on Baseline Energy (%) | Technical Potential | 0 | 0 | 0.0032149 | 0.0067782 | 0.010651 | 0.0148 | 0.019193 | 0.023804 | 0.028608 | 0.033584 | 0.038321 | 0.042889 | 0.047345 | 0.051736 | 0.052886 | 0.05369 | 0.054211 | 0.054503 | 0.054609 | 0.055394 | 0.056014 | 0.056462 | 0.057129 | 0.057935 | 0.058816 | 0.059725 | 0.060624
F5_Commercial_WA - Miscellaneous_Existing_Food Preparation_Natural Gas_Broiler_A_Technical Potential | F5 | Commercial | WA - Miscellaneous | Existing | Food Preparation | Natural Gas | Broiler | A | Standalone Impact on Baseline Summer Peak (%) | Technical Potential | 0 | 0 | 0 | 0 | 0 | 0 | 0 | 0 | 0 | 0 | 0 | 0 | 0 | 0 | 0 | 0 | 0 | 0 | 0 | 0 | 0 | 0 | 0 | 0 | 0 | 0 | 0
F6_Commercial_WA - Miscellaneous_Existing_Food Preparation_Natural Gas_Broiler_A_Technical Potential | F6 | Commercial | WA - Miscellaneous | Existing | Food Preparation | Natural Gas | Broiler | A | Standalone Impact on Baseline Winter Peak (%) | Technical Potential | 0 | 0 | 0 | 0 | 0 | 0 | 0 | 0 | 0 | 0 | 0 | 0 | 0 | 0 | 0 | 0 | 0 | 0 | 0 | 0 | 0 | 0 | 0 | 0 | 0 | 0 | 0
F7_Commercial_WA - Miscellaneous_Existing_Food Preparation_Natural Gas_Broiler_A_Technical Potential | F7 | Commercial | WA - Miscellaneous | Existing | Food Preparation | Natural Gas | Broiler | A | Incremental Energy Savings (MWh or mTherms) | Technical Potential | 0 | 0 | 0.52906 | 0.58641 | 0.63739 | 0.68271 | 0.72299 | 0.75879 | 0.79061 | 0.8189 | 0.77953 | 0.7517 | 0.73334 | 0.72268 | 0.18917 | 0.13235 | 0.085818 | 0.047993 | 0.017514 | 0.1291 | 0.10201 | 0.073684 | 0.10988 | 0.13264 | 0.14501 | 0.14946 | 0.14799
F8_Commercial_WA - Miscellaneous_Existing_Food Preparation_Natural Gas_Broiler_A_Technical Potential | F8 | Commercial | WA - Miscellaneous | Existing | Food Preparation | Natural Gas | Broiler | A | Incremental Summer Peak Savings (MW) | Technical Potential | 0 | 0 | 0 | 0 | 0 | 0 | 0 | 0 | 0 | 0 | 0 | 0 | 0 | 0 | 0 | 0 | 0 | 0 | 0 | 0 | 0 | 0 | 0 | 0 | 0 | 0 | 0
F9_Commercial_WA - Miscellaneous_Existing_Food Preparation_Natural Gas_Broiler_A_Technical Potential | F9 | Commercial | WA - Miscellaneous | Existing | Food Preparation | Natural Gas | Broiler | A | Incremental Winter Peak Savings (MW) | Technical Potential | 0 | 0 | 0 | 0 | 0 | 0 | 0 | 0 | 0 | 0 | 0 | 0 | 0 | 0 | 0 | 0 | 0 | 0 | 0 | 0 | 0 | 0 | 0 | 0 | 0 | 0 | 0
F10_Commercial_WA - Miscellaneous_Existing_Food Preparation_Natural Gas_Broiler_A_Technical Potential | F10 | Commercial | WA - Miscellaneous | Existing | Food Preparation | Natural Gas | Broiler | A | Cumulative Energy Savings (MWh or mTherms) | Technical Potential | 0 | 0 | 0.52906 | 1.1155 | 1.7529 | 2.4356 | 3.1586 | 3.9173 | 4.708 | 5.5269 | 6.3064 | 7.0581 | 7.7914 | 8.5141 | 8.7033 | 8.8356 | 8.9214 | 8.9694 | 8.987 | 9.1161 | 9.2181 | 9.2918 | 9.4016 | 9.5343 | 9.6793 | 9.8287 | 9.9767
F11_Commercial_WA - Miscellaneous_Existing_Food Preparation_Natural Gas_Broiler_A_Technical Potential | F11 | Commercial | WA - Miscellaneous | Existing | Food Preparation | Natural Gas | Broiler | A | Cumulative Summer Peak Savings (MW) | Technical Potential | 0 | 0 | 0 | 0 | 0 | 0 | 0 | 0 | 0 | 0 | 0 | 0 | 0 | 0 | 0 | 0 | 0 | 0 | 0 | 0 | 0 | 0 | 0 | 0 | 0 | 0 | 0
F12_Commercial_WA - Miscellaneous_Existing_Food Preparation_Natural Gas_Broiler_A_Technical Potential | F12 | Commercial | WA - Miscellaneous | Existing | Food Preparation | Natural Gas | Broiler | A | Cumulative Winter Peak Savings (MW) | Technical Potential | 0 | 0 | 0 | 0 | 0 | 0 | 0 | 0 | 0 | 0 | 0 | 0 | 0 | 0 | 0 | 0 | 0 | 0 | 0 | 0 | 0 | 0 | 0 | 0 | 0 | 0 | 0
F13_Commercial_WA - Miscellaneous_Existing_Food Preparation_Natural Gas_Broiler_A_Technical Potential | F13 | Commercial | WA - Miscellaneous | Existing | Food Preparation | Natural Gas | Broiler | A | Purchases (Incremental) | Technical Potential | 0 | 0 | 2.2022 | 2.4409 | 2.6531 | 2.8418 | 3.0094 | 3.1585 | 3.2909 | 3.4087 | 3.2448 | 3.129 | 3.0525 | 3.0081 | 0.78743 | 0.5509 | 0.35722 | 0.19977 | 0.072903 | 0.53738 | 0.42463 | 0.30671 | 0.45737 | 0.55212 | 0.60362 | 0.62214 | 0.616
F14_Commercial_WA - Miscellaneous_Existing_Food Preparation_Natural Gas_Broiler_A_Technical Potential | F14 | Commercial | WA - Miscellaneous | Existing | Food Preparation | Natural Gas | Broiler | A | Purchases (Cumulative) | Technical Potential | 0 | 0 | 2.2022 | 4.6432 | 7.2963 | 10.1381 | 13.1475 | 16.306 | 19.5969 | 23.0056 | 26.2504 | 29.3794 | 32.4319 | 35.44 | 36.2274 | 36.7784 | 37.1356 | 37.3353 | 37.4082 | 37.9456 | 38.3703 | 38.677 | 39.1343 | 39.6865 | 40.2901 | 40.9122 | 41.5282
F1_Commercial_WA - Miscellaneous_Existing_Food Preparation_Natural Gas_Griddle_A_Technical Potential | F1 | Commercial | WA - Miscellaneous | Existing | Food Preparation | Natural Gas | Griddle | A | Original Unit Energy Savings (kWh or therms) | Technical Potential | 0 | 167.9465 | 167.9465 | 167.9465 | 167.9465 | 167.9465 | 167.9465 | 167.9465 | 167.9465 | 167.9465 | 167.9465 | 167.9465 | 167.9465 | 167.9465 | 167.9465 | 167.9465 | 167.9465 | 167.9465 | 167.9465 | 167.9465 | 167.9465 | 167.9465 | 167.9465 | 167.9465 | 167.9465 | 167.9465 | 167.9465
F2_Commercial_WA - Miscellaneous_Existing_Food Preparation_Natural Gas_Griddle_A_Technical Potential | F2 | Commercial | WA - Miscellaneous | Existing | Food Preparation | Natural Gas | Griddle | A | Original Unit Summer Peak Savings (kW) | Technical Potential | 0 | 0 | 0 | 0 | 0 | 0 | 0 | 0 | 0 | 0 | 0 | 0 | 0 | 0 | 0 | 0 | 0 | 0 | 0 | 0 | 0 | 0 | 0 | 0 | 0 | 0 | 0
F3_Commercial_WA - Miscellaneous_Existing_Food Preparation_Natural Gas_Griddle_A_Technical Potential | F3 | Commercial | WA - Miscellaneous | Existing | Food Preparation | Natural Gas | Griddle | A | Original Unit Winter Peak Savings (kW) | Technical Potential | 0 | 0 | 0 | 0 | 0 | 0 | 0 | 0 | 0 | 0 | 0 | 0 | 0 | 0 | 0 | 0 | 0 | 0 | 0 | 0 | 0 | 0 | 0 | 0 | 0 | 0 | 0
F4_Commercial_WA - Miscellaneous_Existing_Food Preparation_Natural Gas_Griddle_A_Technical Potential | F4 | Commercial | WA - Miscellaneous | Existing | Food Preparation | Natural Gas | Griddle | A | Standalone Impact on Baseline Energy (%) | Technical Potential | 0 | 0 | 0.00079752 | 0.0016815 | 0.0026423 | 0.0036714 | 0.0047613 | 0.0059051 | 0.0070969 | 0.0083313 | 0.0095064 | 0.01064 | 0.011745 | 0.012834 | 0.01312 | 0.013319 | 0.013448 | 0.013521 | 0.013547 | 0.013742 | 0.013896 | 0.014007 | 0.014172 | 0.014372 | 0.014591 | 0.014816 | 0.015039
F5_Commercial_WA - Miscellaneous_Existing_Food Preparation_Natural Gas_Griddle_A_Technical Potential | F5 | Commercial | WA - Miscellaneous | Existing | Food Preparation | Natural Gas | Griddle | A | Standalone Impact on Baseline Summer Peak (%) | Technical Potential | 0 | 0 | 0 | 0 | 0 | 0 | 0 | 0 | 0 | 0 | 0 | 0 | 0 | 0 | 0 | 0 | 0 | 0 | 0 | 0 | 0 | 0 | 0 | 0 | 0 | 0 | 0
F6_Commercial_WA - Miscellaneous_Existing_Food Preparation_Natural Gas_Griddle_A_Technical Potential | F6 | Commercial | WA - Miscellaneous | Existing | Food Preparation | Natural Gas | Griddle | A | Standalone Impact on Baseline Winter Peak (%) | Technical Potential | 0 | 0 | 0 | 0 | 0 | 0 | 0 | 0 | 0 | 0 | 0 | 0 | 0 | 0 | 0 | 0 | 0 | 0 | 0 | 0 | 0 | 0 | 0 | 0 | 0 | 0 | 0
F7_Commercial_WA - Miscellaneous_Existing_Food Preparation_Natural Gas_Griddle_A_Technical Potential | F7 | Commercial | WA - Miscellaneous | Existing | Food Preparation | Natural Gas | Griddle | A | Incremental Energy Savings (MWh or mTherms) | Technical Potential | 0 | 0 | 0.13125 | 0.14547 | 0.15812 | 0.16936 | 0.17935 | 0.18823 | 0.19613 | 0.20315 | 0.19338 | 0.18648 | 0.18192 | 0.17928 | 0.046928 | 0.032832 | 0.021289 | 0.011906 | 0.0043448 | 0.032026 | 0.025306 | 0.018279 | 0.027258 | 0.032905 | 0.035974 | 0.037077 | 0.036712
F8_Commercial_WA - Miscellaneous_Existing_Food Preparation_Natural Gas_Griddle_A_Technical Potential | F8 | Commercial | WA - Miscellaneous | Existing | Food Preparation | Natural Gas | Griddle | A | Incremental Summer Peak Savings (MW) | Technical Potential | 0 | 0 | 0 | 0 | 0 | 0 | 0 | 0 | 0 | 0 | 0 | 0 | 0 | 0 | 0 | 0 | 0 | 0 | 0 | 0 | 0 | 0 | 0 | 0 | 0 | 0 | 0
F9_Commercial_WA - Miscellaneous_Existing_Food Preparation_Natural Gas_Griddle_A_Technical Potential | F9 | Commercial | WA - Miscellaneous | Existing | Food Preparation | Natural Gas | Griddle | A | Incremental Winter Peak Savings (MW) | Technical Potential | 0 | 0 | 0 | 0 | 0 | 0 | 0 | 0 | 0 | 0 | 0 | 0 | 0 | 0 | 0 | 0 | 0 | 0 | 0 | 0 | 0 | 0 | 0 | 0 | 0 | 0 | 0
F10_Commercial_WA - Miscellaneous_Existing_Food Preparation_Natural Gas_Griddle_A_Technical Potential | F10 | Commercial | WA - Miscellaneous | Existing | Food Preparation | Natural Gas | Griddle | A | Cumulative Energy Savings (MWh or mTherms) | Technical Potential | 0 | 0 | 0.13125 | 0.27672 | 0.43484 | 0.6042 | 0.78355 | 0.97179 | 1.1679 | 1.3711 | 1.5644 | 1.7509 | 1.9328 | 2.1121 | 2.159 | 2.1919 | 2.2132 | 2.2251 | 2.2294 | 2.2614 | 2.2868 | 2.305 | 2.3323 | 2.3652 | 2.4012 | 2.4382 | 2.475
F11_Commercial_WA - Miscellaneous_Existing_Food Preparation_Natural Gas_Griddle_A_Technical Potential | F11 | Commercial | WA - Miscellaneous | Existing | Food Preparation | Natural Gas | Griddle | A | Cumulative Summer Peak Savings (MW) | Technical Potential | 0 | 0 | 0 | 0 | 0 | 0 | 0 | 0 | 0 | 0 | 0 | 0 | 0 | 0 | 0 | 0 | 0 | 0 | 0 | 0 | 0 | 0 | 0 | 0 | 0 | 0 | 0
F12_Commercial_WA - Miscellaneous_Existing_Food Preparation_Natural Gas_Griddle_A_Technical Potential | F12 | Commercial | WA - Miscellaneous | Existing | Food Preparation | Natural Gas | Griddle | A | Cumulative Winter Peak Savings (MW) | Technical Potential | 0 | 0 | 0 | 0 | 0 | 0 | 0 | 0 | 0 | 0 | 0 | 0 | 0 | 0 | 0 | 0 | 0 | 0 | 0 | 0 | 0 | 0 | 0 | 0 | 0 | 0 | 0
F13_Commercial_WA - Miscellaneous_Existing_Food Preparation_Natural Gas_Griddle_A_Technical Potential | F13 | Commercial | WA - Miscellaneous | Existing | Food Preparation | Natural Gas | Griddle | A | Purchases (Incremental) | Technical Potential | 0 | 0 | 0.78147 | 0.86619 | 0.94149 | 1.0084 | 1.0679 | 1.1208 | 1.1678 | 1.2096 | 1.1514 | 1.1103 | 1.0832 | 1.0675 | 0.27942 | 0.19549 | 0.12676 | 0.07089 | 0.02587 | 0.19069 | 0.15068 | 0.10884 | 0.1623 | 0.19593 | 0.2142 | 0.22077 | 0.21859
F14_Commercial_WA - Miscellaneous_Existing_Food Preparation_Natural Gas_Griddle_A_Technical Potential | F14 | Commercial | WA - Miscellaneous | Existing | Food Preparation | Natural Gas | Griddle | A | Purchases (Cumulative) | Technical Potential | 0 | 0 | 0.78147 | 1.6477 | 2.5891 | 3.5976 | 4.6655 | 5.7863 | 6.9541 | 8.1637 | 9.3151 | 10.4255 | 11.5087 | 12.5761 | 12.8556 | 13.0511 | 13.1778 | 13.2487 | 13.2746 | 13.4653 | 13.6159 | 13.7248 | 13.8871 | 14.083 | 14.2972 | 14.518 | 14.7366
F1_Commercial_WA - Miscellaneous_Existing_Food Preparation_Natural Gas_Range_A_Technical Potential | F1 | Commercial | WA - Miscellaneous | Existing | Food Preparation | Natural Gas | Range | A | Original Unit Energy Savings (kWh or therms) | Technical Potential | 0 | 171.4286 | 171.4286 | 171.4286 | 171.4286 | 171.4286 | 171.4286 | 171.4286 | 171.4286 | 171.4286 | 171.4286 | 171.4286 | 171.4286 | 171.4286 | 171.4286 | 171.4286 | 171.4286 | 171.4286 | 171.4286 | 171.4286 | 171.4286 | 171.4286 | 171.4286 | 171.4286 | 171.4286 | 171.4286 | 171.4286
F2_Commercial_WA - Miscellaneous_Existing_Food Preparation_Natural Gas_Range_A_Technical Potential | F2 | Commercial | WA - Miscellaneous | Existing | Food Preparation | Natural Gas | Range | A | Original Unit Summer Peak Savings (kW) | Technical Potential | 0 | 0 | 0 | 0 | 0 | 0 | 0 | 0 | 0 | 0 | 0 | 0 | 0 | 0 | 0 | 0 | 0 | 0 | 0 | 0 | 0 | 0 | 0 | 0 | 0 | 0 | 0
F3_Commercial_WA - Miscellaneous_Existing_Food Preparation_Natural Gas_Range_A_Technical Potential | F3 | Commercial | WA - Miscellaneous | Existing | Food Preparation | Natural Gas | Range | A | Original Unit Winter Peak Savings (kW) | Technical Potential | 0 | 0 | 0 | 0 | 0 | 0 | 0 | 0 | 0 | 0 | 0 | 0 | 0 | 0 | 0 | 0 | 0 | 0 | 0 | 0 | 0 | 0 | 0 | 0 | 0 | 0 | 0
F4_Commercial_WA - Miscellaneous_Existing_Food Preparation_Natural Gas_Range_A_Technical Potential | F4 | Commercial | WA - Miscellaneous | Existing | Food Preparation | Natural Gas | Range | A | Standalone Impact on Baseline Energy (%) | Technical Potential | 0 | 0 | 0.001346 | 0.0029404 | 0.0047336 | 0.0066859 | 0.0087654 | 0.010947 | 0.013209 | 0.015537 | 0.017606 | 0.019531 | 0.020044 | 0.020295 | 0.020369 | 0.020597 | 0.02078 | 0.020926 | 0.021043 | 0.021075 | 0.021311 | 0.021629 | 0.021956 | 0.022248 | 0.022461 | 0.022461 | 0.022461
F5_Commercial_WA - Miscellaneous_Existing_Food Preparation_Natural Gas_Range_A_Technical Potential | F5 | Commercial | WA - Miscellaneous | Existing | Food Preparation | Natural Gas | Range | A | Standalone Impact on Baseline Summer Peak (%) | Technical Potential | 0 | 0 | 0 | 0 | 0 | 0 | 0 | 0 | 0 | 0 | 0 | 0 | 0 | 0 | 0 | 0 | 0 | 0 | 0 | 0 | 0 | 0 | 0 | 0 | 0 | 0 | 0
F6_Commercial_WA - Miscellaneous_Existing_Food Preparation_Natural Gas_Range_A_Technical Potential | F6 | Commercial | WA - Miscellaneous | Existing | Food Preparation | Natural Gas | Range | A | Standalone Impact on Baseline Winter Peak (%) | Technical Potential | 0 | 0 | 0 | 0 | 0 | 0 | 0 | 0 | 0 | 0 | 0 | 0 | 0 | 0 | 0 | 0 | 0 | 0 | 0 | 0 | 0 | 0 | 0 | 0 | 0 | 0 | 0
F7_Commercial_WA - Miscellaneous_Existing_Food Preparation_Natural Gas_Range_A_Technical Potential | F7 | Commercial | WA - Miscellaneous | Existing | Food Preparation | Natural Gas | Range | A | Incremental Energy Savings (MWh or mTherms) | Technical Potential | 0 | 0 | 0.2215 | 0.26239 | 0.29511 | 0.32128 | 0.34222 | 0.35897 | 0.37236 | 0.38308 | 0.34054 | 0.31674 | 0.084366 | 0.041322 | 0.012121 | 0.037612 | 0.03009 | 0.024072 | 0.019258 | 0.0051829 | 0.038905 | 0.052388 | 0.053687 | 0.048184 | 0.034918 | 0 | 0
F8_Commercial_WA - Miscellaneous_Existing_Food Preparation_Natural Gas_Range_A_Technical Potential | F8 | Commercial | WA - Miscellaneous | Existing | Food Preparation | Natural Gas | Range | A | Incremental Summer Peak Savings (MW) | Technical Potential | 0 | 0 | 0 | 0 | 0 | 0 | 0 | 0 | 0 | 0 | 0 | 0 | 0 | 0 | 0 | 0 | 0 | 0 | 0 | 0 | 0 | 0 | 0 | 0 | 0 | 0 | 0
F9_Commercial_WA - Miscellaneous_Existing_Food Preparation_Natural Gas_Range_A_Technical Potential | F9 | Commercial | WA - Miscellaneous | Existing | Food Preparation | Natural Gas | Range | A | Incremental Winter Peak Savings (MW) | Technical Potential | 0 | 0 | 0 | 0 | 0 | 0 | 0 | 0 | 0 | 0 | 0 | 0 | 0 | 0 | 0 | 0 | 0 | 0 | 0 | 0 | 0 | 0 | 0 | 0 | 0 | 0 | 0
F10_Commercial_WA - Miscellaneous_Existing_Food Preparation_Natural Gas_Range_A_Technical Potential | F10 | Commercial | WA - Miscellaneous | Existing | Food Preparation | Natural Gas | Range | A | Cumulative Energy Savings (MWh or mTherms) | Technical Potential | 0 | 0 | 0.2215 | 0.48389 | 0.779 | 1.1003 | 1.4425 | 1.8015 | 2.1738 | 2.5569 | 2.8975 | 3.2142 | 3.2986 | 3.3399 | 3.352 | 3.3896 | 3.4197 | 3.4438 | 3.463 | 3.4682 | 3.5071 | 3.5595 | 3.6132 | 3.6614 | 3.6963 | 3.6963 | 3.6963
F11_Commercial_WA - Miscellaneous_Existing_Food Preparation_Natural Gas_Range_A_Technical Potential | F11 | Commercial | WA - Miscellaneous | Existing | Food Preparation | Natural Gas | Range | A | Cumulative Summer Peak Savings (MW) | Technical Potential | 0 | 0 | 0 | 0 | 0 | 0 | 0 | 0 | 0 | 0 | 0 | 0 | 0 | 0 | 0 | 0 | 0 | 0 | 0 | 0 | 0 | 0 | 0 | 0 | 0 | 0 | 0
F12_Commercial_WA - Miscellaneous_Existing_Food Preparation_Natural Gas_Range_A_Technical Potential | F12 | Commercial | WA - Miscellaneous | Existing | Food Preparation | Natural Gas | Range | A | Cumulative Winter Peak Savings (MW) | Technical Potential | 0 | 0 | 0 | 0 | 0 | 0 | 0 | 0 | 0 | 0 | 0 | 0 | 0 | 0 | 0 | 0 | 0 | 0 | 0 | 0 | 0 | 0 | 0 | 0 | 0 | 0 | 0
F13_Commercial_WA - Miscellaneous_Existing_Food Preparation_Natural Gas_Range_A_Technical Potential | F13 | Commercial | WA - Miscellaneous | Existing | Food Preparation | Natural Gas | Range | A | Purchases (Incremental) | Technical Potential | 0 | 0 | 1.2921 | 1.5306 | 1.7215 | 1.8741 | 1.9963 | 2.094 | 2.1721 | 2.2347 | 1.9865 | 1.8476 | 0.49214 | 0.24104 | 0.070704 | 0.21941 | 0.17552 | 0.14042 | 0.11234 | 0.030234 | 0.22695 | 0.3056 | 0.31318 | 0.28107 | 0.20369 | 0 | 0
F14_Commercial_WA - Miscellaneous_Existing_Food Preparation_Natural Gas_Range_A_Technical Potential | F14 | Commercial | WA - Miscellaneous | Existing | Food Preparation | Natural Gas | Range | A | Purchases (Cumulative) | Technical Potential | 0 | 0 | 1.2921 | 2.8227 | 4.5442 | 6.4183 | 8.4146 | 10.5085 | 12.6807 | 14.9153 | 16.9018 | 18.7494 | 19.2416 | 19.4826 | 19.5533 | 19.7727 | 19.9483 | 20.0887 | 20.201 | 20.2313 | 20.4582 | 20.7638 | 21.077 | 21.358 | 21.5617 | 21.5617 | 21.5617
F1_Commercial_WA - Miscellaneous_Existing_Food Preparation_Natural Gas_Steamer_A_Technical Potential | F1 | Commercial | WA - Miscellaneous | Existing | Food Preparation | Natural Gas | Steamer | A | Original Unit Energy Savings (kWh or therms) | Technical Potential | 0 | 1215.1419 | 1215.1419 | 1215.1419 | 1215.1419 | 1215.1419 | 1215.1419 | 1215.1419 | 1215.1419 | 1215.1419 | 1215.1419 | 1215.1419 | 1215.1419 | 1215.1419 | 1215.1419 | 1215.1419 | 1215.1419 | 1215.1419 | 1215.1419 | 1215.1419 | 1215.1419 | 1215.1419 | 1215.1419 | 1215.1419 | 1215.1419 | 1215.1419 | 1215.1419
F2_Commercial_WA - Miscellaneous_Existing_Food Preparation_Natural Gas_Steamer_A_Technical Potential | F2 | Commercial | WA - Miscellaneous | Existing | Food Preparation | Natural Gas | Steamer | A | Original Unit Summer Peak Savings (kW) | Technical Potential | 0 | 0 | 0 | 0 | 0 | 0 | 0 | 0 | 0 | 0 | 0 | 0 | 0 | 0 | 0 | 0 | 0 | 0 | 0 | 0 | 0 | 0 | 0 | 0 | 0 | 0 | 0
F3_Commercial_WA - Miscellaneous_Existing_Food Preparation_Natural Gas_Steamer_A_Technical Potential | F3 | Commercial | WA - Miscellaneous | Existing | Food Preparation | Natural Gas | Steamer | A | Original Unit Winter Peak Savings (kW) | Technical Potential | 0 | 0 | 0 | 0 | 0 | 0 | 0 | 0 | 0 | 0 | 0 | 0 | 0 | 0 | 0 | 0 | 0 | 0 | 0 | 0 | 0 | 0 | 0 | 0 | 0 | 0 | 0
F4_Commercial_WA - Miscellaneous_Existing_Food Preparation_Natural Gas_Steamer_A_Technical Potential | F4 | Commercial | WA - Miscellaneous | Existing | Food Preparation | Natural Gas | Steamer | A | Standalone Impact on Baseline Energy (%) | Technical Potential | 0 | 0 | 0.00051172 | 0.0010093 | 0.0014956 | 0.0019729 | 0.002443 | 0.0029072 | 0.0033845 | 0.0038687 | 0.0038687 | 0.0038687 | 0.0038687 | 0.0040121 | 0.0041268 | 0.0042221 | 0.0042863 | 0.0043304 | 0.0043367 | 0.004349 | 0.0043981 | 0.0043981 | 0.0043981 | 0.0043981 | 0.0044005 | 0.0044467 | 0.0044467
F5_Commercial_WA - Miscellaneous_Existing_Food Preparation_Natural Gas_Steamer_A_Technical Potential | F5 | Commercial | WA - Miscellaneous | Existing | Food Preparation | Natural Gas | Steamer | A | Standalone Impact on Baseline Summer Peak (%) | Technical Potential | 0 | 0 | 0 | 0 | 0 | 0 | 0 | 0 | 0 | 0 | 0 | 0 | 0 | 0 | 0 | 0 | 0 | 0 | 0 | 0 | 0 | 0 | 0 | 0 | 0 | 0 | 0
F6_Commercial_WA - Miscellaneous_Existing_Food Preparation_Natural Gas_Steamer_A_Technical Potential | F6 | Commercial | WA - Miscellaneous | Existing | Food Preparation | Natural Gas | Steamer | A | Standalone Impact on Baseline Winter Peak (%) | Technical Potential | 0 | 0 | 0 | 0 | 0 | 0 | 0 | 0 | 0 | 0 | 0 | 0 | 0 | 0 | 0 | 0 | 0 | 0 | 0 | 0 | 0 | 0 | 0 | 0 | 0 | 0 | 0
F7_Commercial_WA - Miscellaneous_Existing_Food Preparation_Natural Gas_Steamer_A_Technical Potential | F7 | Commercial | WA - Miscellaneous | Existing | Food Preparation | Natural Gas | Steamer | A | Incremental Energy Savings (MWh or mTherms) | Technical Potential | 0 | 0 | 0.084213 | 0.081889 | 0.080031 | 0.078544 | 0.077355 | 0.076403 | 0.078546 | 0.079679 | 0 | 0 | 0 | 0.023597 | 0.018878 | 0.015683 | 0.010572 | 0.0072493 | 0.0010391 | 0.0020207 | 0.008087 | 0 | 0 | 0 | 0.00040211 | 0.0075964 | 0
F8_Commercial_WA - Miscellaneous_Existing_Food Preparation_Natural Gas_Steamer_A_Technical Potential | F8 | Commercial | WA - Miscellaneous | Existing | Food Preparation | Natural Gas | Steamer | A | Incremental Summer Peak Savings (MW) | Technical Potential | 0 | 0 | 0 | 0 | 0 | 0 | 0 | 0 | 0 | 0 | 0 | 0 | 0 | 0 | 0 | 0 | 0 | 0 | 0 | 0 | 0 | 0 | 0 | 0 | 0 | 0 | 0
F9_Commercial_WA - Miscellaneous_Existing_Food Preparation_Natural Gas_Steamer_A_Technical Potential | F9 | Commercial | WA - Miscellaneous | Existing | Food Preparation | Natural Gas | Steamer | A | Incremental Winter Peak Savings (MW) | Technical Potential | 0 | 0 | 0 | 0 | 0 | 0 | 0 | 0 | 0 | 0 | 0 | 0 | 0 | 0 | 0 | 0 | 0 | 0 | 0 | 0 | 0 | 0 | 0 | 0 | 0 | 0 | 0
F10_Commercial_WA - Miscellaneous_Existing_Food Preparation_Natural Gas_Steamer_A_Technical Potential | F10 | Commercial | WA - Miscellaneous | Existing | Food Preparation | Natural Gas | Steamer | A | Cumulative Energy Savings (MWh or mTherms) | Technical Potential | 0 | 0 | 0.084213 | 0.1661 | 0.24613 | 0.32468 | 0.40203 | 0.47844 | 0.55698 | 0.63666 | 0.63666 | 0.63666 | 0.63666 | 0.66026 | 0.67913 | 0.69482 | 0.70539 | 0.71264 | 0.71368 | 0.7157 | 0.72378 | 0.72378 | 0.72378 | 0.72378 | 0.72419 | 0.73178 | 0.73178
F11_Commercial_WA - Miscellaneous_Existing_Food Preparation_Natural Gas_Steamer_A_Technical Potential | F11 | Commercial | WA - Miscellaneous | Existing | Food Preparation | Natural Gas | Steamer | A | Cumulative Summer Peak Savings (MW) | Technical Potential | 0 | 0 | 0 | 0 | 0 | 0 | 0 | 0 | 0 | 0 | 0 | 0 | 0 | 0 | 0 | 0 | 0 | 0 | 0 | 0 | 0 | 0 | 0 | 0 | 0 | 0 | 0
F12_Commercial_WA - Miscellaneous_Existing_Food Preparation_Natural Gas_Steamer_A_Technical Potential | F12 | Commercial | WA - Miscellaneous | Existing | Food Preparation | Natural Gas | Steamer | A | Cumulative Winter Peak Savings (MW) | Technical Potential | 0 | 0 | 0 | 0 | 0 | 0 | 0 | 0 | 0 | 0 | 0 | 0 | 0 | 0 | 0 | 0 | 0 | 0 | 0 | 0 | 0 | 0 | 0 | 0 | 0 | 0 | 0
F13_Commercial_WA - Miscellaneous_Existing_Food Preparation_Natural Gas_Steamer_A_Technical Potential | F13 | Commercial | WA - Miscellaneous | Existing | Food Preparation | Natural Gas | Steamer | A | Purchases (Incremental) | Technical Potential | 0 | 0 | 0.069303 | 0.067391 | 0.065861 | 0.064638 | 0.063659 | 0.062876 | 0.064639 | 0.065572 | 0 | 0 | 0 | 0.019419 | 0.015535 | 0.012906 | 0.0086999 | 0.0059658 | 0.00085509 | 0.0016629 | 0.0066552 | 0 | 0 | 0 | 0.00033092 | 0.0062514 | 0
F14_Commercial_WA - Miscellaneous_Existing_Food Preparation_Natural Gas_Steamer_A_Technical Potential | F14 | Commercial | WA - Miscellaneous | Existing | Food Preparation | Natural Gas | Steamer | A | Purchases (Cumulative) | Technical Potential | 0 | 0 | 0.069303 | 0.13669 | 0.20255 | 0.26719 | 0.33085 | 0.39373 | 0.45837 | 0.52394 | 0.52394 | 0.52394 | 0.52394 | 0.54336 | 0.55889 | 0.5718 | 0.5805 | 0.58646 | 0.58732 | 0.58898 | 0.59564 | 0.59564 | 0.59564 | 0.59564 | 0.59597 | 0.60222 | 0.60222
F1_Commercial_WA - Miscellaneous_Existing_Food Preparation_Natural Gas_Commercial Food Prep Other_A_Technical Potential | F1 | Commercial | WA - Miscellaneous | Existing | Food Preparation | Natural Gas | Commercial Food Prep Other | A | Original Unit Energy Savings (kWh or therms) | Technical Potential | 0 | 0 | 0 | 0 | 0 | 0 | 0 | 0 | 0 | 0 | 0 | 0 | 0 | 0 | 0 | 0 | 0 | 0 | 0 | 0 | 0 | 0 | 0 | 0 | 0 | 0 | 0
F2_Commercial_WA - Miscellaneous_Existing_Food Preparation_Natural Gas_Commercial Food Prep Other_A_Technical Potential | F2 | Commercial | WA - Miscellaneous | Existing | Food Preparation | Natural Gas | Commercial Food Prep Other | A | Original Unit Summer Peak Savings (kW) | Technical Potential | 0 | 0 | 0 | 0 | 0 | 0 | 0 | 0 | 0 | 0 | 0 | 0 | 0 | 0 | 0 | 0 | 0 | 0 | 0 | 0 | 0 | 0 | 0 | 0 | 0 | 0 | 0
F3_Commercial_WA - Miscellaneous_Existing_Food Preparation_Natural Gas_Commercial Food Prep Other_A_Technical Potential | F3 | Commercial | WA - Miscellaneous | Existing | Food Preparation | Natural Gas | Commercial Food Prep Other | A | Original Unit Winter Peak Savings (kW) | Technical Potential | 0 | 0 | 0 | 0 | 0 | 0 | 0 | 0 | 0 | 0 | 0 | 0 | 0 | 0 | 0 | 0 | 0 | 0 | 0 | 0 | 0 | 0 | 0 | 0 | 0 | 0 | 0
F4_Commercial_WA - Miscellaneous_Existing_Food Preparation_Natural Gas_Commercial Food Prep Other_A_Technical Potential | F4 | Commercial | WA - Miscellaneous | Existing | Food Preparation | Natural Gas | Commercial Food Prep Other | A | Standalone Impact on Baseline Energy (%) | Technical Potential | 0 | 0 | 0 | 0 | 0 | 0 | 0 | 0 | 0 | 0 | 0 | 0 | 0 | 0 | 0 | 0 | 0 | 0 | 0 | 0 | 0 | 0 | 0 | 0 | 0 | 0 | 0
F5_Commercial_WA - Miscellaneous_Existing_Food Preparation_Natural Gas_Commercial Food Prep Other_A_Technical Potential | F5 | Commercial | WA - Miscellaneous | Existing | Food Preparation | Natural Gas | Commercial Food Prep Other | A | Standalone Impact on Baseline Summer Peak (%) | Technical Potential | 0 | 0 | 0 | 0 | 0 | 0 | 0 | 0 | 0 | 0 | 0 | 0 | 0 | 0 | 0 | 0 | 0 | 0 | 0 | 0 | 0 | 0 | 0 | 0 | 0 | 0 | 0
F6_Commercial_WA - Miscellaneous_Existing_Food Preparation_Natural Gas_Commercial Food Prep Other_A_Technical Potential | F6 | Commercial | WA - Miscellaneous | Existing | Food Preparation | Natural Gas | Commercial Food Prep Other | A | Standalone Impact on Baseline Winter Peak (%) | Technical Potential | 0 | 0 | 0 | 0 | 0 | 0 | 0 | 0 | 0 | 0 | 0 | 0 | 0 | 0 | 0 | 0 | 0 | 0 | 0 | 0 | 0 | 0 | 0 | 0 | 0 | 0 | 0
F7_Commercial_WA - Miscellaneous_Existing_Food Preparation_Natural Gas_Commercial Food Prep Other_A_Technical Potential | F7 | Commercial | WA - Miscellaneous | Existing | Food Preparation | Natural Gas | Commercial Food Prep Other | A | Incremental Energy Savings (MWh or mTherms) | Technical Potential | 0 | 0 | 0 | 0 | 0 | 0 | 0 | 0 | 0 | 0 | 0 | 0 | 0 | 0 | 0 | 0 | 0 | 0 | 0 | 0 | 0 | 0 | 0 | 0 | 0 | 0 | 0
F8_Commercial_WA - Miscellaneous_Existing_Food Preparation_Natural Gas_Commercial Food Prep Other_A_Technical Potential | F8 | Commercial | WA - Miscellaneous | Existing | Food Preparation | Natural Gas | Commercial Food Prep Other | A | Incremental Summer Peak Savings (MW) | Technical Potential | 0 | 0 | 0 | 0 | 0 | 0 | 0 | 0 | 0 | 0 | 0 | 0 | 0 | 0 | 0 | 0 | 0 | 0 | 0 | 0 | 0 | 0 | 0 | 0 | 0 | 0 | 0
F9_Commercial_WA - Miscellaneous_Existing_Food Preparation_Natural Gas_Commercial Food Prep Other_A_Technical Potential | F9 | Commercial | WA - Miscellaneous | Existing | Food Preparation | Natural Gas | Commercial Food Prep Other | A | Incremental Winter Peak Savings (MW) | Technical Potential | 0 | 0 | 0 | 0 | 0 | 0 | 0 | 0 | 0 | 0 | 0 | 0 | 0 | 0 | 0 | 0 | 0 | 0 | 0 | 0 | 0 | 0 | 0 | 0 | 0 | 0 | 0
F10_Commercial_WA - Miscellaneous_Existing_Food Preparation_Natural Gas_Commercial Food Prep Other_A_Technical Potential | F10 | Commercial | WA - Miscellaneous | Existing | Food Preparation | Natural Gas | Commercial Food Prep Other | A | Cumulative Energy Savings (MWh or mTherms) | Technical Potential | 0 | 0 | 0 | 0 | 0 | 0 | 0 | 0 | 0 | 0 | 0 | 0 | 0 | 0 | 0 | 0 | 0 | 0 | 0 | 0 | 0 | 0 | 0 | 0 | 0 | 0 | 0
F11_Commercial_WA - Miscellaneous_Existing_Food Preparation_Natural Gas_Commercial Food Prep Other_A_Technical Potential | F11 | Commercial | WA - Miscellaneous | Existing | Food Preparation | Natural Gas | Commercial Food Prep Other | A | Cumulative Summer Peak Savings (MW) | Technical Potential | 0 | 0 | 0 | 0 | 0 | 0 | 0 | 0 | 0 | 0 | 0 | 0 | 0 | 0 | 0 | 0 | 0 | 0 | 0 | 0 | 0 | 0 | 0 | 0 | 0 | 0 | 0
F12_Commercial_WA - Miscellaneous_Existing_Food Preparation_Natural Gas_Commercial Food Prep Other_A_Technical Potential | F12 | Commercial | WA - Miscellaneous | Existing | Food Preparation | Natural Gas | Commercial Food Prep Other | A | Cumulative Winter Peak Savings (MW) | Technical Potential | 0 | 0 | 0 | 0 | 0 | 0 | 0 | 0 | 0 | 0 | 0 | 0 | 0 | 0 | 0 | 0 | 0 | 0 | 0 | 0 | 0 | 0 | 0 | 0 | 0 | 0 | 0
F13_Commercial_WA - Miscellaneous_Existing_Food Preparation_Natural Gas_Commercial Food Prep Other_A_Technical Potential | F13 | Commercial | WA - Miscellaneous | Existing | Food Preparation | Natural Gas | Commercial Food Prep Other | A | Purchases (Incremental) | Technical Potential | 0 | 0 | 0 | 0 | 0 | 0 | 0 | 0 | 0 | 0 | 0 | 0 | 0 | 0 | 0 | 0 | 0 | 0 | 0 | 0 | 0 | 0 | 0 | 0 | 0 | 0 | 0
F14_Commercial_WA - Miscellaneous_Existing_Food Preparation_Natural Gas_Commercial Food Prep Other_A_Technical Potential | F14 | Commercial | WA - Miscellaneous | Existing | Food Preparation | Natural Gas | Commercial Food Prep Other | A | Purchases (Cumulative) | Technical Potential | 0 | 0 | 0 | 0 | 0 | 0 | 0 | 0 | 0 | 0 | 0 | 0 | 0 | 0 | 0 | 0 | 0 | 0 | 0 | 0 | 0 | 0 | 0 | 0 | 0 | 0 | 0
F1_Commercial_WA - Miscellaneous_Existing_Miscellaneous_Natural Gas_Pool Heater_A_Technical Potential | F1 | Commercial | WA - Miscellaneous | Existing | Miscellaneous | Natural Gas | Pool Heater | A | Original Unit Energy Savings (kWh or therms) | Technical Potential | 0 | 2233.5 | 2233.5 | 2233.5 | 2233.5 | 2233.5 | 2233.5 | 2233.5 | 2233.5 | 2233.5 | 2233.5 | 2233.5 | 2233.5 | 2233.5 | 2233.5 | 2233.5 | 2233.5 | 2233.5 | 2233.5 | 2233.5 | 2233.5 | 2233.5 | 2233.5 | 2233.5 | 2233.5 | 2233.5 | 2233.5
F2_Commercial_WA - Miscellaneous_Existing_Miscellaneous_Natural Gas_Pool Heater_A_Technical Potential | F2 | Commercial | WA - Miscellaneous | Existing | Miscellaneous | Natural Gas | Pool Heater | A | Original Unit Summer Peak Savings (kW) | Technical Potential | 0 | 0 | 0 | 0 | 0 | 0 | 0 | 0 | 0 | 0 | 0 | 0 | 0 | 0 | 0 | 0 | 0 | 0 | 0 | 0 | 0 | 0 | 0 | 0 | 0 | 0 | 0
F3_Commercial_WA - Miscellaneous_Existing_Miscellaneous_Natural Gas_Pool Heater_A_Technical Potential | F3 | Commercial | WA - Miscellaneous | Existing | Miscellaneous | Natural Gas | Pool Heater | A | Original Unit Winter Peak Savings (kW) | Technical Potential | 0 | 0 | 0 | 0 | 0 | 0 | 0 | 0 | 0 | 0 | 0 | 0 | 0 | 0 | 0 | 0 | 0 | 0 | 0 | 0 | 0 | 0 | 0 | 0 | 0 | 0 | 0
F4_Commercial_WA - Miscellaneous_Existing_Miscellaneous_Natural Gas_Pool Heater_A_Technical Potential | F4 | Commercial | WA - Miscellaneous | Existing | Miscellaneous | Natural Gas | Pool Heater | A | Standalone Impact on Baseline Energy (%) | Technical Potential | 0 | 0 | 0.00028885 | 0.00056973 | 0.00084424 | 0.0011137 | 0.0013889 | 0.0016669 | 0.0016669 | 0.0016669 | 0.0016685 | 0.0017534 | 0.0018145 | 0.0018592 | 0.0018825 | 0.0019051 | 0.0019443 | 0.0019443 | 0.0019443 | 0.0019443 | 0.0019443 | 0.0019443 | 0.0019443 | 0.0019443 | 0.0019443 | 0.0019443 | 0.0019443
F5_Commercial_WA - Miscellaneous_Existing_Miscellaneous_Natural Gas_Pool Heater_A_Technical Potential | F5 | Commercial | WA - Miscellaneous | Existing | Miscellaneous | Natural Gas | Pool Heater | A | Standalone Impact on Baseline Summer Peak (%) | Technical Potential | 0 | 0 | 0 | 0 | 0 | 0 | 0 | 0 | 0 | 0 | 0 | 0 | 0 | 0 | 0 | 0 | 0 | 0 | 0 | 0 | 0 | 0 | 0 | 0 | 0 | 0 | 0
F6_Commercial_WA - Miscellaneous_Existing_Miscellaneous_Natural Gas_Pool Heater_A_Technical Potential | F6 | Commercial | WA - Miscellaneous | Existing | Miscellaneous | Natural Gas | Pool Heater | A | Standalone Impact on Baseline Winter Peak (%) | Technical Potential | 0 | 0 | 0 | 0 | 0 | 0 | 0 | 0 | 0 | 0 | 0 | 0 | 0 | 0 | 0 | 0 | 0 | 0 | 0 | 0 | 0 | 0 | 0 | 0 | 0 | 0 | 0
F7_Commercial_WA - Miscellaneous_Existing_Miscellaneous_Natural Gas_Pool Heater_A_Technical Potential | F7 | Commercial | WA - Miscellaneous | Existing | Miscellaneous | Natural Gas | Pool Heater | A | Incremental Energy Savings (MWh or mTherms) | Technical Potential | 0 | 0 | 0.22765 | 0.22137 | 0.21635 | 0.21233 | 0.21696 | 0.2191 | 0 | 0 | 0.0012489 | 0.066877 | 0.048164 | 0.035265 | 0.018307 | 0.017861 | 0.030846 | 0 | 0 | 0 | 0 | 0 | 0 | 0 | 0 | 0 | 0
F8_Commercial_WA - Miscellaneous_Existing_Miscellaneous_Natural Gas_Pool Heater_A_Technical Potential | F8 | Commercial | WA - Miscellaneous | Existing | Miscellaneous | Natural Gas | Pool Heater | A | Incremental Summer Peak Savings (MW) | Technical Potential | 0 | 0 | 0 | 0 | 0 | 0 | 0 | 0 | 0 | 0 | 0 | 0 | 0 | 0 | 0 | 0 | 0 | 0 | 0 | 0 | 0 | 0 | 0 | 0 | 0 | 0 | 0
F9_Commercial_WA - Miscellaneous_Existing_Miscellaneous_Natural Gas_Pool Heater_A_Technical Potential | F9 | Commercial | WA - Miscellaneous | Existing | Miscellaneous | Natural Gas | Pool Heater | A | Incremental Winter Peak Savings (MW) | Technical Potential | 0 | 0 | 0 | 0 | 0 | 0 | 0 | 0 | 0 | 0 | 0 | 0 | 0 | 0 | 0 | 0 | 0 | 0 | 0 | 0 | 0 | 0 | 0 | 0 | 0 | 0 | 0
F10_Commercial_WA - Miscellaneous_Existing_Miscellaneous_Natural Gas_Pool Heater_A_Technical Potential | F10 | Commercial | WA - Miscellaneous | Existing | Miscellaneous | Natural Gas | Pool Heater | A | Cumulative Energy Savings (MWh or mTherms) | Technical Potential | 0 | 0 | 0.22765 | 0.44903 | 0.66538 | 0.87771 | 1.0947 | 1.3138 | 1.3138 | 1.3138 | 1.315 | 1.3819 | 1.4301 | 1.4653 | 1.4836 | 1.5015 | 1.5323 | 1.5323 | 1.5323 | 1.5323 | 1.5323 | 1.5323 | 1.5323 | 1.5323 | 1.5323 | 1.5323 | 1.5323
F11_Commercial_WA - Miscellaneous_Existing_Miscellaneous_Natural Gas_Pool Heater_A_Technical Potential | F11 | Commercial | WA - Miscellaneous | Existing | Miscellaneous | Natural Gas | Pool Heater | A | Cumulative Summer Peak Savings (MW) | Technical Potential | 0 | 0 | 0 | 0 | 0 | 0 | 0 | 0 | 0 | 0 | 0 | 0 | 0 | 0 | 0 | 0 | 0 | 0 | 0 | 0 | 0 | 0 | 0 | 0 | 0 | 0 | 0
F12_Commercial_WA - Miscellaneous_Existing_Miscellaneous_Natural Gas_Pool Heater_A_Technical Potential | F12 | Commercial | WA - Miscellaneous | Existing | Miscellaneous | Natural Gas | Pool Heater | A | Cumulative Winter Peak Savings (MW) | Technical Potential | 0 | 0 | 0 | 0 | 0 | 0 | 0 | 0 | 0 | 0 | 0 | 0 | 0 | 0 | 0 | 0 | 0 | 0 | 0 | 0 | 0 | 0 | 0 | 0 | 0 | 0 | 0
F13_Commercial_WA - Miscellaneous_Existing_Miscellaneous_Natural Gas_Pool Heater_A_Technical Potential | F13 | Commercial | WA - Miscellaneous | Existing | Miscellaneous | Natural Gas | Pool Heater | A | Purchases (Incremental) | Technical Potential | 0 | 0 | 0.10193 | 0.099115 | 0.096866 | 0.095066 | 0.097141 | 0.098098 | 0 | 0 | 0.00055915 | 0.029943 | 0.021564 | 0.015789 | 0.0081965 | 0.0079968 | 0.01381 | 0 | 0 | 0 | 0 | 0 | 0 | 0 | 0 | 0 | 0
F14_Commercial_WA - Miscellaneous_Existing_Miscellaneous_Natural Gas_Pool Heater_A_Technical Potential | F14 | Commercial | WA - Miscellaneous | Existing | Miscellaneous | Natural Gas | Pool Heater | A | Purchases (Cumulative) | Technical Potential | 0 | 0 | 0.10193 | 0.20104 | 0.29791 | 0.39297 | 0.49011 | 0.58821 | 0.58821 | 0.58821 | 0.58877 | 0.61872 | 0.64028 | 0.65607 | 0.66427 | 0.67226 | 0.68607 | 0.68607 | 0.68607 | 0.68607 | 0.68607 | 0.68607 | 0.68607 | 0.68607 | 0.68607 | 0.68607 | 0.68607
F1_Commercial_WA - Miscellaneous_New_Space Heating_Natural Gas_Furnace_A_Technical Potential | F1 | Commercial | WA - Miscellaneous | New | Space Heating | Natural Gas | Furnace | A | Original Unit Energy Savings (kWh or therms) | Technical Potential | 0 | 0 | 0 | 0 | 0 | 0 | 0 | 0 | 0 | 0 | 0 | 0 | 0 | 0 | 0 | 0 | 0 | 0 | 0 | 0 | 0 | 0 | 0 | 0 | 0 | 0 | 0
F2_Commercial_WA - Miscellaneous_New_Space Heating_Natural Gas_Furnace_A_Technical Potential | F2 | Commercial | WA - Miscellaneous | New | Space Heating | Natural Gas | Furnace | A | Original Unit Summer Peak Savings (kW) | Technical Potential | 0 | 0 | 0 | 0 | 0 | 0 | 0 | 0 | 0 | 0 | 0 | 0 | 0 | 0 | 0 | 0 | 0 | 0 | 0 | 0 | 0 | 0 | 0 | 0 | 0 | 0 | 0
F3_Commercial_WA - Miscellaneous_New_Space Heating_Natural Gas_Furnace_A_Technical Potential | F3 | Commercial | WA - Miscellaneous | New | Space Heating | Natural Gas | Furnace | A | Original Unit Winter Peak Savings (kW) | Technical Potential | 0 | 0 | 0 | 0 | 0 | 0 | 0 | 0 | 0 | 0 | 0 | 0 | 0 | 0 | 0 | 0 | 0 | 0 | 0 | 0 | 0 | 0 | 0 | 0 | 0 | 0 | 0
F4_Commercial_WA - Miscellaneous_New_Space Heating_Natural Gas_Furnace_A_Technical Potential | F4 | Commercial | WA - Miscellaneous | New | Space Heating | Natural Gas | Furnace | A | Standalone Impact on Baseline Energy (%) | Technical Potential | 0 | 0 | 0 | 0 | 0 | 0 | 0 | 0 | 0 | 0 | 0 | 0 | 0 | 0 | 0 | 0 | 0 | 0 | 0 | 0 | 0 | 0 | 0 | 0 | 0 | 0 | 0
F5_Commercial_WA - Miscellaneous_New_Space Heating_Natural Gas_Furnace_A_Technical Potential | F5 | Commercial | WA - Miscellaneous | New | Space Heating | Natural Gas | Furnace | A | Standalone Impact on Baseline Summer Peak (%) | Technical Potential | 0 | 0 | 0 | 0 | 0 | 0 | 0 | 0 | 0 | 0 | 0 | 0 | 0 | 0 | 0 | 0 | 0 | 0 | 0 | 0 | 0 | 0 | 0 | 0 | 0 | 0 | 0
F6_Commercial_WA - Miscellaneous_New_Space Heating_Natural Gas_Furnace_A_Technical Potential | F6 | Commercial | WA - Miscellaneous | New | Space Heating | Natural Gas | Furnace | A | Standalone Impact on Baseline Winter Peak (%) | Technical Potential | 0 | 0 | 0 | 0 | 0 | 0 | 0 | 0 | 0 | 0 | 0 | 0 | 0 | 0 | 0 | 0 | 0 | 0 | 0 | 0 | 0 | 0 | 0 | 0 | 0 | 0 | 0
F7_Commercial_WA - Miscellaneous_New_Space Heating_Natural Gas_Furnace_A_Technical Potential | F7 | Commercial | WA - Miscellaneous | New | Space Heating | Natural Gas | Furnace | A | Incremental Energy Savings (MWh or mTherms) | Technical Potential | 0 | 0 | 0 | 0 | 0 | 0 | 0 | 0 | 0 | 0 | 0 | 0 | 0 | 0 | 0 | 0 | 0 | 0 | 0 | 0 | 0 | 0 | 0 | 0 | 0 | 0 | 0
F8_Commercial_WA - Miscellaneous_New_Space Heating_Natural Gas_Furnace_A_Technical Potential | F8 | Commercial | WA - Miscellaneous | New | Space Heating | Natural Gas | Furnace | A | Incremental Summer Peak Savings (MW) | Technical Potential | 0 | 0 | 0 | 0 | 0 | 0 | 0 | 0 | 0 | 0 | 0 | 0 | 0 | 0 | 0 | 0 | 0 | 0 | 0 | 0 | 0 | 0 | 0 | 0 | 0 | 0 | 0
F9_Commercial_WA - Miscellaneous_New_Space Heating_Natural Gas_Furnace_A_Technical Potential | F9 | Commercial | WA - Miscellaneous | New | Space Heating | Natural Gas | Furnace | A | Incremental Winter Peak Savings (MW) | Technical Potential | 0 | 0 | 0 | 0 | 0 | 0 | 0 | 0 | 0 | 0 | 0 | 0 | 0 | 0 | 0 | 0 | 0 | 0 | 0 | 0 | 0 | 0 | 0 | 0 | 0 | 0 | 0
F10_Commercial_WA - Miscellaneous_New_Space Heating_Natural Gas_Furnace_A_Technical Potential | F10 | Commercial | WA - Miscellaneous | New | Space Heating | Natural Gas | Furnace | A | Cumulative Energy Savings (MWh or mTherms) | Technical Potential | 0 | 0 | 0 | 0 | 0 | 0 | 0 | 0 | 0 | 0 | 0 | 0 | 0 | 0 | 0 | 0 | 0 | 0 | 0 | 0 | 0 | 0 | 0 | 0 | 0 | 0 | 0
F11_Commercial_WA - Miscellaneous_New_Space Heating_Natural Gas_Furnace_A_Technical Potential | F11 | Commercial | WA - Miscellaneous | New | Space Heating | Natural Gas | Furnace | A | Cumulative Summer Peak Savings (MW) | Technical Potential | 0 | 0 | 0 | 0 | 0 | 0 | 0 | 0 | 0 | 0 | 0 | 0 | 0 | 0 | 0 | 0 | 0 | 0 | 0 | 0 | 0 | 0 | 0 | 0 | 0 | 0 | 0
F12_Commercial_WA - Miscellaneous_New_Space Heating_Natural Gas_Furnace_A_Technical Potential | F12 | Commercial | WA - Miscellaneous | New | Space Heating | Natural Gas | Furnace | A | Cumulative Winter Peak Savings (MW) | Technical Potential | 0 | 0 | 0 | 0 | 0 | 0 | 0 | 0 | 0 | 0 | 0 | 0 | 0 | 0 | 0 | 0 | 0 | 0 | 0 | 0 | 0 | 0 | 0 | 0 | 0 | 0 | 0
F13_Commercial_WA - Miscellaneous_New_Space Heating_Natural Gas_Furnace_A_Technical Potential | F13 | Commercial | WA - Miscellaneous | New | Space Heating | Natural Gas | Furnace | A | Purchases (Incremental) | Technical Potential | 0 | 0 | 0 | 0 | 0 | 0 | 0 | 0 | 0 | 0 | 0 | 0 | 0 | 0 | 0 | 0 | 0 | 0 | 0 | 0 | 0 | 0 | 0 | 0 | 0 | 0 | 0
F14_Commercial_WA - Miscellaneous_New_Space Heating_Natural Gas_Furnace_A_Technical Potential | F14 | Commercial | WA - Miscellaneous | New | Space Heating | Natural Gas | Furnace | A | Purchases (Cumulative) | Technical Potential | 0 | 0 | 0 | 0 | 0 | 0 | 0 | 0 | 0 | 0 | 0 | 0 | 0 | 0 | 0 | 0 | 0 | 0 | 0 | 0 | 0 | 0 | 0 | 0 | 0 | 0 | 0
F1_Commercial_WA - Miscellaneous_New_Space Heating_Natural Gas_Boiler_A_Technical Potential | F1 | Commercial | WA - Miscellaneous | New | Space Heating | Natural Gas | Boiler | A | Original Unit Energy Savings (kWh or therms) | Technical Potential | 0 | 0 | 0 | 0 | 0 | 0 | 0 | 0 | 0 | 0 | 0 | 0 | 0 | 0 | 0 | 0 | 0 | 0 | 0 | 0 | 0 | 0 | 0 | 0 | 0 | 0 | 0
F2_Commercial_WA - Miscellaneous_New_Space Heating_Natural Gas_Boiler_A_Technical Potential | F2 | Commercial | WA - Miscellaneous | New | Space Heating | Natural Gas | Boiler | A | Original Unit Summer Peak Savings (kW) | Technical Potential | 0 | 0 | 0 | 0 | 0 | 0 | 0 | 0 | 0 | 0 | 0 | 0 | 0 | 0 | 0 | 0 | 0 | 0 | 0 | 0 | 0 | 0 | 0 | 0 | 0 | 0 | 0
F3_Commercial_WA - Miscellaneous_New_Space Heating_Natural Gas_Boiler_A_Technical Potential | F3 | Commercial | WA - Miscellaneous | New | Space Heating | Natural Gas | Boiler | A | Original Unit Winter Peak Savings (kW) | Technical Potential | 0 | 0 | 0 | 0 | 0 | 0 | 0 | 0 | 0 | 0 | 0 | 0 | 0 | 0 | 0 | 0 | 0 | 0 | 0 | 0 | 0 | 0 | 0 | 0 | 0 | 0 | 0
F4_Commercial_WA - Miscellaneous_New_Space Heating_Natural Gas_Boiler_A_Technical Potential | F4 | Commercial | WA - Miscellaneous | New | Space Heating | Natural Gas | Boiler | A | Standalone Impact on Baseline Energy (%) | Technical Potential | 0 | 0 | 0 | 0 | 0 | 0 | 0 | 0 | 0 | 0 | 0 | 0 | 0 | 0 | 0 | 0 | 0 | 0 | 0 | 0 | 0 | 0 | 0 | 0 | 0 | 0 | 0
F5_Commercial_WA - Miscellaneous_New_Space Heating_Natural Gas_Boiler_A_Technical Potential | F5 | Commercial | WA - Miscellaneous | New | Space Heating | Natural Gas | Boiler | A | Standalone Impact on Baseline Summer Peak (%) | Technical Potential | 0 | 0 | 0 | 0 | 0 | 0 | 0 | 0 | 0 | 0 | 0 | 0 | 0 | 0 | 0 | 0 | 0 | 0 | 0 | 0 | 0 | 0 | 0 | 0 | 0 | 0 | 0
F6_Commercial_WA - Miscellaneous_New_Space Heating_Natural Gas_Boiler_A_Technical Potential | F6 | Commercial | WA - Miscellaneous | New | Space Heating | Natural Gas | Boiler | A | Standalone Impact on Baseline Winter Peak (%) | Technical Potential | 0 | 0 | 0 | 0 | 0 | 0 | 0 | 0 | 0 | 0 | 0 | 0 | 0 | 0 | 0 | 0 | 0 | 0 | 0 | 0 | 0 | 0 | 0 | 0 | 0 | 0 | 0
F7_Commercial_WA - Miscellaneous_New_Space Heating_Natural Gas_Boiler_A_Technical Potential | F7 | Commercial | WA - Miscellaneous | New | Space Heating | Natural Gas | Boiler | A | Incremental Energy Savings (MWh or mTherms) | Technical Potential | 0 | 0 | 0 | 0 | 0 | 0 | 0 | 0 | 0 | 0 | 0 | 0 | 0 | 0 | 0 | 0 | 0 | 0 | 0 | 0 | 0 | 0 | 0 | 0 | 0 | 0 | 0
F8_Commercial_WA - Miscellaneous_New_Space Heating_Natural Gas_Boiler_A_Technical Potential | F8 | Commercial | WA - Miscellaneous | New | Space Heating | Natural Gas | Boiler | A | Incremental Summer Peak Savings (MW) | Technical Potential | 0 | 0 | 0 | 0 | 0 | 0 | 0 | 0 | 0 | 0 | 0 | 0 | 0 | 0 | 0 | 0 | 0 | 0 | 0 | 0 | 0 | 0 | 0 | 0 | 0 | 0 | 0
F9_Commercial_WA - Miscellaneous_New_Space Heating_Natural Gas_Boiler_A_Technical Potential | F9 | Commercial | WA - Miscellaneous | New | Space Heating | Natural Gas | Boiler | A | Incremental Winter Peak Savings (MW) | Technical Potential | 0 | 0 | 0 | 0 | 0 | 0 | 0 | 0 | 0 | 0 | 0 | 0 | 0 | 0 | 0 | 0 | 0 | 0 | 0 | 0 | 0 | 0 | 0 | 0 | 0 | 0 | 0
F10_Commercial_WA - Miscellaneous_New_Space Heating_Natural Gas_Boiler_A_Technical Potential | F10 | Commercial | WA - Miscellaneous | New | Space Heating | Natural Gas | Boiler | A | Cumulative Energy Savings (MWh or mTherms) | Technical Potential | 0 | 0 | 0 | 0 | 0 | 0 | 0 | 0 | 0 | 0 | 0 | 0 | 0 | 0 | 0 | 0 | 0 | 0 | 0 | 0 | 0 | 0 | 0 | 0 | 0 | 0 | 0
F11_Commercial_WA - Miscellaneous_New_Space Heating_Natural Gas_Boiler_A_Technical Potential | F11 | Commercial | WA - Miscellaneous | New | Space Heating | Natural Gas | Boiler | A | Cumulative Summer Peak Savings (MW) | Technical Potential | 0 | 0 | 0 | 0 | 0 | 0 | 0 | 0 | 0 | 0 | 0 | 0 | 0 | 0 | 0 | 0 | 0 | 0 | 0 | 0 | 0 | 0 | 0 | 0 | 0 | 0 | 0
F12_Commercial_WA - Miscellaneous_New_Space Heating_Natural Gas_Boiler_A_Technical Potential | F12 | Commercial | WA - Miscellaneous | New | Space Heating | Natural Gas | Boiler | A | Cumulative Winter Peak Savings (MW) | Technical Potential | 0 | 0 | 0 | 0 | 0 | 0 | 0 | 0 | 0 | 0 | 0 | 0 | 0 | 0 | 0 | 0 | 0 | 0 | 0 | 0 | 0 | 0 | 0 | 0 | 0 | 0 | 0
F13_Commercial_WA - Miscellaneous_New_Space Heating_Natural Gas_Boiler_A_Technical Potential | F13 | Commercial | WA - Miscellaneous | New | Space Heating | Natural Gas | Boiler | A | Purchases (Incremental) | Technical Potential | 0 | 0 | 0 | 0 | 0 | 0 | 0 | 0 | 0 | 0 | 0 | 0 | 0 | 0 | 0 | 0 | 0 | 0 | 0 | 0 | 0 | 0 | 0 | 0 | 0 | 0 | 0
F14_Commercial_WA - Miscellaneous_New_Space Heating_Natural Gas_Boiler_A_Technical Potential | F14 | Commercial | WA - Miscellaneous | New | Space Heating | Natural Gas | Boiler | A | Purchases (Cumulative) | Technical Potential | 0 | 0 | 0 | 0 | 0 | 0 | 0 | 0 | 0 | 0 | 0 | 0 | 0 | 0 | 0 | 0 | 0 | 0 | 0 | 0 | 0 | 0 | 0 | 0 | 0 | 0 | 0
F1_Commercial_WA - Miscellaneous_New_Space Heating_Natural Gas_Unit Heater_A_Technical Potential | F1 | Commercial | WA - Miscellaneous | New | Space Heating | Natural Gas | Unit Heater | A | Original Unit Energy Savings (kWh or therms) | Technical Potential | 0 | 0 | 0 | 0 | 0 | 0 | 0 | 0 | 0 | 0 | 0 | 0 | 0 | 0 | 0 | 0 | 0 | 0 | 0 | 0 | 0 | 0 | 0 | 0 | 0 | 0 | 0
F2_Commercial_WA - Miscellaneous_New_Space Heating_Natural Gas_Unit Heater_A_Technical Potential | F2 | Commercial | WA - Miscellaneous | New | Space Heating | Natural Gas | Unit Heater | A | Original Unit Summer Peak Savings (kW) | Technical Potential | 0 | 0 | 0 | 0 | 0 | 0 | 0 | 0 | 0 | 0 | 0 | 0 | 0 | 0 | 0 | 0 | 0 | 0 | 0 | 0 | 0 | 0 | 0 | 0 | 0 | 0 | 0
F3_Commercial_WA - Miscellaneous_New_Space Heating_Natural Gas_Unit Heater_A_Technical Potential | F3 | Commercial | WA - Miscellaneous | New | Space Heating | Natural Gas | Unit Heater | A | Original Unit Winter Peak Savings (kW) | Technical Potential | 0 | 0 | 0 | 0 | 0 | 0 | 0 | 0 | 0 | 0 | 0 | 0 | 0 | 0 | 0 | 0 | 0 | 0 | 0 | 0 | 0 | 0 | 0 | 0 | 0 | 0 | 0
F4_Commercial_WA - Miscellaneous_New_Space Heating_Natural Gas_Unit Heater_A_Technical Potential | F4 | Commercial | WA - Miscellaneous | New | Space Heating | Natural Gas | Unit Heater | A | Standalone Impact on Baseline Energy (%) | Technical Potential | 0 | 0 | 0 | 0 | 0 | 0 | 0 | 0 | 0 | 0 | 0 | 0 | 0 | 0 | 0 | 0 | 0 | 0 | 0 | 0 | 0 | 0 | 0 | 0 | 0 | 0 | 0
F5_Commercial_WA - Miscellaneous_New_Space Heating_Natural Gas_Unit Heater_A_Technical Potential | F5 | Commercial | WA - Miscellaneous | New | Space Heating | Natural Gas | Unit Heater | A | Standalone Impact on Baseline Summer Peak (%) | Technical Potential | 0 | 0 | 0 | 0 | 0 | 0 | 0 | 0 | 0 | 0 | 0 | 0 | 0 | 0 | 0 | 0 | 0 | 0 | 0 | 0 | 0 | 0 | 0 | 0 | 0 | 0 | 0
F6_Commercial_WA - Miscellaneous_New_Space Heating_Natural Gas_Unit Heater_A_Technical Potential | F6 | Commercial | WA - Miscellaneous | New | Space Heating | Natural Gas | Unit Heater | A | Standalone Impact on Baseline Winter Peak (%) | Technical Potential | 0 | 0 | 0 | 0 | 0 | 0 | 0 | 0 | 0 | 0 | 0 | 0 | 0 | 0 | 0 | 0 | 0 | 0 | 0 | 0 | 0 | 0 | 0 | 0 | 0 | 0 | 0
F7_Commercial_WA - Miscellaneous_New_Space Heating_Natural Gas_Unit Heater_A_Technical Potential | F7 | Commercial | WA - Miscellaneous | New | Space Heating | Natural Gas | Unit Heater | A | Incremental Energy Savings (MWh or mTherms) | Technical Potential | 0 | 0 | 0 | 0 | 0 | 0 | 0 | 0 | 0 | 0 | 0 | 0 | 0 | 0 | 0 | 0 | 0 | 0 | 0 | 0 | 0 | 0 | 0 | 0 | 0 | 0 | 0
F8_Commercial_WA - Miscellaneous_New_Space Heating_Natural Gas_Unit Heater_A_Technical Potential | F8 | Commercial | WA - Miscellaneous | New | Space Heating | Natural Gas | Unit Heater | A | Incremental Summer Peak Savings (MW) | Technical Potential | 0 | 0 | 0 | 0 | 0 | 0 | 0 | 0 | 0 | 0 | 0 | 0 | 0 | 0 | 0 | 0 | 0 | 0 | 0 | 0 | 0 | 0 | 0 | 0 | 0 | 0 | 0
F9_Commercial_WA - Miscellaneous_New_Space Heating_Natural Gas_Unit Heater_A_Technical Potential | F9 | Commercial | WA - Miscellaneous | New | Space Heating | Natural Gas | Unit Heater | A | Incremental Winter Peak Savings (MW) | Technical Potential | 0 | 0 | 0 | 0 | 0 | 0 | 0 | 0 | 0 | 0 | 0 | 0 | 0 | 0 | 0 | 0 | 0 | 0 | 0 | 0 | 0 | 0 | 0 | 0 | 0 | 0 | 0
F10_Commercial_WA - Miscellaneous_New_Space Heating_Natural Gas_Unit Heater_A_Technical Potential | F10 | Commercial | WA - Miscellaneous | New | Space Heating | Natural Gas | Unit Heater | A | Cumulative Energy Savings (MWh or mTherms) | Technical Potential | 0 | 0 | 0 | 0 | 0 | 0 | 0 | 0 | 0 | 0 | 0 | 0 | 0 | 0 | 0 | 0 | 0 | 0 | 0 | 0 | 0 | 0 | 0 | 0 | 0 | 0 | 0
F11_Commercial_WA - Miscellaneous_New_Space Heating_Natural Gas_Unit Heater_A_Technical Potential | F11 | Commercial | WA - Miscellaneous | New | Space Heating | Natural Gas | Unit Heater | A | Cumulative Summer Peak Savings (MW) | Technical Potential | 0 | 0 | 0 | 0 | 0 | 0 | 0 | 0 | 0 | 0 | 0 | 0 | 0 | 0 | 0 | 0 | 0 | 0 | 0 | 0 | 0 | 0 | 0 | 0 | 0 | 0 | 0
F12_Commercial_WA - Miscellaneous_New_Space Heating_Natural Gas_Unit Heater_A_Technical Potential | F12 | Commercial | WA - Miscellaneous | New | Space Heating | Natural Gas | Unit Heater | A | Cumulative Winter Peak Savings (MW) | Technical Potential | 0 | 0 | 0 | 0 | 0 | 0 | 0 | 0 | 0 | 0 | 0 | 0 | 0 | 0 | 0 | 0 | 0 | 0 | 0 | 0 | 0 | 0 | 0 | 0 | 0 | 0 | 0
F13_Commercial_WA - Miscellaneous_New_Space Heating_Natural Gas_Unit Heater_A_Technical Potential | F13 | Commercial | WA - Miscellaneous | New | Space Heating | Natural Gas | Unit Heater | A | Purchases (Incremental) | Technical Potential | 0 | 0 | 0 | 0 | 0 | 0 | 0 | 0 | 0 | 0 | 0 | 0 | 0 | 0 | 0 | 0 | 0 | 0 | 0 | 0 | 0 | 0 | 0 | 0 | 0 | 0 | 0
F14_Commercial_WA - Miscellaneous_New_Space Heating_Natural Gas_Unit Heater_A_Technical Potential | F14 | Commercial | WA - Miscellaneous | New | Space Heating | Natural Gas | Unit Heater | A | Purchases (Cumulative) | Technical Potential | 0 | 0 | 0 | 0 | 0 | 0 | 0 | 0 | 0 | 0 | 0 | 0 | 0 | 0 | 0 | 0 | 0 | 0 | 0 | 0 | 0 | 0 | 0 | 0 | 0 | 0 | 0
F1_Commercial_WA - Miscellaneous_New_Water Heating_Natural Gas_Water Heater_A_Technical Potential | F1 | Commercial | WA - Miscellaneous | New | Water Heating | Natural Gas | Water Heater | A | Original Unit Energy Savings (kWh or therms) | Technical Potential | 0 | 0 | 0 | 0 | 0 | 0 | 0 | 0 | 0 | 0 | 0 | 0 | 0 | 0 | 0 | 0 | 0 | 0 | 0 | 0 | 0 | 0 | 0 | 0 | 0 | 0 | 0
F2_Commercial_WA - Miscellaneous_New_Water Heating_Natural Gas_Water Heater_A_Technical Potential | F2 | Commercial | WA - Miscellaneous | New | Water Heating | Natural Gas | Water Heater | A | Original Unit Summer Peak Savings (kW) | Technical Potential | 0 | 0 | 0 | 0 | 0 | 0 | 0 | 0 | 0 | 0 | 0 | 0 | 0 | 0 | 0 | 0 | 0 | 0 | 0 | 0 | 0 | 0 | 0 | 0 | 0 | 0 | 0
F3_Commercial_WA - Miscellaneous_New_Water Heating_Natural Gas_Water Heater_A_Technical Potential | F3 | Commercial | WA - Miscellaneous | New | Water Heating | Natural Gas | Water Heater | A | Original Unit Winter Peak Savings (kW) | Technical Potential | 0 | 0 | 0 | 0 | 0 | 0 | 0 | 0 | 0 | 0 | 0 | 0 | 0 | 0 | 0 | 0 | 0 | 0 | 0 | 0 | 0 | 0 | 0 | 0 | 0 | 0 | 0
F4_Commercial_WA - Miscellaneous_New_Water Heating_Natural Gas_Water Heater_A_Technical Potential | F4 | Commercial | WA - Miscellaneous | New | Water Heating | Natural Gas | Water Heater | A | Standalone Impact on Baseline Energy (%) | Technical Potential | 0 | 0 | 0 | 0 | 0 | 0 | 0 | 0 | 0 | 0 | 0 | 0 | 0 | 0 | 0 | 0 | 0 | 0 | 0 | 0 | 0 | 0 | 0 | 0 | 0 | 0 | 0
F5_Commercial_WA - Miscellaneous_New_Water Heating_Natural Gas_Water Heater_A_Technical Potential | F5 | Commercial | WA - Miscellaneous | New | Water Heating | Natural Gas | Water Heater | A | Standalone Impact on Baseline Summer Peak (%) | Technical Potential | 0 | 0 | 0 | 0 | 0 | 0 | 0 | 0 | 0 | 0 | 0 | 0 | 0 | 0 | 0 | 0 | 0 | 0 | 0 | 0 | 0 | 0 | 0 | 0 | 0 | 0 | 0
F6_Commercial_WA - Miscellaneous_New_Water Heating_Natural Gas_Water Heater_A_Technical Potential | F6 | Commercial | WA - Miscellaneous | New | Water Heating | Natural Gas | Water Heater | A | Standalone Impact on Baseline Winter Peak (%) | Technical Potential | 0 | 0 | 0 | 0 | 0 | 0 | 0 | 0 | 0 | 0 | 0 | 0 | 0 | 0 | 0 | 0 | 0 | 0 | 0 | 0 | 0 | 0 | 0 | 0 | 0 | 0 | 0
F7_Commercial_WA - Miscellaneous_New_Water Heating_Natural Gas_Water Heater_A_Technical Potential | F7 | Commercial | WA - Miscellaneous | New | Water Heating | Natural Gas | Water Heater | A | Incremental Energy Savings (MWh or mTherms) | Technical Potential | 0 | 0 | 0 | 0 | 0 | 0 | 0 | 0 | 0 | 0 | 0 | 0 | 0 | 0 | 0 | 0 | 0 | 0 | 0 | 0 | 0 | 0 | 0 | 0 | 0 | 0 | 0
F8_Commercial_WA - Miscellaneous_New_Water Heating_Natural Gas_Water Heater_A_Technical Potential | F8 | Commercial | WA - Miscellaneous | New | Water Heating | Natural Gas | Water Heater | A | Incremental Summer Peak Savings (MW) | Technical Potential | 0 | 0 | 0 | 0 | 0 | 0 | 0 | 0 | 0 | 0 | 0 | 0 | 0 | 0 | 0 | 0 | 0 | 0 | 0 | 0 | 0 | 0 | 0 | 0 | 0 | 0 | 0
F9_Commercial_WA - Miscellaneous_New_Water Heating_Natural Gas_Water Heater_A_Technical Potential | F9 | Commercial | WA - Miscellaneous | New | Water Heating | Natural Gas | Water Heater | A | Incremental Winter Peak Savings (MW) | Technical Potential | 0 | 0 | 0 | 0 | 0 | 0 | 0 | 0 | 0 | 0 | 0 | 0 | 0 | 0 | 0 | 0 | 0 | 0 | 0 | 0 | 0 | 0 | 0 | 0 | 0 | 0 | 0
F10_Commercial_WA - Miscellaneous_New_Water Heating_Natural Gas_Water Heater_A_Technical Potential | F10 | Commercial | WA - Miscellaneous | New | Water Heating | Natural Gas | Water Heater | A | Cumulative Energy Savings (MWh or mTherms) | Technical Potential | 0 | 0 | 0 | 0 | 0 | 0 | 0 | 0 | 0 | 0 | 0 | 0 | 0 | 0 | 0 | 0 | 0 | 0 | 0 | 0 | 0 | 0 | 0 | 0 | 0 | 0 | 0
F11_Commercial_WA - Miscellaneous_New_Water Heating_Natural Gas_Water Heater_A_Technical Potential | F11 | Commercial | WA - Miscellaneous | New | Water Heating | Natural Gas | Water Heater | A | Cumulative Summer Peak Savings (MW) | Technical Potential | 0 | 0 | 0 | 0 | 0 | 0 | 0 | 0 | 0 | 0 | 0 | 0 | 0 | 0 | 0 | 0 | 0 | 0 | 0 | 0 | 0 | 0 | 0 | 0 | 0 | 0 | 0
F12_Commercial_WA - Miscellaneous_New_Water Heating_Natural Gas_Water Heater_A_Technical Potential | F12 | Commercial | WA - Miscellaneous | New | Water Heating | Natural Gas | Water Heater | A | Cumulative Winter Peak Savings (MW) | Technical Potential | 0 | 0 | 0 | 0 | 0 | 0 | 0 | 0 | 0 | 0 | 0 | 0 | 0 | 0 | 0 | 0 | 0 | 0 | 0 | 0 | 0 | 0 | 0 | 0 | 0 | 0 | 0
F13_Commercial_WA - Miscellaneous_New_Water Heating_Natural Gas_Water Heater_A_Technical Potential | F13 | Commercial | WA - Miscellaneous | New | Water Heating | Natural Gas | Water Heater | A | Purchases (Incremental) | Technical Potential | 0 | 0 | 0 | 0 | 0 | 0 | 0 | 0 | 0 | 0 | 0 | 0 | 0 | 0 | 0 | 0 | 0 | 0 | 0 | 0 | 0 | 0 | 0 | 0 | 0 | 0 | 0
F14_Commercial_WA - Miscellaneous_New_Water Heating_Natural Gas_Water Heater_A_Technical Potential | F14 | Commercial | WA - Miscellaneous | New | Water Heating | Natural Gas | Water Heater | A | Purchases (Cumulative) | Technical Potential | 0 | 0 | 0 | 0 | 0 | 0 | 0 | 0 | 0 | 0 | 0 | 0 | 0 | 0 | 0 | 0 | 0 | 0 | 0 | 0 | 0 | 0 | 0 | 0 | 0 | 0 | 0
F1_Commercial_WA - Miscellaneous_New_Food Preparation_Natural Gas_Oven_A_Technical Potential | F1 | Commercial | WA - Miscellaneous | New | Food Preparation | Natural Gas | Oven | A | Original Unit Energy Savings (kWh or therms) | Technical Potential | 0 | 0 | 0 | 0 | 0 | 0 | 0 | 0 | 0 | 0 | 0 | 0 | 0 | 0 | 0 | 0 | 0 | 0 | 0 | 0 | 0 | 0 | 0 | 0 | 0 | 0 | 0
F2_Commercial_WA - Miscellaneous_New_Food Preparation_Natural Gas_Oven_A_Technical Potential | F2 | Commercial | WA - Miscellaneous | New | Food Preparation | Natural Gas | Oven | A | Original Unit Summer Peak Savings (kW) | Technical Potential | 0 | 0 | 0 | 0 | 0 | 0 | 0 | 0 | 0 | 0 | 0 | 0 | 0 | 0 | 0 | 0 | 0 | 0 | 0 | 0 | 0 | 0 | 0 | 0 | 0 | 0 | 0
F3_Commercial_WA - Miscellaneous_New_Food Preparation_Natural Gas_Oven_A_Technical Potential | F3 | Commercial | WA - Miscellaneous | New | Food Preparation | Natural Gas | Oven | A | Original Unit Winter Peak Savings (kW) | Technical Potential | 0 | 0 | 0 | 0 | 0 | 0 | 0 | 0 | 0 | 0 | 0 | 0 | 0 | 0 | 0 | 0 | 0 | 0 | 0 | 0 | 0 | 0 | 0 | 0 | 0 | 0 | 0
F4_Commercial_WA - Miscellaneous_New_Food Preparation_Natural Gas_Oven_A_Technical Potential | F4 | Commercial | WA - Miscellaneous | New | Food Preparation | Natural Gas | Oven | A | Standalone Impact on Baseline Energy (%) | Technical Potential | 0 | 0 | 0 | 0 | 0 | 0 | 0 | 0 | 0 | 0 | 0 | 0 | 0 | 0 | 0 | 0 | 0 | 0 | 0 | 0 | 0 | 0 | 0 | 0 | 0 | 0 | 0
F5_Commercial_WA - Miscellaneous_New_Food Preparation_Natural Gas_Oven_A_Technical Potential | F5 | Commercial | WA - Miscellaneous | New | Food Preparation | Natural Gas | Oven | A | Standalone Impact on Baseline Summer Peak (%) | Technical Potential | 0 | 0 | 0 | 0 | 0 | 0 | 0 | 0 | 0 | 0 | 0 | 0 | 0 | 0 | 0 | 0 | 0 | 0 | 0 | 0 | 0 | 0 | 0 | 0 | 0 | 0 | 0
F6_Commercial_WA - Miscellaneous_New_Food Preparation_Natural Gas_Oven_A_Technical Potential | F6 | Commercial | WA - Miscellaneous | New | Food Preparation | Natural Gas | Oven | A | Standalone Impact on Baseline Winter Peak (%) | Technical Potential | 0 | 0 | 0 | 0 | 0 | 0 | 0 | 0 | 0 | 0 | 0 | 0 | 0 | 0 | 0 | 0 | 0 | 0 | 0 | 0 | 0 | 0 | 0 | 0 | 0 | 0 | 0
F7_Commercial_WA - Miscellaneous_New_Food Preparation_Natural Gas_Oven_A_Technical Potential | F7 | Commercial | WA - Miscellaneous | New | Food Preparation | Natural Gas | Oven | A | Incremental Energy Savings (MWh or mTherms) | Technical Potential | 0 | 0 | 0 | 0 | 0 | 0 | 0 | 0 | 0 | 0 | 0 | 0 | 0 | 0 | 0 | 0 | 0 | 0 | 0 | 0 | 0 | 0 | 0 | 0 | 0 | 0 | 0
F8_Commercial_WA - Miscellaneous_New_Food Preparation_Natural Gas_Oven_A_Technical Potential | F8 | Commercial | WA - Miscellaneous | New | Food Preparation | Natural Gas | Oven | A | Incremental Summer Peak Savings (MW) | Technical Potential | 0 | 0 | 0 | 0 | 0 | 0 | 0 | 0 | 0 | 0 | 0 | 0 | 0 | 0 | 0 | 0 | 0 | 0 | 0 | 0 | 0 | 0 | 0 | 0 | 0 | 0 | 0
F9_Commercial_WA - Miscellaneous_New_Food Preparation_Natural Gas_Oven_A_Technical Potential | F9 | Commercial | WA - Miscellaneous | New | Food Preparation | Natural Gas | Oven | A | Incremental Winter Peak Savings (MW) | Technical Potential | 0 | 0 | 0 | 0 | 0 | 0 | 0 | 0 | 0 | 0 | 0 | 0 | 0 | 0 | 0 | 0 | 0 | 0 | 0 | 0 | 0 | 0 | 0 | 0 | 0 | 0 | 0
F10_Commercial_WA - Miscellaneous_New_Food Preparation_Natural Gas_Oven_A_Technical Potential | F10 | Commercial | WA - Miscellaneous | New | Food Preparation | Natural Gas | Oven | A | Cumulative Energy Savings (MWh or mTherms) | Technical Potential | 0 | 0 | 0 | 0 | 0 | 0 | 0 | 0 | 0 | 0 | 0 | 0 | 0 | 0 | 0 | 0 | 0 | 0 | 0 | 0 | 0 | 0 | 0 | 0 | 0 | 0 | 0
F11_Commercial_WA - Miscellaneous_New_Food Preparation_Natural Gas_Oven_A_Technical Potential | F11 | Commercial | WA - Miscellaneous | New | Food Preparation | Natural Gas | Oven | A | Cumulative Summer Peak Savings (MW) | Technical Potential | 0 | 0 | 0 | 0 | 0 | 0 | 0 | 0 | 0 | 0 | 0 | 0 | 0 | 0 | 0 | 0 | 0 | 0 | 0 | 0 | 0 | 0 | 0 | 0 | 0 | 0 | 0
F12_Commercial_WA - Miscellaneous_New_Food Preparation_Natural Gas_Oven_A_Technical Potential | F12 | Commercial | WA - Miscellaneous | New | Food Preparation | Natural Gas | Oven | A | Cumulative Winter Peak Savings (MW) | Technical Potential | 0 | 0 | 0 | 0 | 0 | 0 | 0 | 0 | 0 | 0 | 0 | 0 | 0 | 0 | 0 | 0 | 0 | 0 | 0 | 0 | 0 | 0 | 0 | 0 | 0 | 0 | 0
F13_Commercial_WA - Miscellaneous_New_Food Preparation_Natural Gas_Oven_A_Technical Potential | F13 | Commercial | WA - Miscellaneous | New | Food Preparation | Natural Gas | Oven | A | Purchases (Incremental) | Technical Potential | 0 | 0 | 0 | 0 | 0 | 0 | 0 | 0 | 0 | 0 | 0 | 0 | 0 | 0 | 0 | 0 | 0 | 0 | 0 | 0 | 0 | 0 | 0 | 0 | 0 | 0 | 0
F14_Commercial_WA - Miscellaneous_New_Food Preparation_Natural Gas_Oven_A_Technical Potential | F14 | Commercial | WA - Miscellaneous | New | Food Preparation | Natural Gas | Oven | A | Purchases (Cumulative) | Technical Potential | 0 | 0 | 0 | 0 | 0 | 0 | 0 | 0 | 0 | 0 | 0 | 0 | 0 | 0 | 0 | 0 | 0 | 0 | 0 | 0 | 0 | 0 | 0 | 0 | 0 | 0 | 0
F1_Commercial_WA - Miscellaneous_New_Food Preparation_Natural Gas_Conveyor Oven_A_Technical Potential | F1 | Commercial | WA - Miscellaneous | New | Food Preparation | Natural Gas | Conveyor Oven | A | Original Unit Energy Savings (kWh or therms) | Technical Potential | 0 | 0 | 0 | 0 | 0 | 0 | 0 | 0 | 0 | 0 | 0 | 0 | 0 | 0 | 0 | 0 | 0 | 0 | 0 | 0 | 0 | 0 | 0 | 0 | 0 | 0 | 0
F2_Commercial_WA - Miscellaneous_New_Food Preparation_Natural Gas_Conveyor Oven_A_Technical Potential | F2 | Commercial | WA - Miscellaneous | New | Food Preparation | Natural Gas | Conveyor Oven | A | Original Unit Summer Peak Savings (kW) | Technical Potential | 0 | 0 | 0 | 0 | 0 | 0 | 0 | 0 | 0 | 0 | 0 | 0 | 0 | 0 | 0 | 0 | 0 | 0 | 0 | 0 | 0 | 0 | 0 | 0 | 0 | 0 | 0
F3_Commercial_WA - Miscellaneous_New_Food Preparation_Natural Gas_Conveyor Oven_A_Technical Potential | F3 | Commercial | WA - Miscellaneous | New | Food Preparation | Natural Gas | Conveyor Oven | A | Original Unit Winter Peak Savings (kW) | Technical Potential | 0 | 0 | 0 | 0 | 0 | 0 | 0 | 0 | 0 | 0 | 0 | 0 | 0 | 0 | 0 | 0 | 0 | 0 | 0 | 0 | 0 | 0 | 0 | 0 | 0 | 0 | 0
F4_Commercial_WA - Miscellaneous_New_Food Preparation_Natural Gas_Conveyor Oven_A_Technical Potential | F4 | Commercial | WA - Miscellaneous | New | Food Preparation | Natural Gas | Conveyor Oven | A | Standalone Impact on Baseline Energy (%) | Technical Potential | 0 | 0 | 0 | 0 | 0 | 0 | 0 | 0 | 0 | 0 | 0 | 0 | 0 | 0 | 0 | 0 | 0 | 0 | 0 | 0 | 0 | 0 | 0 | 0 | 0 | 0 | 0
F5_Commercial_WA - Miscellaneous_New_Food Preparation_Natural Gas_Conveyor Oven_A_Technical Potential | F5 | Commercial | WA - Miscellaneous | New | Food Preparation | Natural Gas | Conveyor Oven | A | Standalone Impact on Baseline Summer Peak (%) | Technical Potential | 0 | 0 | 0 | 0 | 0 | 0 | 0 | 0 | 0 | 0 | 0 | 0 | 0 | 0 | 0 | 0 | 0 | 0 | 0 | 0 | 0 | 0 | 0 | 0 | 0 | 0 | 0
F6_Commercial_WA - Miscellaneous_New_Food Preparation_Natural Gas_Conveyor Oven_A_Technical Potential | F6 | Commercial | WA - Miscellaneous | New | Food Preparation | Natural Gas | Conveyor Oven | A | Standalone Impact on Baseline Winter Peak (%) | Technical Potential | 0 | 0 | 0 | 0 | 0 | 0 | 0 | 0 | 0 | 0 | 0 | 0 | 0 | 0 | 0 | 0 | 0 | 0 | 0 | 0 | 0 | 0 | 0 | 0 | 0 | 0 | 0
F7_Commercial_WA - Miscellaneous_New_Food Preparation_Natural Gas_Conveyor Oven_A_Technical Potential | F7 | Commercial | WA - Miscellaneous | New | Food Preparation | Natural Gas | Conveyor Oven | A | Incremental Energy Savings (MWh or mTherms) | Technical Potential | 0 | 0 | 0 | 0 | 0 | 0 | 0 | 0 | 0 | 0 | 0 | 0 | 0 | 0 | 0 | 0 | 0 | 0 | 0 | 0 | 0 | 0 | 0 | 0 | 0 | 0 | 0
F8_Commercial_WA - Miscellaneous_New_Food Preparation_Natural Gas_Conveyor Oven_A_Technical Potential | F8 | Commercial | WA - Miscellaneous | New | Food Preparation | Natural Gas | Conveyor Oven | A | Incremental Summer Peak Savings (MW) | Technical Potential | 0 | 0 | 0 | 0 | 0 | 0 | 0 | 0 | 0 | 0 | 0 | 0 | 0 | 0 | 0 | 0 | 0 | 0 | 0 | 0 | 0 | 0 | 0 | 0 | 0 | 0 | 0
F9_Commercial_WA - Miscellaneous_New_Food Preparation_Natural Gas_Conveyor Oven_A_Technical Potential | F9 | Commercial | WA - Miscellaneous | New | Food Preparation | Natural Gas | Conveyor Oven | A | Incremental Winter Peak Savings (MW) | Technical Potential | 0 | 0 | 0 | 0 | 0 | 0 | 0 | 0 | 0 | 0 | 0 | 0 | 0 | 0 | 0 | 0 | 0 | 0 | 0 | 0 | 0 | 0 | 0 | 0 | 0 | 0 | 0
F10_Commercial_WA - Miscellaneous_New_Food Preparation_Natural Gas_Conveyor Oven_A_Technical Potential | F10 | Commercial | WA - Miscellaneous | New | Food Preparation | Natural Gas | Conveyor Oven | A | Cumulative Energy Savings (MWh or mTherms) | Technical Potential | 0 | 0 | 0 | 0 | 0 | 0 | 0 | 0 | 0 | 0 | 0 | 0 | 0 | 0 | 0 | 0 | 0 | 0 | 0 | 0 | 0 | 0 | 0 | 0 | 0 | 0 | 0
F11_Commercial_WA - Miscellaneous_New_Food Preparation_Natural Gas_Conveyor Oven_A_Technical Potential | F11 | Commercial | WA - Miscellaneous | New | Food Preparation | Natural Gas | Conveyor Oven | A | Cumulative Summer Peak Savings (MW) | Technical Potential | 0 | 0 | 0 | 0 | 0 | 0 | 0 | 0 | 0 | 0 | 0 | 0 | 0 | 0 | 0 | 0 | 0 | 0 | 0 | 0 | 0 | 0 | 0 | 0 | 0 | 0 | 0
F12_Commercial_WA - Miscellaneous_New_Food Preparation_Natural Gas_Conveyor Oven_A_Technical Potential | F12 | Commercial | WA - Miscellaneous | New | Food Preparation | Natural Gas | Conveyor Oven | A | Cumulative Winter Peak Savings (MW) | Technical Potential | 0 | 0 | 0 | 0 | 0 | 0 | 0 | 0 | 0 | 0 | 0 | 0 | 0 | 0 | 0 | 0 | 0 | 0 | 0 | 0 | 0 | 0 | 0 | 0 | 0 | 0 | 0
F13_Commercial_WA - Miscellaneous_New_Food Preparation_Natural Gas_Conveyor Oven_A_Technical Potential | F13 | Commercial | WA - Miscellaneous | New | Food Preparation | Natural Gas | Conveyor Oven | A | Purchases (Incremental) | Technical Potential | 0 | 0 | 0 | 0 | 0 | 0 | 0 | 0 | 0 | 0 | 0 | 0 | 0 | 0 | 0 | 0 | 0 | 0 | 0 | 0 | 0 | 0 | 0 | 0 | 0 | 0 | 0
F14_Commercial_WA - Miscellaneous_New_Food Preparation_Natural Gas_Conveyor Oven_A_Technical Potential | F14 | Commercial | WA - Miscellaneous | New | Food Preparation | Natural Gas | Conveyor Oven | A | Purchases (Cumulative) | Technical Potential | 0 | 0 | 0 | 0 | 0 | 0 | 0 | 0 | 0 | 0 | 0 | 0 | 0 | 0 | 0 | 0 | 0 | 0 | 0 | 0 | 0 | 0 | 0 | 0 | 0 | 0 | 0
F1_Commercial_WA - Miscellaneous_New_Food Preparation_Natural Gas_Double Rack Oven_A_Technical Potential | F1 | Commercial | WA - Miscellaneous | New | Food Preparation | Natural Gas | Double Rack Oven | A | Original Unit Energy Savings (kWh or therms) | Technical Potential | 0 | 0 | 0 | 0 | 0 | 0 | 0 | 0 | 0 | 0 | 0 | 0 | 0 | 0 | 0 | 0 | 0 | 0 | 0 | 0 | 0 | 0 | 0 | 0 | 0 | 0 | 0
F2_Commercial_WA - Miscellaneous_New_Food Preparation_Natural Gas_Double Rack Oven_A_Technical Potential | F2 | Commercial | WA - Miscellaneous | New | Food Preparation | Natural Gas | Double Rack Oven | A | Original Unit Summer Peak Savings (kW) | Technical Potential | 0 | 0 | 0 | 0 | 0 | 0 | 0 | 0 | 0 | 0 | 0 | 0 | 0 | 0 | 0 | 0 | 0 | 0 | 0 | 0 | 0 | 0 | 0 | 0 | 0 | 0 | 0
F3_Commercial_WA - Miscellaneous_New_Food Preparation_Natural Gas_Double Rack Oven_A_Technical Potential | F3 | Commercial | WA - Miscellaneous | New | Food Preparation | Natural Gas | Double Rack Oven | A | Original Unit Winter Peak Savings (kW) | Technical Potential | 0 | 0 | 0 | 0 | 0 | 0 | 0 | 0 | 0 | 0 | 0 | 0 | 0 | 0 | 0 | 0 | 0 | 0 | 0 | 0 | 0 | 0 | 0 | 0 | 0 | 0 | 0
F4_Commercial_WA - Miscellaneous_New_Food Preparation_Natural Gas_Double Rack Oven_A_Technical Potential | F4 | Commercial | WA - Miscellaneous | New | Food Preparation | Natural Gas | Double Rack Oven | A | Standalone Impact on Baseline Energy (%) | Technical Potential | 0 | 0 | 0 | 0 | 0 | 0 | 0 | 0 | 0 | 0 | 0 | 0 | 0 | 0 | 0 | 0 | 0 | 0 | 0 | 0 | 0 | 0 | 0 | 0 | 0 | 0 | 0
F5_Commercial_WA - Miscellaneous_New_Food Preparation_Natural Gas_Double Rack Oven_A_Technical Potential | F5 | Commercial | WA - Miscellaneous | New | Food Preparation | Natural Gas | Double Rack Oven | A | Standalone Impact on Baseline Summer Peak (%) | Technical Potential | 0 | 0 | 0 | 0 | 0 | 0 | 0 | 0 | 0 | 0 | 0 | 0 | 0 | 0 | 0 | 0 | 0 | 0 | 0 | 0 | 0 | 0 | 0 | 0 | 0 | 0 | 0
F6_Commercial_WA - Miscellaneous_New_Food Preparation_Natural Gas_Double Rack Oven_A_Technical Potential | F6 | Commercial | WA - Miscellaneous | New | Food Preparation | Natural Gas | Double Rack Oven | A | Standalone Impact on Baseline Winter Peak (%) | Technical Potential | 0 | 0 | 0 | 0 | 0 | 0 | 0 | 0 | 0 | 0 | 0 | 0 | 0 | 0 | 0 | 0 | 0 | 0 | 0 | 0 | 0 | 0 | 0 | 0 | 0 | 0 | 0
F7_Commercial_WA - Miscellaneous_New_Food Preparation_Natural Gas_Double Rack Oven_A_Technical Potential | F7 | Commercial | WA - Miscellaneous | New | Food Preparation | Natural Gas | Double Rack Oven | A | Incremental Energy Savings (MWh or mTherms) | Technical Potential | 0 | 0 | 0 | 0 | 0 | 0 | 0 | 0 | 0 | 0 | 0 | 0 | 0 | 0 | 0 | 0 | 0 | 0 | 0 | 0 | 0 | 0 | 0 | 0 | 0 | 0 | 0
F8_Commercial_WA - Miscellaneous_New_Food Preparation_Natural Gas_Double Rack Oven_A_Technical Potential | F8 | Commercial | WA - Miscellaneous | New | Food Preparation | Natural Gas | Double Rack Oven | A | Incremental Summer Peak Savings (MW) | Technical Potential | 0 | 0 | 0 | 0 | 0 | 0 | 0 | 0 | 0 | 0 | 0 | 0 | 0 | 0 | 0 | 0 | 0 | 0 | 0 | 0 | 0 | 0 | 0 | 0 | 0 | 0 | 0
F9_Commercial_WA - Miscellaneous_New_Food Preparation_Natural Gas_Double Rack Oven_A_Technical Potential | F9 | Commercial | WA - Miscellaneous | New | Food Preparation | Natural Gas | Double Rack Oven | A | Incremental Winter Peak Savings (MW) | Technical Potential | 0 | 0 | 0 | 0 | 0 | 0 | 0 | 0 | 0 | 0 | 0 | 0 | 0 | 0 | 0 | 0 | 0 | 0 | 0 | 0 | 0 | 0 | 0 | 0 | 0 | 0 | 0
F10_Commercial_WA - Miscellaneous_New_Food Preparation_Natural Gas_Double Rack Oven_A_Technical Potential | F10 | Commercial | WA - Miscellaneous | New | Food Preparation | Natural Gas | Double Rack Oven | A | Cumulative Energy Savings (MWh or mTherms) | Technical Potential | 0 | 0 | 0 | 0 | 0 | 0 | 0 | 0 | 0 | 0 | 0 | 0 | 0 | 0 | 0 | 0 | 0 | 0 | 0 | 0 | 0 | 0 | 0 | 0 | 0 | 0 | 0
F11_Commercial_WA - Miscellaneous_New_Food Preparation_Natural Gas_Double Rack Oven_A_Technical Potential | F11 | Commercial | WA - Miscellaneous | New | Food Preparation | Natural Gas | Double Rack Oven | A | Cumulative Summer Peak Savings (MW) | Technical Potential | 0 | 0 | 0 | 0 | 0 | 0 | 0 | 0 | 0 | 0 | 0 | 0 | 0 | 0 | 0 | 0 | 0 | 0 | 0 | 0 | 0 | 0 | 0 | 0 | 0 | 0 | 0
F12_Commercial_WA - Miscellaneous_New_Food Preparation_Natural Gas_Double Rack Oven_A_Technical Potential | F12 | Commercial | WA - Miscellaneous | New | Food Preparation | Natural Gas | Double Rack Oven | A | Cumulative Winter Peak Savings (MW) | Technical Potential | 0 | 0 | 0 | 0 | 0 | 0 | 0 | 0 | 0 | 0 | 0 | 0 | 0 | 0 | 0 | 0 | 0 | 0 | 0 | 0 | 0 | 0 | 0 | 0 | 0 | 0 | 0
F13_Commercial_WA - Miscellaneous_New_Food Preparation_Natural Gas_Double Rack Oven_A_Technical Potential | F13 | Commercial | WA - Miscellaneous | New | Food Preparation | Natural Gas | Double Rack Oven | A | Purchases (Incremental) | Technical Potential | 0 | 0 | 0 | 0 | 0 | 0 | 0 | 0 | 0 | 0 | 0 | 0 | 0 | 0 | 0 | 0 | 0 | 0 | 0 | 0 | 0 | 0 | 0 | 0 | 0 | 0 | 0
F14_Commercial_WA - Miscellaneous_New_Food Preparation_Natural Gas_Double Rack Oven_A_Technical Potential | F14 | Commercial | WA - Miscellaneous | New | Food Preparation | Natural Gas | Double Rack Oven | A | Purchases (Cumulative) | Technical Potential | 0 | 0 | 0 | 0 | 0 | 0 | 0 | 0 | 0 | 0 | 0 | 0 | 0 | 0 | 0 | 0 | 0 | 0 | 0 | 0 | 0 | 0 | 0 | 0 | 0 | 0 | 0
F1_Commercial_WA - Miscellaneous_New_Food Preparation_Natural Gas_Fryer_A_Technical Potential | F1 | Commercial | WA - Miscellaneous | New | Food Preparation | Natural Gas | Fryer | A | Original Unit Energy Savings (kWh or therms) | Technical Potential | 0 | 0 | 0 | 0 | 0 | 0 | 0 | 0 | 0 | 0 | 0 | 0 | 0 | 0 | 0 | 0 | 0 | 0 | 0 | 0 | 0 | 0 | 0 | 0 | 0 | 0 | 0
F2_Commercial_WA - Miscellaneous_New_Food Preparation_Natural Gas_Fryer_A_Technical Potential | F2 | Commercial | WA - Miscellaneous | New | Food Preparation | Natural Gas | Fryer | A | Original Unit Summer Peak Savings (kW) | Technical Potential | 0 | 0 | 0 | 0 | 0 | 0 | 0 | 0 | 0 | 0 | 0 | 0 | 0 | 0 | 0 | 0 | 0 | 0 | 0 | 0 | 0 | 0 | 0 | 0 | 0 | 0 | 0
F3_Commercial_WA - Miscellaneous_New_Food Preparation_Natural Gas_Fryer_A_Technical Potential | F3 | Commercial | WA - Miscellaneous | New | Food Preparation | Natural Gas | Fryer | A | Original Unit Winter Peak Savings (kW) | Technical Potential | 0 | 0 | 0 | 0 | 0 | 0 | 0 | 0 | 0 | 0 | 0 | 0 | 0 | 0 | 0 | 0 | 0 | 0 | 0 | 0 | 0 | 0 | 0 | 0 | 0 | 0 | 0
F4_Commercial_WA - Miscellaneous_New_Food Preparation_Natural Gas_Fryer_A_Technical Potential | F4 | Commercial | WA - Miscellaneous | New | Food Preparation | Natural Gas | Fryer | A | Standalone Impact on Baseline Energy (%) | Technical Potential | 0 | 0 | 0 | 0 | 0 | 0 | 0 | 0 | 0 | 0 | 0 | 0 | 0 | 0 | 0 | 0 | 0 | 0 | 0 | 0 | 0 | 0 | 0 | 0 | 0 | 0 | 0
F5_Commercial_WA - Miscellaneous_New_Food Preparation_Natural Gas_Fryer_A_Technical Potential | F5 | Commercial | WA - Miscellaneous | New | Food Preparation | Natural Gas | Fryer | A | Standalone Impact on Baseline Summer Peak (%) | Technical Potential | 0 | 0 | 0 | 0 | 0 | 0 | 0 | 0 | 0 | 0 | 0 | 0 | 0 | 0 | 0 | 0 | 0 | 0 | 0 | 0 | 0 | 0 | 0 | 0 | 0 | 0 | 0
F6_Commercial_WA - Miscellaneous_New_Food Preparation_Natural Gas_Fryer_A_Technical Potential | F6 | Commercial | WA - Miscellaneous | New | Food Preparation | Natural Gas | Fryer | A | Standalone Impact on Baseline Winter Peak (%) | Technical Potential | 0 | 0 | 0 | 0 | 0 | 0 | 0 | 0 | 0 | 0 | 0 | 0 | 0 | 0 | 0 | 0 | 0 | 0 | 0 | 0 | 0 | 0 | 0 | 0 | 0 | 0 | 0
F7_Commercial_WA - Miscellaneous_New_Food Preparation_Natural Gas_Fryer_A_Technical Potential | F7 | Commercial | WA - Miscellaneous | New | Food Preparation | Natural Gas | Fryer | A | Incremental Energy Savings (MWh or mTherms) | Technical Potential | 0 | 0 | 0 | 0 | 0 | 0 | 0 | 0 | 0 | 0 | 0 | 0 | 0 | 0 | 0 | 0 | 0 | 0 | 0 | 0 | 0 | 0 | 0 | 0 | 0 | 0 | 0
F8_Commercial_WA - Miscellaneous_New_Food Preparation_Natural Gas_Fryer_A_Technical Potential | F8 | Commercial | WA - Miscellaneous | New | Food Preparation | Natural Gas | Fryer | A | Incremental Summer Peak Savings (MW) | Technical Potential | 0 | 0 | 0 | 0 | 0 | 0 | 0 | 0 | 0 | 0 | 0 | 0 | 0 | 0 | 0 | 0 | 0 | 0 | 0 | 0 | 0 | 0 | 0 | 0 | 0 | 0 | 0
F9_Commercial_WA - Miscellaneous_New_Food Preparation_Natural Gas_Fryer_A_Technical Potential | F9 | Commercial | WA - Miscellaneous | New | Food Preparation | Natural Gas | Fryer | A | Incremental Winter Peak Savings (MW) | Technical Potential | 0 | 0 | 0 | 0 | 0 | 0 | 0 | 0 | 0 | 0 | 0 | 0 | 0 | 0 | 0 | 0 | 0 | 0 | 0 | 0 | 0 | 0 | 0 | 0 | 0 | 0 | 0
F10_Commercial_WA - Miscellaneous_New_Food Preparation_Natural Gas_Fryer_A_Technical Potential | F10 | Commercial | WA - Miscellaneous | New | Food Preparation | Natural Gas | Fryer | A | Cumulative Energy Savings (MWh or mTherms) | Technical Potential | 0 | 0 | 0 | 0 | 0 | 0 | 0 | 0 | 0 | 0 | 0 | 0 | 0 | 0 | 0 | 0 | 0 | 0 | 0 | 0 | 0 | 0 | 0 | 0 | 0 | 0 | 0
F11_Commercial_WA - Miscellaneous_New_Food Preparation_Natural Gas_Fryer_A_Technical Potential | F11 | Commercial | WA - Miscellaneous | New | Food Preparation | Natural Gas | Fryer | A | Cumulative Summer Peak Savings (MW) | Technical Potential | 0 | 0 | 0 | 0 | 0 | 0 | 0 | 0 | 0 | 0 | 0 | 0 | 0 | 0 | 0 | 0 | 0 | 0 | 0 | 0 | 0 | 0 | 0 | 0 | 0 | 0 | 0
F12_Commercial_WA - Miscellaneous_New_Food Preparation_Natural Gas_Fryer_A_Technical Potential | F12 | Commercial | WA - Miscellaneous | New | Food Preparation | Natural Gas | Fryer | A | Cumulative Winter Peak Savings (MW) | Technical Potential | 0 | 0 | 0 | 0 | 0 | 0 | 0 | 0 | 0 | 0 | 0 | 0 | 0 | 0 | 0 | 0 | 0 | 0 | 0 | 0 | 0 | 0 | 0 | 0 | 0 | 0 | 0
F13_Commercial_WA - Miscellaneous_New_Food Preparation_Natural Gas_Fryer_A_Technical Potential | F13 | Commercial | WA - Miscellaneous | New | Food Preparation | Natural Gas | Fryer | A | Purchases (Incremental) | Technical Potential | 0 | 0 | 0 | 0 | 0 | 0 | 0 | 0 | 0 | 0 | 0 | 0 | 0 | 0 | 0 | 0 | 0 | 0 | 0 | 0 | 0 | 0 | 0 | 0 | 0 | 0 | 0
F14_Commercial_WA - Miscellaneous_New_Food Preparation_Natural Gas_Fryer_A_Technical Potential | F14 | Commercial | WA - Miscellaneous | New | Food Preparation | Natural Gas | Fryer | A | Purchases (Cumulative) | Technical Potential | 0 | 0 | 0 | 0 | 0 | 0 | 0 | 0 | 0 | 0 | 0 | 0 | 0 | 0 | 0 | 0 | 0 | 0 | 0 | 0 | 0 | 0 | 0 | 0 | 0 | 0 | 0
F1_Commercial_WA - Miscellaneous_New_Food Preparation_Natural Gas_Broiler_A_Technical Potential | F1 | Commercial | WA - Miscellaneous | New | Food Preparation | Natural Gas | Broiler | A | Original Unit Energy Savings (kWh or therms) | Technical Potential | 0 | 0 | 0 | 0 | 0 | 0 | 0 | 0 | 0 | 0 | 0 | 0 | 0 | 0 | 0 | 0 | 0 | 0 | 0 | 0 | 0 | 0 | 0 | 0 | 0 | 0 | 0
F2_Commercial_WA - Miscellaneous_New_Food Preparation_Natural Gas_Broiler_A_Technical Potential | F2 | Commercial | WA - Miscellaneous | New | Food Preparation | Natural Gas | Broiler | A | Original Unit Summer Peak Savings (kW) | Technical Potential | 0 | 0 | 0 | 0 | 0 | 0 | 0 | 0 | 0 | 0 | 0 | 0 | 0 | 0 | 0 | 0 | 0 | 0 | 0 | 0 | 0 | 0 | 0 | 0 | 0 | 0 | 0
F3_Commercial_WA - Miscellaneous_New_Food Preparation_Natural Gas_Broiler_A_Technical Potential | F3 | Commercial | WA - Miscellaneous | New | Food Preparation | Natural Gas | Broiler | A | Original Unit Winter Peak Savings (kW) | Technical Potential | 0 | 0 | 0 | 0 | 0 | 0 | 0 | 0 | 0 | 0 | 0 | 0 | 0 | 0 | 0 | 0 | 0 | 0 | 0 | 0 | 0 | 0 | 0 | 0 | 0 | 0 | 0
F4_Commercial_WA - Miscellaneous_New_Food Preparation_Natural Gas_Broiler_A_Technical Potential | F4 | Commercial | WA - Miscellaneous | New | Food Preparation | Natural Gas | Broiler | A | Standalone Impact on Baseline Energy (%) | Technical Potential | 0 | 0 | 0 | 0 | 0 | 0 | 0 | 0 | 0 | 0 | 0 | 0 | 0 | 0 | 0 | 0 | 0 | 0 | 0 | 0 | 0 | 0 | 0 | 0 | 0 | 0 | 0
F5_Commercial_WA - Miscellaneous_New_Food Preparation_Natural Gas_Broiler_A_Technical Potential | F5 | Commercial | WA - Miscellaneous | New | Food Preparation | Natural Gas | Broiler | A | Standalone Impact on Baseline Summer Peak (%) | Technical Potential | 0 | 0 | 0 | 0 | 0 | 0 | 0 | 0 | 0 | 0 | 0 | 0 | 0 | 0 | 0 | 0 | 0 | 0 | 0 | 0 | 0 | 0 | 0 | 0 | 0 | 0 | 0
F6_Commercial_WA - Miscellaneous_New_Food Preparation_Natural Gas_Broiler_A_Technical Potential | F6 | Commercial | WA - Miscellaneous | New | Food Preparation | Natural Gas | Broiler | A | Standalone Impact on Baseline Winter Peak (%) | Technical Potential | 0 | 0 | 0 | 0 | 0 | 0 | 0 | 0 | 0 | 0 | 0 | 0 | 0 | 0 | 0 | 0 | 0 | 0 | 0 | 0 | 0 | 0 | 0 | 0 | 0 | 0 | 0
F7_Commercial_WA - Miscellaneous_New_Food Preparation_Natural Gas_Broiler_A_Technical Potential | F7 | Commercial | WA - Miscellaneous | New | Food Preparation | Natural Gas | Broiler | A | Incremental Energy Savings (MWh or mTherms) | Technical Potential | 0 | 0 | 0 | 0 | 0 | 0 | 0 | 0 | 0 | 0 | 0 | 0 | 0 | 0 | 0 | 0 | 0 | 0 | 0 | 0 | 0 | 0 | 0 | 0 | 0 | 0 | 0
F8_Commercial_WA - Miscellaneous_New_Food Preparation_Natural Gas_Broiler_A_Technical Potential | F8 | Commercial | WA - Miscellaneous | New | Food Preparation | Natural Gas | Broiler | A | Incremental Summer Peak Savings (MW) | Technical Potential | 0 | 0 | 0 | 0 | 0 | 0 | 0 | 0 | 0 | 0 | 0 | 0 | 0 | 0 | 0 | 0 | 0 | 0 | 0 | 0 | 0 | 0 | 0 | 0 | 0 | 0 | 0
F9_Commercial_WA - Miscellaneous_New_Food Preparation_Natural Gas_Broiler_A_Technical Potential | F9 | Commercial | WA - Miscellaneous | New | Food Preparation | Natural Gas | Broiler | A | Incremental Winter Peak Savings (MW) | Technical Potential | 0 | 0 | 0 | 0 | 0 | 0 | 0 | 0 | 0 | 0 | 0 | 0 | 0 | 0 | 0 | 0 | 0 | 0 | 0 | 0 | 0 | 0 | 0 | 0 | 0 | 0 | 0
F10_Commercial_WA - Miscellaneous_New_Food Preparation_Natural Gas_Broiler_A_Technical Potential | F10 | Commercial | WA - Miscellaneous | New | Food Preparation | Natural Gas | Broiler | A | Cumulative Energy Savings (MWh or mTherms) | Technical Potential | 0 | 0 | 0 | 0 | 0 | 0 | 0 | 0 | 0 | 0 | 0 | 0 | 0 | 0 | 0 | 0 | 0 | 0 | 0 | 0 | 0 | 0 | 0 | 0 | 0 | 0 | 0
F11_Commercial_WA - Miscellaneous_New_Food Preparation_Natural Gas_Broiler_A_Technical Potential | F11 | Commercial | WA - Miscellaneous | New | Food Preparation | Natural Gas | Broiler | A | Cumulative Summer Peak Savings (MW) | Technical Potential | 0 | 0 | 0 | 0 | 0 | 0 | 0 | 0 | 0 | 0 | 0 | 0 | 0 | 0 | 0 | 0 | 0 | 0 | 0 | 0 | 0 | 0 | 0 | 0 | 0 | 0 | 0
F12_Commercial_WA - Miscellaneous_New_Food Preparation_Natural Gas_Broiler_A_Technical Potential | F12 | Commercial | WA - Miscellaneous | New | Food Preparation | Natural Gas | Broiler | A | Cumulative Winter Peak Savings (MW) | Technical Potential | 0 | 0 | 0 | 0 | 0 | 0 | 0 | 0 | 0 | 0 | 0 | 0 | 0 | 0 | 0 | 0 | 0 | 0 | 0 | 0 | 0 | 0 | 0 | 0 | 0 | 0 | 0
F13_Commercial_WA - Miscellaneous_New_Food Preparation_Natural Gas_Broiler_A_Technical Potential | F13 | Commercial | WA - Miscellaneous | New | Food Preparation | Natural Gas | Broiler | A | Purchases (Incremental) | Technical Potential | 0 | 0 | 0 | 0 | 0 | 0 | 0 | 0 | 0 | 0 | 0 | 0 | 0 | 0 | 0 | 0 | 0 | 0 | 0 | 0 | 0 | 0 | 0 | 0 | 0 | 0 | 0
F14_Commercial_WA - Miscellaneous_New_Food Preparation_Natural Gas_Broiler_A_Technical Potential | F14 | Commercial | WA - Miscellaneous | New | Food Preparation | Natural Gas | Broiler | A | Purchases (Cumulative) | Technical Potential | 0 | 0 | 0 | 0 | 0 | 0 | 0 | 0 | 0 | 0 | 0 | 0 | 0 | 0 | 0 | 0 | 0 | 0 | 0 | 0 | 0 | 0 | 0 | 0 | 0 | 0 | 0
F1_Commercial_WA - Miscellaneous_New_Food Preparation_Natural Gas_Griddle_A_Technical Potential | F1 | Commercial | WA - Miscellaneous | New | Food Preparation | Natural Gas | Griddle | A | Original Unit Energy Savings (kWh or therms) | Technical Potential | 0 | 0 | 0 | 0 | 0 | 0 | 0 | 0 | 0 | 0 | 0 | 0 | 0 | 0 | 0 | 0 | 0 | 0 | 0 | 0 | 0 | 0 | 0 | 0 | 0 | 0 | 0
F2_Commercial_WA - Miscellaneous_New_Food Preparation_Natural Gas_Griddle_A_Technical Potential | F2 | Commercial | WA - Miscellaneous | New | Food Preparation | Natural Gas | Griddle | A | Original Unit Summer Peak Savings (kW) | Technical Potential | 0 | 0 | 0 | 0 | 0 | 0 | 0 | 0 | 0 | 0 | 0 | 0 | 0 | 0 | 0 | 0 | 0 | 0 | 0 | 0 | 0 | 0 | 0 | 0 | 0 | 0 | 0
F3_Commercial_WA - Miscellaneous_New_Food Preparation_Natural Gas_Griddle_A_Technical Potential | F3 | Commercial | WA - Miscellaneous | New | Food Preparation | Natural Gas | Griddle | A | Original Unit Winter Peak Savings (kW) | Technical Potential | 0 | 0 | 0 | 0 | 0 | 0 | 0 | 0 | 0 | 0 | 0 | 0 | 0 | 0 | 0 | 0 | 0 | 0 | 0 | 0 | 0 | 0 | 0 | 0 | 0 | 0 | 0
F4_Commercial_WA - Miscellaneous_New_Food Preparation_Natural Gas_Griddle_A_Technical Potential | F4 | Commercial | WA - Miscellaneous | New | Food Preparation | Natural Gas | Griddle | A | Standalone Impact on Baseline Energy (%) | Technical Potential | 0 | 0 | 0 | 0 | 0 | 0 | 0 | 0 | 0 | 0 | 0 | 0 | 0 | 0 | 0 | 0 | 0 | 0 | 0 | 0 | 0 | 0 | 0 | 0 | 0 | 0 | 0
F5_Commercial_WA - Miscellaneous_New_Food Preparation_Natural Gas_Griddle_A_Technical Potential | F5 | Commercial | WA - Miscellaneous | New | Food Preparation | Natural Gas | Griddle | A | Standalone Impact on Baseline Summer Peak (%) | Technical Potential | 0 | 0 | 0 | 0 | 0 | 0 | 0 | 0 | 0 | 0 | 0 | 0 | 0 | 0 | 0 | 0 | 0 | 0 | 0 | 0 | 0 | 0 | 0 | 0 | 0 | 0 | 0
F6_Commercial_WA - Miscellaneous_New_Food Preparation_Natural Gas_Griddle_A_Technical Potential | F6 | Commercial | WA - Miscellaneous | New | Food Preparation | Natural Gas | Griddle | A | Standalone Impact on Baseline Winter Peak (%) | Technical Potential | 0 | 0 | 0 | 0 | 0 | 0 | 0 | 0 | 0 | 0 | 0 | 0 | 0 | 0 | 0 | 0 | 0 | 0 | 0 | 0 | 0 | 0 | 0 | 0 | 0 | 0 | 0
F7_Commercial_WA - Miscellaneous_New_Food Preparation_Natural Gas_Griddle_A_Technical Potential | F7 | Commercial | WA - Miscellaneous | New | Food Preparation | Natural Gas | Griddle | A | Incremental Energy Savings (MWh or mTherms) | Technical Potential | 0 | 0 | 0 | 0 | 0 | 0 | 0 | 0 | 0 | 0 | 0 | 0 | 0 | 0 | 0 | 0 | 0 | 0 | 0 | 0 | 0 | 0 | 0 | 0 | 0 | 0 | 0
F8_Commercial_WA - Miscellaneous_New_Food Preparation_Natural Gas_Griddle_A_Technical Potential | F8 | Commercial | WA - Miscellaneous | New | Food Preparation | Natural Gas | Griddle | A | Incremental Summer Peak Savings (MW) | Technical Potential | 0 | 0 | 0 | 0 | 0 | 0 | 0 | 0 | 0 | 0 | 0 | 0 | 0 | 0 | 0 | 0 | 0 | 0 | 0 | 0 | 0 | 0 | 0 | 0 | 0 | 0 | 0
F9_Commercial_WA - Miscellaneous_New_Food Preparation_Natural Gas_Griddle_A_Technical Potential | F9 | Commercial | WA - Miscellaneous | New | Food Preparation | Natural Gas | Griddle | A | Incremental Winter Peak Savings (MW) | Technical Potential | 0 | 0 | 0 | 0 | 0 | 0 | 0 | 0 | 0 | 0 | 0 | 0 | 0 | 0 | 0 | 0 | 0 | 0 | 0 | 0 | 0 | 0 | 0 | 0 | 0 | 0 | 0
F10_Commercial_WA - Miscellaneous_New_Food Preparation_Natural Gas_Griddle_A_Technical Potential | F10 | Commercial | WA - Miscellaneous | New | Food Preparation | Natural Gas | Griddle | A | Cumulative Energy Savings (MWh or mTherms) | Technical Potential | 0 | 0 | 0 | 0 | 0 | 0 | 0 | 0 | 0 | 0 | 0 | 0 | 0 | 0 | 0 | 0 | 0 | 0 | 0 | 0 | 0 | 0 | 0 | 0 | 0 | 0 | 0
F11_Commercial_WA - Miscellaneous_New_Food Preparation_Natural Gas_Griddle_A_Technical Potential | F11 | Commercial | WA - Miscellaneous | New | Food Preparation | Natural Gas | Griddle | A | Cumulative Summer Peak Savings (MW) | Technical Potential | 0 | 0 | 0 | 0 | 0 | 0 | 0 | 0 | 0 | 0 | 0 | 0 | 0 | 0 | 0 | 0 | 0 | 0 | 0 | 0 | 0 | 0 | 0 | 0 | 0 | 0 | 0
F12_Commercial_WA - Miscellaneous_New_Food Preparation_Natural Gas_Griddle_A_Technical Potential | F12 | Commercial | WA - Miscellaneous | New | Food Preparation | Natural Gas | Griddle | A | Cumulative Winter Peak Savings (MW) | Technical Potential | 0 | 0 | 0 | 0 | 0 | 0 | 0 | 0 | 0 | 0 | 0 | 0 | 0 | 0 | 0 | 0 | 0 | 0 | 0 | 0 | 0 | 0 | 0 | 0 | 0 | 0 | 0
F13_Commercial_WA - Miscellaneous_New_Food Preparation_Natural Gas_Griddle_A_Technical Potential | F13 | Commercial | WA - Miscellaneous | New | Food Preparation | Natural Gas | Griddle | A | Purchases (Incremental) | Technical Potential | 0 | 0 | 0 | 0 | 0 | 0 | 0 | 0 | 0 | 0 | 0 | 0 | 0 | 0 | 0 | 0 | 0 | 0 | 0 | 0 | 0 | 0 | 0 | 0 | 0 | 0 | 0
F14_Commercial_WA - Miscellaneous_New_Food Preparation_Natural Gas_Griddle_A_Technical Potential | F14 | Commercial | WA - Miscellaneous | New | Food Preparation | Natural Gas | Griddle | A | Purchases (Cumulative) | Technical Potential | 0 | 0 | 0 | 0 | 0 | 0 | 0 | 0 | 0 | 0 | 0 | 0 | 0 | 0 | 0 | 0 | 0 | 0 | 0 | 0 | 0 | 0 | 0 | 0 | 0 | 0 | 0
F1_Commercial_WA - Miscellaneous_New_Food Preparation_Natural Gas_Range_A_Technical Potential | F1 | Commercial | WA - Miscellaneous | New | Food Preparation | Natural Gas | Range | A | Original Unit Energy Savings (kWh or therms) | Technical Potential | 0 | 0 | 0 | 0 | 0 | 0 | 0 | 0 | 0 | 0 | 0 | 0 | 0 | 0 | 0 | 0 | 0 | 0 | 0 | 0 | 0 | 0 | 0 | 0 | 0 | 0 | 0
F2_Commercial_WA - Miscellaneous_New_Food Preparation_Natural Gas_Range_A_Technical Potential | F2 | Commercial | WA - Miscellaneous | New | Food Preparation | Natural Gas | Range | A | Original Unit Summer Peak Savings (kW) | Technical Potential | 0 | 0 | 0 | 0 | 0 | 0 | 0 | 0 | 0 | 0 | 0 | 0 | 0 | 0 | 0 | 0 | 0 | 0 | 0 | 0 | 0 | 0 | 0 | 0 | 0 | 0 | 0
F3_Commercial_WA - Miscellaneous_New_Food Preparation_Natural Gas_Range_A_Technical Potential | F3 | Commercial | WA - Miscellaneous | New | Food Preparation | Natural Gas | Range | A | Original Unit Winter Peak Savings (kW) | Technical Potential | 0 | 0 | 0 | 0 | 0 | 0 | 0 | 0 | 0 | 0 | 0 | 0 | 0 | 0 | 0 | 0 | 0 | 0 | 0 | 0 | 0 | 0 | 0 | 0 | 0 | 0 | 0
F4_Commercial_WA - Miscellaneous_New_Food Preparation_Natural Gas_Range_A_Technical Potential | F4 | Commercial | WA - Miscellaneous | New | Food Preparation | Natural Gas | Range | A | Standalone Impact on Baseline Energy (%) | Technical Potential | 0 | 0 | 0 | 0 | 0 | 0 | 0 | 0 | 0 | 0 | 0 | 0 | 0 | 0 | 0 | 0 | 0 | 0 | 0 | 0 | 0 | 0 | 0 | 0 | 0 | 0 | 0
F5_Commercial_WA - Miscellaneous_New_Food Preparation_Natural Gas_Range_A_Technical Potential | F5 | Commercial | WA - Miscellaneous | New | Food Preparation | Natural Gas | Range | A | Standalone Impact on Baseline Summer Peak (%) | Technical Potential | 0 | 0 | 0 | 0 | 0 | 0 | 0 | 0 | 0 | 0 | 0 | 0 | 0 | 0 | 0 | 0 | 0 | 0 | 0 | 0 | 0 | 0 | 0 | 0 | 0 | 0 | 0
F6_Commercial_WA - Miscellaneous_New_Food Preparation_Natural Gas_Range_A_Technical Potential | F6 | Commercial | WA - Miscellaneous | New | Food Preparation | Natural Gas | Range | A | Standalone Impact on Baseline Winter Peak (%) | Technical Potential | 0 | 0 | 0 | 0 | 0 | 0 | 0 | 0 | 0 | 0 | 0 | 0 | 0 | 0 | 0 | 0 | 0 | 0 | 0 | 0 | 0 | 0 | 0 | 0 | 0 | 0 | 0
F7_Commercial_WA - Miscellaneous_New_Food Preparation_Natural Gas_Range_A_Technical Potential | F7 | Commercial | WA - Miscellaneous | New | Food Preparation | Natural Gas | Range | A | Incremental Energy Savings (MWh or mTherms) | Technical Potential | 0 | 0 | 0 | 0 | 0 | 0 | 0 | 0 | 0 | 0 | 0 | 0 | 0 | 0 | 0 | 0 | 0 | 0 | 0 | 0 | 0 | 0 | 0 | 0 | 0 | 0 | 0
F8_Commercial_WA - Miscellaneous_New_Food Preparation_Natural Gas_Range_A_Technical Potential | F8 | Commercial | WA - Miscellaneous | New | Food Preparation | Natural Gas | Range | A | Incremental Summer Peak Savings (MW) | Technical Potential | 0 | 0 | 0 | 0 | 0 | 0 | 0 | 0 | 0 | 0 | 0 | 0 | 0 | 0 | 0 | 0 | 0 | 0 | 0 | 0 | 0 | 0 | 0 | 0 | 0 | 0 | 0
F9_Commercial_WA - Miscellaneous_New_Food Preparation_Natural Gas_Range_A_Technical Potential | F9 | Commercial | WA - Miscellaneous | New | Food Preparation | Natural Gas | Range | A | Incremental Winter Peak Savings (MW) | Technical Potential | 0 | 0 | 0 | 0 | 0 | 0 | 0 | 0 | 0 | 0 | 0 | 0 | 0 | 0 | 0 | 0 | 0 | 0 | 0 | 0 | 0 | 0 | 0 | 0 | 0 | 0 | 0
F10_Commercial_WA - Miscellaneous_New_Food Preparation_Natural Gas_Range_A_Technical Potential | F10 | Commercial | WA - Miscellaneous | New | Food Preparation | Natural Gas | Range | A | Cumulative Energy Savings (MWh or mTherms) | Technical Potential | 0 | 0 | 0 | 0 | 0 | 0 | 0 | 0 | 0 | 0 | 0 | 0 | 0 | 0 | 0 | 0 | 0 | 0 | 0 | 0 | 0 | 0 | 0 | 0 | 0 | 0 | 0
F11_Commercial_WA - Miscellaneous_New_Food Preparation_Natural Gas_Range_A_Technical Potential | F11 | Commercial | WA - Miscellaneous | New | Food Preparation | Natural Gas | Range | A | Cumulative Summer Peak Savings (MW) | Technical Potential | 0 | 0 | 0 | 0 | 0 | 0 | 0 | 0 | 0 | 0 | 0 | 0 | 0 | 0 | 0 | 0 | 0 | 0 | 0 | 0 | 0 | 0 | 0 | 0 | 0 | 0 | 0
F12_Commercial_WA - Miscellaneous_New_Food Preparation_Natural Gas_Range_A_Technical Potential | F12 | Commercial | WA - Miscellaneous | New | Food Preparation | Natural Gas | Range | A | Cumulative Winter Peak Savings (MW) | Technical Potential | 0 | 0 | 0 | 0 | 0 | 0 | 0 | 0 | 0 | 0 | 0 | 0 | 0 | 0 | 0 | 0 | 0 | 0 | 0 | 0 | 0 | 0 | 0 | 0 | 0 | 0 | 0
F13_Commercial_WA - Miscellaneous_New_Food Preparation_Natural Gas_Range_A_Technical Potential | F13 | Commercial | WA - Miscellaneous | New | Food Preparation | Natural Gas | Range | A | Purchases (Incremental) | Technical Potential | 0 | 0 | 0 | 0 | 0 | 0 | 0 | 0 | 0 | 0 | 0 | 0 | 0 | 0 | 0 | 0 | 0 | 0 | 0 | 0 | 0 | 0 | 0 | 0 | 0 | 0 | 0
F14_Commercial_WA - Miscellaneous_New_Food Preparation_Natural Gas_Range_A_Technical Potential | F14 | Commercial | WA - Miscellaneous | New | Food Preparation | Natural Gas | Range | A | Purchases (Cumulative) | Technical Potential | 0 | 0 | 0 | 0 | 0 | 0 | 0 | 0 | 0 | 0 | 0 | 0 | 0 | 0 | 0 | 0 | 0 | 0 | 0 | 0 | 0 | 0 | 0 | 0 | 0 | 0 | 0
F1_Commercial_WA - Miscellaneous_New_Food Preparation_Natural Gas_Steamer_A_Technical Potential | F1 | Commercial | WA - Miscellaneous | New | Food Preparation | Natural Gas | Steamer | A | Original Unit Energy Savings (kWh or therms) | Technical Potential | 0 | 0 | 0 | 0 | 0 | 0 | 0 | 0 | 0 | 0 | 0 | 0 | 0 | 0 | 0 | 0 | 0 | 0 | 0 | 0 | 0 | 0 | 0 | 0 | 0 | 0 | 0
F2_Commercial_WA - Miscellaneous_New_Food Preparation_Natural Gas_Steamer_A_Technical Potential | F2 | Commercial | WA - Miscellaneous | New | Food Preparation | Natural Gas | Steamer | A | Original Unit Summer Peak Savings (kW) | Technical Potential | 0 | 0 | 0 | 0 | 0 | 0 | 0 | 0 | 0 | 0 | 0 | 0 | 0 | 0 | 0 | 0 | 0 | 0 | 0 | 0 | 0 | 0 | 0 | 0 | 0 | 0 | 0
F3_Commercial_WA - Miscellaneous_New_Food Preparation_Natural Gas_Steamer_A_Technical Potential | F3 | Commercial | WA - Miscellaneous | New | Food Preparation | Natural Gas | Steamer | A | Original Unit Winter Peak Savings (kW) | Technical Potential | 0 | 0 | 0 | 0 | 0 | 0 | 0 | 0 | 0 | 0 | 0 | 0 | 0 | 0 | 0 | 0 | 0 | 0 | 0 | 0 | 0 | 0 | 0 | 0 | 0 | 0 | 0
F4_Commercial_WA - Miscellaneous_New_Food Preparation_Natural Gas_Steamer_A_Technical Potential | F4 | Commercial | WA - Miscellaneous | New | Food Preparation | Natural Gas | Steamer | A | Standalone Impact on Baseline Energy (%) | Technical Potential | 0 | 0 | 0 | 0 | 0 | 0 | 0 | 0 | 0 | 0 | 0 | 0 | 0 | 0 | 0 | 0 | 0 | 0 | 0 | 0 | 0 | 0 | 0 | 0 | 0 | 0 | 0
F5_Commercial_WA - Miscellaneous_New_Food Preparation_Natural Gas_Steamer_A_Technical Potential | F5 | Commercial | WA - Miscellaneous | New | Food Preparation | Natural Gas | Steamer | A | Standalone Impact on Baseline Summer Peak (%) | Technical Potential | 0 | 0 | 0 | 0 | 0 | 0 | 0 | 0 | 0 | 0 | 0 | 0 | 0 | 0 | 0 | 0 | 0 | 0 | 0 | 0 | 0 | 0 | 0 | 0 | 0 | 0 | 0
F6_Commercial_WA - Miscellaneous_New_Food Preparation_Natural Gas_Steamer_A_Technical Potential | F6 | Commercial | WA - Miscellaneous | New | Food Preparation | Natural Gas | Steamer | A | Standalone Impact on Baseline Winter Peak (%) | Technical Potential | 0 | 0 | 0 | 0 | 0 | 0 | 0 | 0 | 0 | 0 | 0 | 0 | 0 | 0 | 0 | 0 | 0 | 0 | 0 | 0 | 0 | 0 | 0 | 0 | 0 | 0 | 0
F7_Commercial_WA - Miscellaneous_New_Food Preparation_Natural Gas_Steamer_A_Technical Potential | F7 | Commercial | WA - Miscellaneous | New | Food Preparation | Natural Gas | Steamer | A | Incremental Energy Savings (MWh or mTherms) | Technical Potential | 0 | 0 | 0 | 0 | 0 | 0 | 0 | 0 | 0 | 0 | 0 | 0 | 0 | 0 | 0 | 0 | 0 | 0 | 0 | 0 | 0 | 0 | 0 | 0 | 0 | 0 | 0
F8_Commercial_WA - Miscellaneous_New_Food Preparation_Natural Gas_Steamer_A_Technical Potential | F8 | Commercial | WA - Miscellaneous | New | Food Preparation | Natural Gas | Steamer | A | Incremental Summer Peak Savings (MW) | Technical Potential | 0 | 0 | 0 | 0 | 0 | 0 | 0 | 0 | 0 | 0 | 0 | 0 | 0 | 0 | 0 | 0 | 0 | 0 | 0 | 0 | 0 | 0 | 0 | 0 | 0 | 0 | 0
F9_Commercial_WA - Miscellaneous_New_Food Preparation_Natural Gas_Steamer_A_Technical Potential | F9 | Commercial | WA - Miscellaneous | New | Food Preparation | Natural Gas | Steamer | A | Incremental Winter Peak Savings (MW) | Technical Potential | 0 | 0 | 0 | 0 | 0 | 0 | 0 | 0 | 0 | 0 | 0 | 0 | 0 | 0 | 0 | 0 | 0 | 0 | 0 | 0 | 0 | 0 | 0 | 0 | 0 | 0 | 0
F10_Commercial_WA - Miscellaneous_New_Food Preparation_Natural Gas_Steamer_A_Technical Potential | F10 | Commercial | WA - Miscellaneous | New | Food Preparation | Natural Gas | Steamer | A | Cumulative Energy Savings (MWh or mTherms) | Technical Potential | 0 | 0 | 0 | 0 | 0 | 0 | 0 | 0 | 0 | 0 | 0 | 0 | 0 | 0 | 0 | 0 | 0 | 0 | 0 | 0 | 0 | 0 | 0 | 0 | 0 | 0 | 0
F11_Commercial_WA - Miscellaneous_New_Food Preparation_Natural Gas_Steamer_A_Technical Potential | F11 | Commercial | WA - Miscellaneous | New | Food Preparation | Natural Gas | Steamer | A | Cumulative Summer Peak Savings (MW) | Technical Potential | 0 | 0 | 0 | 0 | 0 | 0 | 0 | 0 | 0 | 0 | 0 | 0 | 0 | 0 | 0 | 0 | 0 | 0 | 0 | 0 | 0 | 0 | 0 | 0 | 0 | 0 | 0
F12_Commercial_WA - Miscellaneous_New_Food Preparation_Natural Gas_Steamer_A_Technical Potential | F12 | Commercial | WA - Miscellaneous | New | Food Preparation | Natural Gas | Steamer | A | Cumulative Winter Peak Savings (MW) | Technical Potential | 0 | 0 | 0 | 0 | 0 | 0 | 0 | 0 | 0 | 0 | 0 | 0 | 0 | 0 | 0 | 0 | 0 | 0 | 0 | 0 | 0 | 0 | 0 | 0 | 0 | 0 | 0
F13_Commercial_WA - Miscellaneous_New_Food Preparation_Natural Gas_Steamer_A_Technical Potential | F13 | Commercial | WA - Miscellaneous | New | Food Preparation | Natural Gas | Steamer | A | Purchases (Incremental) | Technical Potential | 0 | 0 | 0 | 0 | 0 | 0 | 0 | 0 | 0 | 0 | 0 | 0 | 0 | 0 | 0 | 0 | 0 | 0 | 0 | 0 | 0 | 0 | 0 | 0 | 0 | 0 | 0
F14_Commercial_WA - Miscellaneous_New_Food Preparation_Natural Gas_Steamer_A_Technical Potential | F14 | Commercial | WA - Miscellaneous | New | Food Preparation | Natural Gas | Steamer | A | Purchases (Cumulative) | Technical Potential | 0 | 0 | 0 | 0 | 0 | 0 | 0 | 0 | 0 | 0 | 0 | 0 | 0 | 0 | 0 | 0 | 0 | 0 | 0 | 0 | 0 | 0 | 0 | 0 | 0 | 0 | 0
F1_Commercial_WA - Miscellaneous_New_Food Preparation_Natural Gas_Commercial Food Prep Other_A_Technical Potential | F1 | Commercial | WA - Miscellaneous | New | Food Preparation | Natural Gas | Commercial Food Prep Other | A | Original Unit Energy Savings (kWh or therms) | Technical Potential | 0 | 0 | 0 | 0 | 0 | 0 | 0 | 0 | 0 | 0 | 0 | 0 | 0 | 0 | 0 | 0 | 0 | 0 | 0 | 0 | 0 | 0 | 0 | 0 | 0 | 0 | 0
F2_Commercial_WA - Miscellaneous_New_Food Preparation_Natural Gas_Commercial Food Prep Other_A_Technical Potential | F2 | Commercial | WA - Miscellaneous | New | Food Preparation | Natural Gas | Commercial Food Prep Other | A | Original Unit Summer Peak Savings (kW) | Technical Potential | 0 | 0 | 0 | 0 | 0 | 0 | 0 | 0 | 0 | 0 | 0 | 0 | 0 | 0 | 0 | 0 | 0 | 0 | 0 | 0 | 0 | 0 | 0 | 0 | 0 | 0 | 0
F3_Commercial_WA - Miscellaneous_New_Food Preparation_Natural Gas_Commercial Food Prep Other_A_Technical Potential | F3 | Commercial | WA - Miscellaneous | New | Food Preparation | Natural Gas | Commercial Food Prep Other | A | Original Unit Winter Peak Savings (kW) | Technical Potential | 0 | 0 | 0 | 0 | 0 | 0 | 0 | 0 | 0 | 0 | 0 | 0 | 0 | 0 | 0 | 0 | 0 | 0 | 0 | 0 | 0 | 0 | 0 | 0 | 0 | 0 | 0
F4_Commercial_WA - Miscellaneous_New_Food Preparation_Natural Gas_Commercial Food Prep Other_A_Technical Potential | F4 | Commercial | WA - Miscellaneous | New | Food Preparation | Natural Gas | Commercial Food Prep Other | A | Standalone Impact on Baseline Energy (%) | Technical Potential | 0 | 0 | 0 | 0 | 0 | 0 | 0 | 0 | 0 | 0 | 0 | 0 | 0 | 0 | 0 | 0 | 0 | 0 | 0 | 0 | 0 | 0 | 0 | 0 | 0 | 0 | 0
F5_Commercial_WA - Miscellaneous_New_Food Preparation_Natural Gas_Commercial Food Prep Other_A_Technical Potential | F5 | Commercial | WA - Miscellaneous | New | Food Preparation | Natural Gas | Commercial Food Prep Other | A | Standalone Impact on Baseline Summer Peak (%) | Technical Potential | 0 | 0 | 0 | 0 | 0 | 0 | 0 | 0 | 0 | 0 | 0 | 0 | 0 | 0 | 0 | 0 | 0 | 0 | 0 | 0 | 0 | 0 | 0 | 0 | 0 | 0 | 0
F6_Commercial_WA - Miscellaneous_New_Food Preparation_Natural Gas_Commercial Food Prep Other_A_Technical Potential | F6 | Commercial | WA - Miscellaneous | New | Food Preparation | Natural Gas | Commercial Food Prep Other | A | Standalone Impact on Baseline Winter Peak (%) | Technical Potential | 0 | 0 | 0 | 0 | 0 | 0 | 0 | 0 | 0 | 0 | 0 | 0 | 0 | 0 | 0 | 0 | 0 | 0 | 0 | 0 | 0 | 0 | 0 | 0 | 0 | 0 | 0
F7_Commercial_WA - Miscellaneous_New_Food Preparation_Natural Gas_Commercial Food Prep Other_A_Technical Potential | F7 | Commercial | WA - Miscellaneous | New | Food Preparation | Natural Gas | Commercial Food Prep Other | A | Incremental Energy Savings (MWh or mTherms) | Technical Potential | 0 | 0 | 0 | 0 | 0 | 0 | 0 | 0 | 0 | 0 | 0 | 0 | 0 | 0 | 0 | 0 | 0 | 0 | 0 | 0 | 0 | 0 | 0 | 0 | 0 | 0 | 0
F8_Commercial_WA - Miscellaneous_New_Food Preparation_Natural Gas_Commercial Food Prep Other_A_Technical Potential | F8 | Commercial | WA - Miscellaneous | New | Food Preparation | Natural Gas | Commercial Food Prep Other | A | Incremental Summer Peak Savings (MW) | Technical Potential | 0 | 0 | 0 | 0 | 0 | 0 | 0 | 0 | 0 | 0 | 0 | 0 | 0 | 0 | 0 | 0 | 0 | 0 | 0 | 0 | 0 | 0 | 0 | 0 | 0 | 0 | 0
F9_Commercial_WA - Miscellaneous_New_Food Preparation_Natural Gas_Commercial Food Prep Other_A_Technical Potential | F9 | Commercial | WA - Miscellaneous | New | Food Preparation | Natural Gas | Commercial Food Prep Other | A | Incremental Winter Peak Savings (MW) | Technical Potential | 0 | 0 | 0 | 0 | 0 | 0 | 0 | 0 | 0 | 0 | 0 | 0 | 0 | 0 | 0 | 0 | 0 | 0 | 0 | 0 | 0 | 0 | 0 | 0 | 0 | 0 | 0
F10_Commercial_WA - Miscellaneous_New_Food Preparation_Natural Gas_Commercial Food Prep Other_A_Technical Potential | F10 | Commercial | WA - Miscellaneous | New | Food Preparation | Natural Gas | Commercial Food Prep Other | A | Cumulative Energy Savings (MWh or mTherms) | Technical Potential | 0 | 0 | 0 | 0 | 0 | 0 | 0 | 0 | 0 | 0 | 0 | 0 | 0 | 0 | 0 | 0 | 0 | 0 | 0 | 0 | 0 | 0 | 0 | 0 | 0 | 0 | 0
F11_Commercial_WA - Miscellaneous_New_Food Preparation_Natural Gas_Commercial Food Prep Other_A_Technical Potential | F11 | Commercial | WA - Miscellaneous | New | Food Preparation | Natural Gas | Commercial Food Prep Other | A | Cumulative Summer Peak Savings (MW) | Technical Potential | 0 | 0 | 0 | 0 | 0 | 0 | 0 | 0 | 0 | 0 | 0 | 0 | 0 | 0 | 0 | 0 | 0 | 0 | 0 | 0 | 0 | 0 | 0 | 0 | 0 | 0 | 0
F12_Commercial_WA - Miscellaneous_New_Food Preparation_Natural Gas_Commercial Food Prep Other_A_Technical Potential | F12 | Commercial | WA - Miscellaneous | New | Food Preparation | Natural Gas | Commercial Food Prep Other | A | Cumulative Winter Peak Savings (MW) | Technical Potential | 0 | 0 | 0 | 0 | 0 | 0 | 0 | 0 | 0 | 0 | 0 | 0 | 0 | 0 | 0 | 0 | 0 | 0 | 0 | 0 | 0 | 0 | 0 | 0 | 0 | 0 | 0
F13_Commercial_WA - Miscellaneous_New_Food Preparation_Natural Gas_Commercial Food Prep Other_A_Technical Potential | F13 | Commercial | WA - Miscellaneous | New | Food Preparation | Natural Gas | Commercial Food Prep Other | A | Purchases (Incremental) | Technical Potential | 0 | 0 | 0 | 0 | 0 | 0 | 0 | 0 | 0 | 0 | 0 | 0 | 0 | 0 | 0 | 0 | 0 | 0 | 0 | 0 | 0 | 0 | 0 | 0 | 0 | 0 | 0
F14_Commercial_WA - Miscellaneous_New_Food Preparation_Natural Gas_Commercial Food Prep Other_A_Technical Potential | F14 | Commercial | WA - Miscellaneous | New | Food Preparation | Natural Gas | Commercial Food Prep Other | A | Purchases (Cumulative) | Technical Potential | 0 | 0 | 0 | 0 | 0 | 0 | 0 | 0 | 0 | 0 | 0 | 0 | 0 | 0 | 0 | 0 | 0 | 0 | 0 | 0 | 0 | 0 | 0 | 0 | 0 | 0 | 0
F1_Commercial_WA - Miscellaneous_New_Miscellaneous_Natural Gas_Pool Heater_A_Technical Potential | F1 | Commercial | WA - Miscellaneous | New | Miscellaneous | Natural Gas | Pool Heater | A | Original Unit Energy Savings (kWh or therms) | Technical Potential | 0 | 0 | 0 | 0 | 0 | 0 | 0 | 0 | 0 | 0 | 0 | 0 | 0 | 0 | 0 | 0 | 0 | 0 | 0 | 0 | 0 | 0 | 0 | 0 | 0 | 0 | 0
F2_Commercial_WA - Miscellaneous_New_Miscellaneous_Natural Gas_Pool Heater_A_Technical Potential | F2 | Commercial | WA - Miscellaneous | New | Miscellaneous | Natural Gas | Pool Heater | A | Original Unit Summer Peak Savings (kW) | Technical Potential | 0 | 0 | 0 | 0 | 0 | 0 | 0 | 0 | 0 | 0 | 0 | 0 | 0 | 0 | 0 | 0 | 0 | 0 | 0 | 0 | 0 | 0 | 0 | 0 | 0 | 0 | 0
F3_Commercial_WA - Miscellaneous_New_Miscellaneous_Natural Gas_Pool Heater_A_Technical Potential | F3 | Commercial | WA - Miscellaneous | New | Miscellaneous | Natural Gas | Pool Heater | A | Original Unit Winter Peak Savings (kW) | Technical Potential | 0 | 0 | 0 | 0 | 0 | 0 | 0 | 0 | 0 | 0 | 0 | 0 | 0 | 0 | 0 | 0 | 0 | 0 | 0 | 0 | 0 | 0 | 0 | 0 | 0 | 0 | 0
F4_Commercial_WA - Miscellaneous_New_Miscellaneous_Natural Gas_Pool Heater_A_Technical Potential | F4 | Commercial | WA - Miscellaneous | New | Miscellaneous | Natural Gas | Pool Heater | A | Standalone Impact on Baseline Energy (%) | Technical Potential | 0 | 0 | 0 | 0 | 0 | 0 | 0 | 0 | 0 | 0 | 0 | 0 | 0 | 0 | 0 | 0 | 0 | 0 | 0 | 0 | 0 | 0 | 0 | 0 | 0 | 0 | 0
F5_Commercial_WA - Miscellaneous_New_Miscellaneous_Natural Gas_Pool Heater_A_Technical Potential | F5 | Commercial | WA - Miscellaneous | New | Miscellaneous | Natural Gas | Pool Heater | A | Standalone Impact on Baseline Summer Peak (%) | Technical Potential | 0 | 0 | 0 | 0 | 0 | 0 | 0 | 0 | 0 | 0 | 0 | 0 | 0 | 0 | 0 | 0 | 0 | 0 | 0 | 0 | 0 | 0 | 0 | 0 | 0 | 0 | 0
F6_Commercial_WA - Miscellaneous_New_Miscellaneous_Natural Gas_Pool Heater_A_Technical Potential | F6 | Commercial | WA - Miscellaneous | New | Miscellaneous | Natural Gas | Pool Heater | A | Standalone Impact on Baseline Winter Peak (%) | Technical Potential | 0 | 0 | 0 | 0 | 0 | 0 | 0 | 0 | 0 | 0 | 0 | 0 | 0 | 0 | 0 | 0 | 0 | 0 | 0 | 0 | 0 | 0 | 0 | 0 | 0 | 0 | 0
F7_Commercial_WA - Miscellaneous_New_Miscellaneous_Natural Gas_Pool Heater_A_Technical Potential | F7 | Commercial | WA - Miscellaneous | New | Miscellaneous | Natural Gas | Pool Heater | A | Incremental Energy Savings (MWh or mTherms) | Technical Potential | 0 | 0 | 0 | 0 | 0 | 0 | 0 | 0 | 0 | 0 | 0 | 0 | 0 | 0 | 0 | 0 | 0 | 0 | 0 | 0 | 0 | 0 | 0 | 0 | 0 | 0 | 0
F8_Commercial_WA - Miscellaneous_New_Miscellaneous_Natural Gas_Pool Heater_A_Technical Potential | F8 | Commercial | WA - Miscellaneous | New | Miscellaneous | Natural Gas | Pool Heater | A | Incremental Summer Peak Savings (MW) | Technical Potential | 0 | 0 | 0 | 0 | 0 | 0 | 0 | 0 | 0 | 0 | 0 | 0 | 0 | 0 | 0 | 0 | 0 | 0 | 0 | 0 | 0 | 0 | 0 | 0 | 0 | 0 | 0
F9_Commercial_WA - Miscellaneous_New_Miscellaneous_Natural Gas_Pool Heater_A_Technical Potential | F9 | Commercial | WA - Miscellaneous | New | Miscellaneous | Natural Gas | Pool Heater | A | Incremental Winter Peak Savings (MW) | Technical Potential | 0 | 0 | 0 | 0 | 0 | 0 | 0 | 0 | 0 | 0 | 0 | 0 | 0 | 0 | 0 | 0 | 0 | 0 | 0 | 0 | 0 | 0 | 0 | 0 | 0 | 0 | 0
F10_Commercial_WA - Miscellaneous_New_Miscellaneous_Natural Gas_Pool Heater_A_Technical Potential | F10 | Commercial | WA - Miscellaneous | New | Miscellaneous | Natural Gas | Pool Heater | A | Cumulative Energy Savings (MWh or mTherms) | Technical Potential | 0 | 0 | 0 | 0 | 0 | 0 | 0 | 0 | 0 | 0 | 0 | 0 | 0 | 0 | 0 | 0 | 0 | 0 | 0 | 0 | 0 | 0 | 0 | 0 | 0 | 0 | 0
F11_Commercial_WA - Miscellaneous_New_Miscellaneous_Natural Gas_Pool Heater_A_Technical Potential | F11 | Commercial | WA - Miscellaneous | New | Miscellaneous | Natural Gas | Pool Heater | A | Cumulative Summer Peak Savings (MW) | Technical Potential | 0 | 0 | 0 | 0 | 0 | 0 | 0 | 0 | 0 | 0 | 0 | 0 | 0 | 0 | 0 | 0 | 0 | 0 | 0 | 0 | 0 | 0 | 0 | 0 | 0 | 0 | 0
F12_Commercial_WA - Miscellaneous_New_Miscellaneous_Natural Gas_Pool Heater_A_Technical Potential | F12 | Commercial | WA - Miscellaneous | New | Miscellaneous | Natural Gas | Pool Heater | A | Cumulative Winter Peak Savings (MW) | Technical Potential | 0 | 0 | 0 | 0 | 0 | 0 | 0 | 0 | 0 | 0 | 0 | 0 | 0 | 0 | 0 | 0 | 0 | 0 | 0 | 0 | 0 | 0 | 0 | 0 | 0 | 0 | 0
F13_Commercial_WA - Miscellaneous_New_Miscellaneous_Natural Gas_Pool Heater_A_Technical Potential | F13 | Commercial | WA - Miscellaneous | New | Miscellaneous | Natural Gas | Pool Heater | A | Purchases (Incremental) | Technical Potential | 0 | 0 | 0 | 0 | 0 | 0 | 0 | 0 | 0 | 0 | 0 | 0 | 0 | 0 | 0 | 0 | 0 | 0 | 0 | 0 | 0 | 0 | 0 | 0 | 0 | 0 | 0
F14_Commercial_WA - Miscellaneous_New_Miscellaneous_Natural Gas_Pool Heater_A_Technical Potential | F14 | Commercial | WA - Miscellaneous | New | Miscellaneous | Natural Gas | Pool Heater | A | Purchases (Cumulative) | Technical Potential | 0 | 0 | 0 | 0 | 0 | 0 | 0 | 0 | 0 | 0 | 0 | 0 | 0 | 0 | 0 | 0 | 0 | 0 | 0 | 0 | 0 | 0 | 0 | 0 | 0 | 0 | 0
F1_Commercial_OR - College_Existing_Space Heating_Natural Gas_Furnace_A_Technical Potential | F1 | Commercial | OR - College | Existing | Space Heating | Natural Gas | Furnace | A | Original Unit Energy Savings (kWh or therms) | Technical Potential | 0 | 243.0543 | 242.1118 | 81.8666 | 81.8666 | 81.8666 | 81.8666 | 81.8666 | 81.8666 | 81.8666 | 81.8666 | 81.8666 | 81.8666 | 81.8666 | 81.8666 | 81.8666 | 81.8666 | 81.8666 | 81.8666 | 81.8666 | 81.8666 | 81.8666 | 81.8666 | 81.8666 | 81.8666 | 81.8666 | 81.8666
F2_Commercial_OR - College_Existing_Space Heating_Natural Gas_Furnace_A_Technical Potential | F2 | Commercial | OR - College | Existing | Space Heating | Natural Gas | Furnace | A | Original Unit Summer Peak Savings (kW) | Technical Potential | 0 | 0 | 0 | 0 | 0 | 0 | 0 | 0 | 0 | 0 | 0 | 0 | 0 | 0 | 0 | 0 | 0 | 0 | 0 | 0 | 0 | 0 | 0 | 0 | 0 | 0 | 0
F3_Commercial_OR - College_Existing_Space Heating_Natural Gas_Furnace_A_Technical Potential | F3 | Commercial | OR - College | Existing | Space Heating | Natural Gas | Furnace | A | Original Unit Winter Peak Savings (kW) | Technical Potential | 0 | 0 | 0 | 0 | 0 | 0 | 0 | 0 | 0 | 0 | 0 | 0 | 0 | 0 | 0 | 0 | 0 | 0 | 0 | 0 | 0 | 0 | 0 | 0 | 0 | 0 | 0
F4_Commercial_OR - College_Existing_Space Heating_Natural Gas_Furnace_A_Technical Potential | F4 | Commercial | OR - College | Existing | Space Heating | Natural Gas | Furnace | A | Standalone Impact on Baseline Energy (%) | Technical Potential | 0 | 0 | 0.00010486 | 7.5979e-05 | 0.00012193 | 0.00017363 | 0.00023141 | 0.00029556 | 0.00036634 | 0.00044402 | 0.00052811 | 0.0006182 | 0.00071385 | 0.00081469 | 0.00092034 | 0.0010305 | 0.0011448 | 0.0012629 | 0.0013845 | 0.0014997 | 0.0016093 | 0.0017139 | 0.0018144 | 0.0019115 | 0.0020058 | 0.0020609 | 0.0021094
F5_Commercial_OR - College_Existing_Space Heating_Natural Gas_Furnace_A_Technical Potential | F5 | Commercial | OR - College | Existing | Space Heating | Natural Gas | Furnace | A | Standalone Impact on Baseline Summer Peak (%) | Technical Potential | 0 | 0 | 0 | 0 | 0 | 0 | 0 | 0 | 0 | 0 | 0 | 0 | 0 | 0 | 0 | 0 | 0 | 0 | 0 | 0 | 0 | 0 | 0 | 0 | 0 | 0 | 0
F6_Commercial_OR - College_Existing_Space Heating_Natural Gas_Furnace_A_Technical Potential | F6 | Commercial | OR - College | Existing | Space Heating | Natural Gas | Furnace | A | Standalone Impact on Baseline Winter Peak (%) | Technical Potential | 0 | 0 | 0 | 0 | 0 | 0 | 0 | 0 | 0 | 0 | 0 | 0 | 0 | 0 | 0 | 0 | 0 | 0 | 0 | 0 | 0 | 0 | 0 | 0 | 0 | 0 | 0
F7_Commercial_OR - College_Existing_Space Heating_Natural Gas_Furnace_A_Technical Potential | F7 | Commercial | OR - College | Existing | Space Heating | Natural Gas | Furnace | A | Incremental Energy Savings (MWh or mTherms) | Technical Potential | 0 | 0 | 0.068528 | 0.026335 | 0.029704 | 0.033264 | 0.037 | 0.040898 | 0.044945 | 0.049131 | 0.052995 | 0.056562 | 0.059854 | 0.062893 | 0.065698 | 0.068288 | 0.070678 | 0.072885 | 0.074921 | 0.070714 | 0.067057 | 0.063925 | 0.061293 | 0.059136 | 0.057434 | 0.03299 | 0.028964
F8_Commercial_OR - College_Existing_Space Heating_Natural Gas_Furnace_A_Technical Potential | F8 | Commercial | OR - College | Existing | Space Heating | Natural Gas | Furnace | A | Incremental Summer Peak Savings (MW) | Technical Potential | 0 | 0 | 0 | 0 | 0 | 0 | 0 | 0 | 0 | 0 | 0 | 0 | 0 | 0 | 0 | 0 | 0 | 0 | 0 | 0 | 0 | 0 | 0 | 0 | 0 | 0 | 0
F9_Commercial_OR - College_Existing_Space Heating_Natural Gas_Furnace_A_Technical Potential | F9 | Commercial | OR - College | Existing | Space Heating | Natural Gas | Furnace | A | Incremental Winter Peak Savings (MW) | Technical Potential | 0 | 0 | 0 | 0 | 0 | 0 | 0 | 0 | 0 | 0 | 0 | 0 | 0 | 0 | 0 | 0 | 0 | 0 | 0 | 0 | 0 | 0 | 0 | 0 | 0 | 0 | 0
F10_Commercial_OR - College_Existing_Space Heating_Natural Gas_Furnace_A_Technical Potential | F10 | Commercial | OR - College | Existing | Space Heating | Natural Gas | Furnace | A | Cumulative Energy Savings (MWh or mTherms) | Technical Potential | 0 | 0 | 0.068528 | 0.049507 | 0.079211 | 0.11248 | 0.14948 | 0.19037 | 0.23532 | 0.28445 | 0.33744 | 0.39401 | 0.45386 | 0.51675 | 0.58245 | 0.65074 | 0.72142 | 0.7943 | 0.86922 | 0.93994 | 1.007 | 1.0709 | 1.1322 | 1.1913 | 1.2488 | 1.2818 | 1.3107
F11_Commercial_OR - College_Existing_Space Heating_Natural Gas_Furnace_A_Technical Potential | F11 | Commercial | OR - College | Existing | Space Heating | Natural Gas | Furnace | A | Cumulative Summer Peak Savings (MW) | Technical Potential | 0 | 0 | 0 | 0 | 0 | 0 | 0 | 0 | 0 | 0 | 0 | 0 | 0 | 0 | 0 | 0 | 0 | 0 | 0 | 0 | 0 | 0 | 0 | 0 | 0 | 0 | 0
F12_Commercial_OR - College_Existing_Space Heating_Natural Gas_Furnace_A_Technical Potential | F12 | Commercial | OR - College | Existing | Space Heating | Natural Gas | Furnace | A | Cumulative Winter Peak Savings (MW) | Technical Potential | 0 | 0 | 0 | 0 | 0 | 0 | 0 | 0 | 0 | 0 | 0 | 0 | 0 | 0 | 0 | 0 | 0 | 0 | 0 | 0 | 0 | 0 | 0 | 0 | 0 | 0 | 0
F13_Commercial_OR - College_Existing_Space Heating_Natural Gas_Furnace_A_Technical Potential | F13 | Commercial | OR - College | Existing | Space Heating | Natural Gas | Furnace | A | Purchases (Incremental) | Technical Potential | 0 | 0 | 0.28304 | 0.32168 | 0.36284 | 0.40632 | 0.45195 | 0.49957 | 0.54901 | 0.60014 | 0.64733 | 0.6909 | 0.73112 | 0.76824 | 0.80251 | 0.83414 | 0.86333 | 0.89029 | 0.91516 | 0.86378 | 0.8191 | 0.78084 | 0.74869 | 0.72235 | 0.70155 | 0.40297 | 0.35379
F14_Commercial_OR - College_Existing_Space Heating_Natural Gas_Furnace_A_Technical Potential | F14 | Commercial | OR - College | Existing | Space Heating | Natural Gas | Furnace | A | Purchases (Cumulative) | Technical Potential | 0 | 0 | 0.28304 | 0.60472 | 0.96756 | 1.3739 | 1.8258 | 2.3254 | 2.8744 | 3.4745 | 4.1219 | 4.8128 | 5.5439 | 6.3121 | 7.1146 | 7.9488 | 8.8121 | 9.7024 | 10.6176 | 11.4813 | 12.3004 | 13.0813 | 13.83 | 14.5523 | 15.2539 | 15.6568 | 16.0106
F1_Commercial_OR - College_Existing_Space Heating_Natural Gas_Boiler_A_Technical Potential | F1 | Commercial | OR - College | Existing | Space Heating | Natural Gas | Boiler | A | Original Unit Energy Savings (kWh or therms) | Technical Potential | 0 | 2671.5591 | 2661.1996 | 2661.1996 | 2661.1996 | 2661.1996 | 2661.1996 | 2661.1996 | 2661.1996 | 2661.1996 | 2661.1996 | 2661.1996 | 2661.1996 | 2661.1996 | 2661.1996 | 2661.1996 | 2661.1996 | 2661.1996 | 2661.1996 | 2661.1996 | 2661.1996 | 2661.1996 | 2661.1996 | 2661.1996 | 2661.1996 | 2661.1996 | 2661.1996
F2_Commercial_OR - College_Existing_Space Heating_Natural Gas_Boiler_A_Technical Potential | F2 | Commercial | OR - College | Existing | Space Heating | Natural Gas | Boiler | A | Original Unit Summer Peak Savings (kW) | Technical Potential | 0 | 0 | 0 | 0 | 0 | 0 | 0 | 0 | 0 | 0 | 0 | 0 | 0 | 0 | 0 | 0 | 0 | 0 | 0 | 0 | 0 | 0 | 0 | 0 | 0 | 0 | 0
F3_Commercial_OR - College_Existing_Space Heating_Natural Gas_Boiler_A_Technical Potential | F3 | Commercial | OR - College | Existing | Space Heating | Natural Gas | Boiler | A | Original Unit Winter Peak Savings (kW) | Technical Potential | 0 | 0 | 0 | 0 | 0 | 0 | 0 | 0 | 0 | 0 | 0 | 0 | 0 | 0 | 0 | 0 | 0 | 0 | 0 | 0 | 0 | 0 | 0 | 0 | 0 | 0 | 0
F4_Commercial_OR - College_Existing_Space Heating_Natural Gas_Boiler_A_Technical Potential | F4 | Commercial | OR - College | Existing | Space Heating | Natural Gas | Boiler | A | Standalone Impact on Baseline Energy (%) | Technical Potential | 0 | 0 | 0.011601 | 0.023367 | 0.035289 | 0.047358 | 0.059567 | 0.071907 | 0.084371 | 0.096951 | 0.10964 | 0.12243 | 0.13532 | 0.14829 | 0.16134 | 0.17446 | 0.18765 | 0.2009 | 0.2142 | 0.22754 | 0.24091 | 0.2543 | 0.26761 | 0.28085 | 0.29402 | 0.30715 | 0.32025
F5_Commercial_OR - College_Existing_Space Heating_Natural Gas_Boiler_A_Technical Potential | F5 | Commercial | OR - College | Existing | Space Heating | Natural Gas | Boiler | A | Standalone Impact on Baseline Summer Peak (%) | Technical Potential | 0 | 0 | 0 | 0 | 0 | 0 | 0 | 0 | 0 | 0 | 0 | 0 | 0 | 0 | 0 | 0 | 0 | 0 | 0 | 0 | 0 | 0 | 0 | 0 | 0 | 0 | 0
F6_Commercial_OR - College_Existing_Space Heating_Natural Gas_Boiler_A_Technical Potential | F6 | Commercial | OR - College | Existing | Space Heating | Natural Gas | Boiler | A | Standalone Impact on Baseline Winter Peak (%) | Technical Potential | 0 | 0 | 0 | 0 | 0 | 0 | 0 | 0 | 0 | 0 | 0 | 0 | 0 | 0 | 0 | 0 | 0 | 0 | 0 | 0 | 0 | 0 | 0 | 0 | 0 | 0 | 0
F7_Commercial_OR - College_Existing_Space Heating_Natural Gas_Boiler_A_Technical Potential | F7 | Commercial | OR - College | Existing | Space Heating | Natural Gas | Boiler | A | Incremental Energy Savings (MWh or mTherms) | Technical Potential | 0 | 0 | 7.5817 | 7.6438 | 7.7003 | 7.7516 | 7.7982 | 7.8406 | 7.8792 | 7.9142 | 7.9461 | 7.9751 | 8.0014 | 8.0254 | 8.0471 | 8.0669 | 8.0849 | 8.1012 | 8.1161 | 8.1296 | 8.1419 | 8.1531 | 8.0949 | 8.0483 | 8.0115 | 7.9832 | 7.9621
F8_Commercial_OR - College_Existing_Space Heating_Natural Gas_Boiler_A_Technical Potential | F8 | Commercial | OR - College | Existing | Space Heating | Natural Gas | Boiler | A | Incremental Summer Peak Savings (MW) | Technical Potential | 0 | 0 | 0 | 0 | 0 | 0 | 0 | 0 | 0 | 0 | 0 | 0 | 0 | 0 | 0 | 0 | 0 | 0 | 0 | 0 | 0 | 0 | 0 | 0 | 0 | 0 | 0
F9_Commercial_OR - College_Existing_Space Heating_Natural Gas_Boiler_A_Technical Potential | F9 | Commercial | OR - College | Existing | Space Heating | Natural Gas | Boiler | A | Incremental Winter Peak Savings (MW) | Technical Potential | 0 | 0 | 0 | 0 | 0 | 0 | 0 | 0 | 0 | 0 | 0 | 0 | 0 | 0 | 0 | 0 | 0 | 0 | 0 | 0 | 0 | 0 | 0 | 0 | 0 | 0 | 0
F10_Commercial_OR - College_Existing_Space Heating_Natural Gas_Boiler_A_Technical Potential | F10 | Commercial | OR - College | Existing | Space Heating | Natural Gas | Boiler | A | Cumulative Energy Savings (MWh or mTherms) | Technical Potential | 0 | 0 | 7.5817 | 15.2255 | 22.9258 | 30.6774 | 38.4756 | 46.3162 | 54.1954 | 62.1097 | 70.0558 | 78.0309 | 86.0323 | 94.0576 | 102.1048 | 110.1717 | 118.2566 | 126.3578 | 134.4739 | 142.6035 | 150.7454 | 158.8985 | 166.9934 | 175.0417 | 183.0532 | 191.0364 | 198.9985
F11_Commercial_OR - College_Existing_Space Heating_Natural Gas_Boiler_A_Technical Potential | F11 | Commercial | OR - College | Existing | Space Heating | Natural Gas | Boiler | A | Cumulative Summer Peak Savings (MW) | Technical Potential | 0 | 0 | 0 | 0 | 0 | 0 | 0 | 0 | 0 | 0 | 0 | 0 | 0 | 0 | 0 | 0 | 0 | 0 | 0 | 0 | 0 | 0 | 0 | 0 | 0 | 0 | 0
F12_Commercial_OR - College_Existing_Space Heating_Natural Gas_Boiler_A_Technical Potential | F12 | Commercial | OR - College | Existing | Space Heating | Natural Gas | Boiler | A | Cumulative Winter Peak Savings (MW) | Technical Potential | 0 | 0 | 0 | 0 | 0 | 0 | 0 | 0 | 0 | 0 | 0 | 0 | 0 | 0 | 0 | 0 | 0 | 0 | 0 | 0 | 0 | 0 | 0 | 0 | 0 | 0 | 0
F13_Commercial_OR - College_Existing_Space Heating_Natural Gas_Boiler_A_Technical Potential | F13 | Commercial | OR - College | Existing | Space Heating | Natural Gas | Boiler | A | Purchases (Incremental) | Technical Potential | 0 | 0 | 2.849 | 2.8723 | 2.8935 | 2.9128 | 2.9303 | 2.9463 | 2.9608 | 2.9739 | 2.9859 | 2.9968 | 3.0067 | 3.0157 | 3.0239 | 3.0313 | 3.0381 | 3.0442 | 3.0498 | 3.0549 | 3.0595 | 3.0637 | 3.0418 | 3.0243 | 3.0105 | 2.9999 | 2.9919
F14_Commercial_OR - College_Existing_Space Heating_Natural Gas_Boiler_A_Technical Potential | F14 | Commercial | OR - College | Existing | Space Heating | Natural Gas | Boiler | A | Purchases (Cumulative) | Technical Potential | 0 | 0 | 2.849 | 5.7213 | 8.6148 | 11.5276 | 14.458 | 17.4043 | 20.365 | 23.339 | 26.3249 | 29.3217 | 32.3284 | 35.3441 | 38.3679 | 41.3992 | 44.4373 | 47.4815 | 50.5313 | 53.5862 | 56.6457 | 59.7093 | 62.7512 | 65.7755 | 68.786 | 71.7858 | 74.7778
F1_Commercial_OR - College_Existing_Space Heating_Natural Gas_Unit Heater_A_Technical Potential | F1 | Commercial | OR - College | Existing | Space Heating | Natural Gas | Unit Heater | A | Original Unit Energy Savings (kWh or therms) | Technical Potential | 0 | 0 | 0 | 0 | 0 | 0 | 0 | 0 | 0 | 0 | 0 | 0 | 0 | 0 | 0 | 0 | 0 | 0 | 0 | 0 | 0 | 0 | 0 | 0 | 0 | 0 | 0
F2_Commercial_OR - College_Existing_Space Heating_Natural Gas_Unit Heater_A_Technical Potential | F2 | Commercial | OR - College | Existing | Space Heating | Natural Gas | Unit Heater | A | Original Unit Summer Peak Savings (kW) | Technical Potential | 0 | 0 | 0 | 0 | 0 | 0 | 0 | 0 | 0 | 0 | 0 | 0 | 0 | 0 | 0 | 0 | 0 | 0 | 0 | 0 | 0 | 0 | 0 | 0 | 0 | 0 | 0
F3_Commercial_OR - College_Existing_Space Heating_Natural Gas_Unit Heater_A_Technical Potential | F3 | Commercial | OR - College | Existing | Space Heating | Natural Gas | Unit Heater | A | Original Unit Winter Peak Savings (kW) | Technical Potential | 0 | 0 | 0 | 0 | 0 | 0 | 0 | 0 | 0 | 0 | 0 | 0 | 0 | 0 | 0 | 0 | 0 | 0 | 0 | 0 | 0 | 0 | 0 | 0 | 0 | 0 | 0
F4_Commercial_OR - College_Existing_Space Heating_Natural Gas_Unit Heater_A_Technical Potential | F4 | Commercial | OR - College | Existing | Space Heating | Natural Gas | Unit Heater | A | Standalone Impact on Baseline Energy (%) | Technical Potential | 0 | 0 | 0 | 0 | 0 | 0 | 0 | 0 | 0 | 0 | 0 | 0 | 0 | 0 | 0 | 0 | 0 | 0 | 0 | 0 | 0 | 0 | 0 | 0 | 0 | 0 | 0
F5_Commercial_OR - College_Existing_Space Heating_Natural Gas_Unit Heater_A_Technical Potential | F5 | Commercial | OR - College | Existing | Space Heating | Natural Gas | Unit Heater | A | Standalone Impact on Baseline Summer Peak (%) | Technical Potential | 0 | 0 | 0 | 0 | 0 | 0 | 0 | 0 | 0 | 0 | 0 | 0 | 0 | 0 | 0 | 0 | 0 | 0 | 0 | 0 | 0 | 0 | 0 | 0 | 0 | 0 | 0
F6_Commercial_OR - College_Existing_Space Heating_Natural Gas_Unit Heater_A_Technical Potential | F6 | Commercial | OR - College | Existing | Space Heating | Natural Gas | Unit Heater | A | Standalone Impact on Baseline Winter Peak (%) | Technical Potential | 0 | 0 | 0 | 0 | 0 | 0 | 0 | 0 | 0 | 0 | 0 | 0 | 0 | 0 | 0 | 0 | 0 | 0 | 0 | 0 | 0 | 0 | 0 | 0 | 0 | 0 | 0
F7_Commercial_OR - College_Existing_Space Heating_Natural Gas_Unit Heater_A_Technical Potential | F7 | Commercial | OR - College | Existing | Space Heating | Natural Gas | Unit Heater | A | Incremental Energy Savings (MWh or mTherms) | Technical Potential | 0 | 0 | 0 | 0 | 0 | 0 | 0 | 0 | 0 | 0 | 0 | 0 | 0 | 0 | 0 | 0 | 0 | 0 | 0 | 0 | 0 | 0 | 0 | 0 | 0 | 0 | 0
F8_Commercial_OR - College_Existing_Space Heating_Natural Gas_Unit Heater_A_Technical Potential | F8 | Commercial | OR - College | Existing | Space Heating | Natural Gas | Unit Heater | A | Incremental Summer Peak Savings (MW) | Technical Potential | 0 | 0 | 0 | 0 | 0 | 0 | 0 | 0 | 0 | 0 | 0 | 0 | 0 | 0 | 0 | 0 | 0 | 0 | 0 | 0 | 0 | 0 | 0 | 0 | 0 | 0 | 0
F9_Commercial_OR - College_Existing_Space Heating_Natural Gas_Unit Heater_A_Technical Potential | F9 | Commercial | OR - College | Existing | Space Heating | Natural Gas | Unit Heater | A | Incremental Winter Peak Savings (MW) | Technical Potential | 0 | 0 | 0 | 0 | 0 | 0 | 0 | 0 | 0 | 0 | 0 | 0 | 0 | 0 | 0 | 0 | 0 | 0 | 0 | 0 | 0 | 0 | 0 | 0 | 0 | 0 | 0
F10_Commercial_OR - College_Existing_Space Heating_Natural Gas_Unit Heater_A_Technical Potential | F10 | Commercial | OR - College | Existing | Space Heating | Natural Gas | Unit Heater | A | Cumulative Energy Savings (MWh or mTherms) | Technical Potential | 0 | 0 | 0 | 0 | 0 | 0 | 0 | 0 | 0 | 0 | 0 | 0 | 0 | 0 | 0 | 0 | 0 | 0 | 0 | 0 | 0 | 0 | 0 | 0 | 0 | 0 | 0
F11_Commercial_OR - College_Existing_Space Heating_Natural Gas_Unit Heater_A_Technical Potential | F11 | Commercial | OR - College | Existing | Space Heating | Natural Gas | Unit Heater | A | Cumulative Summer Peak Savings (MW) | Technical Potential | 0 | 0 | 0 | 0 | 0 | 0 | 0 | 0 | 0 | 0 | 0 | 0 | 0 | 0 | 0 | 0 | 0 | 0 | 0 | 0 | 0 | 0 | 0 | 0 | 0 | 0 | 0
F12_Commercial_OR - College_Existing_Space Heating_Natural Gas_Unit Heater_A_Technical Potential | F12 | Commercial | OR - College | Existing | Space Heating | Natural Gas | Unit Heater | A | Cumulative Winter Peak Savings (MW) | Technical Potential | 0 | 0 | 0 | 0 | 0 | 0 | 0 | 0 | 0 | 0 | 0 | 0 | 0 | 0 | 0 | 0 | 0 | 0 | 0 | 0 | 0 | 0 | 0 | 0 | 0 | 0 | 0
F13_Commercial_OR - College_Existing_Space Heating_Natural Gas_Unit Heater_A_Technical Potential | F13 | Commercial | OR - College | Existing | Space Heating | Natural Gas | Unit Heater | A | Purchases (Incremental) | Technical Potential | 0 | 0 | 0 | 0 | 0 | 0 | 0 | 0 | 0 | 0 | 0 | 0 | 0 | 0 | 0 | 0 | 0 | 0 | 0 | 0 | 0 | 0 | 0 | 0 | 0 | 0 | 0
F14_Commercial_OR - College_Existing_Space Heating_Natural Gas_Unit Heater_A_Technical Potential | F14 | Commercial | OR - College | Existing | Space Heating | Natural Gas | Unit Heater | A | Purchases (Cumulative) | Technical Potential | 0 | 0 | 0 | 0 | 0 | 0 | 0 | 0 | 0 | 0 | 0 | 0 | 0 | 0 | 0 | 0 | 0 | 0 | 0 | 0 | 0 | 0 | 0 | 0 | 0 | 0 | 0
F1_Commercial_OR - College_Existing_Water Heating_Natural Gas_Water Heater_A_Technical Potential | F1 | Commercial | OR - College | Existing | Water Heating | Natural Gas | Water Heater | A | Original Unit Energy Savings (kWh or therms) | Technical Potential | 0 | 2.8505 | 6.0949 | 6.0949 | 6.0949 | 6.0949 | 6.0949 | 6.0949 | 6.0949 | 6.0949 | 6.0949 | 6.0949 | 6.0949 | 6.0949 | 6.0949 | 6.0949 | 6.0949 | 6.0949 | 6.0949 | 6.0949 | 6.0949 | 6.0949 | 6.0949 | 6.0949 | 6.0949 | 6.0949 | 6.0949
F2_Commercial_OR - College_Existing_Water Heating_Natural Gas_Water Heater_A_Technical Potential | F2 | Commercial | OR - College | Existing | Water Heating | Natural Gas | Water Heater | A | Original Unit Summer Peak Savings (kW) | Technical Potential | 0 | 0 | 0 | 0 | 0 | 0 | 0 | 0 | 0 | 0 | 0 | 0 | 0 | 0 | 0 | 0 | 0 | 0 | 0 | 0 | 0 | 0 | 0 | 0 | 0 | 0 | 0
F3_Commercial_OR - College_Existing_Water Heating_Natural Gas_Water Heater_A_Technical Potential | F3 | Commercial | OR - College | Existing | Water Heating | Natural Gas | Water Heater | A | Original Unit Winter Peak Savings (kW) | Technical Potential | 0 | 0 | 0 | 0 | 0 | 0 | 0 | 0 | 0 | 0 | 0 | 0 | 0 | 0 | 0 | 0 | 0 | 0 | 0 | 0 | 0 | 0 | 0 | 0 | 0 | 0 | 0
F4_Commercial_OR - College_Existing_Water Heating_Natural Gas_Water Heater_A_Technical Potential | F4 | Commercial | OR - College | Existing | Water Heating | Natural Gas | Water Heater | A | Standalone Impact on Baseline Energy (%) | Technical Potential | 0 | 0 | 0.01057 | 0.020955 | 0.031192 | 0.041304 | 0.051304 | 0.061198 | 0.070982 | 0.080648 | 0.090901 | 0.10148 | 0.10181 | 0.10207 | 0.10229 | 0.10578 | 0.10859 | 0.11084 | 0.11265 | 0.11424 | 0.11503 | 0.11537 | 0.11541 | 0.11544 | 0.11611 | 0.11613 | 0.11614
F5_Commercial_OR - College_Existing_Water Heating_Natural Gas_Water Heater_A_Technical Potential | F5 | Commercial | OR - College | Existing | Water Heating | Natural Gas | Water Heater | A | Standalone Impact on Baseline Summer Peak (%) | Technical Potential | 0 | 0 | 0 | 0 | 0 | 0 | 0 | 0 | 0 | 0 | 0 | 0 | 0 | 0 | 0 | 0 | 0 | 0 | 0 | 0 | 0 | 0 | 0 | 0 | 0 | 0 | 0
F6_Commercial_OR - College_Existing_Water Heating_Natural Gas_Water Heater_A_Technical Potential | F6 | Commercial | OR - College | Existing | Water Heating | Natural Gas | Water Heater | A | Standalone Impact on Baseline Winter Peak (%) | Technical Potential | 0 | 0 | 0 | 0 | 0 | 0 | 0 | 0 | 0 | 0 | 0 | 0 | 0 | 0 | 0 | 0 | 0 | 0 | 0 | 0 | 0 | 0 | 0 | 0 | 0 | 0 | 0
F7_Commercial_OR - College_Existing_Water Heating_Natural Gas_Water Heater_A_Technical Potential | F7 | Commercial | OR - College | Existing | Water Heating | Natural Gas | Water Heater | A | Incremental Energy Savings (MWh or mTherms) | Technical Potential | 0 | 0 | 3.2604 | 3.1023 | 2.9759 | 2.8747 | 2.7938 | 2.729 | 2.6772 | 2.6358 | 2.8002 | 2.8923 | 0 | 0 | 0 | 0.93377 | 0.74701 | 0.59761 | 0.47809 | 0.42199 | 0.20322 | 0.080377 | 0 | 0 | 0.17883 | 0 | 0
F8_Commercial_OR - College_Existing_Water Heating_Natural Gas_Water Heater_A_Technical Potential | F8 | Commercial | OR - College | Existing | Water Heating | Natural Gas | Water Heater | A | Incremental Summer Peak Savings (MW) | Technical Potential | 0 | 0 | 0 | 0 | 0 | 0 | 0 | 0 | 0 | 0 | 0 | 0 | 0 | 0 | 0 | 0 | 0 | 0 | 0 | 0 | 0 | 0 | 0 | 0 | 0 | 0 | 0
F9_Commercial_OR - College_Existing_Water Heating_Natural Gas_Water Heater_A_Technical Potential | F9 | Commercial | OR - College | Existing | Water Heating | Natural Gas | Water Heater | A | Incremental Winter Peak Savings (MW) | Technical Potential | 0 | 0 | 0 | 0 | 0 | 0 | 0 | 0 | 0 | 0 | 0 | 0 | 0 | 0 | 0 | 0 | 0 | 0 | 0 | 0 | 0 | 0 | 0 | 0 | 0 | 0 | 0
F10_Commercial_OR - College_Existing_Water Heating_Natural Gas_Water Heater_A_Technical Potential | F10 | Commercial | OR - College | Existing | Water Heating | Natural Gas | Water Heater | A | Cumulative Energy Savings (MWh or mTherms) | Technical Potential | 0 | 0 | 3.2604 | 6.3628 | 9.3386 | 12.2133 | 15.0071 | 17.7361 | 20.4133 | 23.0491 | 25.8494 | 28.7416 | 28.7416 | 28.7416 | 28.7416 | 29.6754 | 30.4224 | 31.02 | 31.4981 | 31.9201 | 32.1233 | 32.2037 | 32.2037 | 32.2037 | 32.3825 | 32.3825 | 32.3825
F11_Commercial_OR - College_Existing_Water Heating_Natural Gas_Water Heater_A_Technical Potential | F11 | Commercial | OR - College | Existing | Water Heating | Natural Gas | Water Heater | A | Cumulative Summer Peak Savings (MW) | Technical Potential | 0 | 0 | 0 | 0 | 0 | 0 | 0 | 0 | 0 | 0 | 0 | 0 | 0 | 0 | 0 | 0 | 0 | 0 | 0 | 0 | 0 | 0 | 0 | 0 | 0 | 0 | 0
F12_Commercial_OR - College_Existing_Water Heating_Natural Gas_Water Heater_A_Technical Potential | F12 | Commercial | OR - College | Existing | Water Heating | Natural Gas | Water Heater | A | Cumulative Winter Peak Savings (MW) | Technical Potential | 0 | 0 | 0 | 0 | 0 | 0 | 0 | 0 | 0 | 0 | 0 | 0 | 0 | 0 | 0 | 0 | 0 | 0 | 0 | 0 | 0 | 0 | 0 | 0 | 0 | 0 | 0
F13_Commercial_OR - College_Existing_Water Heating_Natural Gas_Water Heater_A_Technical Potential | F13 | Commercial | OR - College | Existing | Water Heating | Natural Gas | Water Heater | A | Purchases (Incremental) | Technical Potential | 0 | 0 | 534.9412 | 509.0046 | 488.2554 | 471.656 | 458.3765 | 447.7529 | 439.254 | 432.4549 | 459.4363 | 474.5373 | 0 | 0 | 0 | 153.204 | 122.5632 | 98.0506 | 78.4404 | 69.2365 | 33.3431 | 13.1875 | 0 | 0 | 29.3416 | 0 | 0
F14_Commercial_OR - College_Existing_Water Heating_Natural Gas_Water Heater_A_Technical Potential | F14 | Commercial | OR - College | Existing | Water Heating | Natural Gas | Water Heater | A | Purchases (Cumulative) | Technical Potential | 0 | 0 | 534.9412 | 1043.9458 | 1532.2013 | 2003.8573 | 2462.2338 | 2909.9867 | 3349.2407 | 3781.6956 | 4241.132 | 4715.6692 | 4715.6692 | 4715.6692 | 4715.6692 | 4868.8732 | 4991.4364 | 5089.487 | 5167.9274 | 5237.1639 | 5270.507 | 5283.6945 | 5283.6945 | 5283.6945 | 5313.0362 | 5313.0362 | 5313.0362
F1_Commercial_OR - College_Existing_Food Preparation_Natural Gas_Oven_A_Technical Potential | F1 | Commercial | OR - College | Existing | Food Preparation | Natural Gas | Oven | A | Original Unit Energy Savings (kWh or therms) | Technical Potential | 0 | 106.6752 | 106.6752 | 106.6752 | 106.6752 | 106.6752 | 106.6752 | 106.6752 | 106.6752 | 106.6752 | 106.6752 | 106.6752 | 106.6752 | 106.6752 | 106.6752 | 106.6752 | 106.6752 | 106.6752 | 106.6752 | 106.6752 | 106.6752 | 106.6752 | 106.6752 | 106.6752 | 106.6752 | 106.6752 | 106.6752
F2_Commercial_OR - College_Existing_Food Preparation_Natural Gas_Oven_A_Technical Potential | F2 | Commercial | OR - College | Existing | Food Preparation | Natural Gas | Oven | A | Original Unit Summer Peak Savings (kW) | Technical Potential | 0 | 0 | 0 | 0 | 0 | 0 | 0 | 0 | 0 | 0 | 0 | 0 | 0 | 0 | 0 | 0 | 0 | 0 | 0 | 0 | 0 | 0 | 0 | 0 | 0 | 0 | 0
F3_Commercial_OR - College_Existing_Food Preparation_Natural Gas_Oven_A_Technical Potential | F3 | Commercial | OR - College | Existing | Food Preparation | Natural Gas | Oven | A | Original Unit Winter Peak Savings (kW) | Technical Potential | 0 | 0 | 0 | 0 | 0 | 0 | 0 | 0 | 0 | 0 | 0 | 0 | 0 | 0 | 0 | 0 | 0 | 0 | 0 | 0 | 0 | 0 | 0 | 0 | 0 | 0 | 0
F4_Commercial_OR - College_Existing_Food Preparation_Natural Gas_Oven_A_Technical Potential | F4 | Commercial | OR - College | Existing | Food Preparation | Natural Gas | Oven | A | Standalone Impact on Baseline Energy (%) | Technical Potential | 0 | 0 | 8.0428e-05 | 0.00020435 | 0.00037795 | 0.00059131 | 0.00083646 | 0.0011071 | 0.001398 | 0.0017052 | 0.0020255 | 0.0023561 | 0.0026296 | 0.0028645 | 0.0029967 | 0.0030777 | 0.0031106 | 0.0031233 | 0.0031233 | 0.0031233 | 0.0031233 | 0.0031233 | 0.0031233 | 0.0031233 | 0.0031543 | 0.0032099 | 0.0032739
F5_Commercial_OR - College_Existing_Food Preparation_Natural Gas_Oven_A_Technical Potential | F5 | Commercial | OR - College | Existing | Food Preparation | Natural Gas | Oven | A | Standalone Impact on Baseline Summer Peak (%) | Technical Potential | 0 | 0 | 0 | 0 | 0 | 0 | 0 | 0 | 0 | 0 | 0 | 0 | 0 | 0 | 0 | 0 | 0 | 0 | 0 | 0 | 0 | 0 | 0 | 0 | 0 | 0 | 0
F6_Commercial_OR - College_Existing_Food Preparation_Natural Gas_Oven_A_Technical Potential | F6 | Commercial | OR - College | Existing | Food Preparation | Natural Gas | Oven | A | Standalone Impact on Baseline Winter Peak (%) | Technical Potential | 0 | 0 | 0 | 0 | 0 | 0 | 0 | 0 | 0 | 0 | 0 | 0 | 0 | 0 | 0 | 0 | 0 | 0 | 0 | 0 | 0 | 0 | 0 | 0 | 0 | 0 | 0
F7_Commercial_OR - College_Existing_Food Preparation_Natural Gas_Oven_A_Technical Potential | F7 | Commercial | OR - College | Existing | Food Preparation | Natural Gas | Oven | A | Incremental Energy Savings (MWh or mTherms) | Technical Potential | 0 | 0 | 0.0026467 | 0.0040779 | 0.0057129 | 0.007021 | 0.0080674 | 0.0089046 | 0.0095743 | 0.01011 | 0.010539 | 0.010882 | 0.0089993 | 0.0077288 | 0.0043519 | 0.0026636 | 0.0010845 | 0.00041587 | 0 | 0 | 0 | 0 | 0 | 0 | 0.0010221 | 0.0018285 | 0.0021079
F8_Commercial_OR - College_Existing_Food Preparation_Natural Gas_Oven_A_Technical Potential | F8 | Commercial | OR - College | Existing | Food Preparation | Natural Gas | Oven | A | Incremental Summer Peak Savings (MW) | Technical Potential | 0 | 0 | 0 | 0 | 0 | 0 | 0 | 0 | 0 | 0 | 0 | 0 | 0 | 0 | 0 | 0 | 0 | 0 | 0 | 0 | 0 | 0 | 0 | 0 | 0 | 0 | 0
F9_Commercial_OR - College_Existing_Food Preparation_Natural Gas_Oven_A_Technical Potential | F9 | Commercial | OR - College | Existing | Food Preparation | Natural Gas | Oven | A | Incremental Winter Peak Savings (MW) | Technical Potential | 0 | 0 | 0 | 0 | 0 | 0 | 0 | 0 | 0 | 0 | 0 | 0 | 0 | 0 | 0 | 0 | 0 | 0 | 0 | 0 | 0 | 0 | 0 | 0 | 0 | 0 | 0
F10_Commercial_OR - College_Existing_Food Preparation_Natural Gas_Oven_A_Technical Potential | F10 | Commercial | OR - College | Existing | Food Preparation | Natural Gas | Oven | A | Cumulative Energy Savings (MWh or mTherms) | Technical Potential | 0 | 0 | 0.0026467 | 0.0067245 | 0.012437 | 0.019458 | 0.027526 | 0.03643 | 0.046005 | 0.056115 | 0.066653 | 0.077535 | 0.086534 | 0.094263 | 0.098615 | 0.10128 | 0.10236 | 0.10278 | 0.10278 | 0.10278 | 0.10278 | 0.10278 | 0.10278 | 0.10278 | 0.1038 | 0.10563 | 0.10774
F11_Commercial_OR - College_Existing_Food Preparation_Natural Gas_Oven_A_Technical Potential | F11 | Commercial | OR - College | Existing | Food Preparation | Natural Gas | Oven | A | Cumulative Summer Peak Savings (MW) | Technical Potential | 0 | 0 | 0 | 0 | 0 | 0 | 0 | 0 | 0 | 0 | 0 | 0 | 0 | 0 | 0 | 0 | 0 | 0 | 0 | 0 | 0 | 0 | 0 | 0 | 0 | 0 | 0
F12_Commercial_OR - College_Existing_Food Preparation_Natural Gas_Oven_A_Technical Potential | F12 | Commercial | OR - College | Existing | Food Preparation | Natural Gas | Oven | A | Cumulative Winter Peak Savings (MW) | Technical Potential | 0 | 0 | 0 | 0 | 0 | 0 | 0 | 0 | 0 | 0 | 0 | 0 | 0 | 0 | 0 | 0 | 0 | 0 | 0 | 0 | 0 | 0 | 0 | 0 | 0 | 0 | 0
F13_Commercial_OR - College_Existing_Food Preparation_Natural Gas_Oven_A_Technical Potential | F13 | Commercial | OR - College | Existing | Food Preparation | Natural Gas | Oven | A | Purchases (Incremental) | Technical Potential | 0 | 0 | 0.024811 | 0.038227 | 0.053554 | 0.065816 | 0.075626 | 0.083474 | 0.089752 | 0.094774 | 0.098792 | 0.10201 | 0.084362 | 0.072452 | 0.040796 | 0.024969 | 0.010166 | 0.0038984 | 0 | 0 | 0 | 0 | 0 | 0 | 0.009581 | 0.017141 | 0.01976
F14_Commercial_OR - College_Existing_Food Preparation_Natural Gas_Oven_A_Technical Potential | F14 | Commercial | OR - College | Existing | Food Preparation | Natural Gas | Oven | A | Purchases (Cumulative) | Technical Potential | 0 | 0 | 0.024811 | 0.063038 | 0.11659 | 0.18241 | 0.25803 | 0.34151 | 0.43126 | 0.52603 | 0.62483 | 0.72683 | 0.81119 | 0.88365 | 0.92444 | 0.94941 | 0.95958 | 0.96348 | 0.96348 | 0.96348 | 0.96348 | 0.96348 | 0.96348 | 0.96348 | 0.97306 | 0.9902 | 1.01
F1_Commercial_OR - College_Existing_Food Preparation_Natural Gas_Conveyor Oven_A_Technical Potential | F1 | Commercial | OR - College | Existing | Food Preparation | Natural Gas | Conveyor Oven | A | Original Unit Energy Savings (kWh or therms) | Technical Potential | 0 | 0 | 0 | 0 | 0 | 692.0657 | 692.0657 | 692.0657 | 692.0657 | 692.0657 | 692.0657 | 692.0657 | 692.0657 | 692.0657 | 692.0657 | 692.0657 | 692.0657 | 692.0657 | 692.0657 | 692.0657 | 692.0657 | 692.0657 | 692.0657 | 692.0657 | 692.0657 | 692.0657 | 692.0657
F2_Commercial_OR - College_Existing_Food Preparation_Natural Gas_Conveyor Oven_A_Technical Potential | F2 | Commercial | OR - College | Existing | Food Preparation | Natural Gas | Conveyor Oven | A | Original Unit Summer Peak Savings (kW) | Technical Potential | 0 | 0 | 0 | 0 | 0 | 0 | 0 | 0 | 0 | 0 | 0 | 0 | 0 | 0 | 0 | 0 | 0 | 0 | 0 | 0 | 0 | 0 | 0 | 0 | 0 | 0 | 0
F3_Commercial_OR - College_Existing_Food Preparation_Natural Gas_Conveyor Oven_A_Technical Potential | F3 | Commercial | OR - College | Existing | Food Preparation | Natural Gas | Conveyor Oven | A | Original Unit Winter Peak Savings (kW) | Technical Potential | 0 | 0 | 0 | 0 | 0 | 0 | 0 | 0 | 0 | 0 | 0 | 0 | 0 | 0 | 0 | 0 | 0 | 0 | 0 | 0 | 0 | 0 | 0 | 0 | 0 | 0 | 0
F4_Commercial_OR - College_Existing_Food Preparation_Natural Gas_Conveyor Oven_A_Technical Potential | F4 | Commercial | OR - College | Existing | Food Preparation | Natural Gas | Conveyor Oven | A | Standalone Impact on Baseline Energy (%) | Technical Potential | 0 | 0 | 0 | 0 | 0 | 2.4875e-05 | 9.4526e-05 | 0.00022487 | 0.00042865 | 0.00071605 | 0.0010703 | 0.0014782 | 0.0019288 | 0.0024137 | 0.0029259 | 0.0034601 | 0.0040119 | 0.0044533 | 0.0048064 | 0.0050889 | 0.0053149 | 0.0055006 | 0.0056383 | 0.0057248 | 0.00576 | 0.00576 | 0.00576
F5_Commercial_OR - College_Existing_Food Preparation_Natural Gas_Conveyor Oven_A_Technical Potential | F5 | Commercial | OR - College | Existing | Food Preparation | Natural Gas | Conveyor Oven | A | Standalone Impact on Baseline Summer Peak (%) | Technical Potential | 0 | 0 | 0 | 0 | 0 | 0 | 0 | 0 | 0 | 0 | 0 | 0 | 0 | 0 | 0 | 0 | 0 | 0 | 0 | 0 | 0 | 0 | 0 | 0 | 0 | 0 | 0
F6_Commercial_OR - College_Existing_Food Preparation_Natural Gas_Conveyor Oven_A_Technical Potential | F6 | Commercial | OR - College | Existing | Food Preparation | Natural Gas | Conveyor Oven | A | Standalone Impact on Baseline Winter Peak (%) | Technical Potential | 0 | 0 | 0 | 0 | 0 | 0 | 0 | 0 | 0 | 0 | 0 | 0 | 0 | 0 | 0 | 0 | 0 | 0 | 0 | 0 | 0 | 0 | 0 | 0 | 0 | 0 | 0
F7_Commercial_OR - College_Existing_Food Preparation_Natural Gas_Conveyor Oven_A_Technical Potential | F7 | Commercial | OR - College | Existing | Food Preparation | Natural Gas | Conveyor Oven | A | Incremental Energy Savings (MWh or mTherms) | Technical Potential | 0 | 0 | 0 | 0 | 0 | 0.00081859 | 0.002292 | 0.0042894 | 0.0067059 | 0.0094576 | 0.011659 | 0.01342 | 0.014829 | 0.015956 | 0.016858 | 0.017579 | 0.018156 | 0.014525 | 0.01162 | 0.009296 | 0.0074368 | 0.0061132 | 0.0045304 | 0.002845 | 0.0011614 | 0 | 0
F8_Commercial_OR - College_Existing_Food Preparation_Natural Gas_Conveyor Oven_A_Technical Potential | F8 | Commercial | OR - College | Existing | Food Preparation | Natural Gas | Conveyor Oven | A | Incremental Summer Peak Savings (MW) | Technical Potential | 0 | 0 | 0 | 0 | 0 | 0 | 0 | 0 | 0 | 0 | 0 | 0 | 0 | 0 | 0 | 0 | 0 | 0 | 0 | 0 | 0 | 0 | 0 | 0 | 0 | 0 | 0
F9_Commercial_OR - College_Existing_Food Preparation_Natural Gas_Conveyor Oven_A_Technical Potential | F9 | Commercial | OR - College | Existing | Food Preparation | Natural Gas | Conveyor Oven | A | Incremental Winter Peak Savings (MW) | Technical Potential | 0 | 0 | 0 | 0 | 0 | 0 | 0 | 0 | 0 | 0 | 0 | 0 | 0 | 0 | 0 | 0 | 0 | 0 | 0 | 0 | 0 | 0 | 0 | 0 | 0 | 0 | 0
F10_Commercial_OR - College_Existing_Food Preparation_Natural Gas_Conveyor Oven_A_Technical Potential | F10 | Commercial | OR - College | Existing | Food Preparation | Natural Gas | Conveyor Oven | A | Cumulative Energy Savings (MWh or mTherms) | Technical Potential | 0 | 0 | 0 | 0 | 0 | 0.00081859 | 0.0031106 | 0.0074 | 0.014106 | 0.023563 | 0.035222 | 0.048643 | 0.063472 | 0.079428 | 0.096286 | 0.11386 | 0.13202 | 0.14655 | 0.15817 | 0.16746 | 0.1749 | 0.18101 | 0.18554 | 0.18839 | 0.18955 | 0.18955 | 0.18955
F11_Commercial_OR - College_Existing_Food Preparation_Natural Gas_Conveyor Oven_A_Technical Potential | F11 | Commercial | OR - College | Existing | Food Preparation | Natural Gas | Conveyor Oven | A | Cumulative Summer Peak Savings (MW) | Technical Potential | 0 | 0 | 0 | 0 | 0 | 0 | 0 | 0 | 0 | 0 | 0 | 0 | 0 | 0 | 0 | 0 | 0 | 0 | 0 | 0 | 0 | 0 | 0 | 0 | 0 | 0 | 0
F12_Commercial_OR - College_Existing_Food Preparation_Natural Gas_Conveyor Oven_A_Technical Potential | F12 | Commercial | OR - College | Existing | Food Preparation | Natural Gas | Conveyor Oven | A | Cumulative Winter Peak Savings (MW) | Technical Potential | 0 | 0 | 0 | 0 | 0 | 0 | 0 | 0 | 0 | 0 | 0 | 0 | 0 | 0 | 0 | 0 | 0 | 0 | 0 | 0 | 0 | 0 | 0 | 0 | 0 | 0 | 0
F13_Commercial_OR - College_Existing_Food Preparation_Natural Gas_Conveyor Oven_A_Technical Potential | F13 | Commercial | OR - College | Existing | Food Preparation | Natural Gas | Conveyor Oven | A | Purchases (Incremental) | Technical Potential | 0 | 0 | 0 | 0 | 0 | 0.0011828 | 0.0033119 | 0.0061979 | 0.0096896 | 0.013666 | 0.016847 | 0.019391 | 0.021427 | 0.023056 | 0.024359 | 0.025401 | 0.026235 | 0.020988 | 0.01679 | 0.013432 | 0.010746 | 0.0088332 | 0.0065461 | 0.0041109 | 0.0016782 | 0 | 0
F14_Commercial_OR - College_Existing_Food Preparation_Natural Gas_Conveyor Oven_A_Technical Potential | F14 | Commercial | OR - College | Existing | Food Preparation | Natural Gas | Conveyor Oven | A | Purchases (Cumulative) | Technical Potential | 0 | 0 | 0 | 0 | 0 | 0.0011828 | 0.0044947 | 0.010693 | 0.020382 | 0.034048 | 0.050895 | 0.070286 | 0.091713 | 0.11477 | 0.13913 | 0.16453 | 0.19076 | 0.21175 | 0.22854 | 0.24197 | 0.25272 | 0.26155 | 0.2681 | 0.27221 | 0.27389 | 0.27389 | 0.27389
F1_Commercial_OR - College_Existing_Food Preparation_Natural Gas_Double Rack Oven_A_Technical Potential | F1 | Commercial | OR - College | Existing | Food Preparation | Natural Gas | Double Rack Oven | A | Original Unit Energy Savings (kWh or therms) | Technical Potential | 0 | 1621.62 | 1621.62 | 1621.62 | 1621.62 | 1621.62 | 1621.62 | 1621.62 | 1621.62 | 1621.62 | 1621.62 | 1621.62 | 1621.62 | 1621.62 | 1621.62 | 1621.62 | 1621.62 | 1621.62 | 1621.62 | 1621.62 | 1621.62 | 1621.62 | 1621.62 | 1621.62 | 1621.62 | 1621.62 | 1621.62
F2_Commercial_OR - College_Existing_Food Preparation_Natural Gas_Double Rack Oven_A_Technical Potential | F2 | Commercial | OR - College | Existing | Food Preparation | Natural Gas | Double Rack Oven | A | Original Unit Summer Peak Savings (kW) | Technical Potential | 0 | 0 | 0 | 0 | 0 | 0 | 0 | 0 | 0 | 0 | 0 | 0 | 0 | 0 | 0 | 0 | 0 | 0 | 0 | 0 | 0 | 0 | 0 | 0 | 0 | 0 | 0
F3_Commercial_OR - College_Existing_Food Preparation_Natural Gas_Double Rack Oven_A_Technical Potential | F3 | Commercial | OR - College | Existing | Food Preparation | Natural Gas | Double Rack Oven | A | Original Unit Winter Peak Savings (kW) | Technical Potential | 0 | 0 | 0 | 0 | 0 | 0 | 0 | 0 | 0 | 0 | 0 | 0 | 0 | 0 | 0 | 0 | 0 | 0 | 0 | 0 | 0 | 0 | 0 | 0 | 0 | 0 | 0
F4_Commercial_OR - College_Existing_Food Preparation_Natural Gas_Double Rack Oven_A_Technical Potential | F4 | Commercial | OR - College | Existing | Food Preparation | Natural Gas | Double Rack Oven | A | Standalone Impact on Baseline Energy (%) | Technical Potential | 0 | 0 | 0.00056036 | 0.0012602 | 0.002084 | 0.003018 | 0.00405 | 0.005169 | 0.0063654 | 0.0076306 | 0.0088001 | 0.0099019 | 0.010959 | 0.01199 | 0.01245 | 0.012772 | 0.012981 | 0.013098 | 0.01314 | 0.01323 | 0.01328 | 0.013282 | 0.013392 | 0.013575 | 0.013804 | 0.014057 | 0.014319
F5_Commercial_OR - College_Existing_Food Preparation_Natural Gas_Double Rack Oven_A_Technical Potential | F5 | Commercial | OR - College | Existing | Food Preparation | Natural Gas | Double Rack Oven | A | Standalone Impact on Baseline Summer Peak (%) | Technical Potential | 0 | 0 | 0 | 0 | 0 | 0 | 0 | 0 | 0 | 0 | 0 | 0 | 0 | 0 | 0 | 0 | 0 | 0 | 0 | 0 | 0 | 0 | 0 | 0 | 0 | 0 | 0
F6_Commercial_OR - College_Existing_Food Preparation_Natural Gas_Double Rack Oven_A_Technical Potential | F6 | Commercial | OR - College | Existing | Food Preparation | Natural Gas | Double Rack Oven | A | Standalone Impact on Baseline Winter Peak (%) | Technical Potential | 0 | 0 | 0 | 0 | 0 | 0 | 0 | 0 | 0 | 0 | 0 | 0 | 0 | 0 | 0 | 0 | 0 | 0 | 0 | 0 | 0 | 0 | 0 | 0 | 0 | 0 | 0
F7_Commercial_OR - College_Existing_Food Preparation_Natural Gas_Double Rack Oven_A_Technical Potential | F7 | Commercial | OR - College | Existing | Food Preparation | Natural Gas | Double Rack Oven | A | Incremental Energy Savings (MWh or mTherms) | Technical Potential | 0 | 0 | 0.01844 | 0.02303 | 0.027109 | 0.030736 | 0.033959 | 0.036824 | 0.039371 | 0.041635 | 0.038484 | 0.036257 | 0.034787 | 0.033934 | 0.015139 | 0.010591 | 0.0068677 | 0.0038407 | 0.0014016 | 0.002972 | 0.0016219 | 8.1796e-05 | 0.0036243 | 0.0060204 | 0.0075209 | 0.0083306 | 0.0086161
F8_Commercial_OR - College_Existing_Food Preparation_Natural Gas_Double Rack Oven_A_Technical Potential | F8 | Commercial | OR - College | Existing | Food Preparation | Natural Gas | Double Rack Oven | A | Incremental Summer Peak Savings (MW) | Technical Potential | 0 | 0 | 0 | 0 | 0 | 0 | 0 | 0 | 0 | 0 | 0 | 0 | 0 | 0 | 0 | 0 | 0 | 0 | 0 | 0 | 0 | 0 | 0 | 0 | 0 | 0 | 0
F9_Commercial_OR - College_Existing_Food Preparation_Natural Gas_Double Rack Oven_A_Technical Potential | F9 | Commercial | OR - College | Existing | Food Preparation | Natural Gas | Double Rack Oven | A | Incremental Winter Peak Savings (MW) | Technical Potential | 0 | 0 | 0 | 0 | 0 | 0 | 0 | 0 | 0 | 0 | 0 | 0 | 0 | 0 | 0 | 0 | 0 | 0 | 0 | 0 | 0 | 0 | 0 | 0 | 0 | 0 | 0
F10_Commercial_OR - College_Existing_Food Preparation_Natural Gas_Double Rack Oven_A_Technical Potential | F10 | Commercial | OR - College | Existing | Food Preparation | Natural Gas | Double Rack Oven | A | Cumulative Energy Savings (MWh or mTherms) | Technical Potential | 0 | 0 | 0.01844 | 0.04147 | 0.068579 | 0.099315 | 0.13327 | 0.1701 | 0.20947 | 0.25111 | 0.28959 | 0.32585 | 0.36063 | 0.39457 | 0.40971 | 0.4203 | 0.42717 | 0.43101 | 0.43241 | 0.43538 | 0.437 | 0.43708 | 0.44071 | 0.44673 | 0.45425 | 0.46258 | 0.4712
F11_Commercial_OR - College_Existing_Food Preparation_Natural Gas_Double Rack Oven_A_Technical Potential | F11 | Commercial | OR - College | Existing | Food Preparation | Natural Gas | Double Rack Oven | A | Cumulative Summer Peak Savings (MW) | Technical Potential | 0 | 0 | 0 | 0 | 0 | 0 | 0 | 0 | 0 | 0 | 0 | 0 | 0 | 0 | 0 | 0 | 0 | 0 | 0 | 0 | 0 | 0 | 0 | 0 | 0 | 0 | 0
F12_Commercial_OR - College_Existing_Food Preparation_Natural Gas_Double Rack Oven_A_Technical Potential | F12 | Commercial | OR - College | Existing | Food Preparation | Natural Gas | Double Rack Oven | A | Cumulative Winter Peak Savings (MW) | Technical Potential | 0 | 0 | 0 | 0 | 0 | 0 | 0 | 0 | 0 | 0 | 0 | 0 | 0 | 0 | 0 | 0 | 0 | 0 | 0 | 0 | 0 | 0 | 0 | 0 | 0 | 0 | 0
F13_Commercial_OR - College_Existing_Food Preparation_Natural Gas_Double Rack Oven_A_Technical Potential | F13 | Commercial | OR - College | Existing | Food Preparation | Natural Gas | Double Rack Oven | A | Purchases (Incremental) | Technical Potential | 0 | 0 | 0.011371 | 0.014202 | 0.016717 | 0.018954 | 0.020941 | 0.022708 | 0.024279 | 0.025675 | 0.023732 | 0.022359 | 0.021452 | 0.020926 | 0.0093355 | 0.0065314 | 0.0042351 | 0.0023684 | 0.00086432 | 0.0018327 | 0.0010002 | 5.0441e-05 | 0.002235 | 0.0037126 | 0.0046379 | 0.0051372 | 0.0053132
F14_Commercial_OR - College_Existing_Food Preparation_Natural Gas_Double Rack Oven_A_Technical Potential | F14 | Commercial | OR - College | Existing | Food Preparation | Natural Gas | Double Rack Oven | A | Purchases (Cumulative) | Technical Potential | 0 | 0 | 0.011371 | 0.025573 | 0.042291 | 0.061244 | 0.082186 | 0.10489 | 0.12917 | 0.15485 | 0.17858 | 0.20094 | 0.22239 | 0.24332 | 0.25265 | 0.25918 | 0.26342 | 0.26579 | 0.26665 | 0.26848 | 0.26948 | 0.26954 | 0.27177 | 0.27548 | 0.28012 | 0.28526 | 0.29057
F1_Commercial_OR - College_Existing_Food Preparation_Natural Gas_Fryer_A_Technical Potential | F1 | Commercial | OR - College | Existing | Food Preparation | Natural Gas | Fryer | A | Original Unit Energy Savings (kWh or therms) | Technical Potential | 0 | 395.2691 | 395.2691 | 395.2691 | 395.2691 | 395.2691 | 395.2691 | 395.2691 | 395.2691 | 395.2691 | 395.2691 | 395.2691 | 395.2691 | 395.2691 | 395.2691 | 395.2691 | 395.2691 | 395.2691 | 395.2691 | 395.2691 | 395.2691 | 395.2691 | 395.2691 | 395.2691 | 395.2691 | 395.2691 | 395.2691
F2_Commercial_OR - College_Existing_Food Preparation_Natural Gas_Fryer_A_Technical Potential | F2 | Commercial | OR - College | Existing | Food Preparation | Natural Gas | Fryer | A | Original Unit Summer Peak Savings (kW) | Technical Potential | 0 | 0 | 0 | 0 | 0 | 0 | 0 | 0 | 0 | 0 | 0 | 0 | 0 | 0 | 0 | 0 | 0 | 0 | 0 | 0 | 0 | 0 | 0 | 0 | 0 | 0 | 0
F3_Commercial_OR - College_Existing_Food Preparation_Natural Gas_Fryer_A_Technical Potential | F3 | Commercial | OR - College | Existing | Food Preparation | Natural Gas | Fryer | A | Original Unit Winter Peak Savings (kW) | Technical Potential | 0 | 0 | 0 | 0 | 0 | 0 | 0 | 0 | 0 | 0 | 0 | 0 | 0 | 0 | 0 | 0 | 0 | 0 | 0 | 0 | 0 | 0 | 0 | 0 | 0 | 0 | 0
F4_Commercial_OR - College_Existing_Food Preparation_Natural Gas_Fryer_A_Technical Potential | F4 | Commercial | OR - College | Existing | Food Preparation | Natural Gas | Fryer | A | Standalone Impact on Baseline Energy (%) | Technical Potential | 0 | 0 | 0.0035927 | 0.0069523 | 0.010126 | 0.01315 | 0.016054 | 0.018864 | 0.021597 | 0.02456 | 0.027649 | 0.027649 | 0.027649 | 0.027649 | 0.028723 | 0.029583 | 0.03027 | 0.030879 | 0.031167 | 0.031277 | 0.031277 | 0.031277 | 0.031492 | 0.031492 | 0.031492 | 0.031492 | 0.031578
F5_Commercial_OR - College_Existing_Food Preparation_Natural Gas_Fryer_A_Technical Potential | F5 | Commercial | OR - College | Existing | Food Preparation | Natural Gas | Fryer | A | Standalone Impact on Baseline Summer Peak (%) | Technical Potential | 0 | 0 | 0 | 0 | 0 | 0 | 0 | 0 | 0 | 0 | 0 | 0 | 0 | 0 | 0 | 0 | 0 | 0 | 0 | 0 | 0 | 0 | 0 | 0 | 0 | 0 | 0
F6_Commercial_OR - College_Existing_Food Preparation_Natural Gas_Fryer_A_Technical Potential | F6 | Commercial | OR - College | Existing | Food Preparation | Natural Gas | Fryer | A | Standalone Impact on Baseline Winter Peak (%) | Technical Potential | 0 | 0 | 0 | 0 | 0 | 0 | 0 | 0 | 0 | 0 | 0 | 0 | 0 | 0 | 0 | 0 | 0 | 0 | 0 | 0 | 0 | 0 | 0 | 0 | 0 | 0 | 0
F7_Commercial_OR - College_Existing_Food Preparation_Natural Gas_Fryer_A_Technical Potential | F7 | Commercial | OR - College | Existing | Food Preparation | Natural Gas | Fryer | A | Incremental Energy Savings (MWh or mTherms) | Technical Potential | 0 | 0 | 0.11823 | 0.11056 | 0.10442 | 0.099515 | 0.095588 | 0.092447 | 0.089934 | 0.09751 | 0.10165 | 0 | 0 | 0 | 0.035355 | 0.028284 | 0.022627 | 0.020019 | 0.0094967 | 0.0036096 | 0 | 0 | 0.0070919 | 0 | 0 | 0 | 0.0028115
F8_Commercial_OR - College_Existing_Food Preparation_Natural Gas_Fryer_A_Technical Potential | F8 | Commercial | OR - College | Existing | Food Preparation | Natural Gas | Fryer | A | Incremental Summer Peak Savings (MW) | Technical Potential | 0 | 0 | 0 | 0 | 0 | 0 | 0 | 0 | 0 | 0 | 0 | 0 | 0 | 0 | 0 | 0 | 0 | 0 | 0 | 0 | 0 | 0 | 0 | 0 | 0 | 0 | 0
F9_Commercial_OR - College_Existing_Food Preparation_Natural Gas_Fryer_A_Technical Potential | F9 | Commercial | OR - College | Existing | Food Preparation | Natural Gas | Fryer | A | Incremental Winter Peak Savings (MW) | Technical Potential | 0 | 0 | 0 | 0 | 0 | 0 | 0 | 0 | 0 | 0 | 0 | 0 | 0 | 0 | 0 | 0 | 0 | 0 | 0 | 0 | 0 | 0 | 0 | 0 | 0 | 0 | 0
F10_Commercial_OR - College_Existing_Food Preparation_Natural Gas_Fryer_A_Technical Potential | F10 | Commercial | OR - College | Existing | Food Preparation | Natural Gas | Fryer | A | Cumulative Energy Savings (MWh or mTherms) | Technical Potential | 0 | 0 | 0.11823 | 0.22878 | 0.33321 | 0.43272 | 0.52831 | 0.62076 | 0.71069 | 0.8082 | 0.90985 | 0.90985 | 0.90985 | 0.90985 | 0.94521 | 0.97349 | 0.99612 | 1.0161 | 1.0256 | 1.0292 | 1.0292 | 1.0292 | 1.0363 | 1.0363 | 1.0363 | 1.0363 | 1.0391
F11_Commercial_OR - College_Existing_Food Preparation_Natural Gas_Fryer_A_Technical Potential | F11 | Commercial | OR - College | Existing | Food Preparation | Natural Gas | Fryer | A | Cumulative Summer Peak Savings (MW) | Technical Potential | 0 | 0 | 0 | 0 | 0 | 0 | 0 | 0 | 0 | 0 | 0 | 0 | 0 | 0 | 0 | 0 | 0 | 0 | 0 | 0 | 0 | 0 | 0 | 0 | 0 | 0 | 0
F12_Commercial_OR - College_Existing_Food Preparation_Natural Gas_Fryer_A_Technical Potential | F12 | Commercial | OR - College | Existing | Food Preparation | Natural Gas | Fryer | A | Cumulative Winter Peak Savings (MW) | Technical Potential | 0 | 0 | 0 | 0 | 0 | 0 | 0 | 0 | 0 | 0 | 0 | 0 | 0 | 0 | 0 | 0 | 0 | 0 | 0 | 0 | 0 | 0 | 0 | 0 | 0 | 0 | 0
F13_Commercial_OR - College_Existing_Food Preparation_Natural Gas_Fryer_A_Technical Potential | F13 | Commercial | OR - College | Existing | Food Preparation | Natural Gas | Fryer | A | Purchases (Incremental) | Technical Potential | 0 | 0 | 0.2991 | 0.2797 | 0.26418 | 0.25176 | 0.24183 | 0.23388 | 0.22753 | 0.24669 | 0.25717 | 0 | 0 | 0 | 0.089445 | 0.071556 | 0.057245 | 0.050646 | 0.024026 | 0.009132 | 0 | 0 | 0.017942 | 0 | 0 | 0 | 0.007113
F14_Commercial_OR - College_Existing_Food Preparation_Natural Gas_Fryer_A_Technical Potential | F14 | Commercial | OR - College | Existing | Food Preparation | Natural Gas | Fryer | A | Purchases (Cumulative) | Technical Potential | 0 | 0 | 0.2991 | 0.5788 | 0.84299 | 1.0947 | 1.3366 | 1.5705 | 1.798 | 2.0447 | 2.3019 | 2.3019 | 2.3019 | 2.3019 | 2.3913 | 2.4629 | 2.5201 | 2.5707 | 2.5948 | 2.6039 | 2.6039 | 2.6039 | 2.6218 | 2.6218 | 2.6218 | 2.6218 | 2.629
F1_Commercial_OR - College_Existing_Food Preparation_Natural Gas_Broiler_A_Technical Potential | F1 | Commercial | OR - College | Existing | Food Preparation | Natural Gas | Broiler | A | Original Unit Energy Savings (kWh or therms) | Technical Potential | 0 | 240.24 | 240.24 | 240.24 | 240.24 | 240.24 | 240.24 | 240.24 | 240.24 | 240.24 | 240.24 | 240.24 | 240.24 | 240.24 | 240.24 | 240.24 | 240.24 | 240.24 | 240.24 | 240.24 | 240.24 | 240.24 | 240.24 | 240.24 | 240.24 | 240.24 | 240.24
F2_Commercial_OR - College_Existing_Food Preparation_Natural Gas_Broiler_A_Technical Potential | F2 | Commercial | OR - College | Existing | Food Preparation | Natural Gas | Broiler | A | Original Unit Summer Peak Savings (kW) | Technical Potential | 0 | 0 | 0 | 0 | 0 | 0 | 0 | 0 | 0 | 0 | 0 | 0 | 0 | 0 | 0 | 0 | 0 | 0 | 0 | 0 | 0 | 0 | 0 | 0 | 0 | 0 | 0
F3_Commercial_OR - College_Existing_Food Preparation_Natural Gas_Broiler_A_Technical Potential | F3 | Commercial | OR - College | Existing | Food Preparation | Natural Gas | Broiler | A | Original Unit Winter Peak Savings (kW) | Technical Potential | 0 | 0 | 0 | 0 | 0 | 0 | 0 | 0 | 0 | 0 | 0 | 0 | 0 | 0 | 0 | 0 | 0 | 0 | 0 | 0 | 0 | 0 | 0 | 0 | 0 | 0 | 0
F4_Commercial_OR - College_Existing_Food Preparation_Natural Gas_Broiler_A_Technical Potential | F4 | Commercial | OR - College | Existing | Food Preparation | Natural Gas | Broiler | A | Standalone Impact on Baseline Energy (%) | Technical Potential | 0 | 0 | 0.0028609 | 0.0060319 | 0.0094786 | 0.01317 | 0.01708 | 0.021183 | 0.025458 | 0.029886 | 0.034102 | 0.038167 | 0.042132 | 0.04604 | 0.047063 | 0.047779 | 0.048243 | 0.048502 | 0.048597 | 0.049295 | 0.049847 | 0.050245 | 0.050839 | 0.051557 | 0.052341 | 0.053149 | 0.053949
F5_Commercial_OR - College_Existing_Food Preparation_Natural Gas_Broiler_A_Technical Potential | F5 | Commercial | OR - College | Existing | Food Preparation | Natural Gas | Broiler | A | Standalone Impact on Baseline Summer Peak (%) | Technical Potential | 0 | 0 | 0 | 0 | 0 | 0 | 0 | 0 | 0 | 0 | 0 | 0 | 0 | 0 | 0 | 0 | 0 | 0 | 0 | 0 | 0 | 0 | 0 | 0 | 0 | 0 | 0
F6_Commercial_OR - College_Existing_Food Preparation_Natural Gas_Broiler_A_Technical Potential | F6 | Commercial | OR - College | Existing | Food Preparation | Natural Gas | Broiler | A | Standalone Impact on Baseline Winter Peak (%) | Technical Potential | 0 | 0 | 0 | 0 | 0 | 0 | 0 | 0 | 0 | 0 | 0 | 0 | 0 | 0 | 0 | 0 | 0 | 0 | 0 | 0 | 0 | 0 | 0 | 0 | 0 | 0 | 0
F7_Commercial_OR - College_Existing_Food Preparation_Natural Gas_Broiler_A_Technical Potential | F7 | Commercial | OR - College | Existing | Food Preparation | Natural Gas | Broiler | A | Incremental Energy Savings (MWh or mTherms) | Technical Potential | 0 | 0 | 0.094145 | 0.10435 | 0.11342 | 0.12149 | 0.12865 | 0.13502 | 0.14069 | 0.14572 | 0.13872 | 0.13376 | 0.1305 | 0.1286 | 0.033663 | 0.023551 | 0.015271 | 0.0085402 | 0.0031166 | 0.022973 | 0.018153 | 0.013112 | 0.019552 | 0.023603 | 0.025805 | 0.026596 | 0.026334
F8_Commercial_OR - College_Existing_Food Preparation_Natural Gas_Broiler_A_Technical Potential | F8 | Commercial | OR - College | Existing | Food Preparation | Natural Gas | Broiler | A | Incremental Summer Peak Savings (MW) | Technical Potential | 0 | 0 | 0 | 0 | 0 | 0 | 0 | 0 | 0 | 0 | 0 | 0 | 0 | 0 | 0 | 0 | 0 | 0 | 0 | 0 | 0 | 0 | 0 | 0 | 0 | 0 | 0
F9_Commercial_OR - College_Existing_Food Preparation_Natural Gas_Broiler_A_Technical Potential | F9 | Commercial | OR - College | Existing | Food Preparation | Natural Gas | Broiler | A | Incremental Winter Peak Savings (MW) | Technical Potential | 0 | 0 | 0 | 0 | 0 | 0 | 0 | 0 | 0 | 0 | 0 | 0 | 0 | 0 | 0 | 0 | 0 | 0 | 0 | 0 | 0 | 0 | 0 | 0 | 0 | 0 | 0
F10_Commercial_OR - College_Existing_Food Preparation_Natural Gas_Broiler_A_Technical Potential | F10 | Commercial | OR - College | Existing | Food Preparation | Natural Gas | Broiler | A | Cumulative Energy Savings (MWh or mTherms) | Technical Potential | 0 | 0 | 0.094145 | 0.1985 | 0.31192 | 0.4334 | 0.56206 | 0.69708 | 0.83777 | 0.98349 | 1.1222 | 1.256 | 1.3865 | 1.5151 | 1.5487 | 1.5723 | 1.5875 | 1.5961 | 1.5992 | 1.6222 | 1.6403 | 1.6534 | 1.673 | 1.6966 | 1.7224 | 1.749 | 1.7753
F11_Commercial_OR - College_Existing_Food Preparation_Natural Gas_Broiler_A_Technical Potential | F11 | Commercial | OR - College | Existing | Food Preparation | Natural Gas | Broiler | A | Cumulative Summer Peak Savings (MW) | Technical Potential | 0 | 0 | 0 | 0 | 0 | 0 | 0 | 0 | 0 | 0 | 0 | 0 | 0 | 0 | 0 | 0 | 0 | 0 | 0 | 0 | 0 | 0 | 0 | 0 | 0 | 0 | 0
F12_Commercial_OR - College_Existing_Food Preparation_Natural Gas_Broiler_A_Technical Potential | F12 | Commercial | OR - College | Existing | Food Preparation | Natural Gas | Broiler | A | Cumulative Winter Peak Savings (MW) | Technical Potential | 0 | 0 | 0 | 0 | 0 | 0 | 0 | 0 | 0 | 0 | 0 | 0 | 0 | 0 | 0 | 0 | 0 | 0 | 0 | 0 | 0 | 0 | 0 | 0 | 0 | 0 | 0
F13_Commercial_OR - College_Existing_Food Preparation_Natural Gas_Broiler_A_Technical Potential | F13 | Commercial | OR - College | Existing | Food Preparation | Natural Gas | Broiler | A | Purchases (Incremental) | Technical Potential | 0 | 0 | 0.39188 | 0.43436 | 0.47212 | 0.50568 | 0.53552 | 0.56204 | 0.58561 | 0.60657 | 0.5774 | 0.55679 | 0.54319 | 0.53529 | 0.14012 | 0.098032 | 0.063566 | 0.035549 | 0.012973 | 0.095626 | 0.075561 | 0.054579 | 0.081387 | 0.098249 | 0.10741 | 0.11071 | 0.10962
F14_Commercial_OR - College_Existing_Food Preparation_Natural Gas_Broiler_A_Technical Potential | F14 | Commercial | OR - College | Existing | Food Preparation | Natural Gas | Broiler | A | Purchases (Cumulative) | Technical Potential | 0 | 0 | 0.39188 | 0.82624 | 1.2984 | 1.804 | 2.3396 | 2.9016 | 3.4872 | 4.0938 | 4.6712 | 5.228 | 5.7712 | 6.3065 | 6.4466 | 6.5446 | 6.6082 | 6.6437 | 6.6567 | 6.7523 | 6.8279 | 6.8825 | 6.9638 | 7.0621 | 7.1695 | 7.2802 | 7.3898
F1_Commercial_OR - College_Existing_Food Preparation_Natural Gas_Griddle_A_Technical Potential | F1 | Commercial | OR - College | Existing | Food Preparation | Natural Gas | Griddle | A | Original Unit Energy Savings (kWh or therms) | Technical Potential | 0 | 167.9465 | 167.9465 | 167.9465 | 167.9465 | 167.9465 | 167.9465 | 167.9465 | 167.9465 | 167.9465 | 167.9465 | 167.9465 | 167.9465 | 167.9465 | 167.9465 | 167.9465 | 167.9465 | 167.9465 | 167.9465 | 167.9465 | 167.9465 | 167.9465 | 167.9465 | 167.9465 | 167.9465 | 167.9465 | 167.9465
F2_Commercial_OR - College_Existing_Food Preparation_Natural Gas_Griddle_A_Technical Potential | F2 | Commercial | OR - College | Existing | Food Preparation | Natural Gas | Griddle | A | Original Unit Summer Peak Savings (kW) | Technical Potential | 0 | 0 | 0 | 0 | 0 | 0 | 0 | 0 | 0 | 0 | 0 | 0 | 0 | 0 | 0 | 0 | 0 | 0 | 0 | 0 | 0 | 0 | 0 | 0 | 0 | 0 | 0
F3_Commercial_OR - College_Existing_Food Preparation_Natural Gas_Griddle_A_Technical Potential | F3 | Commercial | OR - College | Existing | Food Preparation | Natural Gas | Griddle | A | Original Unit Winter Peak Savings (kW) | Technical Potential | 0 | 0 | 0 | 0 | 0 | 0 | 0 | 0 | 0 | 0 | 0 | 0 | 0 | 0 | 0 | 0 | 0 | 0 | 0 | 0 | 0 | 0 | 0 | 0 | 0 | 0 | 0
F4_Commercial_OR - College_Existing_Food Preparation_Natural Gas_Griddle_A_Technical Potential | F4 | Commercial | OR - College | Existing | Food Preparation | Natural Gas | Griddle | A | Standalone Impact on Baseline Energy (%) | Technical Potential | 0 | 0 | 0.00090332 | 0.0019046 | 0.0029928 | 0.0041585 | 0.0053929 | 0.0066885 | 0.0080383 | 0.0094365 | 0.010768 | 0.012051 | 0.013303 | 0.014537 | 0.01486 | 0.015086 | 0.015232 | 0.015314 | 0.015344 | 0.015565 | 0.015739 | 0.015865 | 0.016052 | 0.016279 | 0.016526 | 0.016782 | 0.017034
F5_Commercial_OR - College_Existing_Food Preparation_Natural Gas_Griddle_A_Technical Potential | F5 | Commercial | OR - College | Existing | Food Preparation | Natural Gas | Griddle | A | Standalone Impact on Baseline Summer Peak (%) | Technical Potential | 0 | 0 | 0 | 0 | 0 | 0 | 0 | 0 | 0 | 0 | 0 | 0 | 0 | 0 | 0 | 0 | 0 | 0 | 0 | 0 | 0 | 0 | 0 | 0 | 0 | 0 | 0
F6_Commercial_OR - College_Existing_Food Preparation_Natural Gas_Griddle_A_Technical Potential | F6 | Commercial | OR - College | Existing | Food Preparation | Natural Gas | Griddle | A | Standalone Impact on Baseline Winter Peak (%) | Technical Potential | 0 | 0 | 0 | 0 | 0 | 0 | 0 | 0 | 0 | 0 | 0 | 0 | 0 | 0 | 0 | 0 | 0 | 0 | 0 | 0 | 0 | 0 | 0 | 0 | 0 | 0 | 0
F7_Commercial_OR - College_Existing_Food Preparation_Natural Gas_Griddle_A_Technical Potential | F7 | Commercial | OR - College | Existing | Food Preparation | Natural Gas | Griddle | A | Incremental Energy Savings (MWh or mTherms) | Technical Potential | 0 | 0 | 0.029726 | 0.032948 | 0.035813 | 0.038359 | 0.040622 | 0.042633 | 0.044422 | 0.046011 | 0.043799 | 0.042235 | 0.041203 | 0.040604 | 0.010629 | 0.0074362 | 0.0048218 | 0.0026965 | 0.00098406 | 0.0072537 | 0.0057317 | 0.00414 | 0.0061736 | 0.0074527 | 0.0081478 | 0.0083977 | 0.0083149
F8_Commercial_OR - College_Existing_Food Preparation_Natural Gas_Griddle_A_Technical Potential | F8 | Commercial | OR - College | Existing | Food Preparation | Natural Gas | Griddle | A | Incremental Summer Peak Savings (MW) | Technical Potential | 0 | 0 | 0 | 0 | 0 | 0 | 0 | 0 | 0 | 0 | 0 | 0 | 0 | 0 | 0 | 0 | 0 | 0 | 0 | 0 | 0 | 0 | 0 | 0 | 0 | 0 | 0
F9_Commercial_OR - College_Existing_Food Preparation_Natural Gas_Griddle_A_Technical Potential | F9 | Commercial | OR - College | Existing | Food Preparation | Natural Gas | Griddle | A | Incremental Winter Peak Savings (MW) | Technical Potential | 0 | 0 | 0 | 0 | 0 | 0 | 0 | 0 | 0 | 0 | 0 | 0 | 0 | 0 | 0 | 0 | 0 | 0 | 0 | 0 | 0 | 0 | 0 | 0 | 0 | 0 | 0
F10_Commercial_OR - College_Existing_Food Preparation_Natural Gas_Griddle_A_Technical Potential | F10 | Commercial | OR - College | Existing | Food Preparation | Natural Gas | Griddle | A | Cumulative Energy Savings (MWh or mTherms) | Technical Potential | 0 | 0 | 0.029726 | 0.062674 | 0.098487 | 0.13685 | 0.17747 | 0.2201 | 0.26452 | 0.31053 | 0.35433 | 0.39657 | 0.43777 | 0.47837 | 0.489 | 0.49644 | 0.50126 | 0.50396 | 0.50494 | 0.5122 | 0.51793 | 0.52207 | 0.52824 | 0.53569 | 0.54384 | 0.55224 | 0.56055
F11_Commercial_OR - College_Existing_Food Preparation_Natural Gas_Griddle_A_Technical Potential | F11 | Commercial | OR - College | Existing | Food Preparation | Natural Gas | Griddle | A | Cumulative Summer Peak Savings (MW) | Technical Potential | 0 | 0 | 0 | 0 | 0 | 0 | 0 | 0 | 0 | 0 | 0 | 0 | 0 | 0 | 0 | 0 | 0 | 0 | 0 | 0 | 0 | 0 | 0 | 0 | 0 | 0 | 0
F12_Commercial_OR - College_Existing_Food Preparation_Natural Gas_Griddle_A_Technical Potential | F12 | Commercial | OR - College | Existing | Food Preparation | Natural Gas | Griddle | A | Cumulative Winter Peak Savings (MW) | Technical Potential | 0 | 0 | 0 | 0 | 0 | 0 | 0 | 0 | 0 | 0 | 0 | 0 | 0 | 0 | 0 | 0 | 0 | 0 | 0 | 0 | 0 | 0 | 0 | 0 | 0 | 0 | 0
F13_Commercial_OR - College_Existing_Food Preparation_Natural Gas_Griddle_A_Technical Potential | F13 | Commercial | OR - College | Existing | Food Preparation | Natural Gas | Griddle | A | Purchases (Incremental) | Technical Potential | 0 | 0 | 0.177 | 0.19618 | 0.21324 | 0.2284 | 0.24187 | 0.25385 | 0.2645 | 0.27396 | 0.26079 | 0.25148 | 0.24534 | 0.24177 | 0.063287 | 0.044277 | 0.02871 | 0.016056 | 0.0058594 | 0.043191 | 0.034128 | 0.024651 | 0.036759 | 0.044375 | 0.048514 | 0.050002 | 0.049509
F14_Commercial_OR - College_Existing_Food Preparation_Natural Gas_Griddle_A_Technical Potential | F14 | Commercial | OR - College | Existing | Food Preparation | Natural Gas | Griddle | A | Purchases (Cumulative) | Technical Potential | 0 | 0 | 0.177 | 0.37318 | 0.58642 | 0.81482 | 1.0567 | 1.3105 | 1.575 | 1.849 | 2.1098 | 2.3613 | 2.6066 | 2.8484 | 2.9117 | 2.9559 | 2.9847 | 3.0007 | 3.0066 | 3.0498 | 3.0839 | 3.1085 | 3.1453 | 3.1897 | 3.2382 | 3.2882 | 3.3377
F1_Commercial_OR - College_Existing_Food Preparation_Natural Gas_Range_A_Technical Potential | F1 | Commercial | OR - College | Existing | Food Preparation | Natural Gas | Range | A | Original Unit Energy Savings (kWh or therms) | Technical Potential | 0 | 171.4286 | 171.4286 | 171.4286 | 171.4286 | 171.4286 | 171.4286 | 171.4286 | 171.4286 | 171.4286 | 171.4286 | 171.4286 | 171.4286 | 171.4286 | 171.4286 | 171.4286 | 171.4286 | 171.4286 | 171.4286 | 171.4286 | 171.4286 | 171.4286 | 171.4286 | 171.4286 | 171.4286 | 171.4286 | 171.4286
F2_Commercial_OR - College_Existing_Food Preparation_Natural Gas_Range_A_Technical Potential | F2 | Commercial | OR - College | Existing | Food Preparation | Natural Gas | Range | A | Original Unit Summer Peak Savings (kW) | Technical Potential | 0 | 0 | 0 | 0 | 0 | 0 | 0 | 0 | 0 | 0 | 0 | 0 | 0 | 0 | 0 | 0 | 0 | 0 | 0 | 0 | 0 | 0 | 0 | 0 | 0 | 0 | 0
F3_Commercial_OR - College_Existing_Food Preparation_Natural Gas_Range_A_Technical Potential | F3 | Commercial | OR - College | Existing | Food Preparation | Natural Gas | Range | A | Original Unit Winter Peak Savings (kW) | Technical Potential | 0 | 0 | 0 | 0 | 0 | 0 | 0 | 0 | 0 | 0 | 0 | 0 | 0 | 0 | 0 | 0 | 0 | 0 | 0 | 0 | 0 | 0 | 0 | 0 | 0 | 0 | 0
F4_Commercial_OR - College_Existing_Food Preparation_Natural Gas_Range_A_Technical Potential | F4 | Commercial | OR - College | Existing | Food Preparation | Natural Gas | Range | A | Standalone Impact on Baseline Energy (%) | Technical Potential | 0 | 0 | 0.0016951 | 0.0037032 | 0.0059617 | 0.0084204 | 0.011039 | 0.013786 | 0.016636 | 0.019568 | 0.022174 | 0.024598 | 0.025244 | 0.02556 | 0.025653 | 0.025941 | 0.026171 | 0.026355 | 0.026502 | 0.026542 | 0.02684 | 0.027241 | 0.027652 | 0.02802 | 0.028288 | 0.028288 | 0.028288
F5_Commercial_OR - College_Existing_Food Preparation_Natural Gas_Range_A_Technical Potential | F5 | Commercial | OR - College | Existing | Food Preparation | Natural Gas | Range | A | Standalone Impact on Baseline Summer Peak (%) | Technical Potential | 0 | 0 | 0 | 0 | 0 | 0 | 0 | 0 | 0 | 0 | 0 | 0 | 0 | 0 | 0 | 0 | 0 | 0 | 0 | 0 | 0 | 0 | 0 | 0 | 0 | 0 | 0
F6_Commercial_OR - College_Existing_Food Preparation_Natural Gas_Range_A_Technical Potential | F6 | Commercial | OR - College | Existing | Food Preparation | Natural Gas | Range | A | Standalone Impact on Baseline Winter Peak (%) | Technical Potential | 0 | 0 | 0 | 0 | 0 | 0 | 0 | 0 | 0 | 0 | 0 | 0 | 0 | 0 | 0 | 0 | 0 | 0 | 0 | 0 | 0 | 0 | 0 | 0 | 0 | 0 | 0
F7_Commercial_OR - College_Existing_Food Preparation_Natural Gas_Range_A_Technical Potential | F7 | Commercial | OR - College | Existing | Food Preparation | Natural Gas | Range | A | Incremental Energy Savings (MWh or mTherms) | Technical Potential | 0 | 0 | 0.055783 | 0.066081 | 0.07432 | 0.080911 | 0.086184 | 0.090402 | 0.093776 | 0.096476 | 0.085763 | 0.079767 | 0.021247 | 0.010407 | 0.0030525 | 0.0094723 | 0.0075779 | 0.0060623 | 0.0048498 | 0.0013053 | 0.0097978 | 0.013193 | 0.013521 | 0.012135 | 0.0087938 | 0 | 0
F8_Commercial_OR - College_Existing_Food Preparation_Natural Gas_Range_A_Technical Potential | F8 | Commercial | OR - College | Existing | Food Preparation | Natural Gas | Range | A | Incremental Summer Peak Savings (MW) | Technical Potential | 0 | 0 | 0 | 0 | 0 | 0 | 0 | 0 | 0 | 0 | 0 | 0 | 0 | 0 | 0 | 0 | 0 | 0 | 0 | 0 | 0 | 0 | 0 | 0 | 0 | 0 | 0
F9_Commercial_OR - College_Existing_Food Preparation_Natural Gas_Range_A_Technical Potential | F9 | Commercial | OR - College | Existing | Food Preparation | Natural Gas | Range | A | Incremental Winter Peak Savings (MW) | Technical Potential | 0 | 0 | 0 | 0 | 0 | 0 | 0 | 0 | 0 | 0 | 0 | 0 | 0 | 0 | 0 | 0 | 0 | 0 | 0 | 0 | 0 | 0 | 0 | 0 | 0 | 0 | 0
F10_Commercial_OR - College_Existing_Food Preparation_Natural Gas_Range_A_Technical Potential | F10 | Commercial | OR - College | Existing | Food Preparation | Natural Gas | Range | A | Cumulative Energy Savings (MWh or mTherms) | Technical Potential | 0 | 0 | 0.055783 | 0.12186 | 0.19618 | 0.27709 | 0.36328 | 0.45368 | 0.54746 | 0.64393 | 0.72969 | 0.80946 | 0.83071 | 0.84111 | 0.84417 | 0.85364 | 0.86122 | 0.86728 | 0.87213 | 0.87343 | 0.88323 | 0.89643 | 0.90995 | 0.92208 | 0.93088 | 0.93088 | 0.93088
F11_Commercial_OR - College_Existing_Food Preparation_Natural Gas_Range_A_Technical Potential | F11 | Commercial | OR - College | Existing | Food Preparation | Natural Gas | Range | A | Cumulative Summer Peak Savings (MW) | Technical Potential | 0 | 0 | 0 | 0 | 0 | 0 | 0 | 0 | 0 | 0 | 0 | 0 | 0 | 0 | 0 | 0 | 0 | 0 | 0 | 0 | 0 | 0 | 0 | 0 | 0 | 0 | 0
F12_Commercial_OR - College_Existing_Food Preparation_Natural Gas_Range_A_Technical Potential | F12 | Commercial | OR - College | Existing | Food Preparation | Natural Gas | Range | A | Cumulative Winter Peak Savings (MW) | Technical Potential | 0 | 0 | 0 | 0 | 0 | 0 | 0 | 0 | 0 | 0 | 0 | 0 | 0 | 0 | 0 | 0 | 0 | 0 | 0 | 0 | 0 | 0 | 0 | 0 | 0 | 0 | 0
F13_Commercial_OR - College_Existing_Food Preparation_Natural Gas_Range_A_Technical Potential | F13 | Commercial | OR - College | Existing | Food Preparation | Natural Gas | Range | A | Purchases (Incremental) | Technical Potential | 0 | 0 | 0.3254 | 0.38547 | 0.43353 | 0.47198 | 0.50274 | 0.52734 | 0.54703 | 0.56278 | 0.50028 | 0.46531 | 0.12394 | 0.060705 | 0.017806 | 0.055255 | 0.044204 | 0.035363 | 0.028291 | 0.0076141 | 0.057154 | 0.076962 | 0.07887 | 0.070786 | 0.051297 | 0 | 0
F14_Commercial_OR - College_Existing_Food Preparation_Natural Gas_Range_A_Technical Potential | F14 | Commercial | OR - College | Existing | Food Preparation | Natural Gas | Range | A | Purchases (Cumulative) | Technical Potential | 0 | 0 | 0.3254 | 0.71087 | 1.1444 | 1.6164 | 2.1191 | 2.6465 | 3.1935 | 3.7563 | 4.2566 | 4.7219 | 4.8458 | 4.9065 | 4.9243 | 4.9796 | 5.0238 | 5.0591 | 5.0874 | 5.095 | 5.1522 | 5.2292 | 5.308 | 5.3788 | 5.4301 | 5.4301 | 5.4301
F1_Commercial_OR - College_Existing_Food Preparation_Natural Gas_Steamer_A_Technical Potential | F1 | Commercial | OR - College | Existing | Food Preparation | Natural Gas | Steamer | A | Original Unit Energy Savings (kWh or therms) | Technical Potential | 0 | 1215.1419 | 1215.1419 | 1215.1419 | 1215.1419 | 1215.1419 | 1215.1419 | 1215.1419 | 1215.1419 | 1215.1419 | 1215.1419 | 1215.1419 | 1215.1419 | 1215.1419 | 1215.1419 | 1215.1419 | 1215.1419 | 1215.1419 | 1215.1419 | 1215.1419 | 1215.1419 | 1215.1419 | 1215.1419 | 1215.1419 | 1215.1419 | 1215.1419 | 1215.1419
F2_Commercial_OR - College_Existing_Food Preparation_Natural Gas_Steamer_A_Technical Potential | F2 | Commercial | OR - College | Existing | Food Preparation | Natural Gas | Steamer | A | Original Unit Summer Peak Savings (kW) | Technical Potential | 0 | 0 | 0 | 0 | 0 | 0 | 0 | 0 | 0 | 0 | 0 | 0 | 0 | 0 | 0 | 0 | 0 | 0 | 0 | 0 | 0 | 0 | 0 | 0 | 0 | 0 | 0
F3_Commercial_OR - College_Existing_Food Preparation_Natural Gas_Steamer_A_Technical Potential | F3 | Commercial | OR - College | Existing | Food Preparation | Natural Gas | Steamer | A | Original Unit Winter Peak Savings (kW) | Technical Potential | 0 | 0 | 0 | 0 | 0 | 0 | 0 | 0 | 0 | 0 | 0 | 0 | 0 | 0 | 0 | 0 | 0 | 0 | 0 | 0 | 0 | 0 | 0 | 0 | 0 | 0 | 0
F4_Commercial_OR - College_Existing_Food Preparation_Natural Gas_Steamer_A_Technical Potential | F4 | Commercial | OR - College | Existing | Food Preparation | Natural Gas | Steamer | A | Standalone Impact on Baseline Energy (%) | Technical Potential | 0 | 0 | 0.0065757 | 0.01297 | 0.019219 | 0.025352 | 0.031393 | 0.037359 | 0.043492 | 0.049714 | 0.049714 | 0.049714 | 0.049714 | 0.051556 | 0.05303 | 0.054255 | 0.05508 | 0.055646 | 0.055727 | 0.055885 | 0.056517 | 0.056517 | 0.056517 | 0.056517 | 0.056548 | 0.057141 | 0.057141
F5_Commercial_OR - College_Existing_Food Preparation_Natural Gas_Steamer_A_Technical Potential | F5 | Commercial | OR - College | Existing | Food Preparation | Natural Gas | Steamer | A | Standalone Impact on Baseline Summer Peak (%) | Technical Potential | 0 | 0 | 0 | 0 | 0 | 0 | 0 | 0 | 0 | 0 | 0 | 0 | 0 | 0 | 0 | 0 | 0 | 0 | 0 | 0 | 0 | 0 | 0 | 0 | 0 | 0 | 0
F6_Commercial_OR - College_Existing_Food Preparation_Natural Gas_Steamer_A_Technical Potential | F6 | Commercial | OR - College | Existing | Food Preparation | Natural Gas | Steamer | A | Standalone Impact on Baseline Winter Peak (%) | Technical Potential | 0 | 0 | 0 | 0 | 0 | 0 | 0 | 0 | 0 | 0 | 0 | 0 | 0 | 0 | 0 | 0 | 0 | 0 | 0 | 0 | 0 | 0 | 0 | 0 | 0 | 0 | 0
F7_Commercial_OR - College_Existing_Food Preparation_Natural Gas_Steamer_A_Technical Potential | F7 | Commercial | OR - College | Existing | Food Preparation | Natural Gas | Steamer | A | Incremental Energy Savings (MWh or mTherms) | Technical Potential | 0 | 0 | 0.21639 | 0.21042 | 0.20565 | 0.20183 | 0.19877 | 0.19632 | 0.20183 | 0.20474 | 0 | 0 | 0 | 0.060634 | 0.048507 | 0.040298 | 0.027165 | 0.018628 | 0.0026699 | 0.0051923 | 0.02078 | 0 | 0 | 0 | 0.0010333 | 0.019519 | 0
F8_Commercial_OR - College_Existing_Food Preparation_Natural Gas_Steamer_A_Technical Potential | F8 | Commercial | OR - College | Existing | Food Preparation | Natural Gas | Steamer | A | Incremental Summer Peak Savings (MW) | Technical Potential | 0 | 0 | 0 | 0 | 0 | 0 | 0 | 0 | 0 | 0 | 0 | 0 | 0 | 0 | 0 | 0 | 0 | 0 | 0 | 0 | 0 | 0 | 0 | 0 | 0 | 0 | 0
F9_Commercial_OR - College_Existing_Food Preparation_Natural Gas_Steamer_A_Technical Potential | F9 | Commercial | OR - College | Existing | Food Preparation | Natural Gas | Steamer | A | Incremental Winter Peak Savings (MW) | Technical Potential | 0 | 0 | 0 | 0 | 0 | 0 | 0 | 0 | 0 | 0 | 0 | 0 | 0 | 0 | 0 | 0 | 0 | 0 | 0 | 0 | 0 | 0 | 0 | 0 | 0 | 0 | 0
F10_Commercial_OR - College_Existing_Food Preparation_Natural Gas_Steamer_A_Technical Potential | F10 | Commercial | OR - College | Existing | Food Preparation | Natural Gas | Steamer | A | Cumulative Energy Savings (MWh or mTherms) | Technical Potential | 0 | 0 | 0.21639 | 0.42681 | 0.63246 | 0.83428 | 1.0331 | 1.2294 | 1.4312 | 1.636 | 1.636 | 1.636 | 1.636 | 1.6966 | 1.7451 | 1.7854 | 1.8126 | 1.8312 | 1.8339 | 1.839 | 1.8598 | 1.8598 | 1.8598 | 1.8598 | 1.8609 | 1.8804 | 1.8804
F11_Commercial_OR - College_Existing_Food Preparation_Natural Gas_Steamer_A_Technical Potential | F11 | Commercial | OR - College | Existing | Food Preparation | Natural Gas | Steamer | A | Cumulative Summer Peak Savings (MW) | Technical Potential | 0 | 0 | 0 | 0 | 0 | 0 | 0 | 0 | 0 | 0 | 0 | 0 | 0 | 0 | 0 | 0 | 0 | 0 | 0 | 0 | 0 | 0 | 0 | 0 | 0 | 0 | 0
F12_Commercial_OR - College_Existing_Food Preparation_Natural Gas_Steamer_A_Technical Potential | F12 | Commercial | OR - College | Existing | Food Preparation | Natural Gas | Steamer | A | Cumulative Winter Peak Savings (MW) | Technical Potential | 0 | 0 | 0 | 0 | 0 | 0 | 0 | 0 | 0 | 0 | 0 | 0 | 0 | 0 | 0 | 0 | 0 | 0 | 0 | 0 | 0 | 0 | 0 | 0 | 0 | 0 | 0
F13_Commercial_OR - College_Existing_Food Preparation_Natural Gas_Steamer_A_Technical Potential | F13 | Commercial | OR - College | Existing | Food Preparation | Natural Gas | Steamer | A | Purchases (Incremental) | Technical Potential | 0 | 0 | 0.17808 | 0.17317 | 0.16924 | 0.16609 | 0.16358 | 0.16156 | 0.1661 | 0.16849 | 0 | 0 | 0 | 0.049899 | 0.039919 | 0.033163 | 0.022355 | 0.01533 | 0.0021972 | 0.004273 | 0.017101 | 0 | 0 | 0 | 0.00085032 | 0.016064 | 0
F14_Commercial_OR - College_Existing_Food Preparation_Natural Gas_Steamer_A_Technical Potential | F14 | Commercial | OR - College | Existing | Food Preparation | Natural Gas | Steamer | A | Purchases (Cumulative) | Technical Potential | 0 | 0 | 0.17808 | 0.35125 | 0.52048 | 0.68657 | 0.85015 | 1.0117 | 1.1778 | 1.3463 | 1.3463 | 1.3463 | 1.3463 | 1.3962 | 1.4361 | 1.4693 | 1.4916 | 1.507 | 1.5092 | 1.5134 | 1.5305 | 1.5305 | 1.5305 | 1.5305 | 1.5314 | 1.5475 | 1.5475
F1_Commercial_OR - College_Existing_Food Preparation_Natural Gas_Commercial Food Prep Other_A_Technical Potential | F1 | Commercial | OR - College | Existing | Food Preparation | Natural Gas | Commercial Food Prep Other | A | Original Unit Energy Savings (kWh or therms) | Technical Potential | 0 | 366.1618 | 366.1618 | 366.1618 | 366.1618 | 366.1618 | 366.1618 | 366.1618 | 366.1618 | 366.1618 | 366.1618 | 366.1618 | 366.1618 | 366.1618 | 366.1618 | 366.1618 | 366.1618 | 366.1618 | 366.1618 | 366.1618 | 366.1618 | 366.1618 | 366.1618 | 366.1618 | 366.1618 | 366.1618 | 366.1618
F2_Commercial_OR - College_Existing_Food Preparation_Natural Gas_Commercial Food Prep Other_A_Technical Potential | F2 | Commercial | OR - College | Existing | Food Preparation | Natural Gas | Commercial Food Prep Other | A | Original Unit Summer Peak Savings (kW) | Technical Potential | 0 | 0 | 0 | 0 | 0 | 0 | 0 | 0 | 0 | 0 | 0 | 0 | 0 | 0 | 0 | 0 | 0 | 0 | 0 | 0 | 0 | 0 | 0 | 0 | 0 | 0 | 0
F3_Commercial_OR - College_Existing_Food Preparation_Natural Gas_Commercial Food Prep Other_A_Technical Potential | F3 | Commercial | OR - College | Existing | Food Preparation | Natural Gas | Commercial Food Prep Other | A | Original Unit Winter Peak Savings (kW) | Technical Potential | 0 | 0 | 0 | 0 | 0 | 0 | 0 | 0 | 0 | 0 | 0 | 0 | 0 | 0 | 0 | 0 | 0 | 0 | 0 | 0 | 0 | 0 | 0 | 0 | 0 | 0 | 0
F4_Commercial_OR - College_Existing_Food Preparation_Natural Gas_Commercial Food Prep Other_A_Technical Potential | F4 | Commercial | OR - College | Existing | Food Preparation | Natural Gas | Commercial Food Prep Other | A | Standalone Impact on Baseline Energy (%) | Technical Potential | 0 | 0 | 4.5899e-05 | 0.00010027 | 0.00016142 | 0.000228 | 0.00029891 | 0.0003733 | 0.00045046 | 0.00052984 | 0.00060041 | 0.00066604 | 0.00068352 | 0.00069209 | 0.0006946 | 0.00070239 | 0.00070863 | 0.00071361 | 0.0007176 | 0.00071868 | 0.00072674 | 0.0007376 | 0.00074872 | 0.00075871 | 0.00076594 | 0.00076594 | 0.00076594
F5_Commercial_OR - College_Existing_Food Preparation_Natural Gas_Commercial Food Prep Other_A_Technical Potential | F5 | Commercial | OR - College | Existing | Food Preparation | Natural Gas | Commercial Food Prep Other | A | Standalone Impact on Baseline Summer Peak (%) | Technical Potential | 0 | 0 | 0 | 0 | 0 | 0 | 0 | 0 | 0 | 0 | 0 | 0 | 0 | 0 | 0 | 0 | 0 | 0 | 0 | 0 | 0 | 0 | 0 | 0 | 0 | 0 | 0
F6_Commercial_OR - College_Existing_Food Preparation_Natural Gas_Commercial Food Prep Other_A_Technical Potential | F6 | Commercial | OR - College | Existing | Food Preparation | Natural Gas | Commercial Food Prep Other | A | Standalone Impact on Baseline Winter Peak (%) | Technical Potential | 0 | 0 | 0 | 0 | 0 | 0 | 0 | 0 | 0 | 0 | 0 | 0 | 0 | 0 | 0 | 0 | 0 | 0 | 0 | 0 | 0 | 0 | 0 | 0 | 0 | 0 | 0
F7_Commercial_OR - College_Existing_Food Preparation_Natural Gas_Commercial Food Prep Other_A_Technical Potential | F7 | Commercial | OR - College | Existing | Food Preparation | Natural Gas | Commercial Food Prep Other | A | Incremental Energy Savings (MWh or mTherms) | Technical Potential | 0 | 0 | 0.0015104 | 0.0017893 | 0.0020124 | 0.0021908 | 0.0023336 | 0.0024478 | 0.0025392 | 0.0026123 | 0.0023222 | 0.0021598 | 0.0005753 | 0.00028178 | 8.2651e-05 | 0.00025648 | 0.00020519 | 0.00016415 | 0.00013132 | 3.5343e-05 | 0.0002653 | 0.00035724 | 0.0003661 | 0.00032857 | 0.00023811 | 0 | 0
F8_Commercial_OR - College_Existing_Food Preparation_Natural Gas_Commercial Food Prep Other_A_Technical Potential | F8 | Commercial | OR - College | Existing | Food Preparation | Natural Gas | Commercial Food Prep Other | A | Incremental Summer Peak Savings (MW) | Technical Potential | 0 | 0 | 0 | 0 | 0 | 0 | 0 | 0 | 0 | 0 | 0 | 0 | 0 | 0 | 0 | 0 | 0 | 0 | 0 | 0 | 0 | 0 | 0 | 0 | 0 | 0 | 0
F9_Commercial_OR - College_Existing_Food Preparation_Natural Gas_Commercial Food Prep Other_A_Technical Potential | F9 | Commercial | OR - College | Existing | Food Preparation | Natural Gas | Commercial Food Prep Other | A | Incremental Winter Peak Savings (MW) | Technical Potential | 0 | 0 | 0 | 0 | 0 | 0 | 0 | 0 | 0 | 0 | 0 | 0 | 0 | 0 | 0 | 0 | 0 | 0 | 0 | 0 | 0 | 0 | 0 | 0 | 0 | 0 | 0
F10_Commercial_OR - College_Existing_Food Preparation_Natural Gas_Commercial Food Prep Other_A_Technical Potential | F10 | Commercial | OR - College | Existing | Food Preparation | Natural Gas | Commercial Food Prep Other | A | Cumulative Energy Savings (MWh or mTherms) | Technical Potential | 0 | 0 | 0.0015104 | 0.0032997 | 0.0053121 | 0.0075029 | 0.0098365 | 0.012284 | 0.014823 | 0.017436 | 0.019758 | 0.021918 | 0.022493 | 0.022775 | 0.022857 | 0.023114 | 0.023319 | 0.023483 | 0.023615 | 0.02365 | 0.023915 | 0.024272 | 0.024639 | 0.024967 | 0.025205 | 0.025205 | 0.025205
F11_Commercial_OR - College_Existing_Food Preparation_Natural Gas_Commercial Food Prep Other_A_Technical Potential | F11 | Commercial | OR - College | Existing | Food Preparation | Natural Gas | Commercial Food Prep Other | A | Cumulative Summer Peak Savings (MW) | Technical Potential | 0 | 0 | 0 | 0 | 0 | 0 | 0 | 0 | 0 | 0 | 0 | 0 | 0 | 0 | 0 | 0 | 0 | 0 | 0 | 0 | 0 | 0 | 0 | 0 | 0 | 0 | 0
F12_Commercial_OR - College_Existing_Food Preparation_Natural Gas_Commercial Food Prep Other_A_Technical Potential | F12 | Commercial | OR - College | Existing | Food Preparation | Natural Gas | Commercial Food Prep Other | A | Cumulative Winter Peak Savings (MW) | Technical Potential | 0 | 0 | 0 | 0 | 0 | 0 | 0 | 0 | 0 | 0 | 0 | 0 | 0 | 0 | 0 | 0 | 0 | 0 | 0 | 0 | 0 | 0 | 0 | 0 | 0 | 0 | 0
F13_Commercial_OR - College_Existing_Food Preparation_Natural Gas_Commercial Food Prep Other_A_Technical Potential | F13 | Commercial | OR - College | Existing | Food Preparation | Natural Gas | Commercial Food Prep Other | A | Purchases (Incremental) | Technical Potential | 0 | 0 | 0.004125 | 0.0048866 | 0.0054958 | 0.0059832 | 0.0063731 | 0.006685 | 0.0069346 | 0.0071342 | 0.006342 | 0.0058986 | 0.0015712 | 0.00076954 | 0.00022572 | 0.00070046 | 0.00056037 | 0.00044829 | 0.00035864 | 9.6522e-05 | 0.00072453 | 0.00097563 | 0.00099983 | 0.00089734 | 0.00065029 | 0 | 0
F14_Commercial_OR - College_Existing_Food Preparation_Natural Gas_Commercial Food Prep Other_A_Technical Potential | F14 | Commercial | OR - College | Existing | Food Preparation | Natural Gas | Commercial Food Prep Other | A | Purchases (Cumulative) | Technical Potential | 0 | 0 | 0.004125 | 0.0090116 | 0.014507 | 0.020491 | 0.026864 | 0.033549 | 0.040483 | 0.047618 | 0.05396 | 0.059858 | 0.061429 | 0.062199 | 0.062425 | 0.063125 | 0.063685 | 0.064134 | 0.064492 | 0.064589 | 0.065313 | 0.066289 | 0.067289 | 0.068186 | 0.068836 | 0.068836 | 0.068836
F1_Commercial_OR - College_Existing_Miscellaneous_Natural Gas_Pool Heater_A_Technical Potential | F1 | Commercial | OR - College | Existing | Miscellaneous | Natural Gas | Pool Heater | A | Original Unit Energy Savings (kWh or therms) | Technical Potential | 0 | 2233.5 | 2233.5 | 2233.5 | 2233.5 | 2233.5 | 2233.5 | 2233.5 | 2233.5 | 2233.5 | 2233.5 | 2233.5 | 2233.5 | 2233.5 | 2233.5 | 2233.5 | 2233.5 | 2233.5 | 2233.5 | 2233.5 | 2233.5 | 2233.5 | 2233.5 | 2233.5 | 2233.5 | 2233.5 | 2233.5
F2_Commercial_OR - College_Existing_Miscellaneous_Natural Gas_Pool Heater_A_Technical Potential | F2 | Commercial | OR - College | Existing | Miscellaneous | Natural Gas | Pool Heater | A | Original Unit Summer Peak Savings (kW) | Technical Potential | 0 | 0 | 0 | 0 | 0 | 0 | 0 | 0 | 0 | 0 | 0 | 0 | 0 | 0 | 0 | 0 | 0 | 0 | 0 | 0 | 0 | 0 | 0 | 0 | 0 | 0 | 0
F3_Commercial_OR - College_Existing_Miscellaneous_Natural Gas_Pool Heater_A_Technical Potential | F3 | Commercial | OR - College | Existing | Miscellaneous | Natural Gas | Pool Heater | A | Original Unit Winter Peak Savings (kW) | Technical Potential | 0 | 0 | 0 | 0 | 0 | 0 | 0 | 0 | 0 | 0 | 0 | 0 | 0 | 0 | 0 | 0 | 0 | 0 | 0 | 0 | 0 | 0 | 0 | 0 | 0 | 0 | 0
F4_Commercial_OR - College_Existing_Miscellaneous_Natural Gas_Pool Heater_A_Technical Potential | F4 | Commercial | OR - College | Existing | Miscellaneous | Natural Gas | Pool Heater | A | Standalone Impact on Baseline Energy (%) | Technical Potential | 0 | 0 | 9.2037e-05 | 0.00018153 | 0.000269 | 0.00035484 | 0.00044256 | 0.00053114 | 0.00053114 | 0.00053114 | 0.00053164 | 0.00055868 | 0.00057815 | 0.00059241 | 0.00059981 | 0.00060703 | 0.0006195 | 0.0006195 | 0.0006195 | 0.0006195 | 0.0006195 | 0.0006195 | 0.0006195 | 0.0006195 | 0.0006195 | 0.0006195 | 0.0006195
F5_Commercial_OR - College_Existing_Miscellaneous_Natural Gas_Pool Heater_A_Technical Potential | F5 | Commercial | OR - College | Existing | Miscellaneous | Natural Gas | Pool Heater | A | Standalone Impact on Baseline Summer Peak (%) | Technical Potential | 0 | 0 | 0 | 0 | 0 | 0 | 0 | 0 | 0 | 0 | 0 | 0 | 0 | 0 | 0 | 0 | 0 | 0 | 0 | 0 | 0 | 0 | 0 | 0 | 0 | 0 | 0
F6_Commercial_OR - College_Existing_Miscellaneous_Natural Gas_Pool Heater_A_Technical Potential | F6 | Commercial | OR - College | Existing | Miscellaneous | Natural Gas | Pool Heater | A | Standalone Impact on Baseline Winter Peak (%) | Technical Potential | 0 | 0 | 0 | 0 | 0 | 0 | 0 | 0 | 0 | 0 | 0 | 0 | 0 | 0 | 0 | 0 | 0 | 0 | 0 | 0 | 0 | 0 | 0 | 0 | 0 | 0 | 0
F7_Commercial_OR - College_Existing_Miscellaneous_Natural Gas_Pool Heater_A_Technical Potential | F7 | Commercial | OR - College | Existing | Miscellaneous | Natural Gas | Pool Heater | A | Incremental Energy Savings (MWh or mTherms) | Technical Potential | 0 | 0 | 0.00080371 | 0.00078154 | 0.0007638 | 0.00074961 | 0.00076598 | 0.00077352 | 0 | 0 | 4.409e-06 | 0.0002361 | 0.00017004 | 0.0001245 | 6.4631e-05 | 6.3056e-05 | 0.0001089 | 0 | 0 | 0 | 0 | 0 | 0 | 0 | 0 | 0 | 0
F8_Commercial_OR - College_Existing_Miscellaneous_Natural Gas_Pool Heater_A_Technical Potential | F8 | Commercial | OR - College | Existing | Miscellaneous | Natural Gas | Pool Heater | A | Incremental Summer Peak Savings (MW) | Technical Potential | 0 | 0 | 0 | 0 | 0 | 0 | 0 | 0 | 0 | 0 | 0 | 0 | 0 | 0 | 0 | 0 | 0 | 0 | 0 | 0 | 0 | 0 | 0 | 0 | 0 | 0 | 0
F9_Commercial_OR - College_Existing_Miscellaneous_Natural Gas_Pool Heater_A_Technical Potential | F9 | Commercial | OR - College | Existing | Miscellaneous | Natural Gas | Pool Heater | A | Incremental Winter Peak Savings (MW) | Technical Potential | 0 | 0 | 0 | 0 | 0 | 0 | 0 | 0 | 0 | 0 | 0 | 0 | 0 | 0 | 0 | 0 | 0 | 0 | 0 | 0 | 0 | 0 | 0 | 0 | 0 | 0 | 0
F10_Commercial_OR - College_Existing_Miscellaneous_Natural Gas_Pool Heater_A_Technical Potential | F10 | Commercial | OR - College | Existing | Miscellaneous | Natural Gas | Pool Heater | A | Cumulative Energy Savings (MWh or mTherms) | Technical Potential | 0 | 0 | 0.00080371 | 0.0015853 | 0.0023491 | 0.0030987 | 0.0038646 | 0.0046382 | 0.0046382 | 0.0046382 | 0.0046426 | 0.0048787 | 0.0050487 | 0.0051732 | 0.0052378 | 0.0053009 | 0.0054098 | 0.0054098 | 0.0054098 | 0.0054098 | 0.0054098 | 0.0054098 | 0.0054098 | 0.0054098 | 0.0054098 | 0.0054098 | 0.0054098
F11_Commercial_OR - College_Existing_Miscellaneous_Natural Gas_Pool Heater_A_Technical Potential | F11 | Commercial | OR - College | Existing | Miscellaneous | Natural Gas | Pool Heater | A | Cumulative Summer Peak Savings (MW) | Technical Potential | 0 | 0 | 0 | 0 | 0 | 0 | 0 | 0 | 0 | 0 | 0 | 0 | 0 | 0 | 0 | 0 | 0 | 0 | 0 | 0 | 0 | 0 | 0 | 0 | 0 | 0 | 0
F12_Commercial_OR - College_Existing_Miscellaneous_Natural Gas_Pool Heater_A_Technical Potential | F12 | Commercial | OR - College | Existing | Miscellaneous | Natural Gas | Pool Heater | A | Cumulative Winter Peak Savings (MW) | Technical Potential | 0 | 0 | 0 | 0 | 0 | 0 | 0 | 0 | 0 | 0 | 0 | 0 | 0 | 0 | 0 | 0 | 0 | 0 | 0 | 0 | 0 | 0 | 0 | 0 | 0 | 0 | 0
F13_Commercial_OR - College_Existing_Miscellaneous_Natural Gas_Pool Heater_A_Technical Potential | F13 | Commercial | OR - College | Existing | Miscellaneous | Natural Gas | Pool Heater | A | Purchases (Incremental) | Technical Potential | 0 | 0 | 0.00035984 | 0.00034992 | 0.00034198 | 0.00033562 | 0.00034295 | 0.00034633 | 0 | 0 | 1.974e-06 | 0.00010571 | 7.6131e-05 | 5.5743e-05 | 2.8937e-05 | 2.8232e-05 | 4.8757e-05 | 0 | 0 | 0 | 0 | 0 | 0 | 0 | 0 | 0 | 0
F14_Commercial_OR - College_Existing_Miscellaneous_Natural Gas_Pool Heater_A_Technical Potential | F14 | Commercial | OR - College | Existing | Miscellaneous | Natural Gas | Pool Heater | A | Purchases (Cumulative) | Technical Potential | 0 | 0 | 0.00035984 | 0.00070976 | 0.0010517 | 0.0013874 | 0.0017303 | 0.0020766 | 0.0020766 | 0.0020766 | 0.0020786 | 0.0021843 | 0.0022605 | 0.0023162 | 0.0023451 | 0.0023734 | 0.0024221 | 0.0024221 | 0.0024221 | 0.0024221 | 0.0024221 | 0.0024221 | 0.0024221 | 0.0024221 | 0.0024221 | 0.0024221 | 0.0024221
F1_Commercial_OR - College_New_Space Heating_Natural Gas_Furnace_A_Technical Potential | F1 | Commercial | OR - College | New | Space Heating | Natural Gas | Furnace | A | Original Unit Energy Savings (kWh or therms) | Technical Potential | 0 | 0 | 0 | 0 | 0 | 0 | 0 | 0 | 0 | 0 | 0 | 0 | 0 | 0 | 0 | 0 | 0 | 0 | 0 | 0 | 0 | 0 | 0 | 0 | 0 | 0 | 0
F2_Commercial_OR - College_New_Space Heating_Natural Gas_Furnace_A_Technical Potential | F2 | Commercial | OR - College | New | Space Heating | Natural Gas | Furnace | A | Original Unit Summer Peak Savings (kW) | Technical Potential | 0 | 0 | 0 | 0 | 0 | 0 | 0 | 0 | 0 | 0 | 0 | 0 | 0 | 0 | 0 | 0 | 0 | 0 | 0 | 0 | 0 | 0 | 0 | 0 | 0 | 0 | 0
F3_Commercial_OR - College_New_Space Heating_Natural Gas_Furnace_A_Technical Potential | F3 | Commercial | OR - College | New | Space Heating | Natural Gas | Furnace | A | Original Unit Winter Peak Savings (kW) | Technical Potential | 0 | 0 | 0 | 0 | 0 | 0 | 0 | 0 | 0 | 0 | 0 | 0 | 0 | 0 | 0 | 0 | 0 | 0 | 0 | 0 | 0 | 0 | 0 | 0 | 0 | 0 | 0
F4_Commercial_OR - College_New_Space Heating_Natural Gas_Furnace_A_Technical Potential | F4 | Commercial | OR - College | New | Space Heating | Natural Gas | Furnace | A | Standalone Impact on Baseline Energy (%) | Technical Potential | 0 | 0 | 0 | 0 | 0 | 0 | 0 | 0 | 0 | 0 | 0 | 0 | 0 | 0 | 0 | 0 | 0 | 0 | 0 | 0 | 0 | 0 | 0 | 0 | 0 | 0 | 0
F5_Commercial_OR - College_New_Space Heating_Natural Gas_Furnace_A_Technical Potential | F5 | Commercial | OR - College | New | Space Heating | Natural Gas | Furnace | A | Standalone Impact on Baseline Summer Peak (%) | Technical Potential | 0 | 0 | 0 | 0 | 0 | 0 | 0 | 0 | 0 | 0 | 0 | 0 | 0 | 0 | 0 | 0 | 0 | 0 | 0 | 0 | 0 | 0 | 0 | 0 | 0 | 0 | 0
F6_Commercial_OR - College_New_Space Heating_Natural Gas_Furnace_A_Technical Potential | F6 | Commercial | OR - College | New | Space Heating | Natural Gas | Furnace | A | Standalone Impact on Baseline Winter Peak (%) | Technical Potential | 0 | 0 | 0 | 0 | 0 | 0 | 0 | 0 | 0 | 0 | 0 | 0 | 0 | 0 | 0 | 0 | 0 | 0 | 0 | 0 | 0 | 0 | 0 | 0 | 0 | 0 | 0
F7_Commercial_OR - College_New_Space Heating_Natural Gas_Furnace_A_Technical Potential | F7 | Commercial | OR - College | New | Space Heating | Natural Gas | Furnace | A | Incremental Energy Savings (MWh or mTherms) | Technical Potential | 0 | 0 | 0 | 0 | 0 | 0 | 0 | 0 | 0 | 0 | 0 | 0 | 0 | 0 | 0 | 0 | 0 | 0 | 0 | 0 | 0 | 0 | 0 | 0 | 0 | 0 | 0
F8_Commercial_OR - College_New_Space Heating_Natural Gas_Furnace_A_Technical Potential | F8 | Commercial | OR - College | New | Space Heating | Natural Gas | Furnace | A | Incremental Summer Peak Savings (MW) | Technical Potential | 0 | 0 | 0 | 0 | 0 | 0 | 0 | 0 | 0 | 0 | 0 | 0 | 0 | 0 | 0 | 0 | 0 | 0 | 0 | 0 | 0 | 0 | 0 | 0 | 0 | 0 | 0
F9_Commercial_OR - College_New_Space Heating_Natural Gas_Furnace_A_Technical Potential | F9 | Commercial | OR - College | New | Space Heating | Natural Gas | Furnace | A | Incremental Winter Peak Savings (MW) | Technical Potential | 0 | 0 | 0 | 0 | 0 | 0 | 0 | 0 | 0 | 0 | 0 | 0 | 0 | 0 | 0 | 0 | 0 | 0 | 0 | 0 | 0 | 0 | 0 | 0 | 0 | 0 | 0
F10_Commercial_OR - College_New_Space Heating_Natural Gas_Furnace_A_Technical Potential | F10 | Commercial | OR - College | New | Space Heating | Natural Gas | Furnace | A | Cumulative Energy Savings (MWh or mTherms) | Technical Potential | 0 | 0 | 0 | 0 | 0 | 0 | 0 | 0 | 0 | 0 | 0 | 0 | 0 | 0 | 0 | 0 | 0 | 0 | 0 | 0 | 0 | 0 | 0 | 0 | 0 | 0 | 0
F11_Commercial_OR - College_New_Space Heating_Natural Gas_Furnace_A_Technical Potential | F11 | Commercial | OR - College | New | Space Heating | Natural Gas | Furnace | A | Cumulative Summer Peak Savings (MW) | Technical Potential | 0 | 0 | 0 | 0 | 0 | 0 | 0 | 0 | 0 | 0 | 0 | 0 | 0 | 0 | 0 | 0 | 0 | 0 | 0 | 0 | 0 | 0 | 0 | 0 | 0 | 0 | 0
F12_Commercial_OR - College_New_Space Heating_Natural Gas_Furnace_A_Technical Potential | F12 | Commercial | OR - College | New | Space Heating | Natural Gas | Furnace | A | Cumulative Winter Peak Savings (MW) | Technical Potential | 0 | 0 | 0 | 0 | 0 | 0 | 0 | 0 | 0 | 0 | 0 | 0 | 0 | 0 | 0 | 0 | 0 | 0 | 0 | 0 | 0 | 0 | 0 | 0 | 0 | 0 | 0
F13_Commercial_OR - College_New_Space Heating_Natural Gas_Furnace_A_Technical Potential | F13 | Commercial | OR - College | New | Space Heating | Natural Gas | Furnace | A | Purchases (Incremental) | Technical Potential | 0 | 0 | 0 | 0 | 0 | 0 | 0 | 0 | 0 | 0 | 0 | 0 | 0 | 0 | 0 | 0 | 0 | 0 | 0 | 0 | 0 | 0 | 0 | 0 | 0 | 0 | 0
F14_Commercial_OR - College_New_Space Heating_Natural Gas_Furnace_A_Technical Potential | F14 | Commercial | OR - College | New | Space Heating | Natural Gas | Furnace | A | Purchases (Cumulative) | Technical Potential | 0 | 0 | 0 | 0 | 0 | 0 | 0 | 0 | 0 | 0 | 0 | 0 | 0 | 0 | 0 | 0 | 0 | 0 | 0 | 0 | 0 | 0 | 0 | 0 | 0 | 0 | 0
F1_Commercial_OR - College_New_Space Heating_Natural Gas_Boiler_A_Technical Potential | F1 | Commercial | OR - College | New | Space Heating | Natural Gas | Boiler | A | Original Unit Energy Savings (kWh or therms) | Technical Potential | 0 | 0 | 0 | 0 | 0 | 0 | 0 | 0 | 0 | 0 | 0 | 0 | 0 | 0 | 0 | 0 | 0 | 0 | 0 | 0 | 0 | 0 | 0 | 0 | 0 | 0 | 0
F2_Commercial_OR - College_New_Space Heating_Natural Gas_Boiler_A_Technical Potential | F2 | Commercial | OR - College | New | Space Heating | Natural Gas | Boiler | A | Original Unit Summer Peak Savings (kW) | Technical Potential | 0 | 0 | 0 | 0 | 0 | 0 | 0 | 0 | 0 | 0 | 0 | 0 | 0 | 0 | 0 | 0 | 0 | 0 | 0 | 0 | 0 | 0 | 0 | 0 | 0 | 0 | 0
F3_Commercial_OR - College_New_Space Heating_Natural Gas_Boiler_A_Technical Potential | F3 | Commercial | OR - College | New | Space Heating | Natural Gas | Boiler | A | Original Unit Winter Peak Savings (kW) | Technical Potential | 0 | 0 | 0 | 0 | 0 | 0 | 0 | 0 | 0 | 0 | 0 | 0 | 0 | 0 | 0 | 0 | 0 | 0 | 0 | 0 | 0 | 0 | 0 | 0 | 0 | 0 | 0
F4_Commercial_OR - College_New_Space Heating_Natural Gas_Boiler_A_Technical Potential | F4 | Commercial | OR - College | New | Space Heating | Natural Gas | Boiler | A | Standalone Impact on Baseline Energy (%) | Technical Potential | 0 | 0 | 0 | 0 | 0 | 0 | 0 | 0 | 0 | 0 | 0 | 0 | 0 | 0 | 0 | 0 | 0 | 0 | 0 | 0 | 0 | 0 | 0 | 0 | 0 | 0 | 0
F5_Commercial_OR - College_New_Space Heating_Natural Gas_Boiler_A_Technical Potential | F5 | Commercial | OR - College | New | Space Heating | Natural Gas | Boiler | A | Standalone Impact on Baseline Summer Peak (%) | Technical Potential | 0 | 0 | 0 | 0 | 0 | 0 | 0 | 0 | 0 | 0 | 0 | 0 | 0 | 0 | 0 | 0 | 0 | 0 | 0 | 0 | 0 | 0 | 0 | 0 | 0 | 0 | 0
F6_Commercial_OR - College_New_Space Heating_Natural Gas_Boiler_A_Technical Potential | F6 | Commercial | OR - College | New | Space Heating | Natural Gas | Boiler | A | Standalone Impact on Baseline Winter Peak (%) | Technical Potential | 0 | 0 | 0 | 0 | 0 | 0 | 0 | 0 | 0 | 0 | 0 | 0 | 0 | 0 | 0 | 0 | 0 | 0 | 0 | 0 | 0 | 0 | 0 | 0 | 0 | 0 | 0
F7_Commercial_OR - College_New_Space Heating_Natural Gas_Boiler_A_Technical Potential | F7 | Commercial | OR - College | New | Space Heating | Natural Gas | Boiler | A | Incremental Energy Savings (MWh or mTherms) | Technical Potential | 0 | 0 | 0 | 0 | 0 | 0 | 0 | 0 | 0 | 0 | 0 | 0 | 0 | 0 | 0 | 0 | 0 | 0 | 0 | 0 | 0 | 0 | 0 | 0 | 0 | 0 | 0
F8_Commercial_OR - College_New_Space Heating_Natural Gas_Boiler_A_Technical Potential | F8 | Commercial | OR - College | New | Space Heating | Natural Gas | Boiler | A | Incremental Summer Peak Savings (MW) | Technical Potential | 0 | 0 | 0 | 0 | 0 | 0 | 0 | 0 | 0 | 0 | 0 | 0 | 0 | 0 | 0 | 0 | 0 | 0 | 0 | 0 | 0 | 0 | 0 | 0 | 0 | 0 | 0
F9_Commercial_OR - College_New_Space Heating_Natural Gas_Boiler_A_Technical Potential | F9 | Commercial | OR - College | New | Space Heating | Natural Gas | Boiler | A | Incremental Winter Peak Savings (MW) | Technical Potential | 0 | 0 | 0 | 0 | 0 | 0 | 0 | 0 | 0 | 0 | 0 | 0 | 0 | 0 | 0 | 0 | 0 | 0 | 0 | 0 | 0 | 0 | 0 | 0 | 0 | 0 | 0
F10_Commercial_OR - College_New_Space Heating_Natural Gas_Boiler_A_Technical Potential | F10 | Commercial | OR - College | New | Space Heating | Natural Gas | Boiler | A | Cumulative Energy Savings (MWh or mTherms) | Technical Potential | 0 | 0 | 0 | 0 | 0 | 0 | 0 | 0 | 0 | 0 | 0 | 0 | 0 | 0 | 0 | 0 | 0 | 0 | 0 | 0 | 0 | 0 | 0 | 0 | 0 | 0 | 0
F11_Commercial_OR - College_New_Space Heating_Natural Gas_Boiler_A_Technical Potential | F11 | Commercial | OR - College | New | Space Heating | Natural Gas | Boiler | A | Cumulative Summer Peak Savings (MW) | Technical Potential | 0 | 0 | 0 | 0 | 0 | 0 | 0 | 0 | 0 | 0 | 0 | 0 | 0 | 0 | 0 | 0 | 0 | 0 | 0 | 0 | 0 | 0 | 0 | 0 | 0 | 0 | 0
F12_Commercial_OR - College_New_Space Heating_Natural Gas_Boiler_A_Technical Potential | F12 | Commercial | OR - College | New | Space Heating | Natural Gas | Boiler | A | Cumulative Winter Peak Savings (MW) | Technical Potential | 0 | 0 | 0 | 0 | 0 | 0 | 0 | 0 | 0 | 0 | 0 | 0 | 0 | 0 | 0 | 0 | 0 | 0 | 0 | 0 | 0 | 0 | 0 | 0 | 0 | 0 | 0
F13_Commercial_OR - College_New_Space Heating_Natural Gas_Boiler_A_Technical Potential | F13 | Commercial | OR - College | New | Space Heating | Natural Gas | Boiler | A | Purchases (Incremental) | Technical Potential | 0 | 0 | 0 | 0 | 0 | 0 | 0 | 0 | 0 | 0 | 0 | 0 | 0 | 0 | 0 | 0 | 0 | 0 | 0 | 0 | 0 | 0 | 0 | 0 | 0 | 0 | 0
F14_Commercial_OR - College_New_Space Heating_Natural Gas_Boiler_A_Technical Potential | F14 | Commercial | OR - College | New | Space Heating | Natural Gas | Boiler | A | Purchases (Cumulative) | Technical Potential | 0 | 0 | 0 | 0 | 0 | 0 | 0 | 0 | 0 | 0 | 0 | 0 | 0 | 0 | 0 | 0 | 0 | 0 | 0 | 0 | 0 | 0 | 0 | 0 | 0 | 0 | 0
F1_Commercial_OR - College_New_Space Heating_Natural Gas_Unit Heater_A_Technical Potential | F1 | Commercial | OR - College | New | Space Heating | Natural Gas | Unit Heater | A | Original Unit Energy Savings (kWh or therms) | Technical Potential | 0 | 0 | 0 | 0 | 0 | 0 | 0 | 0 | 0 | 0 | 0 | 0 | 0 | 0 | 0 | 0 | 0 | 0 | 0 | 0 | 0 | 0 | 0 | 0 | 0 | 0 | 0
F2_Commercial_OR - College_New_Space Heating_Natural Gas_Unit Heater_A_Technical Potential | F2 | Commercial | OR - College | New | Space Heating | Natural Gas | Unit Heater | A | Original Unit Summer Peak Savings (kW) | Technical Potential | 0 | 0 | 0 | 0 | 0 | 0 | 0 | 0 | 0 | 0 | 0 | 0 | 0 | 0 | 0 | 0 | 0 | 0 | 0 | 0 | 0 | 0 | 0 | 0 | 0 | 0 | 0
F3_Commercial_OR - College_New_Space Heating_Natural Gas_Unit Heater_A_Technical Potential | F3 | Commercial | OR - College | New | Space Heating | Natural Gas | Unit Heater | A | Original Unit Winter Peak Savings (kW) | Technical Potential | 0 | 0 | 0 | 0 | 0 | 0 | 0 | 0 | 0 | 0 | 0 | 0 | 0 | 0 | 0 | 0 | 0 | 0 | 0 | 0 | 0 | 0 | 0 | 0 | 0 | 0 | 0
F4_Commercial_OR - College_New_Space Heating_Natural Gas_Unit Heater_A_Technical Potential | F4 | Commercial | OR - College | New | Space Heating | Natural Gas | Unit Heater | A | Standalone Impact on Baseline Energy (%) | Technical Potential | 0 | 0 | 0 | 0 | 0 | 0 | 0 | 0 | 0 | 0 | 0 | 0 | 0 | 0 | 0 | 0 | 0 | 0 | 0 | 0 | 0 | 0 | 0 | 0 | 0 | 0 | 0
F5_Commercial_OR - College_New_Space Heating_Natural Gas_Unit Heater_A_Technical Potential | F5 | Commercial | OR - College | New | Space Heating | Natural Gas | Unit Heater | A | Standalone Impact on Baseline Summer Peak (%) | Technical Potential | 0 | 0 | 0 | 0 | 0 | 0 | 0 | 0 | 0 | 0 | 0 | 0 | 0 | 0 | 0 | 0 | 0 | 0 | 0 | 0 | 0 | 0 | 0 | 0 | 0 | 0 | 0
F6_Commercial_OR - College_New_Space Heating_Natural Gas_Unit Heater_A_Technical Potential | F6 | Commercial | OR - College | New | Space Heating | Natural Gas | Unit Heater | A | Standalone Impact on Baseline Winter Peak (%) | Technical Potential | 0 | 0 | 0 | 0 | 0 | 0 | 0 | 0 | 0 | 0 | 0 | 0 | 0 | 0 | 0 | 0 | 0 | 0 | 0 | 0 | 0 | 0 | 0 | 0 | 0 | 0 | 0
F7_Commercial_OR - College_New_Space Heating_Natural Gas_Unit Heater_A_Technical Potential | F7 | Commercial | OR - College | New | Space Heating | Natural Gas | Unit Heater | A | Incremental Energy Savings (MWh or mTherms) | Technical Potential | 0 | 0 | 0 | 0 | 0 | 0 | 0 | 0 | 0 | 0 | 0 | 0 | 0 | 0 | 0 | 0 | 0 | 0 | 0 | 0 | 0 | 0 | 0 | 0 | 0 | 0 | 0
F8_Commercial_OR - College_New_Space Heating_Natural Gas_Unit Heater_A_Technical Potential | F8 | Commercial | OR - College | New | Space Heating | Natural Gas | Unit Heater | A | Incremental Summer Peak Savings (MW) | Technical Potential | 0 | 0 | 0 | 0 | 0 | 0 | 0 | 0 | 0 | 0 | 0 | 0 | 0 | 0 | 0 | 0 | 0 | 0 | 0 | 0 | 0 | 0 | 0 | 0 | 0 | 0 | 0
F9_Commercial_OR - College_New_Space Heating_Natural Gas_Unit Heater_A_Technical Potential | F9 | Commercial | OR - College | New | Space Heating | Natural Gas | Unit Heater | A | Incremental Winter Peak Savings (MW) | Technical Potential | 0 | 0 | 0 | 0 | 0 | 0 | 0 | 0 | 0 | 0 | 0 | 0 | 0 | 0 | 0 | 0 | 0 | 0 | 0 | 0 | 0 | 0 | 0 | 0 | 0 | 0 | 0
F10_Commercial_OR - College_New_Space Heating_Natural Gas_Unit Heater_A_Technical Potential | F10 | Commercial | OR - College | New | Space Heating | Natural Gas | Unit Heater | A | Cumulative Energy Savings (MWh or mTherms) | Technical Potential | 0 | 0 | 0 | 0 | 0 | 0 | 0 | 0 | 0 | 0 | 0 | 0 | 0 | 0 | 0 | 0 | 0 | 0 | 0 | 0 | 0 | 0 | 0 | 0 | 0 | 0 | 0
F11_Commercial_OR - College_New_Space Heating_Natural Gas_Unit Heater_A_Technical Potential | F11 | Commercial | OR - College | New | Space Heating | Natural Gas | Unit Heater | A | Cumulative Summer Peak Savings (MW) | Technical Potential | 0 | 0 | 0 | 0 | 0 | 0 | 0 | 0 | 0 | 0 | 0 | 0 | 0 | 0 | 0 | 0 | 0 | 0 | 0 | 0 | 0 | 0 | 0 | 0 | 0 | 0 | 0
F12_Commercial_OR - College_New_Space Heating_Natural Gas_Unit Heater_A_Technical Potential | F12 | Commercial | OR - College | New | Space Heating | Natural Gas | Unit Heater | A | Cumulative Winter Peak Savings (MW) | Technical Potential | 0 | 0 | 0 | 0 | 0 | 0 | 0 | 0 | 0 | 0 | 0 | 0 | 0 | 0 | 0 | 0 | 0 | 0 | 0 | 0 | 0 | 0 | 0 | 0 | 0 | 0 | 0
F13_Commercial_OR - College_New_Space Heating_Natural Gas_Unit Heater_A_Technical Potential | F13 | Commercial | OR - College | New | Space Heating | Natural Gas | Unit Heater | A | Purchases (Incremental) | Technical Potential | 0 | 0 | 0 | 0 | 0 | 0 | 0 | 0 | 0 | 0 | 0 | 0 | 0 | 0 | 0 | 0 | 0 | 0 | 0 | 0 | 0 | 0 | 0 | 0 | 0 | 0 | 0
F14_Commercial_OR - College_New_Space Heating_Natural Gas_Unit Heater_A_Technical Potential | F14 | Commercial | OR - College | New | Space Heating | Natural Gas | Unit Heater | A | Purchases (Cumulative) | Technical Potential | 0 | 0 | 0 | 0 | 0 | 0 | 0 | 0 | 0 | 0 | 0 | 0 | 0 | 0 | 0 | 0 | 0 | 0 | 0 | 0 | 0 | 0 | 0 | 0 | 0 | 0 | 0
F1_Commercial_OR - College_New_Water Heating_Natural Gas_Water Heater_A_Technical Potential | F1 | Commercial | OR - College | New | Water Heating | Natural Gas | Water Heater | A | Original Unit Energy Savings (kWh or therms) | Technical Potential | 0 | 0 | 0 | 0 | 0 | 0 | 0 | 0 | 0 | 0 | 0 | 0 | 0 | 0 | 0 | 0 | 0 | 0 | 0 | 0 | 0 | 0 | 0 | 0 | 0 | 0 | 0
F2_Commercial_OR - College_New_Water Heating_Natural Gas_Water Heater_A_Technical Potential | F2 | Commercial | OR - College | New | Water Heating | Natural Gas | Water Heater | A | Original Unit Summer Peak Savings (kW) | Technical Potential | 0 | 0 | 0 | 0 | 0 | 0 | 0 | 0 | 0 | 0 | 0 | 0 | 0 | 0 | 0 | 0 | 0 | 0 | 0 | 0 | 0 | 0 | 0 | 0 | 0 | 0 | 0
F3_Commercial_OR - College_New_Water Heating_Natural Gas_Water Heater_A_Technical Potential | F3 | Commercial | OR - College | New | Water Heating | Natural Gas | Water Heater | A | Original Unit Winter Peak Savings (kW) | Technical Potential | 0 | 0 | 0 | 0 | 0 | 0 | 0 | 0 | 0 | 0 | 0 | 0 | 0 | 0 | 0 | 0 | 0 | 0 | 0 | 0 | 0 | 0 | 0 | 0 | 0 | 0 | 0
F4_Commercial_OR - College_New_Water Heating_Natural Gas_Water Heater_A_Technical Potential | F4 | Commercial | OR - College | New | Water Heating | Natural Gas | Water Heater | A | Standalone Impact on Baseline Energy (%) | Technical Potential | 0 | 0 | 0 | 0 | 0 | 0 | 0 | 0 | 0 | 0 | 0 | 0 | 0 | 0 | 0 | 0 | 0 | 0 | 0 | 0 | 0 | 0 | 0 | 0 | 0 | 0 | 0
F5_Commercial_OR - College_New_Water Heating_Natural Gas_Water Heater_A_Technical Potential | F5 | Commercial | OR - College | New | Water Heating | Natural Gas | Water Heater | A | Standalone Impact on Baseline Summer Peak (%) | Technical Potential | 0 | 0 | 0 | 0 | 0 | 0 | 0 | 0 | 0 | 0 | 0 | 0 | 0 | 0 | 0 | 0 | 0 | 0 | 0 | 0 | 0 | 0 | 0 | 0 | 0 | 0 | 0
F6_Commercial_OR - College_New_Water Heating_Natural Gas_Water Heater_A_Technical Potential | F6 | Commercial | OR - College | New | Water Heating | Natural Gas | Water Heater | A | Standalone Impact on Baseline Winter Peak (%) | Technical Potential | 0 | 0 | 0 | 0 | 0 | 0 | 0 | 0 | 0 | 0 | 0 | 0 | 0 | 0 | 0 | 0 | 0 | 0 | 0 | 0 | 0 | 0 | 0 | 0 | 0 | 0 | 0
F7_Commercial_OR - College_New_Water Heating_Natural Gas_Water Heater_A_Technical Potential | F7 | Commercial | OR - College | New | Water Heating | Natural Gas | Water Heater | A | Incremental Energy Savings (MWh or mTherms) | Technical Potential | 0 | 0 | 0 | 0 | 0 | 0 | 0 | 0 | 0 | 0 | 0 | 0 | 0 | 0 | 0 | 0 | 0 | 0 | 0 | 0 | 0 | 0 | 0 | 0 | 0 | 0 | 0
F8_Commercial_OR - College_New_Water Heating_Natural Gas_Water Heater_A_Technical Potential | F8 | Commercial | OR - College | New | Water Heating | Natural Gas | Water Heater | A | Incremental Summer Peak Savings (MW) | Technical Potential | 0 | 0 | 0 | 0 | 0 | 0 | 0 | 0 | 0 | 0 | 0 | 0 | 0 | 0 | 0 | 0 | 0 | 0 | 0 | 0 | 0 | 0 | 0 | 0 | 0 | 0 | 0
F9_Commercial_OR - College_New_Water Heating_Natural Gas_Water Heater_A_Technical Potential | F9 | Commercial | OR - College | New | Water Heating | Natural Gas | Water Heater | A | Incremental Winter Peak Savings (MW) | Technical Potential | 0 | 0 | 0 | 0 | 0 | 0 | 0 | 0 | 0 | 0 | 0 | 0 | 0 | 0 | 0 | 0 | 0 | 0 | 0 | 0 | 0 | 0 | 0 | 0 | 0 | 0 | 0
F10_Commercial_OR - College_New_Water Heating_Natural Gas_Water Heater_A_Technical Potential | F10 | Commercial | OR - College | New | Water Heating | Natural Gas | Water Heater | A | Cumulative Energy Savings (MWh or mTherms) | Technical Potential | 0 | 0 | 0 | 0 | 0 | 0 | 0 | 0 | 0 | 0 | 0 | 0 | 0 | 0 | 0 | 0 | 0 | 0 | 0 | 0 | 0 | 0 | 0 | 0 | 0 | 0 | 0
F11_Commercial_OR - College_New_Water Heating_Natural Gas_Water Heater_A_Technical Potential | F11 | Commercial | OR - College | New | Water Heating | Natural Gas | Water Heater | A | Cumulative Summer Peak Savings (MW) | Technical Potential | 0 | 0 | 0 | 0 | 0 | 0 | 0 | 0 | 0 | 0 | 0 | 0 | 0 | 0 | 0 | 0 | 0 | 0 | 0 | 0 | 0 | 0 | 0 | 0 | 0 | 0 | 0
F12_Commercial_OR - College_New_Water Heating_Natural Gas_Water Heater_A_Technical Potential | F12 | Commercial | OR - College | New | Water Heating | Natural Gas | Water Heater | A | Cumulative Winter Peak Savings (MW) | Technical Potential | 0 | 0 | 0 | 0 | 0 | 0 | 0 | 0 | 0 | 0 | 0 | 0 | 0 | 0 | 0 | 0 | 0 | 0 | 0 | 0 | 0 | 0 | 0 | 0 | 0 | 0 | 0
F13_Commercial_OR - College_New_Water Heating_Natural Gas_Water Heater_A_Technical Potential | F13 | Commercial | OR - College | New | Water Heating | Natural Gas | Water Heater | A | Purchases (Incremental) | Technical Potential | 0 | 0 | 0 | 0 | 0 | 0 | 0 | 0 | 0 | 0 | 0 | 0 | 0 | 0 | 0 | 0 | 0 | 0 | 0 | 0 | 0 | 0 | 0 | 0 | 0 | 0 | 0
F14_Commercial_OR - College_New_Water Heating_Natural Gas_Water Heater_A_Technical Potential | F14 | Commercial | OR - College | New | Water Heating | Natural Gas | Water Heater | A | Purchases (Cumulative) | Technical Potential | 0 | 0 | 0 | 0 | 0 | 0 | 0 | 0 | 0 | 0 | 0 | 0 | 0 | 0 | 0 | 0 | 0 | 0 | 0 | 0 | 0 | 0 | 0 | 0 | 0 | 0 | 0
F1_Commercial_OR - College_New_Food Preparation_Natural Gas_Oven_A_Technical Potential | F1 | Commercial | OR - College | New | Food Preparation | Natural Gas | Oven | A | Original Unit Energy Savings (kWh or therms) | Technical Potential | 0 | 0 | 0 | 0 | 0 | 0 | 0 | 0 | 0 | 0 | 0 | 0 | 0 | 0 | 0 | 0 | 0 | 0 | 0 | 0 | 0 | 0 | 0 | 0 | 0 | 0 | 0
F2_Commercial_OR - College_New_Food Preparation_Natural Gas_Oven_A_Technical Potential | F2 | Commercial | OR - College | New | Food Preparation | Natural Gas | Oven | A | Original Unit Summer Peak Savings (kW) | Technical Potential | 0 | 0 | 0 | 0 | 0 | 0 | 0 | 0 | 0 | 0 | 0 | 0 | 0 | 0 | 0 | 0 | 0 | 0 | 0 | 0 | 0 | 0 | 0 | 0 | 0 | 0 | 0
F3_Commercial_OR - College_New_Food Preparation_Natural Gas_Oven_A_Technical Potential | F3 | Commercial | OR - College | New | Food Preparation | Natural Gas | Oven | A | Original Unit Winter Peak Savings (kW) | Technical Potential | 0 | 0 | 0 | 0 | 0 | 0 | 0 | 0 | 0 | 0 | 0 | 0 | 0 | 0 | 0 | 0 | 0 | 0 | 0 | 0 | 0 | 0 | 0 | 0 | 0 | 0 | 0
F4_Commercial_OR - College_New_Food Preparation_Natural Gas_Oven_A_Technical Potential | F4 | Commercial | OR - College | New | Food Preparation | Natural Gas | Oven | A | Standalone Impact on Baseline Energy (%) | Technical Potential | 0 | 0 | 0 | 0 | 0 | 0 | 0 | 0 | 0 | 0 | 0 | 0 | 0 | 0 | 0 | 0 | 0 | 0 | 0 | 0 | 0 | 0 | 0 | 0 | 0 | 0 | 0
F5_Commercial_OR - College_New_Food Preparation_Natural Gas_Oven_A_Technical Potential | F5 | Commercial | OR - College | New | Food Preparation | Natural Gas | Oven | A | Standalone Impact on Baseline Summer Peak (%) | Technical Potential | 0 | 0 | 0 | 0 | 0 | 0 | 0 | 0 | 0 | 0 | 0 | 0 | 0 | 0 | 0 | 0 | 0 | 0 | 0 | 0 | 0 | 0 | 0 | 0 | 0 | 0 | 0
F6_Commercial_OR - College_New_Food Preparation_Natural Gas_Oven_A_Technical Potential | F6 | Commercial | OR - College | New | Food Preparation | Natural Gas | Oven | A | Standalone Impact on Baseline Winter Peak (%) | Technical Potential | 0 | 0 | 0 | 0 | 0 | 0 | 0 | 0 | 0 | 0 | 0 | 0 | 0 | 0 | 0 | 0 | 0 | 0 | 0 | 0 | 0 | 0 | 0 | 0 | 0 | 0 | 0
F7_Commercial_OR - College_New_Food Preparation_Natural Gas_Oven_A_Technical Potential | F7 | Commercial | OR - College | New | Food Preparation | Natural Gas | Oven | A | Incremental Energy Savings (MWh or mTherms) | Technical Potential | 0 | 0 | 0 | 0 | 0 | 0 | 0 | 0 | 0 | 0 | 0 | 0 | 0 | 0 | 0 | 0 | 0 | 0 | 0 | 0 | 0 | 0 | 0 | 0 | 0 | 0 | 0
F8_Commercial_OR - College_New_Food Preparation_Natural Gas_Oven_A_Technical Potential | F8 | Commercial | OR - College | New | Food Preparation | Natural Gas | Oven | A | Incremental Summer Peak Savings (MW) | Technical Potential | 0 | 0 | 0 | 0 | 0 | 0 | 0 | 0 | 0 | 0 | 0 | 0 | 0 | 0 | 0 | 0 | 0 | 0 | 0 | 0 | 0 | 0 | 0 | 0 | 0 | 0 | 0
F9_Commercial_OR - College_New_Food Preparation_Natural Gas_Oven_A_Technical Potential | F9 | Commercial | OR - College | New | Food Preparation | Natural Gas | Oven | A | Incremental Winter Peak Savings (MW) | Technical Potential | 0 | 0 | 0 | 0 | 0 | 0 | 0 | 0 | 0 | 0 | 0 | 0 | 0 | 0 | 0 | 0 | 0 | 0 | 0 | 0 | 0 | 0 | 0 | 0 | 0 | 0 | 0
F10_Commercial_OR - College_New_Food Preparation_Natural Gas_Oven_A_Technical Potential | F10 | Commercial | OR - College | New | Food Preparation | Natural Gas | Oven | A | Cumulative Energy Savings (MWh or mTherms) | Technical Potential | 0 | 0 | 0 | 0 | 0 | 0 | 0 | 0 | 0 | 0 | 0 | 0 | 0 | 0 | 0 | 0 | 0 | 0 | 0 | 0 | 0 | 0 | 0 | 0 | 0 | 0 | 0
F11_Commercial_OR - College_New_Food Preparation_Natural Gas_Oven_A_Technical Potential | F11 | Commercial | OR - College | New | Food Preparation | Natural Gas | Oven | A | Cumulative Summer Peak Savings (MW) | Technical Potential | 0 | 0 | 0 | 0 | 0 | 0 | 0 | 0 | 0 | 0 | 0 | 0 | 0 | 0 | 0 | 0 | 0 | 0 | 0 | 0 | 0 | 0 | 0 | 0 | 0 | 0 | 0
F12_Commercial_OR - College_New_Food Preparation_Natural Gas_Oven_A_Technical Potential | F12 | Commercial | OR - College | New | Food Preparation | Natural Gas | Oven | A | Cumulative Winter Peak Savings (MW) | Technical Potential | 0 | 0 | 0 | 0 | 0 | 0 | 0 | 0 | 0 | 0 | 0 | 0 | 0 | 0 | 0 | 0 | 0 | 0 | 0 | 0 | 0 | 0 | 0 | 0 | 0 | 0 | 0
F13_Commercial_OR - College_New_Food Preparation_Natural Gas_Oven_A_Technical Potential | F13 | Commercial | OR - College | New | Food Preparation | Natural Gas | Oven | A | Purchases (Incremental) | Technical Potential | 0 | 0 | 0 | 0 | 0 | 0 | 0 | 0 | 0 | 0 | 0 | 0 | 0 | 0 | 0 | 0 | 0 | 0 | 0 | 0 | 0 | 0 | 0 | 0 | 0 | 0 | 0
F14_Commercial_OR - College_New_Food Preparation_Natural Gas_Oven_A_Technical Potential | F14 | Commercial | OR - College | New | Food Preparation | Natural Gas | Oven | A | Purchases (Cumulative) | Technical Potential | 0 | 0 | 0 | 0 | 0 | 0 | 0 | 0 | 0 | 0 | 0 | 0 | 0 | 0 | 0 | 0 | 0 | 0 | 0 | 0 | 0 | 0 | 0 | 0 | 0 | 0 | 0
F1_Commercial_OR - College_New_Food Preparation_Natural Gas_Conveyor Oven_A_Technical Potential | F1 | Commercial | OR - College | New | Food Preparation | Natural Gas | Conveyor Oven | A | Original Unit Energy Savings (kWh or therms) | Technical Potential | 0 | 0 | 0 | 0 | 0 | 0 | 0 | 0 | 0 | 0 | 0 | 0 | 0 | 0 | 0 | 0 | 0 | 0 | 0 | 0 | 0 | 0 | 0 | 0 | 0 | 0 | 0
F2_Commercial_OR - College_New_Food Preparation_Natural Gas_Conveyor Oven_A_Technical Potential | F2 | Commercial | OR - College | New | Food Preparation | Natural Gas | Conveyor Oven | A | Original Unit Summer Peak Savings (kW) | Technical Potential | 0 | 0 | 0 | 0 | 0 | 0 | 0 | 0 | 0 | 0 | 0 | 0 | 0 | 0 | 0 | 0 | 0 | 0 | 0 | 0 | 0 | 0 | 0 | 0 | 0 | 0 | 0
F3_Commercial_OR - College_New_Food Preparation_Natural Gas_Conveyor Oven_A_Technical Potential | F3 | Commercial | OR - College | New | Food Preparation | Natural Gas | Conveyor Oven | A | Original Unit Winter Peak Savings (kW) | Technical Potential | 0 | 0 | 0 | 0 | 0 | 0 | 0 | 0 | 0 | 0 | 0 | 0 | 0 | 0 | 0 | 0 | 0 | 0 | 0 | 0 | 0 | 0 | 0 | 0 | 0 | 0 | 0
F4_Commercial_OR - College_New_Food Preparation_Natural Gas_Conveyor Oven_A_Technical Potential | F4 | Commercial | OR - College | New | Food Preparation | Natural Gas | Conveyor Oven | A | Standalone Impact on Baseline Energy (%) | Technical Potential | 0 | 0 | 0 | 0 | 0 | 0 | 0 | 0 | 0 | 0 | 0 | 0 | 0 | 0 | 0 | 0 | 0 | 0 | 0 | 0 | 0 | 0 | 0 | 0 | 0 | 0 | 0
F5_Commercial_OR - College_New_Food Preparation_Natural Gas_Conveyor Oven_A_Technical Potential | F5 | Commercial | OR - College | New | Food Preparation | Natural Gas | Conveyor Oven | A | Standalone Impact on Baseline Summer Peak (%) | Technical Potential | 0 | 0 | 0 | 0 | 0 | 0 | 0 | 0 | 0 | 0 | 0 | 0 | 0 | 0 | 0 | 0 | 0 | 0 | 0 | 0 | 0 | 0 | 0 | 0 | 0 | 0 | 0
F6_Commercial_OR - College_New_Food Preparation_Natural Gas_Conveyor Oven_A_Technical Potential | F6 | Commercial | OR - College | New | Food Preparation | Natural Gas | Conveyor Oven | A | Standalone Impact on Baseline Winter Peak (%) | Technical Potential | 0 | 0 | 0 | 0 | 0 | 0 | 0 | 0 | 0 | 0 | 0 | 0 | 0 | 0 | 0 | 0 | 0 | 0 | 0 | 0 | 0 | 0 | 0 | 0 | 0 | 0 | 0
F7_Commercial_OR - College_New_Food Preparation_Natural Gas_Conveyor Oven_A_Technical Potential | F7 | Commercial | OR - College | New | Food Preparation | Natural Gas | Conveyor Oven | A | Incremental Energy Savings (MWh or mTherms) | Technical Potential | 0 | 0 | 0 | 0 | 0 | 0 | 0 | 0 | 0 | 0 | 0 | 0 | 0 | 0 | 0 | 0 | 0 | 0 | 0 | 0 | 0 | 0 | 0 | 0 | 0 | 0 | 0
F8_Commercial_OR - College_New_Food Preparation_Natural Gas_Conveyor Oven_A_Technical Potential | F8 | Commercial | OR - College | New | Food Preparation | Natural Gas | Conveyor Oven | A | Incremental Summer Peak Savings (MW) | Technical Potential | 0 | 0 | 0 | 0 | 0 | 0 | 0 | 0 | 0 | 0 | 0 | 0 | 0 | 0 | 0 | 0 | 0 | 0 | 0 | 0 | 0 | 0 | 0 | 0 | 0 | 0 | 0
F9_Commercial_OR - College_New_Food Preparation_Natural Gas_Conveyor Oven_A_Technical Potential | F9 | Commercial | OR - College | New | Food Preparation | Natural Gas | Conveyor Oven | A | Incremental Winter Peak Savings (MW) | Technical Potential | 0 | 0 | 0 | 0 | 0 | 0 | 0 | 0 | 0 | 0 | 0 | 0 | 0 | 0 | 0 | 0 | 0 | 0 | 0 | 0 | 0 | 0 | 0 | 0 | 0 | 0 | 0
F10_Commercial_OR - College_New_Food Preparation_Natural Gas_Conveyor Oven_A_Technical Potential | F10 | Commercial | OR - College | New | Food Preparation | Natural Gas | Conveyor Oven | A | Cumulative Energy Savings (MWh or mTherms) | Technical Potential | 0 | 0 | 0 | 0 | 0 | 0 | 0 | 0 | 0 | 0 | 0 | 0 | 0 | 0 | 0 | 0 | 0 | 0 | 0 | 0 | 0 | 0 | 0 | 0 | 0 | 0 | 0
F11_Commercial_OR - College_New_Food Preparation_Natural Gas_Conveyor Oven_A_Technical Potential | F11 | Commercial | OR - College | New | Food Preparation | Natural Gas | Conveyor Oven | A | Cumulative Summer Peak Savings (MW) | Technical Potential | 0 | 0 | 0 | 0 | 0 | 0 | 0 | 0 | 0 | 0 | 0 | 0 | 0 | 0 | 0 | 0 | 0 | 0 | 0 | 0 | 0 | 0 | 0 | 0 | 0 | 0 | 0
F12_Commercial_OR - College_New_Food Preparation_Natural Gas_Conveyor Oven_A_Technical Potential | F12 | Commercial | OR - College | New | Food Preparation | Natural Gas | Conveyor Oven | A | Cumulative Winter Peak Savings (MW) | Technical Potential | 0 | 0 | 0 | 0 | 0 | 0 | 0 | 0 | 0 | 0 | 0 | 0 | 0 | 0 | 0 | 0 | 0 | 0 | 0 | 0 | 0 | 0 | 0 | 0 | 0 | 0 | 0
F13_Commercial_OR - College_New_Food Preparation_Natural Gas_Conveyor Oven_A_Technical Potential | F13 | Commercial | OR - College | New | Food Preparation | Natural Gas | Conveyor Oven | A | Purchases (Incremental) | Technical Potential | 0 | 0 | 0 | 0 | 0 | 0 | 0 | 0 | 0 | 0 | 0 | 0 | 0 | 0 | 0 | 0 | 0 | 0 | 0 | 0 | 0 | 0 | 0 | 0 | 0 | 0 | 0
F14_Commercial_OR - College_New_Food Preparation_Natural Gas_Conveyor Oven_A_Technical Potential | F14 | Commercial | OR - College | New | Food Preparation | Natural Gas | Conveyor Oven | A | Purchases (Cumulative) | Technical Potential | 0 | 0 | 0 | 0 | 0 | 0 | 0 | 0 | 0 | 0 | 0 | 0 | 0 | 0 | 0 | 0 | 0 | 0 | 0 | 0 | 0 | 0 | 0 | 0 | 0 | 0 | 0
F1_Commercial_OR - College_New_Food Preparation_Natural Gas_Double Rack Oven_A_Technical Potential | F1 | Commercial | OR - College | New | Food Preparation | Natural Gas | Double Rack Oven | A | Original Unit Energy Savings (kWh or therms) | Technical Potential | 0 | 0 | 0 | 0 | 0 | 0 | 0 | 0 | 0 | 0 | 0 | 0 | 0 | 0 | 0 | 0 | 0 | 0 | 0 | 0 | 0 | 0 | 0 | 0 | 0 | 0 | 0
F2_Commercial_OR - College_New_Food Preparation_Natural Gas_Double Rack Oven_A_Technical Potential | F2 | Commercial | OR - College | New | Food Preparation | Natural Gas | Double Rack Oven | A | Original Unit Summer Peak Savings (kW) | Technical Potential | 0 | 0 | 0 | 0 | 0 | 0 | 0 | 0 | 0 | 0 | 0 | 0 | 0 | 0 | 0 | 0 | 0 | 0 | 0 | 0 | 0 | 0 | 0 | 0 | 0 | 0 | 0
F3_Commercial_OR - College_New_Food Preparation_Natural Gas_Double Rack Oven_A_Technical Potential | F3 | Commercial | OR - College | New | Food Preparation | Natural Gas | Double Rack Oven | A | Original Unit Winter Peak Savings (kW) | Technical Potential | 0 | 0 | 0 | 0 | 0 | 0 | 0 | 0 | 0 | 0 | 0 | 0 | 0 | 0 | 0 | 0 | 0 | 0 | 0 | 0 | 0 | 0 | 0 | 0 | 0 | 0 | 0
F4_Commercial_OR - College_New_Food Preparation_Natural Gas_Double Rack Oven_A_Technical Potential | F4 | Commercial | OR - College | New | Food Preparation | Natural Gas | Double Rack Oven | A | Standalone Impact on Baseline Energy (%) | Technical Potential | 0 | 0 | 0 | 0 | 0 | 0 | 0 | 0 | 0 | 0 | 0 | 0 | 0 | 0 | 0 | 0 | 0 | 0 | 0 | 0 | 0 | 0 | 0 | 0 | 0 | 0 | 0
F5_Commercial_OR - College_New_Food Preparation_Natural Gas_Double Rack Oven_A_Technical Potential | F5 | Commercial | OR - College | New | Food Preparation | Natural Gas | Double Rack Oven | A | Standalone Impact on Baseline Summer Peak (%) | Technical Potential | 0 | 0 | 0 | 0 | 0 | 0 | 0 | 0 | 0 | 0 | 0 | 0 | 0 | 0 | 0 | 0 | 0 | 0 | 0 | 0 | 0 | 0 | 0 | 0 | 0 | 0 | 0
F6_Commercial_OR - College_New_Food Preparation_Natural Gas_Double Rack Oven_A_Technical Potential | F6 | Commercial | OR - College | New | Food Preparation | Natural Gas | Double Rack Oven | A | Standalone Impact on Baseline Winter Peak (%) | Technical Potential | 0 | 0 | 0 | 0 | 0 | 0 | 0 | 0 | 0 | 0 | 0 | 0 | 0 | 0 | 0 | 0 | 0 | 0 | 0 | 0 | 0 | 0 | 0 | 0 | 0 | 0 | 0
F7_Commercial_OR - College_New_Food Preparation_Natural Gas_Double Rack Oven_A_Technical Potential | F7 | Commercial | OR - College | New | Food Preparation | Natural Gas | Double Rack Oven | A | Incremental Energy Savings (MWh or mTherms) | Technical Potential | 0 | 0 | 0 | 0 | 0 | 0 | 0 | 0 | 0 | 0 | 0 | 0 | 0 | 0 | 0 | 0 | 0 | 0 | 0 | 0 | 0 | 0 | 0 | 0 | 0 | 0 | 0
F8_Commercial_OR - College_New_Food Preparation_Natural Gas_Double Rack Oven_A_Technical Potential | F8 | Commercial | OR - College | New | Food Preparation | Natural Gas | Double Rack Oven | A | Incremental Summer Peak Savings (MW) | Technical Potential | 0 | 0 | 0 | 0 | 0 | 0 | 0 | 0 | 0 | 0 | 0 | 0 | 0 | 0 | 0 | 0 | 0 | 0 | 0 | 0 | 0 | 0 | 0 | 0 | 0 | 0 | 0
F9_Commercial_OR - College_New_Food Preparation_Natural Gas_Double Rack Oven_A_Technical Potential | F9 | Commercial | OR - College | New | Food Preparation | Natural Gas | Double Rack Oven | A | Incremental Winter Peak Savings (MW) | Technical Potential | 0 | 0 | 0 | 0 | 0 | 0 | 0 | 0 | 0 | 0 | 0 | 0 | 0 | 0 | 0 | 0 | 0 | 0 | 0 | 0 | 0 | 0 | 0 | 0 | 0 | 0 | 0
F10_Commercial_OR - College_New_Food Preparation_Natural Gas_Double Rack Oven_A_Technical Potential | F10 | Commercial | OR - College | New | Food Preparation | Natural Gas | Double Rack Oven | A | Cumulative Energy Savings (MWh or mTherms) | Technical Potential | 0 | 0 | 0 | 0 | 0 | 0 | 0 | 0 | 0 | 0 | 0 | 0 | 0 | 0 | 0 | 0 | 0 | 0 | 0 | 0 | 0 | 0 | 0 | 0 | 0 | 0 | 0
F11_Commercial_OR - College_New_Food Preparation_Natural Gas_Double Rack Oven_A_Technical Potential | F11 | Commercial | OR - College | New | Food Preparation | Natural Gas | Double Rack Oven | A | Cumulative Summer Peak Savings (MW) | Technical Potential | 0 | 0 | 0 | 0 | 0 | 0 | 0 | 0 | 0 | 0 | 0 | 0 | 0 | 0 | 0 | 0 | 0 | 0 | 0 | 0 | 0 | 0 | 0 | 0 | 0 | 0 | 0
F12_Commercial_OR - College_New_Food Preparation_Natural Gas_Double Rack Oven_A_Technical Potential | F12 | Commercial | OR - College | New | Food Preparation | Natural Gas | Double Rack Oven | A | Cumulative Winter Peak Savings (MW) | Technical Potential | 0 | 0 | 0 | 0 | 0 | 0 | 0 | 0 | 0 | 0 | 0 | 0 | 0 | 0 | 0 | 0 | 0 | 0 | 0 | 0 | 0 | 0 | 0 | 0 | 0 | 0 | 0
F13_Commercial_OR - College_New_Food Preparation_Natural Gas_Double Rack Oven_A_Technical Potential | F13 | Commercial | OR - College | New | Food Preparation | Natural Gas | Double Rack Oven | A | Purchases (Incremental) | Technical Potential | 0 | 0 | 0 | 0 | 0 | 0 | 0 | 0 | 0 | 0 | 0 | 0 | 0 | 0 | 0 | 0 | 0 | 0 | 0 | 0 | 0 | 0 | 0 | 0 | 0 | 0 | 0
F14_Commercial_OR - College_New_Food Preparation_Natural Gas_Double Rack Oven_A_Technical Potential | F14 | Commercial | OR - College | New | Food Preparation | Natural Gas | Double Rack Oven | A | Purchases (Cumulative) | Technical Potential | 0 | 0 | 0 | 0 | 0 | 0 | 0 | 0 | 0 | 0 | 0 | 0 | 0 | 0 | 0 | 0 | 0 | 0 | 0 | 0 | 0 | 0 | 0 | 0 | 0 | 0 | 0
F1_Commercial_OR - College_New_Food Preparation_Natural Gas_Fryer_A_Technical Potential | F1 | Commercial | OR - College | New | Food Preparation | Natural Gas | Fryer | A | Original Unit Energy Savings (kWh or therms) | Technical Potential | 0 | 0 | 0 | 0 | 0 | 0 | 0 | 0 | 0 | 0 | 0 | 0 | 0 | 0 | 0 | 0 | 0 | 0 | 0 | 0 | 0 | 0 | 0 | 0 | 0 | 0 | 0
F2_Commercial_OR - College_New_Food Preparation_Natural Gas_Fryer_A_Technical Potential | F2 | Commercial | OR - College | New | Food Preparation | Natural Gas | Fryer | A | Original Unit Summer Peak Savings (kW) | Technical Potential | 0 | 0 | 0 | 0 | 0 | 0 | 0 | 0 | 0 | 0 | 0 | 0 | 0 | 0 | 0 | 0 | 0 | 0 | 0 | 0 | 0 | 0 | 0 | 0 | 0 | 0 | 0
F3_Commercial_OR - College_New_Food Preparation_Natural Gas_Fryer_A_Technical Potential | F3 | Commercial | OR - College | New | Food Preparation | Natural Gas | Fryer | A | Original Unit Winter Peak Savings (kW) | Technical Potential | 0 | 0 | 0 | 0 | 0 | 0 | 0 | 0 | 0 | 0 | 0 | 0 | 0 | 0 | 0 | 0 | 0 | 0 | 0 | 0 | 0 | 0 | 0 | 0 | 0 | 0 | 0
F4_Commercial_OR - College_New_Food Preparation_Natural Gas_Fryer_A_Technical Potential | F4 | Commercial | OR - College | New | Food Preparation | Natural Gas | Fryer | A | Standalone Impact on Baseline Energy (%) | Technical Potential | 0 | 0 | 0 | 0 | 0 | 0 | 0 | 0 | 0 | 0 | 0 | 0 | 0 | 0 | 0 | 0 | 0 | 0 | 0 | 0 | 0 | 0 | 0 | 0 | 0 | 0 | 0
F5_Commercial_OR - College_New_Food Preparation_Natural Gas_Fryer_A_Technical Potential | F5 | Commercial | OR - College | New | Food Preparation | Natural Gas | Fryer | A | Standalone Impact on Baseline Summer Peak (%) | Technical Potential | 0 | 0 | 0 | 0 | 0 | 0 | 0 | 0 | 0 | 0 | 0 | 0 | 0 | 0 | 0 | 0 | 0 | 0 | 0 | 0 | 0 | 0 | 0 | 0 | 0 | 0 | 0
F6_Commercial_OR - College_New_Food Preparation_Natural Gas_Fryer_A_Technical Potential | F6 | Commercial | OR - College | New | Food Preparation | Natural Gas | Fryer | A | Standalone Impact on Baseline Winter Peak (%) | Technical Potential | 0 | 0 | 0 | 0 | 0 | 0 | 0 | 0 | 0 | 0 | 0 | 0 | 0 | 0 | 0 | 0 | 0 | 0 | 0 | 0 | 0 | 0 | 0 | 0 | 0 | 0 | 0
F7_Commercial_OR - College_New_Food Preparation_Natural Gas_Fryer_A_Technical Potential | F7 | Commercial | OR - College | New | Food Preparation | Natural Gas | Fryer | A | Incremental Energy Savings (MWh or mTherms) | Technical Potential | 0 | 0 | 0 | 0 | 0 | 0 | 0 | 0 | 0 | 0 | 0 | 0 | 0 | 0 | 0 | 0 | 0 | 0 | 0 | 0 | 0 | 0 | 0 | 0 | 0 | 0 | 0
F8_Commercial_OR - College_New_Food Preparation_Natural Gas_Fryer_A_Technical Potential | F8 | Commercial | OR - College | New | Food Preparation | Natural Gas | Fryer | A | Incremental Summer Peak Savings (MW) | Technical Potential | 0 | 0 | 0 | 0 | 0 | 0 | 0 | 0 | 0 | 0 | 0 | 0 | 0 | 0 | 0 | 0 | 0 | 0 | 0 | 0 | 0 | 0 | 0 | 0 | 0 | 0 | 0
F9_Commercial_OR - College_New_Food Preparation_Natural Gas_Fryer_A_Technical Potential | F9 | Commercial | OR - College | New | Food Preparation | Natural Gas | Fryer | A | Incremental Winter Peak Savings (MW) | Technical Potential | 0 | 0 | 0 | 0 | 0 | 0 | 0 | 0 | 0 | 0 | 0 | 0 | 0 | 0 | 0 | 0 | 0 | 0 | 0 | 0 | 0 | 0 | 0 | 0 | 0 | 0 | 0
F10_Commercial_OR - College_New_Food Preparation_Natural Gas_Fryer_A_Technical Potential | F10 | Commercial | OR - College | New | Food Preparation | Natural Gas | Fryer | A | Cumulative Energy Savings (MWh or mTherms) | Technical Potential | 0 | 0 | 0 | 0 | 0 | 0 | 0 | 0 | 0 | 0 | 0 | 0 | 0 | 0 | 0 | 0 | 0 | 0 | 0 | 0 | 0 | 0 | 0 | 0 | 0 | 0 | 0
F11_Commercial_OR - College_New_Food Preparation_Natural Gas_Fryer_A_Technical Potential | F11 | Commercial | OR - College | New | Food Preparation | Natural Gas | Fryer | A | Cumulative Summer Peak Savings (MW) | Technical Potential | 0 | 0 | 0 | 0 | 0 | 0 | 0 | 0 | 0 | 0 | 0 | 0 | 0 | 0 | 0 | 0 | 0 | 0 | 0 | 0 | 0 | 0 | 0 | 0 | 0 | 0 | 0
F12_Commercial_OR - College_New_Food Preparation_Natural Gas_Fryer_A_Technical Potential | F12 | Commercial | OR - College | New | Food Preparation | Natural Gas | Fryer | A | Cumulative Winter Peak Savings (MW) | Technical Potential | 0 | 0 | 0 | 0 | 0 | 0 | 0 | 0 | 0 | 0 | 0 | 0 | 0 | 0 | 0 | 0 | 0 | 0 | 0 | 0 | 0 | 0 | 0 | 0 | 0 | 0 | 0
F13_Commercial_OR - College_New_Food Preparation_Natural Gas_Fryer_A_Technical Potential | F13 | Commercial | OR - College | New | Food Preparation | Natural Gas | Fryer | A | Purchases (Incremental) | Technical Potential | 0 | 0 | 0 | 0 | 0 | 0 | 0 | 0 | 0 | 0 | 0 | 0 | 0 | 0 | 0 | 0 | 0 | 0 | 0 | 0 | 0 | 0 | 0 | 0 | 0 | 0 | 0
F14_Commercial_OR - College_New_Food Preparation_Natural Gas_Fryer_A_Technical Potential | F14 | Commercial | OR - College | New | Food Preparation | Natural Gas | Fryer | A | Purchases (Cumulative) | Technical Potential | 0 | 0 | 0 | 0 | 0 | 0 | 0 | 0 | 0 | 0 | 0 | 0 | 0 | 0 | 0 | 0 | 0 | 0 | 0 | 0 | 0 | 0 | 0 | 0 | 0 | 0 | 0
F1_Commercial_OR - College_New_Food Preparation_Natural Gas_Broiler_A_Technical Potential | F1 | Commercial | OR - College | New | Food Preparation | Natural Gas | Broiler | A | Original Unit Energy Savings (kWh or therms) | Technical Potential | 0 | 0 | 0 | 0 | 0 | 0 | 0 | 0 | 0 | 0 | 0 | 0 | 0 | 0 | 0 | 0 | 0 | 0 | 0 | 0 | 0 | 0 | 0 | 0 | 0 | 0 | 0
F2_Commercial_OR - College_New_Food Preparation_Natural Gas_Broiler_A_Technical Potential | F2 | Commercial | OR - College | New | Food Preparation | Natural Gas | Broiler | A | Original Unit Summer Peak Savings (kW) | Technical Potential | 0 | 0 | 0 | 0 | 0 | 0 | 0 | 0 | 0 | 0 | 0 | 0 | 0 | 0 | 0 | 0 | 0 | 0 | 0 | 0 | 0 | 0 | 0 | 0 | 0 | 0 | 0
F3_Commercial_OR - College_New_Food Preparation_Natural Gas_Broiler_A_Technical Potential | F3 | Commercial | OR - College | New | Food Preparation | Natural Gas | Broiler | A | Original Unit Winter Peak Savings (kW) | Technical Potential | 0 | 0 | 0 | 0 | 0 | 0 | 0 | 0 | 0 | 0 | 0 | 0 | 0 | 0 | 0 | 0 | 0 | 0 | 0 | 0 | 0 | 0 | 0 | 0 | 0 | 0 | 0
F4_Commercial_OR - College_New_Food Preparation_Natural Gas_Broiler_A_Technical Potential | F4 | Commercial | OR - College | New | Food Preparation | Natural Gas | Broiler | A | Standalone Impact on Baseline Energy (%) | Technical Potential | 0 | 0 | 0 | 0 | 0 | 0 | 0 | 0 | 0 | 0 | 0 | 0 | 0 | 0 | 0 | 0 | 0 | 0 | 0 | 0 | 0 | 0 | 0 | 0 | 0 | 0 | 0
F5_Commercial_OR - College_New_Food Preparation_Natural Gas_Broiler_A_Technical Potential | F5 | Commercial | OR - College | New | Food Preparation | Natural Gas | Broiler | A | Standalone Impact on Baseline Summer Peak (%) | Technical Potential | 0 | 0 | 0 | 0 | 0 | 0 | 0 | 0 | 0 | 0 | 0 | 0 | 0 | 0 | 0 | 0 | 0 | 0 | 0 | 0 | 0 | 0 | 0 | 0 | 0 | 0 | 0
F6_Commercial_OR - College_New_Food Preparation_Natural Gas_Broiler_A_Technical Potential | F6 | Commercial | OR - College | New | Food Preparation | Natural Gas | Broiler | A | Standalone Impact on Baseline Winter Peak (%) | Technical Potential | 0 | 0 | 0 | 0 | 0 | 0 | 0 | 0 | 0 | 0 | 0 | 0 | 0 | 0 | 0 | 0 | 0 | 0 | 0 | 0 | 0 | 0 | 0 | 0 | 0 | 0 | 0
F7_Commercial_OR - College_New_Food Preparation_Natural Gas_Broiler_A_Technical Potential | F7 | Commercial | OR - College | New | Food Preparation | Natural Gas | Broiler | A | Incremental Energy Savings (MWh or mTherms) | Technical Potential | 0 | 0 | 0 | 0 | 0 | 0 | 0 | 0 | 0 | 0 | 0 | 0 | 0 | 0 | 0 | 0 | 0 | 0 | 0 | 0 | 0 | 0 | 0 | 0 | 0 | 0 | 0
F8_Commercial_OR - College_New_Food Preparation_Natural Gas_Broiler_A_Technical Potential | F8 | Commercial | OR - College | New | Food Preparation | Natural Gas | Broiler | A | Incremental Summer Peak Savings (MW) | Technical Potential | 0 | 0 | 0 | 0 | 0 | 0 | 0 | 0 | 0 | 0 | 0 | 0 | 0 | 0 | 0 | 0 | 0 | 0 | 0 | 0 | 0 | 0 | 0 | 0 | 0 | 0 | 0
F9_Commercial_OR - College_New_Food Preparation_Natural Gas_Broiler_A_Technical Potential | F9 | Commercial | OR - College | New | Food Preparation | Natural Gas | Broiler | A | Incremental Winter Peak Savings (MW) | Technical Potential | 0 | 0 | 0 | 0 | 0 | 0 | 0 | 0 | 0 | 0 | 0 | 0 | 0 | 0 | 0 | 0 | 0 | 0 | 0 | 0 | 0 | 0 | 0 | 0 | 0 | 0 | 0
F10_Commercial_OR - College_New_Food Preparation_Natural Gas_Broiler_A_Technical Potential | F10 | Commercial | OR - College | New | Food Preparation | Natural Gas | Broiler | A | Cumulative Energy Savings (MWh or mTherms) | Technical Potential | 0 | 0 | 0 | 0 | 0 | 0 | 0 | 0 | 0 | 0 | 0 | 0 | 0 | 0 | 0 | 0 | 0 | 0 | 0 | 0 | 0 | 0 | 0 | 0 | 0 | 0 | 0
F11_Commercial_OR - College_New_Food Preparation_Natural Gas_Broiler_A_Technical Potential | F11 | Commercial | OR - College | New | Food Preparation | Natural Gas | Broiler | A | Cumulative Summer Peak Savings (MW) | Technical Potential | 0 | 0 | 0 | 0 | 0 | 0 | 0 | 0 | 0 | 0 | 0 | 0 | 0 | 0 | 0 | 0 | 0 | 0 | 0 | 0 | 0 | 0 | 0 | 0 | 0 | 0 | 0
F12_Commercial_OR - College_New_Food Preparation_Natural Gas_Broiler_A_Technical Potential | F12 | Commercial | OR - College | New | Food Preparation | Natural Gas | Broiler | A | Cumulative Winter Peak Savings (MW) | Technical Potential | 0 | 0 | 0 | 0 | 0 | 0 | 0 | 0 | 0 | 0 | 0 | 0 | 0 | 0 | 0 | 0 | 0 | 0 | 0 | 0 | 0 | 0 | 0 | 0 | 0 | 0 | 0
F13_Commercial_OR - College_New_Food Preparation_Natural Gas_Broiler_A_Technical Potential | F13 | Commercial | OR - College | New | Food Preparation | Natural Gas | Broiler | A | Purchases (Incremental) | Technical Potential | 0 | 0 | 0 | 0 | 0 | 0 | 0 | 0 | 0 | 0 | 0 | 0 | 0 | 0 | 0 | 0 | 0 | 0 | 0 | 0 | 0 | 0 | 0 | 0 | 0 | 0 | 0
F14_Commercial_OR - College_New_Food Preparation_Natural Gas_Broiler_A_Technical Potential | F14 | Commercial | OR - College | New | Food Preparation | Natural Gas | Broiler | A | Purchases (Cumulative) | Technical Potential | 0 | 0 | 0 | 0 | 0 | 0 | 0 | 0 | 0 | 0 | 0 | 0 | 0 | 0 | 0 | 0 | 0 | 0 | 0 | 0 | 0 | 0 | 0 | 0 | 0 | 0 | 0
F1_Commercial_OR - College_New_Food Preparation_Natural Gas_Griddle_A_Technical Potential | F1 | Commercial | OR - College | New | Food Preparation | Natural Gas | Griddle | A | Original Unit Energy Savings (kWh or therms) | Technical Potential | 0 | 0 | 0 | 0 | 0 | 0 | 0 | 0 | 0 | 0 | 0 | 0 | 0 | 0 | 0 | 0 | 0 | 0 | 0 | 0 | 0 | 0 | 0 | 0 | 0 | 0 | 0
F2_Commercial_OR - College_New_Food Preparation_Natural Gas_Griddle_A_Technical Potential | F2 | Commercial | OR - College | New | Food Preparation | Natural Gas | Griddle | A | Original Unit Summer Peak Savings (kW) | Technical Potential | 0 | 0 | 0 | 0 | 0 | 0 | 0 | 0 | 0 | 0 | 0 | 0 | 0 | 0 | 0 | 0 | 0 | 0 | 0 | 0 | 0 | 0 | 0 | 0 | 0 | 0 | 0
F3_Commercial_OR - College_New_Food Preparation_Natural Gas_Griddle_A_Technical Potential | F3 | Commercial | OR - College | New | Food Preparation | Natural Gas | Griddle | A | Original Unit Winter Peak Savings (kW) | Technical Potential | 0 | 0 | 0 | 0 | 0 | 0 | 0 | 0 | 0 | 0 | 0 | 0 | 0 | 0 | 0 | 0 | 0 | 0 | 0 | 0 | 0 | 0 | 0 | 0 | 0 | 0 | 0
F4_Commercial_OR - College_New_Food Preparation_Natural Gas_Griddle_A_Technical Potential | F4 | Commercial | OR - College | New | Food Preparation | Natural Gas | Griddle | A | Standalone Impact on Baseline Energy (%) | Technical Potential | 0 | 0 | 0 | 0 | 0 | 0 | 0 | 0 | 0 | 0 | 0 | 0 | 0 | 0 | 0 | 0 | 0 | 0 | 0 | 0 | 0 | 0 | 0 | 0 | 0 | 0 | 0
F5_Commercial_OR - College_New_Food Preparation_Natural Gas_Griddle_A_Technical Potential | F5 | Commercial | OR - College | New | Food Preparation | Natural Gas | Griddle | A | Standalone Impact on Baseline Summer Peak (%) | Technical Potential | 0 | 0 | 0 | 0 | 0 | 0 | 0 | 0 | 0 | 0 | 0 | 0 | 0 | 0 | 0 | 0 | 0 | 0 | 0 | 0 | 0 | 0 | 0 | 0 | 0 | 0 | 0
F6_Commercial_OR - College_New_Food Preparation_Natural Gas_Griddle_A_Technical Potential | F6 | Commercial | OR - College | New | Food Preparation | Natural Gas | Griddle | A | Standalone Impact on Baseline Winter Peak (%) | Technical Potential | 0 | 0 | 0 | 0 | 0 | 0 | 0 | 0 | 0 | 0 | 0 | 0 | 0 | 0 | 0 | 0 | 0 | 0 | 0 | 0 | 0 | 0 | 0 | 0 | 0 | 0 | 0
F7_Commercial_OR - College_New_Food Preparation_Natural Gas_Griddle_A_Technical Potential | F7 | Commercial | OR - College | New | Food Preparation | Natural Gas | Griddle | A | Incremental Energy Savings (MWh or mTherms) | Technical Potential | 0 | 0 | 0 | 0 | 0 | 0 | 0 | 0 | 0 | 0 | 0 | 0 | 0 | 0 | 0 | 0 | 0 | 0 | 0 | 0 | 0 | 0 | 0 | 0 | 0 | 0 | 0
F8_Commercial_OR - College_New_Food Preparation_Natural Gas_Griddle_A_Technical Potential | F8 | Commercial | OR - College | New | Food Preparation | Natural Gas | Griddle | A | Incremental Summer Peak Savings (MW) | Technical Potential | 0 | 0 | 0 | 0 | 0 | 0 | 0 | 0 | 0 | 0 | 0 | 0 | 0 | 0 | 0 | 0 | 0 | 0 | 0 | 0 | 0 | 0 | 0 | 0 | 0 | 0 | 0
F9_Commercial_OR - College_New_Food Preparation_Natural Gas_Griddle_A_Technical Potential | F9 | Commercial | OR - College | New | Food Preparation | Natural Gas | Griddle | A | Incremental Winter Peak Savings (MW) | Technical Potential | 0 | 0 | 0 | 0 | 0 | 0 | 0 | 0 | 0 | 0 | 0 | 0 | 0 | 0 | 0 | 0 | 0 | 0 | 0 | 0 | 0 | 0 | 0 | 0 | 0 | 0 | 0
F10_Commercial_OR - College_New_Food Preparation_Natural Gas_Griddle_A_Technical Potential | F10 | Commercial | OR - College | New | Food Preparation | Natural Gas | Griddle | A | Cumulative Energy Savings (MWh or mTherms) | Technical Potential | 0 | 0 | 0 | 0 | 0 | 0 | 0 | 0 | 0 | 0 | 0 | 0 | 0 | 0 | 0 | 0 | 0 | 0 | 0 | 0 | 0 | 0 | 0 | 0 | 0 | 0 | 0
F11_Commercial_OR - College_New_Food Preparation_Natural Gas_Griddle_A_Technical Potential | F11 | Commercial | OR - College | New | Food Preparation | Natural Gas | Griddle | A | Cumulative Summer Peak Savings (MW) | Technical Potential | 0 | 0 | 0 | 0 | 0 | 0 | 0 | 0 | 0 | 0 | 0 | 0 | 0 | 0 | 0 | 0 | 0 | 0 | 0 | 0 | 0 | 0 | 0 | 0 | 0 | 0 | 0
F12_Commercial_OR - College_New_Food Preparation_Natural Gas_Griddle_A_Technical Potential | F12 | Commercial | OR - College | New | Food Preparation | Natural Gas | Griddle | A | Cumulative Winter Peak Savings (MW) | Technical Potential | 0 | 0 | 0 | 0 | 0 | 0 | 0 | 0 | 0 | 0 | 0 | 0 | 0 | 0 | 0 | 0 | 0 | 0 | 0 | 0 | 0 | 0 | 0 | 0 | 0 | 0 | 0
F13_Commercial_OR - College_New_Food Preparation_Natural Gas_Griddle_A_Technical Potential | F13 | Commercial | OR - College | New | Food Preparation | Natural Gas | Griddle | A | Purchases (Incremental) | Technical Potential | 0 | 0 | 0 | 0 | 0 | 0 | 0 | 0 | 0 | 0 | 0 | 0 | 0 | 0 | 0 | 0 | 0 | 0 | 0 | 0 | 0 | 0 | 0 | 0 | 0 | 0 | 0
F14_Commercial_OR - College_New_Food Preparation_Natural Gas_Griddle_A_Technical Potential | F14 | Commercial | OR - College | New | Food Preparation | Natural Gas | Griddle | A | Purchases (Cumulative) | Technical Potential | 0 | 0 | 0 | 0 | 0 | 0 | 0 | 0 | 0 | 0 | 0 | 0 | 0 | 0 | 0 | 0 | 0 | 0 | 0 | 0 | 0 | 0 | 0 | 0 | 0 | 0 | 0
F1_Commercial_OR - College_New_Food Preparation_Natural Gas_Range_A_Technical Potential | F1 | Commercial | OR - College | New | Food Preparation | Natural Gas | Range | A | Original Unit Energy Savings (kWh or therms) | Technical Potential | 0 | 0 | 0 | 0 | 0 | 0 | 0 | 0 | 0 | 0 | 0 | 0 | 0 | 0 | 0 | 0 | 0 | 0 | 0 | 0 | 0 | 0 | 0 | 0 | 0 | 0 | 0
F2_Commercial_OR - College_New_Food Preparation_Natural Gas_Range_A_Technical Potential | F2 | Commercial | OR - College | New | Food Preparation | Natural Gas | Range | A | Original Unit Summer Peak Savings (kW) | Technical Potential | 0 | 0 | 0 | 0 | 0 | 0 | 0 | 0 | 0 | 0 | 0 | 0 | 0 | 0 | 0 | 0 | 0 | 0 | 0 | 0 | 0 | 0 | 0 | 0 | 0 | 0 | 0
F3_Commercial_OR - College_New_Food Preparation_Natural Gas_Range_A_Technical Potential | F3 | Commercial | OR - College | New | Food Preparation | Natural Gas | Range | A | Original Unit Winter Peak Savings (kW) | Technical Potential | 0 | 0 | 0 | 0 | 0 | 0 | 0 | 0 | 0 | 0 | 0 | 0 | 0 | 0 | 0 | 0 | 0 | 0 | 0 | 0 | 0 | 0 | 0 | 0 | 0 | 0 | 0
F4_Commercial_OR - College_New_Food Preparation_Natural Gas_Range_A_Technical Potential | F4 | Commercial | OR - College | New | Food Preparation | Natural Gas | Range | A | Standalone Impact on Baseline Energy (%) | Technical Potential | 0 | 0 | 0 | 0 | 0 | 0 | 0 | 0 | 0 | 0 | 0 | 0 | 0 | 0 | 0 | 0 | 0 | 0 | 0 | 0 | 0 | 0 | 0 | 0 | 0 | 0 | 0
F5_Commercial_OR - College_New_Food Preparation_Natural Gas_Range_A_Technical Potential | F5 | Commercial | OR - College | New | Food Preparation | Natural Gas | Range | A | Standalone Impact on Baseline Summer Peak (%) | Technical Potential | 0 | 0 | 0 | 0 | 0 | 0 | 0 | 0 | 0 | 0 | 0 | 0 | 0 | 0 | 0 | 0 | 0 | 0 | 0 | 0 | 0 | 0 | 0 | 0 | 0 | 0 | 0
F6_Commercial_OR - College_New_Food Preparation_Natural Gas_Range_A_Technical Potential | F6 | Commercial | OR - College | New | Food Preparation | Natural Gas | Range | A | Standalone Impact on Baseline Winter Peak (%) | Technical Potential | 0 | 0 | 0 | 0 | 0 | 0 | 0 | 0 | 0 | 0 | 0 | 0 | 0 | 0 | 0 | 0 | 0 | 0 | 0 | 0 | 0 | 0 | 0 | 0 | 0 | 0 | 0
F7_Commercial_OR - College_New_Food Preparation_Natural Gas_Range_A_Technical Potential | F7 | Commercial | OR - College | New | Food Preparation | Natural Gas | Range | A | Incremental Energy Savings (MWh or mTherms) | Technical Potential | 0 | 0 | 0 | 0 | 0 | 0 | 0 | 0 | 0 | 0 | 0 | 0 | 0 | 0 | 0 | 0 | 0 | 0 | 0 | 0 | 0 | 0 | 0 | 0 | 0 | 0 | 0
F8_Commercial_OR - College_New_Food Preparation_Natural Gas_Range_A_Technical Potential | F8 | Commercial | OR - College | New | Food Preparation | Natural Gas | Range | A | Incremental Summer Peak Savings (MW) | Technical Potential | 0 | 0 | 0 | 0 | 0 | 0 | 0 | 0 | 0 | 0 | 0 | 0 | 0 | 0 | 0 | 0 | 0 | 0 | 0 | 0 | 0 | 0 | 0 | 0 | 0 | 0 | 0
F9_Commercial_OR - College_New_Food Preparation_Natural Gas_Range_A_Technical Potential | F9 | Commercial | OR - College | New | Food Preparation | Natural Gas | Range | A | Incremental Winter Peak Savings (MW) | Technical Potential | 0 | 0 | 0 | 0 | 0 | 0 | 0 | 0 | 0 | 0 | 0 | 0 | 0 | 0 | 0 | 0 | 0 | 0 | 0 | 0 | 0 | 0 | 0 | 0 | 0 | 0 | 0
F10_Commercial_OR - College_New_Food Preparation_Natural Gas_Range_A_Technical Potential | F10 | Commercial | OR - College | New | Food Preparation | Natural Gas | Range | A | Cumulative Energy Savings (MWh or mTherms) | Technical Potential | 0 | 0 | 0 | 0 | 0 | 0 | 0 | 0 | 0 | 0 | 0 | 0 | 0 | 0 | 0 | 0 | 0 | 0 | 0 | 0 | 0 | 0 | 0 | 0 | 0 | 0 | 0
F11_Commercial_OR - College_New_Food Preparation_Natural Gas_Range_A_Technical Potential | F11 | Commercial | OR - College | New | Food Preparation | Natural Gas | Range | A | Cumulative Summer Peak Savings (MW) | Technical Potential | 0 | 0 | 0 | 0 | 0 | 0 | 0 | 0 | 0 | 0 | 0 | 0 | 0 | 0 | 0 | 0 | 0 | 0 | 0 | 0 | 0 | 0 | 0 | 0 | 0 | 0 | 0
F12_Commercial_OR - College_New_Food Preparation_Natural Gas_Range_A_Technical Potential | F12 | Commercial | OR - College | New | Food Preparation | Natural Gas | Range | A | Cumulative Winter Peak Savings (MW) | Technical Potential | 0 | 0 | 0 | 0 | 0 | 0 | 0 | 0 | 0 | 0 | 0 | 0 | 0 | 0 | 0 | 0 | 0 | 0 | 0 | 0 | 0 | 0 | 0 | 0 | 0 | 0 | 0
F13_Commercial_OR - College_New_Food Preparation_Natural Gas_Range_A_Technical Potential | F13 | Commercial | OR - College | New | Food Preparation | Natural Gas | Range | A | Purchases (Incremental) | Technical Potential | 0 | 0 | 0 | 0 | 0 | 0 | 0 | 0 | 0 | 0 | 0 | 0 | 0 | 0 | 0 | 0 | 0 | 0 | 0 | 0 | 0 | 0 | 0 | 0 | 0 | 0 | 0
F14_Commercial_OR - College_New_Food Preparation_Natural Gas_Range_A_Technical Potential | F14 | Commercial | OR - College | New | Food Preparation | Natural Gas | Range | A | Purchases (Cumulative) | Technical Potential | 0 | 0 | 0 | 0 | 0 | 0 | 0 | 0 | 0 | 0 | 0 | 0 | 0 | 0 | 0 | 0 | 0 | 0 | 0 | 0 | 0 | 0 | 0 | 0 | 0 | 0 | 0
F1_Commercial_OR - College_New_Food Preparation_Natural Gas_Steamer_A_Technical Potential | F1 | Commercial | OR - College | New | Food Preparation | Natural Gas | Steamer | A | Original Unit Energy Savings (kWh or therms) | Technical Potential | 0 | 0 | 0 | 0 | 0 | 0 | 0 | 0 | 0 | 0 | 0 | 0 | 0 | 0 | 0 | 0 | 0 | 0 | 0 | 0 | 0 | 0 | 0 | 0 | 0 | 0 | 0
F2_Commercial_OR - College_New_Food Preparation_Natural Gas_Steamer_A_Technical Potential | F2 | Commercial | OR - College | New | Food Preparation | Natural Gas | Steamer | A | Original Unit Summer Peak Savings (kW) | Technical Potential | 0 | 0 | 0 | 0 | 0 | 0 | 0 | 0 | 0 | 0 | 0 | 0 | 0 | 0 | 0 | 0 | 0 | 0 | 0 | 0 | 0 | 0 | 0 | 0 | 0 | 0 | 0
F3_Commercial_OR - College_New_Food Preparation_Natural Gas_Steamer_A_Technical Potential | F3 | Commercial | OR - College | New | Food Preparation | Natural Gas | Steamer | A | Original Unit Winter Peak Savings (kW) | Technical Potential | 0 | 0 | 0 | 0 | 0 | 0 | 0 | 0 | 0 | 0 | 0 | 0 | 0 | 0 | 0 | 0 | 0 | 0 | 0 | 0 | 0 | 0 | 0 | 0 | 0 | 0 | 0
F4_Commercial_OR - College_New_Food Preparation_Natural Gas_Steamer_A_Technical Potential | F4 | Commercial | OR - College | New | Food Preparation | Natural Gas | Steamer | A | Standalone Impact on Baseline Energy (%) | Technical Potential | 0 | 0 | 0 | 0 | 0 | 0 | 0 | 0 | 0 | 0 | 0 | 0 | 0 | 0 | 0 | 0 | 0 | 0 | 0 | 0 | 0 | 0 | 0 | 0 | 0 | 0 | 0
F5_Commercial_OR - College_New_Food Preparation_Natural Gas_Steamer_A_Technical Potential | F5 | Commercial | OR - College | New | Food Preparation | Natural Gas | Steamer | A | Standalone Impact on Baseline Summer Peak (%) | Technical Potential | 0 | 0 | 0 | 0 | 0 | 0 | 0 | 0 | 0 | 0 | 0 | 0 | 0 | 0 | 0 | 0 | 0 | 0 | 0 | 0 | 0 | 0 | 0 | 0 | 0 | 0 | 0
F6_Commercial_OR - College_New_Food Preparation_Natural Gas_Steamer_A_Technical Potential | F6 | Commercial | OR - College | New | Food Preparation | Natural Gas | Steamer | A | Standalone Impact on Baseline Winter Peak (%) | Technical Potential | 0 | 0 | 0 | 0 | 0 | 0 | 0 | 0 | 0 | 0 | 0 | 0 | 0 | 0 | 0 | 0 | 0 | 0 | 0 | 0 | 0 | 0 | 0 | 0 | 0 | 0 | 0
F7_Commercial_OR - College_New_Food Preparation_Natural Gas_Steamer_A_Technical Potential | F7 | Commercial | OR - College | New | Food Preparation | Natural Gas | Steamer | A | Incremental Energy Savings (MWh or mTherms) | Technical Potential | 0 | 0 | 0 | 0 | 0 | 0 | 0 | 0 | 0 | 0 | 0 | 0 | 0 | 0 | 0 | 0 | 0 | 0 | 0 | 0 | 0 | 0 | 0 | 0 | 0 | 0 | 0
F8_Commercial_OR - College_New_Food Preparation_Natural Gas_Steamer_A_Technical Potential | F8 | Commercial | OR - College | New | Food Preparation | Natural Gas | Steamer | A | Incremental Summer Peak Savings (MW) | Technical Potential | 0 | 0 | 0 | 0 | 0 | 0 | 0 | 0 | 0 | 0 | 0 | 0 | 0 | 0 | 0 | 0 | 0 | 0 | 0 | 0 | 0 | 0 | 0 | 0 | 0 | 0 | 0
F9_Commercial_OR - College_New_Food Preparation_Natural Gas_Steamer_A_Technical Potential | F9 | Commercial | OR - College | New | Food Preparation | Natural Gas | Steamer | A | Incremental Winter Peak Savings (MW) | Technical Potential | 0 | 0 | 0 | 0 | 0 | 0 | 0 | 0 | 0 | 0 | 0 | 0 | 0 | 0 | 0 | 0 | 0 | 0 | 0 | 0 | 0 | 0 | 0 | 0 | 0 | 0 | 0
F10_Commercial_OR - College_New_Food Preparation_Natural Gas_Steamer_A_Technical Potential | F10 | Commercial | OR - College | New | Food Preparation | Natural Gas | Steamer | A | Cumulative Energy Savings (MWh or mTherms) | Technical Potential | 0 | 0 | 0 | 0 | 0 | 0 | 0 | 0 | 0 | 0 | 0 | 0 | 0 | 0 | 0 | 0 | 0 | 0 | 0 | 0 | 0 | 0 | 0 | 0 | 0 | 0 | 0
F11_Commercial_OR - College_New_Food Preparation_Natural Gas_Steamer_A_Technical Potential | F11 | Commercial | OR - College | New | Food Preparation | Natural Gas | Steamer | A | Cumulative Summer Peak Savings (MW) | Technical Potential | 0 | 0 | 0 | 0 | 0 | 0 | 0 | 0 | 0 | 0 | 0 | 0 | 0 | 0 | 0 | 0 | 0 | 0 | 0 | 0 | 0 | 0 | 0 | 0 | 0 | 0 | 0
F12_Commercial_OR - College_New_Food Preparation_Natural Gas_Steamer_A_Technical Potential | F12 | Commercial | OR - College | New | Food Preparation | Natural Gas | Steamer | A | Cumulative Winter Peak Savings (MW) | Technical Potential | 0 | 0 | 0 | 0 | 0 | 0 | 0 | 0 | 0 | 0 | 0 | 0 | 0 | 0 | 0 | 0 | 0 | 0 | 0 | 0 | 0 | 0 | 0 | 0 | 0 | 0 | 0
F13_Commercial_OR - College_New_Food Preparation_Natural Gas_Steamer_A_Technical Potential | F13 | Commercial | OR - College | New | Food Preparation | Natural Gas | Steamer | A | Purchases (Incremental) | Technical Potential | 0 | 0 | 0 | 0 | 0 | 0 | 0 | 0 | 0 | 0 | 0 | 0 | 0 | 0 | 0 | 0 | 0 | 0 | 0 | 0 | 0 | 0 | 0 | 0 | 0 | 0 | 0
F14_Commercial_OR - College_New_Food Preparation_Natural Gas_Steamer_A_Technical Potential | F14 | Commercial | OR - College | New | Food Preparation | Natural Gas | Steamer | A | Purchases (Cumulative) | Technical Potential | 0 | 0 | 0 | 0 | 0 | 0 | 0 | 0 | 0 | 0 | 0 | 0 | 0 | 0 | 0 | 0 | 0 | 0 | 0 | 0 | 0 | 0 | 0 | 0 | 0 | 0 | 0
F1_Commercial_OR - College_New_Food Preparation_Natural Gas_Commercial Food Prep Other_A_Technical Potential | F1 | Commercial | OR - College | New | Food Preparation | Natural Gas | Commercial Food Prep Other | A | Original Unit Energy Savings (kWh or therms) | Technical Potential | 0 | 0 | 0 | 0 | 0 | 0 | 0 | 0 | 0 | 0 | 0 | 0 | 0 | 0 | 0 | 0 | 0 | 0 | 0 | 0 | 0 | 0 | 0 | 0 | 0 | 0 | 0
F2_Commercial_OR - College_New_Food Preparation_Natural Gas_Commercial Food Prep Other_A_Technical Potential | F2 | Commercial | OR - College | New | Food Preparation | Natural Gas | Commercial Food Prep Other | A | Original Unit Summer Peak Savings (kW) | Technical Potential | 0 | 0 | 0 | 0 | 0 | 0 | 0 | 0 | 0 | 0 | 0 | 0 | 0 | 0 | 0 | 0 | 0 | 0 | 0 | 0 | 0 | 0 | 0 | 0 | 0 | 0 | 0
F3_Commercial_OR - College_New_Food Preparation_Natural Gas_Commercial Food Prep Other_A_Technical Potential | F3 | Commercial | OR - College | New | Food Preparation | Natural Gas | Commercial Food Prep Other | A | Original Unit Winter Peak Savings (kW) | Technical Potential | 0 | 0 | 0 | 0 | 0 | 0 | 0 | 0 | 0 | 0 | 0 | 0 | 0 | 0 | 0 | 0 | 0 | 0 | 0 | 0 | 0 | 0 | 0 | 0 | 0 | 0 | 0
F4_Commercial_OR - College_New_Food Preparation_Natural Gas_Commercial Food Prep Other_A_Technical Potential | F4 | Commercial | OR - College | New | Food Preparation | Natural Gas | Commercial Food Prep Other | A | Standalone Impact on Baseline Energy (%) | Technical Potential | 0 | 0 | 0 | 0 | 0 | 0 | 0 | 0 | 0 | 0 | 0 | 0 | 0 | 0 | 0 | 0 | 0 | 0 | 0 | 0 | 0 | 0 | 0 | 0 | 0 | 0 | 0
F5_Commercial_OR - College_New_Food Preparation_Natural Gas_Commercial Food Prep Other_A_Technical Potential | F5 | Commercial | OR - College | New | Food Preparation | Natural Gas | Commercial Food Prep Other | A | Standalone Impact on Baseline Summer Peak (%) | Technical Potential | 0 | 0 | 0 | 0 | 0 | 0 | 0 | 0 | 0 | 0 | 0 | 0 | 0 | 0 | 0 | 0 | 0 | 0 | 0 | 0 | 0 | 0 | 0 | 0 | 0 | 0 | 0
F6_Commercial_OR - College_New_Food Preparation_Natural Gas_Commercial Food Prep Other_A_Technical Potential | F6 | Commercial | OR - College | New | Food Preparation | Natural Gas | Commercial Food Prep Other | A | Standalone Impact on Baseline Winter Peak (%) | Technical Potential | 0 | 0 | 0 | 0 | 0 | 0 | 0 | 0 | 0 | 0 | 0 | 0 | 0 | 0 | 0 | 0 | 0 | 0 | 0 | 0 | 0 | 0 | 0 | 0 | 0 | 0 | 0
F7_Commercial_OR - College_New_Food Preparation_Natural Gas_Commercial Food Prep Other_A_Technical Potential | F7 | Commercial | OR - College | New | Food Preparation | Natural Gas | Commercial Food Prep Other | A | Incremental Energy Savings (MWh or mTherms) | Technical Potential | 0 | 0 | 0 | 0 | 0 | 0 | 0 | 0 | 0 | 0 | 0 | 0 | 0 | 0 | 0 | 0 | 0 | 0 | 0 | 0 | 0 | 0 | 0 | 0 | 0 | 0 | 0
F8_Commercial_OR - College_New_Food Preparation_Natural Gas_Commercial Food Prep Other_A_Technical Potential | F8 | Commercial | OR - College | New | Food Preparation | Natural Gas | Commercial Food Prep Other | A | Incremental Summer Peak Savings (MW) | Technical Potential | 0 | 0 | 0 | 0 | 0 | 0 | 0 | 0 | 0 | 0 | 0 | 0 | 0 | 0 | 0 | 0 | 0 | 0 | 0 | 0 | 0 | 0 | 0 | 0 | 0 | 0 | 0
F9_Commercial_OR - College_New_Food Preparation_Natural Gas_Commercial Food Prep Other_A_Technical Potential | F9 | Commercial | OR - College | New | Food Preparation | Natural Gas | Commercial Food Prep Other | A | Incremental Winter Peak Savings (MW) | Technical Potential | 0 | 0 | 0 | 0 | 0 | 0 | 0 | 0 | 0 | 0 | 0 | 0 | 0 | 0 | 0 | 0 | 0 | 0 | 0 | 0 | 0 | 0 | 0 | 0 | 0 | 0 | 0
F10_Commercial_OR - College_New_Food Preparation_Natural Gas_Commercial Food Prep Other_A_Technical Potential | F10 | Commercial | OR - College | New | Food Preparation | Natural Gas | Commercial Food Prep Other | A | Cumulative Energy Savings (MWh or mTherms) | Technical Potential | 0 | 0 | 0 | 0 | 0 | 0 | 0 | 0 | 0 | 0 | 0 | 0 | 0 | 0 | 0 | 0 | 0 | 0 | 0 | 0 | 0 | 0 | 0 | 0 | 0 | 0 | 0
F11_Commercial_OR - College_New_Food Preparation_Natural Gas_Commercial Food Prep Other_A_Technical Potential | F11 | Commercial | OR - College | New | Food Preparation | Natural Gas | Commercial Food Prep Other | A | Cumulative Summer Peak Savings (MW) | Technical Potential | 0 | 0 | 0 | 0 | 0 | 0 | 0 | 0 | 0 | 0 | 0 | 0 | 0 | 0 | 0 | 0 | 0 | 0 | 0 | 0 | 0 | 0 | 0 | 0 | 0 | 0 | 0
F12_Commercial_OR - College_New_Food Preparation_Natural Gas_Commercial Food Prep Other_A_Technical Potential | F12 | Commercial | OR - College | New | Food Preparation | Natural Gas | Commercial Food Prep Other | A | Cumulative Winter Peak Savings (MW) | Technical Potential | 0 | 0 | 0 | 0 | 0 | 0 | 0 | 0 | 0 | 0 | 0 | 0 | 0 | 0 | 0 | 0 | 0 | 0 | 0 | 0 | 0 | 0 | 0 | 0 | 0 | 0 | 0
F13_Commercial_OR - College_New_Food Preparation_Natural Gas_Commercial Food Prep Other_A_Technical Potential | F13 | Commercial | OR - College | New | Food Preparation | Natural Gas | Commercial Food Prep Other | A | Purchases (Incremental) | Technical Potential | 0 | 0 | 0 | 0 | 0 | 0 | 0 | 0 | 0 | 0 | 0 | 0 | 0 | 0 | 0 | 0 | 0 | 0 | 0 | 0 | 0 | 0 | 0 | 0 | 0 | 0 | 0
F14_Commercial_OR - College_New_Food Preparation_Natural Gas_Commercial Food Prep Other_A_Technical Potential | F14 | Commercial | OR - College | New | Food Preparation | Natural Gas | Commercial Food Prep Other | A | Purchases (Cumulative) | Technical Potential | 0 | 0 | 0 | 0 | 0 | 0 | 0 | 0 | 0 | 0 | 0 | 0 | 0 | 0 | 0 | 0 | 0 | 0 | 0 | 0 | 0 | 0 | 0 | 0 | 0 | 0 | 0
F1_Commercial_OR - College_New_Miscellaneous_Natural Gas_Pool Heater_A_Technical Potential | F1 | Commercial | OR - College | New | Miscellaneous | Natural Gas | Pool Heater | A | Original Unit Energy Savings (kWh or therms) | Technical Potential | 0 | 0 | 0 | 0 | 0 | 0 | 0 | 0 | 0 | 0 | 0 | 0 | 0 | 0 | 0 | 0 | 0 | 0 | 0 | 0 | 0 | 0 | 0 | 0 | 0 | 0 | 0
F2_Commercial_OR - College_New_Miscellaneous_Natural Gas_Pool Heater_A_Technical Potential | F2 | Commercial | OR - College | New | Miscellaneous | Natural Gas | Pool Heater | A | Original Unit Summer Peak Savings (kW) | Technical Potential | 0 | 0 | 0 | 0 | 0 | 0 | 0 | 0 | 0 | 0 | 0 | 0 | 0 | 0 | 0 | 0 | 0 | 0 | 0 | 0 | 0 | 0 | 0 | 0 | 0 | 0 | 0
F3_Commercial_OR - College_New_Miscellaneous_Natural Gas_Pool Heater_A_Technical Potential | F3 | Commercial | OR - College | New | Miscellaneous | Natural Gas | Pool Heater | A | Original Unit Winter Peak Savings (kW) | Technical Potential | 0 | 0 | 0 | 0 | 0 | 0 | 0 | 0 | 0 | 0 | 0 | 0 | 0 | 0 | 0 | 0 | 0 | 0 | 0 | 0 | 0 | 0 | 0 | 0 | 0 | 0 | 0
F4_Commercial_OR - College_New_Miscellaneous_Natural Gas_Pool Heater_A_Technical Potential | F4 | Commercial | OR - College | New | Miscellaneous | Natural Gas | Pool Heater | A | Standalone Impact on Baseline Energy (%) | Technical Potential | 0 | 0 | 0 | 0 | 0 | 0 | 0 | 0 | 0 | 0 | 0 | 0 | 0 | 0 | 0 | 0 | 0 | 0 | 0 | 0 | 0 | 0 | 0 | 0 | 0 | 0 | 0
F5_Commercial_OR - College_New_Miscellaneous_Natural Gas_Pool Heater_A_Technical Potential | F5 | Commercial | OR - College | New | Miscellaneous | Natural Gas | Pool Heater | A | Standalone Impact on Baseline Summer Peak (%) | Technical Potential | 0 | 0 | 0 | 0 | 0 | 0 | 0 | 0 | 0 | 0 | 0 | 0 | 0 | 0 | 0 | 0 | 0 | 0 | 0 | 0 | 0 | 0 | 0 | 0 | 0 | 0 | 0
F6_Commercial_OR - College_New_Miscellaneous_Natural Gas_Pool Heater_A_Technical Potential | F6 | Commercial | OR - College | New | Miscellaneous | Natural Gas | Pool Heater | A | Standalone Impact on Baseline Winter Peak (%) | Technical Potential | 0 | 0 | 0 | 0 | 0 | 0 | 0 | 0 | 0 | 0 | 0 | 0 | 0 | 0 | 0 | 0 | 0 | 0 | 0 | 0 | 0 | 0 | 0 | 0 | 0 | 0 | 0
F7_Commercial_OR - College_New_Miscellaneous_Natural Gas_Pool Heater_A_Technical Potential | F7 | Commercial | OR - College | New | Miscellaneous | Natural Gas | Pool Heater | A | Incremental Energy Savings (MWh or mTherms) | Technical Potential | 0 | 0 | 0 | 0 | 0 | 0 | 0 | 0 | 0 | 0 | 0 | 0 | 0 | 0 | 0 | 0 | 0 | 0 | 0 | 0 | 0 | 0 | 0 | 0 | 0 | 0 | 0
F8_Commercial_OR - College_New_Miscellaneous_Natural Gas_Pool Heater_A_Technical Potential | F8 | Commercial | OR - College | New | Miscellaneous | Natural Gas | Pool Heater | A | Incremental Summer Peak Savings (MW) | Technical Potential | 0 | 0 | 0 | 0 | 0 | 0 | 0 | 0 | 0 | 0 | 0 | 0 | 0 | 0 | 0 | 0 | 0 | 0 | 0 | 0 | 0 | 0 | 0 | 0 | 0 | 0 | 0
F9_Commercial_OR - College_New_Miscellaneous_Natural Gas_Pool Heater_A_Technical Potential | F9 | Commercial | OR - College | New | Miscellaneous | Natural Gas | Pool Heater | A | Incremental Winter Peak Savings (MW) | Technical Potential | 0 | 0 | 0 | 0 | 0 | 0 | 0 | 0 | 0 | 0 | 0 | 0 | 0 | 0 | 0 | 0 | 0 | 0 | 0 | 0 | 0 | 0 | 0 | 0 | 0 | 0 | 0
F10_Commercial_OR - College_New_Miscellaneous_Natural Gas_Pool Heater_A_Technical Potential | F10 | Commercial | OR - College | New | Miscellaneous | Natural Gas | Pool Heater | A | Cumulative Energy Savings (MWh or mTherms) | Technical Potential | 0 | 0 | 0 | 0 | 0 | 0 | 0 | 0 | 0 | 0 | 0 | 0 | 0 | 0 | 0 | 0 | 0 | 0 | 0 | 0 | 0 | 0 | 0 | 0 | 0 | 0 | 0
F11_Commercial_OR - College_New_Miscellaneous_Natural Gas_Pool Heater_A_Technical Potential | F11 | Commercial | OR - College | New | Miscellaneous | Natural Gas | Pool Heater | A | Cumulative Summer Peak Savings (MW) | Technical Potential | 0 | 0 | 0 | 0 | 0 | 0 | 0 | 0 | 0 | 0 | 0 | 0 | 0 | 0 | 0 | 0 | 0 | 0 | 0 | 0 | 0 | 0 | 0 | 0 | 0 | 0 | 0
F12_Commercial_OR - College_New_Miscellaneous_Natural Gas_Pool Heater_A_Technical Potential | F12 | Commercial | OR - College | New | Miscellaneous | Natural Gas | Pool Heater | A | Cumulative Winter Peak Savings (MW) | Technical Potential | 0 | 0 | 0 | 0 | 0 | 0 | 0 | 0 | 0 | 0 | 0 | 0 | 0 | 0 | 0 | 0 | 0 | 0 | 0 | 0 | 0 | 0 | 0 | 0 | 0 | 0 | 0
F13_Commercial_OR - College_New_Miscellaneous_Natural Gas_Pool Heater_A_Technical Potential | F13 | Commercial | OR - College | New | Miscellaneous | Natural Gas | Pool Heater | A | Purchases (Incremental) | Technical Potential | 0 | 0 | 0 | 0 | 0 | 0 | 0 | 0 | 0 | 0 | 0 | 0 | 0 | 0 | 0 | 0 | 0 | 0 | 0 | 0 | 0 | 0 | 0 | 0 | 0 | 0 | 0
F14_Commercial_OR - College_New_Miscellaneous_Natural Gas_Pool Heater_A_Technical Potential | F14 | Commercial | OR - College | New | Miscellaneous | Natural Gas | Pool Heater | A | Purchases (Cumulative) | Technical Potential | 0 | 0 | 0 | 0 | 0 | 0 | 0 | 0 | 0 | 0 | 0 | 0 | 0 | 0 | 0 | 0 | 0 | 0 | 0 | 0 | 0 | 0 | 0 | 0 | 0 | 0 | 0
F1_Commercial_OR - Health_Existing_Space Heating_Natural Gas_Furnace_A_Technical Potential | F1 | Commercial | OR - Health | Existing | Space Heating | Natural Gas | Furnace | A | Original Unit Energy Savings (kWh or therms) | Technical Potential | 0 | 122.2515 | 121.7774 | 82.9831 | 82.9831 | 82.9831 | 82.9831 | 82.9831 | 82.9831 | 82.9831 | 82.9831 | 82.9831 | 82.9831 | 82.9831 | 82.9831 | 82.9831 | 82.9831 | 82.9831 | 82.9831 | 82.9831 | 82.9831 | 82.9831 | 82.9831 | 82.9831 | 82.9831 | 82.9831 | 82.9831
F2_Commercial_OR - Health_Existing_Space Heating_Natural Gas_Furnace_A_Technical Potential | F2 | Commercial | OR - Health | Existing | Space Heating | Natural Gas | Furnace | A | Original Unit Summer Peak Savings (kW) | Technical Potential | 0 | 0 | 0 | 0 | 0 | 0 | 0 | 0 | 0 | 0 | 0 | 0 | 0 | 0 | 0 | 0 | 0 | 0 | 0 | 0 | 0 | 0 | 0 | 0 | 0 | 0 | 0
F3_Commercial_OR - Health_Existing_Space Heating_Natural Gas_Furnace_A_Technical Potential | F3 | Commercial | OR - Health | Existing | Space Heating | Natural Gas | Furnace | A | Original Unit Winter Peak Savings (kW) | Technical Potential | 0 | 0 | 0 | 0 | 0 | 0 | 0 | 0 | 0 | 0 | 0 | 0 | 0 | 0 | 0 | 0 | 0 | 0 | 0 | 0 | 0 | 0 | 0 | 0 | 0 | 0 | 0
F4_Commercial_OR - Health_Existing_Space Heating_Natural Gas_Furnace_A_Technical Potential | F4 | Commercial | OR - Health | Existing | Space Heating | Natural Gas | Furnace | A | Standalone Impact on Baseline Energy (%) | Technical Potential | 0 | 0 | 6.8448e-05 | 9.9957e-05 | 0.00016042 | 0.00022847 | 0.00030452 | 0.00038897 | 0.00048217 | 0.00058446 | 0.00069522 | 0.00081388 | 0.00093989 | 0.0010727 | 0.0012119 | 0.001357 | 0.0015076 | 0.0016631 | 0.0018234 | 0.0019751 | 0.0021193 | 0.0022571 | 0.0023894 | 0.0025172 | 0.0026415 | 0.002714 | 0.0027778
F5_Commercial_OR - Health_Existing_Space Heating_Natural Gas_Furnace_A_Technical Potential | F5 | Commercial | OR - Health | Existing | Space Heating | Natural Gas | Furnace | A | Standalone Impact on Baseline Summer Peak (%) | Technical Potential | 0 | 0 | 0 | 0 | 0 | 0 | 0 | 0 | 0 | 0 | 0 | 0 | 0 | 0 | 0 | 0 | 0 | 0 | 0 | 0 | 0 | 0 | 0 | 0 | 0 | 0 | 0
F6_Commercial_OR - Health_Existing_Space Heating_Natural Gas_Furnace_A_Technical Potential | F6 | Commercial | OR - Health | Existing | Space Heating | Natural Gas | Furnace | A | Standalone Impact on Baseline Winter Peak (%) | Technical Potential | 0 | 0 | 0 | 0 | 0 | 0 | 0 | 0 | 0 | 0 | 0 | 0 | 0 | 0 | 0 | 0 | 0 | 0 | 0 | 0 | 0 | 0 | 0 | 0 | 0 | 0 | 0
F7_Commercial_OR - Health_Existing_Space Heating_Natural Gas_Furnace_A_Technical Potential | F7 | Commercial | OR - Health | Existing | Space Heating | Natural Gas | Furnace | A | Incremental Energy Savings (MWh or mTherms) | Technical Potential | 0 | 0 | 0.081497 | 0.063115 | 0.071191 | 0.079723 | 0.088675 | 0.098017 | 0.10772 | 0.11775 | 0.12701 | 0.13556 | 0.14345 | 0.15073 | 0.15746 | 0.16366 | 0.16939 | 0.17468 | 0.17956 | 0.16948 | 0.16071 | 0.15321 | 0.1469 | 0.14173 | 0.13765 | 0.079065 | 0.069416
F8_Commercial_OR - Health_Existing_Space Heating_Natural Gas_Furnace_A_Technical Potential | F8 | Commercial | OR - Health | Existing | Space Heating | Natural Gas | Furnace | A | Incremental Summer Peak Savings (MW) | Technical Potential | 0 | 0 | 0 | 0 | 0 | 0 | 0 | 0 | 0 | 0 | 0 | 0 | 0 | 0 | 0 | 0 | 0 | 0 | 0 | 0 | 0 | 0 | 0 | 0 | 0 | 0 | 0
F9_Commercial_OR - Health_Existing_Space Heating_Natural Gas_Furnace_A_Technical Potential | F9 | Commercial | OR - Health | Existing | Space Heating | Natural Gas | Furnace | A | Incremental Winter Peak Savings (MW) | Technical Potential | 0 | 0 | 0 | 0 | 0 | 0 | 0 | 0 | 0 | 0 | 0 | 0 | 0 | 0 | 0 | 0 | 0 | 0 | 0 | 0 | 0 | 0 | 0 | 0 | 0 | 0 | 0
F10_Commercial_OR - Health_Existing_Space Heating_Natural Gas_Furnace_A_Technical Potential | F10 | Commercial | OR - Health | Existing | Space Heating | Natural Gas | Furnace | A | Cumulative Energy Savings (MWh or mTherms) | Technical Potential | 0 | 0 | 0.081497 | 0.11865 | 0.18984 | 0.26956 | 0.35824 | 0.45626 | 0.56397 | 0.68172 | 0.80873 | 0.94429 | 1.0877 | 1.2385 | 1.3959 | 1.5596 | 1.729 | 1.9037 | 2.0832 | 2.2527 | 2.4134 | 2.5666 | 2.7135 | 2.8552 | 2.9929 | 3.072 | 3.1414
F11_Commercial_OR - Health_Existing_Space Heating_Natural Gas_Furnace_A_Technical Potential | F11 | Commercial | OR - Health | Existing | Space Heating | Natural Gas | Furnace | A | Cumulative Summer Peak Savings (MW) | Technical Potential | 0 | 0 | 0 | 0 | 0 | 0 | 0 | 0 | 0 | 0 | 0 | 0 | 0 | 0 | 0 | 0 | 0 | 0 | 0 | 0 | 0 | 0 | 0 | 0 | 0 | 0 | 0
F12_Commercial_OR - Health_Existing_Space Heating_Natural Gas_Furnace_A_Technical Potential | F12 | Commercial | OR - Health | Existing | Space Heating | Natural Gas | Furnace | A | Cumulative Winter Peak Savings (MW) | Technical Potential | 0 | 0 | 0 | 0 | 0 | 0 | 0 | 0 | 0 | 0 | 0 | 0 | 0 | 0 | 0 | 0 | 0 | 0 | 0 | 0 | 0 | 0 | 0 | 0 | 0 | 0 | 0
F13_Commercial_OR - Health_Existing_Space Heating_Natural Gas_Furnace_A_Technical Potential | F13 | Commercial | OR - Health | Existing | Space Heating | Natural Gas | Furnace | A | Purchases (Incremental) | Technical Potential | 0 | 0 | 0.66923 | 0.76058 | 0.85789 | 0.96071 | 1.0686 | 1.1812 | 1.2981 | 1.419 | 1.5306 | 1.6336 | 1.7287 | 1.8164 | 1.8974 | 1.9722 | 2.0413 | 2.105 | 2.1638 | 2.0423 | 1.9367 | 1.8462 | 1.7702 | 1.7079 | 1.6587 | 0.95279 | 0.83651
F14_Commercial_OR - Health_Existing_Space Heating_Natural Gas_Furnace_A_Technical Potential | F14 | Commercial | OR - Health | Existing | Space Heating | Natural Gas | Furnace | A | Purchases (Cumulative) | Technical Potential | 0 | 0 | 0.66923 | 1.4298 | 2.2877 | 3.2484 | 4.317 | 5.4982 | 6.7962 | 8.2152 | 9.7458 | 11.3793 | 13.108 | 14.9244 | 16.8219 | 18.7941 | 20.8354 | 22.9403 | 25.1042 | 27.1465 | 29.0832 | 30.9294 | 32.6996 | 34.4075 | 36.0663 | 37.019 | 37.8556
F1_Commercial_OR - Health_Existing_Space Heating_Natural Gas_Boiler_A_Technical Potential | F1 | Commercial | OR - Health | Existing | Space Heating | Natural Gas | Boiler | A | Original Unit Energy Savings (kWh or therms) | Technical Potential | 0 | 3064.0148 | 3052.1334 | 3052.1334 | 3052.1334 | 3052.1334 | 3052.1334 | 3052.1334 | 3052.1334 | 3052.1334 | 3052.1334 | 3052.1334 | 3052.1334 | 3052.1334 | 3052.1334 | 3052.1334 | 3052.1334 | 3052.1334 | 3052.1334 | 3052.1334 | 3052.1334 | 3052.1334 | 3052.1334 | 3052.1334 | 3052.1334 | 3052.1334 | 3052.1334
F2_Commercial_OR - Health_Existing_Space Heating_Natural Gas_Boiler_A_Technical Potential | F2 | Commercial | OR - Health | Existing | Space Heating | Natural Gas | Boiler | A | Original Unit Summer Peak Savings (kW) | Technical Potential | 0 | 0 | 0 | 0 | 0 | 0 | 0 | 0 | 0 | 0 | 0 | 0 | 0 | 0 | 0 | 0 | 0 | 0 | 0 | 0 | 0 | 0 | 0 | 0 | 0 | 0 | 0
F3_Commercial_OR - Health_Existing_Space Heating_Natural Gas_Boiler_A_Technical Potential | F3 | Commercial | OR - Health | Existing | Space Heating | Natural Gas | Boiler | A | Original Unit Winter Peak Savings (kW) | Technical Potential | 0 | 0 | 0 | 0 | 0 | 0 | 0 | 0 | 0 | 0 | 0 | 0 | 0 | 0 | 0 | 0 | 0 | 0 | 0 | 0 | 0 | 0 | 0 | 0 | 0 | 0 | 0
F4_Commercial_OR - Health_Existing_Space Heating_Natural Gas_Boiler_A_Technical Potential | F4 | Commercial | OR - Health | Existing | Space Heating | Natural Gas | Boiler | A | Standalone Impact on Baseline Energy (%) | Technical Potential | 0 | 0 | 0.01141 | 0.022984 | 0.034712 | 0.046589 | 0.058604 | 0.070751 | 0.083023 | 0.095411 | 0.10791 | 0.12051 | 0.1332 | 0.14598 | 0.15884 | 0.17177 | 0.18476 | 0.19781 | 0.2109 | 0.22403 | 0.2372 | 0.25038 | 0.26349 | 0.27652 | 0.28949 | 0.30241 | 0.3153
F5_Commercial_OR - Health_Existing_Space Heating_Natural Gas_Boiler_A_Technical Potential | F5 | Commercial | OR - Health | Existing | Space Heating | Natural Gas | Boiler | A | Standalone Impact on Baseline Summer Peak (%) | Technical Potential | 0 | 0 | 0 | 0 | 0 | 0 | 0 | 0 | 0 | 0 | 0 | 0 | 0 | 0 | 0 | 0 | 0 | 0 | 0 | 0 | 0 | 0 | 0 | 0 | 0 | 0 | 0
F6_Commercial_OR - Health_Existing_Space Heating_Natural Gas_Boiler_A_Technical Potential | F6 | Commercial | OR - Health | Existing | Space Heating | Natural Gas | Boiler | A | Standalone Impact on Baseline Winter Peak (%) | Technical Potential | 0 | 0 | 0 | 0 | 0 | 0 | 0 | 0 | 0 | 0 | 0 | 0 | 0 | 0 | 0 | 0 | 0 | 0 | 0 | 0 | 0 | 0 | 0 | 0 | 0 | 0 | 0
F7_Commercial_OR - Health_Existing_Space Heating_Natural Gas_Boiler_A_Technical Potential | F7 | Commercial | OR - Health | Existing | Space Heating | Natural Gas | Boiler | A | Incremental Energy Savings (MWh or mTherms) | Technical Potential | 0 | 0 | 13.5851 | 13.6964 | 13.7976 | 13.8895 | 13.9731 | 14.0491 | 14.1182 | 14.181 | 14.2381 | 14.29 | 14.3372 | 14.3801 | 14.4191 | 14.4545 | 14.4867 | 14.516 | 14.5427 | 14.5669 | 14.5889 | 14.6089 | 14.5047 | 14.4211 | 14.3552 | 14.3045 | 14.2668
F8_Commercial_OR - Health_Existing_Space Heating_Natural Gas_Boiler_A_Technical Potential | F8 | Commercial | OR - Health | Existing | Space Heating | Natural Gas | Boiler | A | Incremental Summer Peak Savings (MW) | Technical Potential | 0 | 0 | 0 | 0 | 0 | 0 | 0 | 0 | 0 | 0 | 0 | 0 | 0 | 0 | 0 | 0 | 0 | 0 | 0 | 0 | 0 | 0 | 0 | 0 | 0 | 0 | 0
F9_Commercial_OR - Health_Existing_Space Heating_Natural Gas_Boiler_A_Technical Potential | F9 | Commercial | OR - Health | Existing | Space Heating | Natural Gas | Boiler | A | Incremental Winter Peak Savings (MW) | Technical Potential | 0 | 0 | 0 | 0 | 0 | 0 | 0 | 0 | 0 | 0 | 0 | 0 | 0 | 0 | 0 | 0 | 0 | 0 | 0 | 0 | 0 | 0 | 0 | 0 | 0 | 0 | 0
F10_Commercial_OR - Health_Existing_Space Heating_Natural Gas_Boiler_A_Technical Potential | F10 | Commercial | OR - Health | Existing | Space Heating | Natural Gas | Boiler | A | Cumulative Energy Savings (MWh or mTherms) | Technical Potential | 0 | 0 | 13.5851 | 27.2815 | 41.0791 | 54.9686 | 68.9417 | 82.9908 | 97.109 | 111.29 | 125.528 | 139.818 | 154.1552 | 168.5352 | 182.9543 | 197.4088 | 211.8956 | 226.4116 | 240.9543 | 255.5212 | 270.1101 | 284.719 | 299.2237 | 313.6448 | 328.0001 | 342.3046 | 356.5714
F11_Commercial_OR - Health_Existing_Space Heating_Natural Gas_Boiler_A_Technical Potential | F11 | Commercial | OR - Health | Existing | Space Heating | Natural Gas | Boiler | A | Cumulative Summer Peak Savings (MW) | Technical Potential | 0 | 0 | 0 | 0 | 0 | 0 | 0 | 0 | 0 | 0 | 0 | 0 | 0 | 0 | 0 | 0 | 0 | 0 | 0 | 0 | 0 | 0 | 0 | 0 | 0 | 0 | 0
F12_Commercial_OR - Health_Existing_Space Heating_Natural Gas_Boiler_A_Technical Potential | F12 | Commercial | OR - Health | Existing | Space Heating | Natural Gas | Boiler | A | Cumulative Winter Peak Savings (MW) | Technical Potential | 0 | 0 | 0 | 0 | 0 | 0 | 0 | 0 | 0 | 0 | 0 | 0 | 0 | 0 | 0 | 0 | 0 | 0 | 0 | 0 | 0 | 0 | 0 | 0 | 0 | 0 | 0
F13_Commercial_OR - Health_Existing_Space Heating_Natural Gas_Boiler_A_Technical Potential | F13 | Commercial | OR - Health | Existing | Space Heating | Natural Gas | Boiler | A | Purchases (Incremental) | Technical Potential | 0 | 0 | 4.451 | 4.4875 | 4.5206 | 4.5508 | 4.5781 | 4.603 | 4.6257 | 4.6463 | 4.665 | 4.682 | 4.6974 | 4.7115 | 4.7243 | 4.7359 | 4.7464 | 4.756 | 4.7648 | 4.7727 | 4.7799 | 4.7865 | 4.7523 | 4.7249 | 4.7033 | 4.6867 | 4.6744
F14_Commercial_OR - Health_Existing_Space Heating_Natural Gas_Boiler_A_Technical Potential | F14 | Commercial | OR - Health | Existing | Space Heating | Natural Gas | Boiler | A | Purchases (Cumulative) | Technical Potential | 0 | 0 | 4.451 | 8.9385 | 13.4591 | 18.0099 | 22.588 | 27.1911 | 31.8168 | 36.463 | 41.128 | 45.8099 | 50.5074 | 55.2188 | 59.9431 | 64.679 | 69.4254 | 74.1814 | 78.9462 | 83.7189 | 88.4988 | 93.2852 | 98.0376 | 102.7625 | 107.4658 | 112.1526 | 116.8269
F1_Commercial_OR - Health_Existing_Space Heating_Natural Gas_Unit Heater_A_Technical Potential | F1 | Commercial | OR - Health | Existing | Space Heating | Natural Gas | Unit Heater | A | Original Unit Energy Savings (kWh or therms) | Technical Potential | 0 | 0 | 0 | 0 | 0 | 0 | 0 | 0 | 0 | 0 | 0 | 0 | 0 | 0 | 0 | 0 | 0 | 0 | 0 | 0 | 0 | 0 | 0 | 0 | 0 | 0 | 0
F2_Commercial_OR - Health_Existing_Space Heating_Natural Gas_Unit Heater_A_Technical Potential | F2 | Commercial | OR - Health | Existing | Space Heating | Natural Gas | Unit Heater | A | Original Unit Summer Peak Savings (kW) | Technical Potential | 0 | 0 | 0 | 0 | 0 | 0 | 0 | 0 | 0 | 0 | 0 | 0 | 0 | 0 | 0 | 0 | 0 | 0 | 0 | 0 | 0 | 0 | 0 | 0 | 0 | 0 | 0
F3_Commercial_OR - Health_Existing_Space Heating_Natural Gas_Unit Heater_A_Technical Potential | F3 | Commercial | OR - Health | Existing | Space Heating | Natural Gas | Unit Heater | A | Original Unit Winter Peak Savings (kW) | Technical Potential | 0 | 0 | 0 | 0 | 0 | 0 | 0 | 0 | 0 | 0 | 0 | 0 | 0 | 0 | 0 | 0 | 0 | 0 | 0 | 0 | 0 | 0 | 0 | 0 | 0 | 0 | 0
F4_Commercial_OR - Health_Existing_Space Heating_Natural Gas_Unit Heater_A_Technical Potential | F4 | Commercial | OR - Health | Existing | Space Heating | Natural Gas | Unit Heater | A | Standalone Impact on Baseline Energy (%) | Technical Potential | 0 | 0 | 0 | 0 | 0 | 0 | 0 | 0 | 0 | 0 | 0 | 0 | 0 | 0 | 0 | 0 | 0 | 0 | 0 | 0 | 0 | 0 | 0 | 0 | 0 | 0 | 0
F5_Commercial_OR - Health_Existing_Space Heating_Natural Gas_Unit Heater_A_Technical Potential | F5 | Commercial | OR - Health | Existing | Space Heating | Natural Gas | Unit Heater | A | Standalone Impact on Baseline Summer Peak (%) | Technical Potential | 0 | 0 | 0 | 0 | 0 | 0 | 0 | 0 | 0 | 0 | 0 | 0 | 0 | 0 | 0 | 0 | 0 | 0 | 0 | 0 | 0 | 0 | 0 | 0 | 0 | 0 | 0
F6_Commercial_OR - Health_Existing_Space Heating_Natural Gas_Unit Heater_A_Technical Potential | F6 | Commercial | OR - Health | Existing | Space Heating | Natural Gas | Unit Heater | A | Standalone Impact on Baseline Winter Peak (%) | Technical Potential | 0 | 0 | 0 | 0 | 0 | 0 | 0 | 0 | 0 | 0 | 0 | 0 | 0 | 0 | 0 | 0 | 0 | 0 | 0 | 0 | 0 | 0 | 0 | 0 | 0 | 0 | 0
F7_Commercial_OR - Health_Existing_Space Heating_Natural Gas_Unit Heater_A_Technical Potential | F7 | Commercial | OR - Health | Existing | Space Heating | Natural Gas | Unit Heater | A | Incremental Energy Savings (MWh or mTherms) | Technical Potential | 0 | 0 | 0 | 0 | 0 | 0 | 0 | 0 | 0 | 0 | 0 | 0 | 0 | 0 | 0 | 0 | 0 | 0 | 0 | 0 | 0 | 0 | 0 | 0 | 0 | 0 | 0
F8_Commercial_OR - Health_Existing_Space Heating_Natural Gas_Unit Heater_A_Technical Potential | F8 | Commercial | OR - Health | Existing | Space Heating | Natural Gas | Unit Heater | A | Incremental Summer Peak Savings (MW) | Technical Potential | 0 | 0 | 0 | 0 | 0 | 0 | 0 | 0 | 0 | 0 | 0 | 0 | 0 | 0 | 0 | 0 | 0 | 0 | 0 | 0 | 0 | 0 | 0 | 0 | 0 | 0 | 0
F9_Commercial_OR - Health_Existing_Space Heating_Natural Gas_Unit Heater_A_Technical Potential | F9 | Commercial | OR - Health | Existing | Space Heating | Natural Gas | Unit Heater | A | Incremental Winter Peak Savings (MW) | Technical Potential | 0 | 0 | 0 | 0 | 0 | 0 | 0 | 0 | 0 | 0 | 0 | 0 | 0 | 0 | 0 | 0 | 0 | 0 | 0 | 0 | 0 | 0 | 0 | 0 | 0 | 0 | 0
F10_Commercial_OR - Health_Existing_Space Heating_Natural Gas_Unit Heater_A_Technical Potential | F10 | Commercial | OR - Health | Existing | Space Heating | Natural Gas | Unit Heater | A | Cumulative Energy Savings (MWh or mTherms) | Technical Potential | 0 | 0 | 0 | 0 | 0 | 0 | 0 | 0 | 0 | 0 | 0 | 0 | 0 | 0 | 0 | 0 | 0 | 0 | 0 | 0 | 0 | 0 | 0 | 0 | 0 | 0 | 0
F11_Commercial_OR - Health_Existing_Space Heating_Natural Gas_Unit Heater_A_Technical Potential | F11 | Commercial | OR - Health | Existing | Space Heating | Natural Gas | Unit Heater | A | Cumulative Summer Peak Savings (MW) | Technical Potential | 0 | 0 | 0 | 0 | 0 | 0 | 0 | 0 | 0 | 0 | 0 | 0 | 0 | 0 | 0 | 0 | 0 | 0 | 0 | 0 | 0 | 0 | 0 | 0 | 0 | 0 | 0
F12_Commercial_OR - Health_Existing_Space Heating_Natural Gas_Unit Heater_A_Technical Potential | F12 | Commercial | OR - Health | Existing | Space Heating | Natural Gas | Unit Heater | A | Cumulative Winter Peak Savings (MW) | Technical Potential | 0 | 0 | 0 | 0 | 0 | 0 | 0 | 0 | 0 | 0 | 0 | 0 | 0 | 0 | 0 | 0 | 0 | 0 | 0 | 0 | 0 | 0 | 0 | 0 | 0 | 0 | 0
F13_Commercial_OR - Health_Existing_Space Heating_Natural Gas_Unit Heater_A_Technical Potential | F13 | Commercial | OR - Health | Existing | Space Heating | Natural Gas | Unit Heater | A | Purchases (Incremental) | Technical Potential | 0 | 0 | 0 | 0 | 0 | 0 | 0 | 0 | 0 | 0 | 0 | 0 | 0 | 0 | 0 | 0 | 0 | 0 | 0 | 0 | 0 | 0 | 0 | 0 | 0 | 0 | 0
F14_Commercial_OR - Health_Existing_Space Heating_Natural Gas_Unit Heater_A_Technical Potential | F14 | Commercial | OR - Health | Existing | Space Heating | Natural Gas | Unit Heater | A | Purchases (Cumulative) | Technical Potential | 0 | 0 | 0 | 0 | 0 | 0 | 0 | 0 | 0 | 0 | 0 | 0 | 0 | 0 | 0 | 0 | 0 | 0 | 0 | 0 | 0 | 0 | 0 | 0 | 0 | 0 | 0
F1_Commercial_OR - Health_Existing_Water Heating_Natural Gas_Water Heater_A_Technical Potential | F1 | Commercial | OR - Health | Existing | Water Heating | Natural Gas | Water Heater | A | Original Unit Energy Savings (kWh or therms) | Technical Potential | 0 | 2.8505 | 6.0949 | 6.0949 | 6.0949 | 6.0949 | 6.0949 | 6.0949 | 6.0949 | 6.0949 | 6.0949 | 6.0949 | 6.0949 | 6.0949 | 6.0949 | 6.0949 | 6.0949 | 6.0949 | 6.0949 | 6.0949 | 6.0949 | 6.0949 | 6.0949 | 6.0949 | 6.0949 | 6.0949 | 6.0949
F2_Commercial_OR - Health_Existing_Water Heating_Natural Gas_Water Heater_A_Technical Potential | F2 | Commercial | OR - Health | Existing | Water Heating | Natural Gas | Water Heater | A | Original Unit Summer Peak Savings (kW) | Technical Potential | 0 | 0 | 0 | 0 | 0 | 0 | 0 | 0 | 0 | 0 | 0 | 0 | 0 | 0 | 0 | 0 | 0 | 0 | 0 | 0 | 0 | 0 | 0 | 0 | 0 | 0 | 0
F3_Commercial_OR - Health_Existing_Water Heating_Natural Gas_Water Heater_A_Technical Potential | F3 | Commercial | OR - Health | Existing | Water Heating | Natural Gas | Water Heater | A | Original Unit Winter Peak Savings (kW) | Technical Potential | 0 | 0 | 0 | 0 | 0 | 0 | 0 | 0 | 0 | 0 | 0 | 0 | 0 | 0 | 0 | 0 | 0 | 0 | 0 | 0 | 0 | 0 | 0 | 0 | 0 | 0 | 0
F4_Commercial_OR - Health_Existing_Water Heating_Natural Gas_Water Heater_A_Technical Potential | F4 | Commercial | OR - Health | Existing | Water Heating | Natural Gas | Water Heater | A | Standalone Impact on Baseline Energy (%) | Technical Potential | 0 | 0 | 0.01057 | 0.020955 | 0.031192 | 0.041304 | 0.051304 | 0.061198 | 0.070982 | 0.080648 | 0.090901 | 0.10148 | 0.10181 | 0.10207 | 0.10229 | 0.10578 | 0.10859 | 0.11084 | 0.11265 | 0.11424 | 0.11503 | 0.11537 | 0.11541 | 0.11544 | 0.11611 | 0.11613 | 0.11614
F5_Commercial_OR - Health_Existing_Water Heating_Natural Gas_Water Heater_A_Technical Potential | F5 | Commercial | OR - Health | Existing | Water Heating | Natural Gas | Water Heater | A | Standalone Impact on Baseline Summer Peak (%) | Technical Potential | 0 | 0 | 0 | 0 | 0 | 0 | 0 | 0 | 0 | 0 | 0 | 0 | 0 | 0 | 0 | 0 | 0 | 0 | 0 | 0 | 0 | 0 | 0 | 0 | 0 | 0 | 0
F6_Commercial_OR - Health_Existing_Water Heating_Natural Gas_Water Heater_A_Technical Potential | F6 | Commercial | OR - Health | Existing | Water Heating | Natural Gas | Water Heater | A | Standalone Impact on Baseline Winter Peak (%) | Technical Potential | 0 | 0 | 0 | 0 | 0 | 0 | 0 | 0 | 0 | 0 | 0 | 0 | 0 | 0 | 0 | 0 | 0 | 0 | 0 | 0 | 0 | 0 | 0 | 0 | 0 | 0 | 0
F7_Commercial_OR - Health_Existing_Water Heating_Natural Gas_Water Heater_A_Technical Potential | F7 | Commercial | OR - Health | Existing | Water Heating | Natural Gas | Water Heater | A | Incremental Energy Savings (MWh or mTherms) | Technical Potential | 0 | 0 | 10.7696 | 10.2475 | 9.8297 | 9.4955 | 9.2282 | 9.0143 | 8.8432 | 8.7063 | 9.2495 | 9.5536 | 0 | 0 | 0 | 3.0844 | 2.4675 | 1.974 | 1.5792 | 1.3939 | 0.67128 | 0.2655 | 0 | 0 | 0.59072 | 0 | 0
F8_Commercial_OR - Health_Existing_Water Heating_Natural Gas_Water Heater_A_Technical Potential | F8 | Commercial | OR - Health | Existing | Water Heating | Natural Gas | Water Heater | A | Incremental Summer Peak Savings (MW) | Technical Potential | 0 | 0 | 0 | 0 | 0 | 0 | 0 | 0 | 0 | 0 | 0 | 0 | 0 | 0 | 0 | 0 | 0 | 0 | 0 | 0 | 0 | 0 | 0 | 0 | 0 | 0 | 0
F9_Commercial_OR - Health_Existing_Water Heating_Natural Gas_Water Heater_A_Technical Potential | F9 | Commercial | OR - Health | Existing | Water Heating | Natural Gas | Water Heater | A | Incremental Winter Peak Savings (MW) | Technical Potential | 0 | 0 | 0 | 0 | 0 | 0 | 0 | 0 | 0 | 0 | 0 | 0 | 0 | 0 | 0 | 0 | 0 | 0 | 0 | 0 | 0 | 0 | 0 | 0 | 0 | 0 | 0
F10_Commercial_OR - Health_Existing_Water Heating_Natural Gas_Water Heater_A_Technical Potential | F10 | Commercial | OR - Health | Existing | Water Heating | Natural Gas | Water Heater | A | Cumulative Energy Savings (MWh or mTherms) | Technical Potential | 0 | 0 | 10.7696 | 21.0171 | 30.8468 | 40.3424 | 49.5705 | 58.5849 | 67.4281 | 76.1344 | 85.3839 | 94.9375 | 94.9375 | 94.9375 | 94.9375 | 98.0219 | 100.4893 | 102.4633 | 104.0425 | 105.4364 | 106.1077 | 106.3732 | 106.3732 | 106.3732 | 106.9639 | 106.9639 | 106.9639
F11_Commercial_OR - Health_Existing_Water Heating_Natural Gas_Water Heater_A_Technical Potential | F11 | Commercial | OR - Health | Existing | Water Heating | Natural Gas | Water Heater | A | Cumulative Summer Peak Savings (MW) | Technical Potential | 0 | 0 | 0 | 0 | 0 | 0 | 0 | 0 | 0 | 0 | 0 | 0 | 0 | 0 | 0 | 0 | 0 | 0 | 0 | 0 | 0 | 0 | 0 | 0 | 0 | 0 | 0
F12_Commercial_OR - Health_Existing_Water Heating_Natural Gas_Water Heater_A_Technical Potential | F12 | Commercial | OR - Health | Existing | Water Heating | Natural Gas | Water Heater | A | Cumulative Winter Peak Savings (MW) | Technical Potential | 0 | 0 | 0 | 0 | 0 | 0 | 0 | 0 | 0 | 0 | 0 | 0 | 0 | 0 | 0 | 0 | 0 | 0 | 0 | 0 | 0 | 0 | 0 | 0 | 0 | 0 | 0
F13_Commercial_OR - Health_Existing_Water Heating_Natural Gas_Water Heater_A_Technical Potential | F13 | Commercial | OR - Health | Existing | Water Heating | Natural Gas | Water Heater | A | Purchases (Incremental) | Technical Potential | 0 | 0 | 1766.984 | 1681.312 | 1612.7745 | 1557.9444 | 1514.0804 | 1478.9891 | 1450.9162 | 1428.4578 | 1517.581 | 1567.4616 | 0 | 0 | 0 | 506.0537 | 404.843 | 323.8744 | 259.0995 | 228.6976 | 110.1369 | 43.5601 | 0 | 0 | 96.9194 | 0 | 0
F14_Commercial_OR - Health_Existing_Water Heating_Natural Gas_Water Heater_A_Technical Potential | F14 | Commercial | OR - Health | Existing | Water Heating | Natural Gas | Water Heater | A | Purchases (Cumulative) | Technical Potential | 0 | 0 | 1766.984 | 3448.296 | 5061.0704 | 6619.0148 | 8133.0952 | 9612.0843 | 11063.0005 | 12491.4583 | 14009.0393 | 15576.5008 | 15576.5008 | 15576.5008 | 15576.5008 | 16082.5546 | 16487.3976 | 16811.272 | 17070.3715 | 17299.0691 | 17409.206 | 17452.7662 | 17452.7662 | 17452.7662 | 17549.6856 | 17549.6856 | 17549.6856
F1_Commercial_OR - Health_Existing_Food Preparation_Natural Gas_Oven_A_Technical Potential | F1 | Commercial | OR - Health | Existing | Food Preparation | Natural Gas | Oven | A | Original Unit Energy Savings (kWh or therms) | Technical Potential | 0 | 106.6752 | 106.6752 | 106.6752 | 106.6752 | 106.6752 | 106.6752 | 106.6752 | 106.6752 | 106.6752 | 106.6752 | 106.6752 | 106.6752 | 106.6752 | 106.6752 | 106.6752 | 106.6752 | 106.6752 | 106.6752 | 106.6752 | 106.6752 | 106.6752 | 106.6752 | 106.6752 | 106.6752 | 106.6752 | 106.6752
F2_Commercial_OR - Health_Existing_Food Preparation_Natural Gas_Oven_A_Technical Potential | F2 | Commercial | OR - Health | Existing | Food Preparation | Natural Gas | Oven | A | Original Unit Summer Peak Savings (kW) | Technical Potential | 0 | 0 | 0 | 0 | 0 | 0 | 0 | 0 | 0 | 0 | 0 | 0 | 0 | 0 | 0 | 0 | 0 | 0 | 0 | 0 | 0 | 0 | 0 | 0 | 0 | 0 | 0
F3_Commercial_OR - Health_Existing_Food Preparation_Natural Gas_Oven_A_Technical Potential | F3 | Commercial | OR - Health | Existing | Food Preparation | Natural Gas | Oven | A | Original Unit Winter Peak Savings (kW) | Technical Potential | 0 | 0 | 0 | 0 | 0 | 0 | 0 | 0 | 0 | 0 | 0 | 0 | 0 | 0 | 0 | 0 | 0 | 0 | 0 | 0 | 0 | 0 | 0 | 0 | 0 | 0 | 0
F4_Commercial_OR - Health_Existing_Food Preparation_Natural Gas_Oven_A_Technical Potential | F4 | Commercial | OR - Health | Existing | Food Preparation | Natural Gas | Oven | A | Standalone Impact on Baseline Energy (%) | Technical Potential | 0 | 0 | 3.2946e-05 | 8.3707e-05 | 0.00015482 | 0.00024222 | 0.00034264 | 0.00045348 | 0.00057266 | 0.00069851 | 0.0008297 | 0.00096515 | 0.0010772 | 0.0011734 | 0.0012276 | 0.0012607 | 0.0012742 | 0.0012794 | 0.0012794 | 0.0012794 | 0.0012794 | 0.0012794 | 0.0012794 | 0.0012794 | 0.0012921 | 0.0013149 | 0.0013411
F5_Commercial_OR - Health_Existing_Food Preparation_Natural Gas_Oven_A_Technical Potential | F5 | Commercial | OR - Health | Existing | Food Preparation | Natural Gas | Oven | A | Standalone Impact on Baseline Summer Peak (%) | Technical Potential | 0 | 0 | 0 | 0 | 0 | 0 | 0 | 0 | 0 | 0 | 0 | 0 | 0 | 0 | 0 | 0 | 0 | 0 | 0 | 0 | 0 | 0 | 0 | 0 | 0 | 0 | 0
F6_Commercial_OR - Health_Existing_Food Preparation_Natural Gas_Oven_A_Technical Potential | F6 | Commercial | OR - Health | Existing | Food Preparation | Natural Gas | Oven | A | Standalone Impact on Baseline Winter Peak (%) | Technical Potential | 0 | 0 | 0 | 0 | 0 | 0 | 0 | 0 | 0 | 0 | 0 | 0 | 0 | 0 | 0 | 0 | 0 | 0 | 0 | 0 | 0 | 0 | 0 | 0 | 0 | 0 | 0
F7_Commercial_OR - Health_Existing_Food Preparation_Natural Gas_Oven_A_Technical Potential | F7 | Commercial | OR - Health | Existing | Food Preparation | Natural Gas | Oven | A | Incremental Energy Savings (MWh or mTherms) | Technical Potential | 0 | 0 | 0.014291 | 0.022018 | 0.030847 | 0.037909 | 0.043559 | 0.04808 | 0.051696 | 0.054589 | 0.056903 | 0.058754 | 0.048591 | 0.041731 | 0.023498 | 0.014382 | 0.0058555 | 0.0022454 | 0 | 0 | 0 | 0 | 0 | 0 | 0.0055185 | 0.0098728 | 0.011381
F8_Commercial_OR - Health_Existing_Food Preparation_Natural Gas_Oven_A_Technical Potential | F8 | Commercial | OR - Health | Existing | Food Preparation | Natural Gas | Oven | A | Incremental Summer Peak Savings (MW) | Technical Potential | 0 | 0 | 0 | 0 | 0 | 0 | 0 | 0 | 0 | 0 | 0 | 0 | 0 | 0 | 0 | 0 | 0 | 0 | 0 | 0 | 0 | 0 | 0 | 0 | 0 | 0 | 0
F9_Commercial_OR - Health_Existing_Food Preparation_Natural Gas_Oven_A_Technical Potential | F9 | Commercial | OR - Health | Existing | Food Preparation | Natural Gas | Oven | A | Incremental Winter Peak Savings (MW) | Technical Potential | 0 | 0 | 0 | 0 | 0 | 0 | 0 | 0 | 0 | 0 | 0 | 0 | 0 | 0 | 0 | 0 | 0 | 0 | 0 | 0 | 0 | 0 | 0 | 0 | 0 | 0 | 0
F10_Commercial_OR - Health_Existing_Food Preparation_Natural Gas_Oven_A_Technical Potential | F10 | Commercial | OR - Health | Existing | Food Preparation | Natural Gas | Oven | A | Cumulative Energy Savings (MWh or mTherms) | Technical Potential | 0 | 0 | 0.014291 | 0.036309 | 0.067155 | 0.10506 | 0.14862 | 0.1967 | 0.2484 | 0.30299 | 0.35989 | 0.41865 | 0.46724 | 0.50897 | 0.53247 | 0.54685 | 0.5527 | 0.55495 | 0.55495 | 0.55495 | 0.55495 | 0.55495 | 0.55495 | 0.55495 | 0.56047 | 0.57034 | 0.58172
F11_Commercial_OR - Health_Existing_Food Preparation_Natural Gas_Oven_A_Technical Potential | F11 | Commercial | OR - Health | Existing | Food Preparation | Natural Gas | Oven | A | Cumulative Summer Peak Savings (MW) | Technical Potential | 0 | 0 | 0 | 0 | 0 | 0 | 0 | 0 | 0 | 0 | 0 | 0 | 0 | 0 | 0 | 0 | 0 | 0 | 0 | 0 | 0 | 0 | 0 | 0 | 0 | 0 | 0
F12_Commercial_OR - Health_Existing_Food Preparation_Natural Gas_Oven_A_Technical Potential | F12 | Commercial | OR - Health | Existing | Food Preparation | Natural Gas | Oven | A | Cumulative Winter Peak Savings (MW) | Technical Potential | 0 | 0 | 0 | 0 | 0 | 0 | 0 | 0 | 0 | 0 | 0 | 0 | 0 | 0 | 0 | 0 | 0 | 0 | 0 | 0 | 0 | 0 | 0 | 0 | 0 | 0 | 0
F13_Commercial_OR - Health_Existing_Food Preparation_Natural Gas_Oven_A_Technical Potential | F13 | Commercial | OR - Health | Existing | Food Preparation | Natural Gas | Oven | A | Purchases (Incremental) | Technical Potential | 0 | 0 | 0.13396 | 0.2064 | 0.28916 | 0.35537 | 0.40834 | 0.45071 | 0.48461 | 0.51173 | 0.53342 | 0.55078 | 0.45551 | 0.3912 | 0.22028 | 0.13482 | 0.054891 | 0.021049 | 0 | 0 | 0 | 0 | 0 | 0 | 0.051732 | 0.09255 | 0.10669
F14_Commercial_OR - Health_Existing_Food Preparation_Natural Gas_Oven_A_Technical Potential | F14 | Commercial | OR - Health | Existing | Food Preparation | Natural Gas | Oven | A | Purchases (Cumulative) | Technical Potential | 0 | 0 | 0.13396 | 0.34037 | 0.62953 | 0.9849 | 1.3932 | 1.8439 | 2.3286 | 2.8403 | 3.3737 | 3.9245 | 4.38 | 4.7712 | 4.9915 | 5.1263 | 5.1812 | 5.2022 | 5.2022 | 5.2022 | 5.2022 | 5.2022 | 5.2022 | 5.2022 | 5.254 | 5.3465 | 5.4532
F1_Commercial_OR - Health_Existing_Food Preparation_Natural Gas_Conveyor Oven_A_Technical Potential | F1 | Commercial | OR - Health | Existing | Food Preparation | Natural Gas | Conveyor Oven | A | Original Unit Energy Savings (kWh or therms) | Technical Potential | 0 | 0 | 0 | 0 | 0 | 692.0657 | 692.0657 | 692.0657 | 692.0657 | 692.0657 | 692.0657 | 692.0657 | 692.0657 | 692.0657 | 692.0657 | 692.0657 | 692.0657 | 692.0657 | 692.0657 | 692.0657 | 692.0657 | 692.0657 | 692.0657 | 692.0657 | 692.0657 | 692.0657 | 692.0657
F2_Commercial_OR - Health_Existing_Food Preparation_Natural Gas_Conveyor Oven_A_Technical Potential | F2 | Commercial | OR - Health | Existing | Food Preparation | Natural Gas | Conveyor Oven | A | Original Unit Summer Peak Savings (kW) | Technical Potential | 0 | 0 | 0 | 0 | 0 | 0 | 0 | 0 | 0 | 0 | 0 | 0 | 0 | 0 | 0 | 0 | 0 | 0 | 0 | 0 | 0 | 0 | 0 | 0 | 0 | 0 | 0
F3_Commercial_OR - Health_Existing_Food Preparation_Natural Gas_Conveyor Oven_A_Technical Potential | F3 | Commercial | OR - Health | Existing | Food Preparation | Natural Gas | Conveyor Oven | A | Original Unit Winter Peak Savings (kW) | Technical Potential | 0 | 0 | 0 | 0 | 0 | 0 | 0 | 0 | 0 | 0 | 0 | 0 | 0 | 0 | 0 | 0 | 0 | 0 | 0 | 0 | 0 | 0 | 0 | 0 | 0 | 0 | 0
F4_Commercial_OR - Health_Existing_Food Preparation_Natural Gas_Conveyor Oven_A_Technical Potential | F4 | Commercial | OR - Health | Existing | Food Preparation | Natural Gas | Conveyor Oven | A | Standalone Impact on Baseline Energy (%) | Technical Potential | 0 | 0 | 0 | 0 | 0 | 1.019e-05 | 3.8721e-05 | 9.2115e-05 | 0.00017559 | 0.00029332 | 0.00043845 | 0.0006055 | 0.00079009 | 0.00098871 | 0.0011986 | 0.0014174 | 0.0016434 | 0.0018242 | 0.0019688 | 0.0020846 | 0.0021771 | 0.0022532 | 0.0023096 | 0.002345 | 0.0023595 | 0.0023595 | 0.0023595
F5_Commercial_OR - Health_Existing_Food Preparation_Natural Gas_Conveyor Oven_A_Technical Potential | F5 | Commercial | OR - Health | Existing | Food Preparation | Natural Gas | Conveyor Oven | A | Standalone Impact on Baseline Summer Peak (%) | Technical Potential | 0 | 0 | 0 | 0 | 0 | 0 | 0 | 0 | 0 | 0 | 0 | 0 | 0 | 0 | 0 | 0 | 0 | 0 | 0 | 0 | 0 | 0 | 0 | 0 | 0 | 0 | 0
F6_Commercial_OR - Health_Existing_Food Preparation_Natural Gas_Conveyor Oven_A_Technical Potential | F6 | Commercial | OR - Health | Existing | Food Preparation | Natural Gas | Conveyor Oven | A | Standalone Impact on Baseline Winter Peak (%) | Technical Potential | 0 | 0 | 0 | 0 | 0 | 0 | 0 | 0 | 0 | 0 | 0 | 0 | 0 | 0 | 0 | 0 | 0 | 0 | 0 | 0 | 0 | 0 | 0 | 0 | 0 | 0 | 0
F7_Commercial_OR - Health_Existing_Food Preparation_Natural Gas_Conveyor Oven_A_Technical Potential | F7 | Commercial | OR - Health | Existing | Food Preparation | Natural Gas | Conveyor Oven | A | Incremental Energy Savings (MWh or mTherms) | Technical Potential | 0 | 0 | 0 | 0 | 0 | 0.0044199 | 0.012376 | 0.02316 | 0.036208 | 0.051066 | 0.062952 | 0.072461 | 0.080068 | 0.086154 | 0.091023 | 0.094918 | 0.098034 | 0.078427 | 0.062742 | 0.050193 | 0.040155 | 0.033008 | 0.024461 | 0.015361 | 0.006271 | 0 | 0
F8_Commercial_OR - Health_Existing_Food Preparation_Natural Gas_Conveyor Oven_A_Technical Potential | F8 | Commercial | OR - Health | Existing | Food Preparation | Natural Gas | Conveyor Oven | A | Incremental Summer Peak Savings (MW) | Technical Potential | 0 | 0 | 0 | 0 | 0 | 0 | 0 | 0 | 0 | 0 | 0 | 0 | 0 | 0 | 0 | 0 | 0 | 0 | 0 | 0 | 0 | 0 | 0 | 0 | 0 | 0 | 0
F9_Commercial_OR - Health_Existing_Food Preparation_Natural Gas_Conveyor Oven_A_Technical Potential | F9 | Commercial | OR - Health | Existing | Food Preparation | Natural Gas | Conveyor Oven | A | Incremental Winter Peak Savings (MW) | Technical Potential | 0 | 0 | 0 | 0 | 0 | 0 | 0 | 0 | 0 | 0 | 0 | 0 | 0 | 0 | 0 | 0 | 0 | 0 | 0 | 0 | 0 | 0 | 0 | 0 | 0 | 0 | 0
F10_Commercial_OR - Health_Existing_Food Preparation_Natural Gas_Conveyor Oven_A_Technical Potential | F10 | Commercial | OR - Health | Existing | Food Preparation | Natural Gas | Conveyor Oven | A | Cumulative Energy Savings (MWh or mTherms) | Technical Potential | 0 | 0 | 0 | 0 | 0 | 0.0044199 | 0.016796 | 0.039956 | 0.076164 | 0.12723 | 0.19018 | 0.26264 | 0.34271 | 0.42887 | 0.51989 | 0.61481 | 0.71284 | 0.79127 | 0.85401 | 0.9042 | 0.94436 | 0.97736 | 1.0018 | 1.0172 | 1.0235 | 1.0235 | 1.0235
F11_Commercial_OR - Health_Existing_Food Preparation_Natural Gas_Conveyor Oven_A_Technical Potential | F11 | Commercial | OR - Health | Existing | Food Preparation | Natural Gas | Conveyor Oven | A | Cumulative Summer Peak Savings (MW) | Technical Potential | 0 | 0 | 0 | 0 | 0 | 0 | 0 | 0 | 0 | 0 | 0 | 0 | 0 | 0 | 0 | 0 | 0 | 0 | 0 | 0 | 0 | 0 | 0 | 0 | 0 | 0 | 0
F12_Commercial_OR - Health_Existing_Food Preparation_Natural Gas_Conveyor Oven_A_Technical Potential | F12 | Commercial | OR - Health | Existing | Food Preparation | Natural Gas | Conveyor Oven | A | Cumulative Winter Peak Savings (MW) | Technical Potential | 0 | 0 | 0 | 0 | 0 | 0 | 0 | 0 | 0 | 0 | 0 | 0 | 0 | 0 | 0 | 0 | 0 | 0 | 0 | 0 | 0 | 0 | 0 | 0 | 0 | 0 | 0
F13_Commercial_OR - Health_Existing_Food Preparation_Natural Gas_Conveyor Oven_A_Technical Potential | F13 | Commercial | OR - Health | Existing | Food Preparation | Natural Gas | Conveyor Oven | A | Purchases (Incremental) | Technical Potential | 0 | 0 | 0 | 0 | 0 | 0.0063865 | 0.017882 | 0.033465 | 0.052318 | 0.073787 | 0.090963 | 0.1047 | 0.11569 | 0.12449 | 0.13152 | 0.13715 | 0.14165 | 0.11332 | 0.090658 | 0.072527 | 0.058021 | 0.047694 | 0.035345 | 0.022196 | 0.0090612 | 0 | 0
F14_Commercial_OR - Health_Existing_Food Preparation_Natural Gas_Conveyor Oven_A_Technical Potential | F14 | Commercial | OR - Health | Existing | Food Preparation | Natural Gas | Conveyor Oven | A | Purchases (Cumulative) | Technical Potential | 0 | 0 | 0 | 0 | 0 | 0.0063865 | 0.024269 | 0.057734 | 0.11005 | 0.18384 | 0.2748 | 0.37951 | 0.4952 | 0.61969 | 0.75121 | 0.88836 | 1.03 | 1.1433 | 1.234 | 1.3065 | 1.3645 | 1.4122 | 1.4476 | 1.4698 | 1.4788 | 1.4788 | 1.4788
F1_Commercial_OR - Health_Existing_Food Preparation_Natural Gas_Double Rack Oven_A_Technical Potential | F1 | Commercial | OR - Health | Existing | Food Preparation | Natural Gas | Double Rack Oven | A | Original Unit Energy Savings (kWh or therms) | Technical Potential | 0 | 1621.62 | 1621.62 | 1621.62 | 1621.62 | 1621.62 | 1621.62 | 1621.62 | 1621.62 | 1621.62 | 1621.62 | 1621.62 | 1621.62 | 1621.62 | 1621.62 | 1621.62 | 1621.62 | 1621.62 | 1621.62 | 1621.62 | 1621.62 | 1621.62 | 1621.62 | 1621.62 | 1621.62 | 1621.62 | 1621.62
F2_Commercial_OR - Health_Existing_Food Preparation_Natural Gas_Double Rack Oven_A_Technical Potential | F2 | Commercial | OR - Health | Existing | Food Preparation | Natural Gas | Double Rack Oven | A | Original Unit Summer Peak Savings (kW) | Technical Potential | 0 | 0 | 0 | 0 | 0 | 0 | 0 | 0 | 0 | 0 | 0 | 0 | 0 | 0 | 0 | 0 | 0 | 0 | 0 | 0 | 0 | 0 | 0 | 0 | 0 | 0 | 0
F3_Commercial_OR - Health_Existing_Food Preparation_Natural Gas_Double Rack Oven_A_Technical Potential | F3 | Commercial | OR - Health | Existing | Food Preparation | Natural Gas | Double Rack Oven | A | Original Unit Winter Peak Savings (kW) | Technical Potential | 0 | 0 | 0 | 0 | 0 | 0 | 0 | 0 | 0 | 0 | 0 | 0 | 0 | 0 | 0 | 0 | 0 | 0 | 0 | 0 | 0 | 0 | 0 | 0 | 0 | 0 | 0
F4_Commercial_OR - Health_Existing_Food Preparation_Natural Gas_Double Rack Oven_A_Technical Potential | F4 | Commercial | OR - Health | Existing | Food Preparation | Natural Gas | Double Rack Oven | A | Standalone Impact on Baseline Energy (%) | Technical Potential | 0 | 0 | 0.00022954 | 0.00051622 | 0.00085367 | 0.0012363 | 0.001659 | 0.0021174 | 0.0026075 | 0.0031257 | 0.0036048 | 0.0040561 | 0.0044892 | 0.0049116 | 0.0051 | 0.0052319 | 0.0053173 | 0.0053651 | 0.0053826 | 0.0054196 | 0.0054398 | 0.0054408 | 0.0054859 | 0.0055609 | 0.0056545 | 0.0057582 | 0.0058654
F5_Commercial_OR - Health_Existing_Food Preparation_Natural Gas_Double Rack Oven_A_Technical Potential | F5 | Commercial | OR - Health | Existing | Food Preparation | Natural Gas | Double Rack Oven | A | Standalone Impact on Baseline Summer Peak (%) | Technical Potential | 0 | 0 | 0 | 0 | 0 | 0 | 0 | 0 | 0 | 0 | 0 | 0 | 0 | 0 | 0 | 0 | 0 | 0 | 0 | 0 | 0 | 0 | 0 | 0 | 0 | 0 | 0
F6_Commercial_OR - Health_Existing_Food Preparation_Natural Gas_Double Rack Oven_A_Technical Potential | F6 | Commercial | OR - Health | Existing | Food Preparation | Natural Gas | Double Rack Oven | A | Standalone Impact on Baseline Winter Peak (%) | Technical Potential | 0 | 0 | 0 | 0 | 0 | 0 | 0 | 0 | 0 | 0 | 0 | 0 | 0 | 0 | 0 | 0 | 0 | 0 | 0 | 0 | 0 | 0 | 0 | 0 | 0 | 0 | 0
F7_Commercial_OR - Health_Existing_Food Preparation_Natural Gas_Double Rack Oven_A_Technical Potential | F7 | Commercial | OR - Health | Existing | Food Preparation | Natural Gas | Double Rack Oven | A | Incremental Energy Savings (MWh or mTherms) | Technical Potential | 0 | 0 | 0.099567 | 0.12435 | 0.14638 | 0.16596 | 0.18336 | 0.19883 | 0.21258 | 0.22481 | 0.20779 | 0.19577 | 0.18783 | 0.18323 | 0.08174 | 0.057187 | 0.037082 | 0.020738 | 0.0075679 | 0.016047 | 0.0087572 | 0.00044165 | 0.019569 | 0.032507 | 0.040609 | 0.044981 | 0.046522
F8_Commercial_OR - Health_Existing_Food Preparation_Natural Gas_Double Rack Oven_A_Technical Potential | F8 | Commercial | OR - Health | Existing | Food Preparation | Natural Gas | Double Rack Oven | A | Incremental Summer Peak Savings (MW) | Technical Potential | 0 | 0 | 0 | 0 | 0 | 0 | 0 | 0 | 0 | 0 | 0 | 0 | 0 | 0 | 0 | 0 | 0 | 0 | 0 | 0 | 0 | 0 | 0 | 0 | 0 | 0 | 0
F9_Commercial_OR - Health_Existing_Food Preparation_Natural Gas_Double Rack Oven_A_Technical Potential | F9 | Commercial | OR - Health | Existing | Food Preparation | Natural Gas | Double Rack Oven | A | Incremental Winter Peak Savings (MW) | Technical Potential | 0 | 0 | 0 | 0 | 0 | 0 | 0 | 0 | 0 | 0 | 0 | 0 | 0 | 0 | 0 | 0 | 0 | 0 | 0 | 0 | 0 | 0 | 0 | 0 | 0 | 0 | 0
F10_Commercial_OR - Health_Existing_Food Preparation_Natural Gas_Double Rack Oven_A_Technical Potential | F10 | Commercial | OR - Health | Existing | Food Preparation | Natural Gas | Double Rack Oven | A | Cumulative Energy Savings (MWh or mTherms) | Technical Potential | 0 | 0 | 0.099567 | 0.22391 | 0.37029 | 0.53625 | 0.71961 | 0.91844 | 1.131 | 1.3558 | 1.5636 | 1.7594 | 1.9472 | 2.1304 | 2.2122 | 2.2694 | 2.3065 | 2.3272 | 2.3348 | 2.3508 | 2.3596 | 2.36 | 2.3796 | 2.4121 | 2.4527 | 2.4977 | 2.5442
F11_Commercial_OR - Health_Existing_Food Preparation_Natural Gas_Double Rack Oven_A_Technical Potential | F11 | Commercial | OR - Health | Existing | Food Preparation | Natural Gas | Double Rack Oven | A | Cumulative Summer Peak Savings (MW) | Technical Potential | 0 | 0 | 0 | 0 | 0 | 0 | 0 | 0 | 0 | 0 | 0 | 0 | 0 | 0 | 0 | 0 | 0 | 0 | 0 | 0 | 0 | 0 | 0 | 0 | 0 | 0 | 0
F12_Commercial_OR - Health_Existing_Food Preparation_Natural Gas_Double Rack Oven_A_Technical Potential | F12 | Commercial | OR - Health | Existing | Food Preparation | Natural Gas | Double Rack Oven | A | Cumulative Winter Peak Savings (MW) | Technical Potential | 0 | 0 | 0 | 0 | 0 | 0 | 0 | 0 | 0 | 0 | 0 | 0 | 0 | 0 | 0 | 0 | 0 | 0 | 0 | 0 | 0 | 0 | 0 | 0 | 0 | 0 | 0
F13_Commercial_OR - Health_Existing_Food Preparation_Natural Gas_Double Rack Oven_A_Technical Potential | F13 | Commercial | OR - Health | Existing | Food Preparation | Natural Gas | Double Rack Oven | A | Purchases (Incremental) | Technical Potential | 0 | 0 | 0.0614 | 0.076681 | 0.090265 | 0.10234 | 0.11307 | 0.12261 | 0.13109 | 0.13863 | 0.12814 | 0.12072 | 0.11583 | 0.11299 | 0.050407 | 0.035266 | 0.022867 | 0.012788 | 0.0046668 | 0.0098957 | 0.0054003 | 0.00027235 | 0.012068 | 0.020046 | 0.025042 | 0.027738 | 0.028689
F14_Commercial_OR - Health_Existing_Food Preparation_Natural Gas_Double Rack Oven_A_Technical Potential | F14 | Commercial | OR - Health | Existing | Food Preparation | Natural Gas | Double Rack Oven | A | Purchases (Cumulative) | Technical Potential | 0 | 0 | 0.0614 | 0.13808 | 0.22835 | 0.33069 | 0.44376 | 0.56637 | 0.69746 | 0.83609 | 0.96423 | 1.085 | 1.2008 | 1.3138 | 1.3642 | 1.3994 | 1.4223 | 1.4351 | 1.4398 | 1.4497 | 1.4551 | 1.4553 | 1.4674 | 1.4875 | 1.5125 | 1.5402 | 1.5689
F1_Commercial_OR - Health_Existing_Food Preparation_Natural Gas_Fryer_A_Technical Potential | F1 | Commercial | OR - Health | Existing | Food Preparation | Natural Gas | Fryer | A | Original Unit Energy Savings (kWh or therms) | Technical Potential | 0 | 395.2691 | 395.2691 | 395.2691 | 395.2691 | 395.2691 | 395.2691 | 395.2691 | 395.2691 | 395.2691 | 395.2691 | 395.2691 | 395.2691 | 395.2691 | 395.2691 | 395.2691 | 395.2691 | 395.2691 | 395.2691 | 395.2691 | 395.2691 | 395.2691 | 395.2691 | 395.2691 | 395.2691 | 395.2691 | 395.2691
F2_Commercial_OR - Health_Existing_Food Preparation_Natural Gas_Fryer_A_Technical Potential | F2 | Commercial | OR - Health | Existing | Food Preparation | Natural Gas | Fryer | A | Original Unit Summer Peak Savings (kW) | Technical Potential | 0 | 0 | 0 | 0 | 0 | 0 | 0 | 0 | 0 | 0 | 0 | 0 | 0 | 0 | 0 | 0 | 0 | 0 | 0 | 0 | 0 | 0 | 0 | 0 | 0 | 0 | 0
F3_Commercial_OR - Health_Existing_Food Preparation_Natural Gas_Fryer_A_Technical Potential | F3 | Commercial | OR - Health | Existing | Food Preparation | Natural Gas | Fryer | A | Original Unit Winter Peak Savings (kW) | Technical Potential | 0 | 0 | 0 | 0 | 0 | 0 | 0 | 0 | 0 | 0 | 0 | 0 | 0 | 0 | 0 | 0 | 0 | 0 | 0 | 0 | 0 | 0 | 0 | 0 | 0 | 0 | 0
F4_Commercial_OR - Health_Existing_Food Preparation_Natural Gas_Fryer_A_Technical Potential | F4 | Commercial | OR - Health | Existing | Food Preparation | Natural Gas | Fryer | A | Standalone Impact on Baseline Energy (%) | Technical Potential | 0 | 0 | 0.013164 | 0.025474 | 0.037101 | 0.048182 | 0.058825 | 0.069118 | 0.079132 | 0.08999 | 0.10131 | 0.10131 | 0.10131 | 0.10131 | 0.10524 | 0.10839 | 0.11091 | 0.11314 | 0.1142 | 0.1146 | 0.1146 | 0.1146 | 0.11539 | 0.11539 | 0.11539 | 0.11539 | 0.1157
F5_Commercial_OR - Health_Existing_Food Preparation_Natural Gas_Fryer_A_Technical Potential | F5 | Commercial | OR - Health | Existing | Food Preparation | Natural Gas | Fryer | A | Standalone Impact on Baseline Summer Peak (%) | Technical Potential | 0 | 0 | 0 | 0 | 0 | 0 | 0 | 0 | 0 | 0 | 0 | 0 | 0 | 0 | 0 | 0 | 0 | 0 | 0 | 0 | 0 | 0 | 0 | 0 | 0 | 0 | 0
F6_Commercial_OR - Health_Existing_Food Preparation_Natural Gas_Fryer_A_Technical Potential | F6 | Commercial | OR - Health | Existing | Food Preparation | Natural Gas | Fryer | A | Standalone Impact on Baseline Winter Peak (%) | Technical Potential | 0 | 0 | 0 | 0 | 0 | 0 | 0 | 0 | 0 | 0 | 0 | 0 | 0 | 0 | 0 | 0 | 0 | 0 | 0 | 0 | 0 | 0 | 0 | 0 | 0 | 0 | 0
F7_Commercial_OR - Health_Existing_Food Preparation_Natural Gas_Fryer_A_Technical Potential | F7 | Commercial | OR - Health | Existing | Food Preparation | Natural Gas | Fryer | A | Incremental Energy Savings (MWh or mTherms) | Technical Potential | 0 | 0 | 5.71 | 5.3396 | 5.0433 | 4.8063 | 4.6167 | 4.465 | 4.3436 | 4.7095 | 4.9096 | 0 | 0 | 0 | 1.7075 | 1.366 | 1.0928 | 0.96686 | 0.45867 | 0.17433 | 0 | 0 | 0.34252 | 0 | 0 | 0 | 0.13579
F8_Commercial_OR - Health_Existing_Food Preparation_Natural Gas_Fryer_A_Technical Potential | F8 | Commercial | OR - Health | Existing | Food Preparation | Natural Gas | Fryer | A | Incremental Summer Peak Savings (MW) | Technical Potential | 0 | 0 | 0 | 0 | 0 | 0 | 0 | 0 | 0 | 0 | 0 | 0 | 0 | 0 | 0 | 0 | 0 | 0 | 0 | 0 | 0 | 0 | 0 | 0 | 0 | 0 | 0
F9_Commercial_OR - Health_Existing_Food Preparation_Natural Gas_Fryer_A_Technical Potential | F9 | Commercial | OR - Health | Existing | Food Preparation | Natural Gas | Fryer | A | Incremental Winter Peak Savings (MW) | Technical Potential | 0 | 0 | 0 | 0 | 0 | 0 | 0 | 0 | 0 | 0 | 0 | 0 | 0 | 0 | 0 | 0 | 0 | 0 | 0 | 0 | 0 | 0 | 0 | 0 | 0 | 0 | 0
F10_Commercial_OR - Health_Existing_Food Preparation_Natural Gas_Fryer_A_Technical Potential | F10 | Commercial | OR - Health | Existing | Food Preparation | Natural Gas | Fryer | A | Cumulative Energy Savings (MWh or mTherms) | Technical Potential | 0 | 0 | 5.71 | 11.0497 | 16.093 | 20.8993 | 25.516 | 29.9809 | 34.3245 | 39.034 | 43.9436 | 43.9436 | 43.9436 | 43.9436 | 45.6511 | 47.0172 | 48.11 | 49.0768 | 49.5355 | 49.7098 | 49.7098 | 49.7098 | 50.0524 | 50.0524 | 50.0524 | 50.0524 | 50.1882
F11_Commercial_OR - Health_Existing_Food Preparation_Natural Gas_Fryer_A_Technical Potential | F11 | Commercial | OR - Health | Existing | Food Preparation | Natural Gas | Fryer | A | Cumulative Summer Peak Savings (MW) | Technical Potential | 0 | 0 | 0 | 0 | 0 | 0 | 0 | 0 | 0 | 0 | 0 | 0 | 0 | 0 | 0 | 0 | 0 | 0 | 0 | 0 | 0 | 0 | 0 | 0 | 0 | 0 | 0
F12_Commercial_OR - Health_Existing_Food Preparation_Natural Gas_Fryer_A_Technical Potential | F12 | Commercial | OR - Health | Existing | Food Preparation | Natural Gas | Fryer | A | Cumulative Winter Peak Savings (MW) | Technical Potential | 0 | 0 | 0 | 0 | 0 | 0 | 0 | 0 | 0 | 0 | 0 | 0 | 0 | 0 | 0 | 0 | 0 | 0 | 0 | 0 | 0 | 0 | 0 | 0 | 0 | 0 | 0
F13_Commercial_OR - Health_Existing_Food Preparation_Natural Gas_Fryer_A_Technical Potential | F13 | Commercial | OR - Health | Existing | Food Preparation | Natural Gas | Fryer | A | Purchases (Incremental) | Technical Potential | 0 | 0 | 14.4459 | 13.5089 | 12.7593 | 12.1596 | 11.6798 | 11.296 | 10.9889 | 11.9146 | 12.4209 | 0 | 0 | 0 | 4.32 | 3.456 | 2.7648 | 2.4461 | 1.1604 | 0.44105 | 0 | 0 | 0.86655 | 0 | 0 | 0 | 0.34354
F14_Commercial_OR - Health_Existing_Food Preparation_Natural Gas_Fryer_A_Technical Potential | F14 | Commercial | OR - Health | Existing | Food Preparation | Natural Gas | Fryer | A | Purchases (Cumulative) | Technical Potential | 0 | 0 | 14.4459 | 27.9548 | 40.7141 | 52.8736 | 64.5534 | 75.8494 | 86.8383 | 98.7529 | 111.1738 | 111.1738 | 111.1738 | 111.1738 | 115.4937 | 118.9497 | 121.7145 | 124.1606 | 125.321 | 125.762 | 125.762 | 125.762 | 126.6286 | 126.6286 | 126.6286 | 126.6286 | 126.9721
F1_Commercial_OR - Health_Existing_Food Preparation_Natural Gas_Broiler_A_Technical Potential | F1 | Commercial | OR - Health | Existing | Food Preparation | Natural Gas | Broiler | A | Original Unit Energy Savings (kWh or therms) | Technical Potential | 0 | 240.24 | 240.24 | 240.24 | 240.24 | 240.24 | 240.24 | 240.24 | 240.24 | 240.24 | 240.24 | 240.24 | 240.24 | 240.24 | 240.24 | 240.24 | 240.24 | 240.24 | 240.24 | 240.24 | 240.24 | 240.24 | 240.24 | 240.24 | 240.24 | 240.24 | 240.24
F2_Commercial_OR - Health_Existing_Food Preparation_Natural Gas_Broiler_A_Technical Potential | F2 | Commercial | OR - Health | Existing | Food Preparation | Natural Gas | Broiler | A | Original Unit Summer Peak Savings (kW) | Technical Potential | 0 | 0 | 0 | 0 | 0 | 0 | 0 | 0 | 0 | 0 | 0 | 0 | 0 | 0 | 0 | 0 | 0 | 0 | 0 | 0 | 0 | 0 | 0 | 0 | 0 | 0 | 0
F3_Commercial_OR - Health_Existing_Food Preparation_Natural Gas_Broiler_A_Technical Potential | F3 | Commercial | OR - Health | Existing | Food Preparation | Natural Gas | Broiler | A | Original Unit Winter Peak Savings (kW) | Technical Potential | 0 | 0 | 0 | 0 | 0 | 0 | 0 | 0 | 0 | 0 | 0 | 0 | 0 | 0 | 0 | 0 | 0 | 0 | 0 | 0 | 0 | 0 | 0 | 0 | 0 | 0 | 0
F4_Commercial_OR - Health_Existing_Food Preparation_Natural Gas_Broiler_A_Technical Potential | F4 | Commercial | OR - Health | Existing | Food Preparation | Natural Gas | Broiler | A | Standalone Impact on Baseline Energy (%) | Technical Potential | 0 | 0 | 0.001527 | 0.0032196 | 0.0050593 | 0.0070298 | 0.0091166 | 0.011307 | 0.013589 | 0.015952 | 0.018202 | 0.020372 | 0.022489 | 0.024574 | 0.02512 | 0.025502 | 0.02575 | 0.025889 | 0.025939 | 0.026312 | 0.026606 | 0.026819 | 0.027136 | 0.027519 | 0.027937 | 0.028369 | 0.028796
F5_Commercial_OR - Health_Existing_Food Preparation_Natural Gas_Broiler_A_Technical Potential | F5 | Commercial | OR - Health | Existing | Food Preparation | Natural Gas | Broiler | A | Standalone Impact on Baseline Summer Peak (%) | Technical Potential | 0 | 0 | 0 | 0 | 0 | 0 | 0 | 0 | 0 | 0 | 0 | 0 | 0 | 0 | 0 | 0 | 0 | 0 | 0 | 0 | 0 | 0 | 0 | 0 | 0 | 0 | 0
F6_Commercial_OR - Health_Existing_Food Preparation_Natural Gas_Broiler_A_Technical Potential | F6 | Commercial | OR - Health | Existing | Food Preparation | Natural Gas | Broiler | A | Standalone Impact on Baseline Winter Peak (%) | Technical Potential | 0 | 0 | 0 | 0 | 0 | 0 | 0 | 0 | 0 | 0 | 0 | 0 | 0 | 0 | 0 | 0 | 0 | 0 | 0 | 0 | 0 | 0 | 0 | 0 | 0 | 0 | 0
F7_Commercial_OR - Health_Existing_Food Preparation_Natural Gas_Broiler_A_Technical Potential | F7 | Commercial | OR - Health | Existing | Food Preparation | Natural Gas | Broiler | A | Incremental Energy Savings (MWh or mTherms) | Technical Potential | 0 | 0 | 0.66237 | 0.73417 | 0.798 | 0.85473 | 0.90516 | 0.94998 | 0.98983 | 1.0252 | 0.97595 | 0.94111 | 0.91811 | 0.90477 | 0.23684 | 0.1657 | 0.10744 | 0.060086 | 0.021927 | 0.16163 | 0.12772 | 0.092251 | 0.13756 | 0.16606 | 0.18155 | 0.18712 | 0.18528
F8_Commercial_OR - Health_Existing_Food Preparation_Natural Gas_Broiler_A_Technical Potential | F8 | Commercial | OR - Health | Existing | Food Preparation | Natural Gas | Broiler | A | Incremental Summer Peak Savings (MW) | Technical Potential | 0 | 0 | 0 | 0 | 0 | 0 | 0 | 0 | 0 | 0 | 0 | 0 | 0 | 0 | 0 | 0 | 0 | 0 | 0 | 0 | 0 | 0 | 0 | 0 | 0 | 0 | 0
F9_Commercial_OR - Health_Existing_Food Preparation_Natural Gas_Broiler_A_Technical Potential | F9 | Commercial | OR - Health | Existing | Food Preparation | Natural Gas | Broiler | A | Incremental Winter Peak Savings (MW) | Technical Potential | 0 | 0 | 0 | 0 | 0 | 0 | 0 | 0 | 0 | 0 | 0 | 0 | 0 | 0 | 0 | 0 | 0 | 0 | 0 | 0 | 0 | 0 | 0 | 0 | 0 | 0 | 0
F10_Commercial_OR - Health_Existing_Food Preparation_Natural Gas_Broiler_A_Technical Potential | F10 | Commercial | OR - Health | Existing | Food Preparation | Natural Gas | Broiler | A | Cumulative Energy Savings (MWh or mTherms) | Technical Potential | 0 | 0 | 0.66237 | 1.3965 | 2.1945 | 3.0493 | 3.9544 | 4.9044 | 5.8942 | 6.9195 | 7.8954 | 8.8365 | 9.7546 | 10.6594 | 10.8963 | 11.062 | 11.1694 | 11.2295 | 11.2514 | 11.413 | 11.5408 | 11.633 | 11.7706 | 11.9366 | 12.1182 | 12.3053 | 12.4906
F11_Commercial_OR - Health_Existing_Food Preparation_Natural Gas_Broiler_A_Technical Potential | F11 | Commercial | OR - Health | Existing | Food Preparation | Natural Gas | Broiler | A | Cumulative Summer Peak Savings (MW) | Technical Potential | 0 | 0 | 0 | 0 | 0 | 0 | 0 | 0 | 0 | 0 | 0 | 0 | 0 | 0 | 0 | 0 | 0 | 0 | 0 | 0 | 0 | 0 | 0 | 0 | 0 | 0 | 0
F12_Commercial_OR - Health_Existing_Food Preparation_Natural Gas_Broiler_A_Technical Potential | F12 | Commercial | OR - Health | Existing | Food Preparation | Natural Gas | Broiler | A | Cumulative Winter Peak Savings (MW) | Technical Potential | 0 | 0 | 0 | 0 | 0 | 0 | 0 | 0 | 0 | 0 | 0 | 0 | 0 | 0 | 0 | 0 | 0 | 0 | 0 | 0 | 0 | 0 | 0 | 0 | 0 | 0 | 0
F13_Commercial_OR - Health_Existing_Food Preparation_Natural Gas_Broiler_A_Technical Potential | F13 | Commercial | OR - Health | Existing | Food Preparation | Natural Gas | Broiler | A | Purchases (Incremental) | Technical Potential | 0 | 0 | 2.7571 | 3.056 | 3.3217 | 3.5578 | 3.7677 | 3.9543 | 4.1202 | 4.2676 | 4.0624 | 3.9174 | 3.8217 | 3.7661 | 0.98584 | 0.68971 | 0.44723 | 0.25011 | 0.091273 | 0.67279 | 0.53162 | 0.38399 | 0.57261 | 0.69124 | 0.75571 | 0.7789 | 0.77122
F14_Commercial_OR - Health_Existing_Food Preparation_Natural Gas_Broiler_A_Technical Potential | F14 | Commercial | OR - Health | Existing | Food Preparation | Natural Gas | Broiler | A | Purchases (Cumulative) | Technical Potential | 0 | 0 | 2.7571 | 5.8131 | 9.1348 | 12.6926 | 16.4603 | 20.4146 | 24.5348 | 28.8023 | 32.8647 | 36.7821 | 40.6038 | 44.3699 | 45.3557 | 46.0454 | 46.4926 | 46.7428 | 46.834 | 47.5068 | 48.0384 | 48.4224 | 48.995 | 49.6863 | 50.442 | 51.2209 | 51.9921
F1_Commercial_OR - Health_Existing_Food Preparation_Natural Gas_Griddle_A_Technical Potential | F1 | Commercial | OR - Health | Existing | Food Preparation | Natural Gas | Griddle | A | Original Unit Energy Savings (kWh or therms) | Technical Potential | 0 | 167.9465 | 167.9465 | 167.9465 | 167.9465 | 167.9465 | 167.9465 | 167.9465 | 167.9465 | 167.9465 | 167.9465 | 167.9465 | 167.9465 | 167.9465 | 167.9465 | 167.9465 | 167.9465 | 167.9465 | 167.9465 | 167.9465 | 167.9465 | 167.9465 | 167.9465 | 167.9465 | 167.9465 | 167.9465 | 167.9465
F2_Commercial_OR - Health_Existing_Food Preparation_Natural Gas_Griddle_A_Technical Potential | F2 | Commercial | OR - Health | Existing | Food Preparation | Natural Gas | Griddle | A | Original Unit Summer Peak Savings (kW) | Technical Potential | 0 | 0 | 0 | 0 | 0 | 0 | 0 | 0 | 0 | 0 | 0 | 0 | 0 | 0 | 0 | 0 | 0 | 0 | 0 | 0 | 0 | 0 | 0 | 0 | 0 | 0 | 0
F3_Commercial_OR - Health_Existing_Food Preparation_Natural Gas_Griddle_A_Technical Potential | F3 | Commercial | OR - Health | Existing | Food Preparation | Natural Gas | Griddle | A | Original Unit Winter Peak Savings (kW) | Technical Potential | 0 | 0 | 0 | 0 | 0 | 0 | 0 | 0 | 0 | 0 | 0 | 0 | 0 | 0 | 0 | 0 | 0 | 0 | 0 | 0 | 0 | 0 | 0 | 0 | 0 | 0 | 0
F4_Commercial_OR - Health_Existing_Food Preparation_Natural Gas_Griddle_A_Technical Potential | F4 | Commercial | OR - Health | Existing | Food Preparation | Natural Gas | Griddle | A | Standalone Impact on Baseline Energy (%) | Technical Potential | 0 | 0 | 0.00034153 | 0.00072008 | 0.0011315 | 0.0015722 | 0.002039 | 0.0025288 | 0.0030391 | 0.0035678 | 0.004071 | 0.0045562 | 0.0050296 | 0.0054961 | 0.0056183 | 0.0057037 | 0.0057591 | 0.0057901 | 0.0058014 | 0.0058847 | 0.0059506 | 0.0059981 | 0.0060691 | 0.0061547 | 0.0062483 | 0.0063448 | 0.0064403
F5_Commercial_OR - Health_Existing_Food Preparation_Natural Gas_Griddle_A_Technical Potential | F5 | Commercial | OR - Health | Existing | Food Preparation | Natural Gas | Griddle | A | Standalone Impact on Baseline Summer Peak (%) | Technical Potential | 0 | 0 | 0 | 0 | 0 | 0 | 0 | 0 | 0 | 0 | 0 | 0 | 0 | 0 | 0 | 0 | 0 | 0 | 0 | 0 | 0 | 0 | 0 | 0 | 0 | 0 | 0
F6_Commercial_OR - Health_Existing_Food Preparation_Natural Gas_Griddle_A_Technical Potential | F6 | Commercial | OR - Health | Existing | Food Preparation | Natural Gas | Griddle | A | Standalone Impact on Baseline Winter Peak (%) | Technical Potential | 0 | 0 | 0 | 0 | 0 | 0 | 0 | 0 | 0 | 0 | 0 | 0 | 0 | 0 | 0 | 0 | 0 | 0 | 0 | 0 | 0 | 0 | 0 | 0 | 0 | 0 | 0
F7_Commercial_OR - Health_Existing_Food Preparation_Natural Gas_Griddle_A_Technical Potential | F7 | Commercial | OR - Health | Existing | Food Preparation | Natural Gas | Griddle | A | Incremental Energy Savings (MWh or mTherms) | Technical Potential | 0 | 0 | 0.14814 | 0.1642 | 0.17847 | 0.19116 | 0.20244 | 0.21247 | 0.22138 | 0.2293 | 0.21827 | 0.21048 | 0.20534 | 0.20235 | 0.05297 | 0.037059 | 0.02403 | 0.013438 | 0.0049041 | 0.036149 | 0.028564 | 0.020632 | 0.030767 | 0.037141 | 0.040605 | 0.04185 | 0.041438
F8_Commercial_OR - Health_Existing_Food Preparation_Natural Gas_Griddle_A_Technical Potential | F8 | Commercial | OR - Health | Existing | Food Preparation | Natural Gas | Griddle | A | Incremental Summer Peak Savings (MW) | Technical Potential | 0 | 0 | 0 | 0 | 0 | 0 | 0 | 0 | 0 | 0 | 0 | 0 | 0 | 0 | 0 | 0 | 0 | 0 | 0 | 0 | 0 | 0 | 0 | 0 | 0 | 0 | 0
F9_Commercial_OR - Health_Existing_Food Preparation_Natural Gas_Griddle_A_Technical Potential | F9 | Commercial | OR - Health | Existing | Food Preparation | Natural Gas | Griddle | A | Incremental Winter Peak Savings (MW) | Technical Potential | 0 | 0 | 0 | 0 | 0 | 0 | 0 | 0 | 0 | 0 | 0 | 0 | 0 | 0 | 0 | 0 | 0 | 0 | 0 | 0 | 0 | 0 | 0 | 0 | 0 | 0 | 0
F10_Commercial_OR - Health_Existing_Food Preparation_Natural Gas_Griddle_A_Technical Potential | F10 | Commercial | OR - Health | Existing | Food Preparation | Natural Gas | Griddle | A | Cumulative Energy Savings (MWh or mTherms) | Technical Potential | 0 | 0 | 0.14814 | 0.31234 | 0.49082 | 0.68198 | 0.88442 | 1.0969 | 1.3183 | 1.5476 | 1.7658 | 1.9763 | 2.1817 | 2.384 | 2.437 | 2.474 | 2.4981 | 2.5115 | 2.5164 | 2.5526 | 2.5811 | 2.6018 | 2.6325 | 2.6697 | 2.7103 | 2.7521 | 2.7936
F11_Commercial_OR - Health_Existing_Food Preparation_Natural Gas_Griddle_A_Technical Potential | F11 | Commercial | OR - Health | Existing | Food Preparation | Natural Gas | Griddle | A | Cumulative Summer Peak Savings (MW) | Technical Potential | 0 | 0 | 0 | 0 | 0 | 0 | 0 | 0 | 0 | 0 | 0 | 0 | 0 | 0 | 0 | 0 | 0 | 0 | 0 | 0 | 0 | 0 | 0 | 0 | 0 | 0 | 0
F12_Commercial_OR - Health_Existing_Food Preparation_Natural Gas_Griddle_A_Technical Potential | F12 | Commercial | OR - Health | Existing | Food Preparation | Natural Gas | Griddle | A | Cumulative Winter Peak Savings (MW) | Technical Potential | 0 | 0 | 0 | 0 | 0 | 0 | 0 | 0 | 0 | 0 | 0 | 0 | 0 | 0 | 0 | 0 | 0 | 0 | 0 | 0 | 0 | 0 | 0 | 0 | 0 | 0 | 0
F13_Commercial_OR - Health_Existing_Food Preparation_Natural Gas_Griddle_A_Technical Potential | F13 | Commercial | OR - Health | Existing | Food Preparation | Natural Gas | Griddle | A | Purchases (Incremental) | Technical Potential | 0 | 0 | 0.88208 | 0.97769 | 1.0627 | 1.1382 | 1.2054 | 1.2651 | 1.3181 | 1.3653 | 1.2997 | 1.2533 | 1.2226 | 1.2049 | 0.3154 | 0.22066 | 0.14308 | 0.080016 | 0.029201 | 0.21524 | 0.17008 | 0.12285 | 0.18319 | 0.22115 | 0.24177 | 0.24919 | 0.24673
F14_Commercial_OR - Health_Existing_Food Preparation_Natural Gas_Griddle_A_Technical Potential | F14 | Commercial | OR - Health | Existing | Food Preparation | Natural Gas | Griddle | A | Purchases (Cumulative) | Technical Potential | 0 | 0 | 0.88208 | 1.8598 | 2.9225 | 4.0607 | 5.2661 | 6.5312 | 7.8493 | 9.2146 | 10.5143 | 11.7676 | 12.9902 | 14.1951 | 14.5105 | 14.7311 | 14.8742 | 14.9542 | 14.9834 | 15.1987 | 15.3688 | 15.4916 | 15.6748 | 15.896 | 16.1377 | 16.3869 | 16.6336
F1_Commercial_OR - Health_Existing_Food Preparation_Natural Gas_Range_A_Technical Potential | F1 | Commercial | OR - Health | Existing | Food Preparation | Natural Gas | Range | A | Original Unit Energy Savings (kWh or therms) | Technical Potential | 0 | 171.4286 | 171.4286 | 171.4286 | 171.4286 | 171.4286 | 171.4286 | 171.4286 | 171.4286 | 171.4286 | 171.4286 | 171.4286 | 171.4286 | 171.4286 | 171.4286 | 171.4286 | 171.4286 | 171.4286 | 171.4286 | 171.4286 | 171.4286 | 171.4286 | 171.4286 | 171.4286 | 171.4286 | 171.4286 | 171.4286
F2_Commercial_OR - Health_Existing_Food Preparation_Natural Gas_Range_A_Technical Potential | F2 | Commercial | OR - Health | Existing | Food Preparation | Natural Gas | Range | A | Original Unit Summer Peak Savings (kW) | Technical Potential | 0 | 0 | 0 | 0 | 0 | 0 | 0 | 0 | 0 | 0 | 0 | 0 | 0 | 0 | 0 | 0 | 0 | 0 | 0 | 0 | 0 | 0 | 0 | 0 | 0 | 0 | 0
F3_Commercial_OR - Health_Existing_Food Preparation_Natural Gas_Range_A_Technical Potential | F3 | Commercial | OR - Health | Existing | Food Preparation | Natural Gas | Range | A | Original Unit Winter Peak Savings (kW) | Technical Potential | 0 | 0 | 0 | 0 | 0 | 0 | 0 | 0 | 0 | 0 | 0 | 0 | 0 | 0 | 0 | 0 | 0 | 0 | 0 | 0 | 0 | 0 | 0 | 0 | 0 | 0 | 0
F4_Commercial_OR - Health_Existing_Food Preparation_Natural Gas_Range_A_Technical Potential | F4 | Commercial | OR - Health | Existing | Food Preparation | Natural Gas | Range | A | Standalone Impact on Baseline Energy (%) | Technical Potential | 0 | 0 | 0.0021919 | 0.0047884 | 0.0077087 | 0.010888 | 0.014274 | 0.017826 | 0.021511 | 0.025302 | 0.028672 | 0.031806 | 0.032641 | 0.03305 | 0.03317 | 0.033542 | 0.03384 | 0.034078 | 0.034269 | 0.03432 | 0.034705 | 0.035223 | 0.035755 | 0.036231 | 0.036577 | 0.036577 | 0.036577
F5_Commercial_OR - Health_Existing_Food Preparation_Natural Gas_Range_A_Technical Potential | F5 | Commercial | OR - Health | Existing | Food Preparation | Natural Gas | Range | A | Standalone Impact on Baseline Summer Peak (%) | Technical Potential | 0 | 0 | 0 | 0 | 0 | 0 | 0 | 0 | 0 | 0 | 0 | 0 | 0 | 0 | 0 | 0 | 0 | 0 | 0 | 0 | 0 | 0 | 0 | 0 | 0 | 0 | 0
F6_Commercial_OR - Health_Existing_Food Preparation_Natural Gas_Range_A_Technical Potential | F6 | Commercial | OR - Health | Existing | Food Preparation | Natural Gas | Range | A | Standalone Impact on Baseline Winter Peak (%) | Technical Potential | 0 | 0 | 0 | 0 | 0 | 0 | 0 | 0 | 0 | 0 | 0 | 0 | 0 | 0 | 0 | 0 | 0 | 0 | 0 | 0 | 0 | 0 | 0 | 0 | 0 | 0 | 0
F7_Commercial_OR - Health_Existing_Food Preparation_Natural Gas_Range_A_Technical Potential | F7 | Commercial | OR - Health | Existing | Food Preparation | Natural Gas | Range | A | Incremental Energy Savings (MWh or mTherms) | Technical Potential | 0 | 0 | 0.95075 | 1.1263 | 1.2667 | 1.379 | 1.4689 | 1.5408 | 1.5983 | 1.6443 | 1.4617 | 1.3595 | 0.36213 | 0.17737 | 0.052025 | 0.16144 | 0.12916 | 0.10332 | 0.082659 | 0.022247 | 0.16699 | 0.22487 | 0.23044 | 0.20682 | 0.14988 | 0 | 0
F8_Commercial_OR - Health_Existing_Food Preparation_Natural Gas_Range_A_Technical Potential | F8 | Commercial | OR - Health | Existing | Food Preparation | Natural Gas | Range | A | Incremental Summer Peak Savings (MW) | Technical Potential | 0 | 0 | 0 | 0 | 0 | 0 | 0 | 0 | 0 | 0 | 0 | 0 | 0 | 0 | 0 | 0 | 0 | 0 | 0 | 0 | 0 | 0 | 0 | 0 | 0 | 0 | 0
F9_Commercial_OR - Health_Existing_Food Preparation_Natural Gas_Range_A_Technical Potential | F9 | Commercial | OR - Health | Existing | Food Preparation | Natural Gas | Range | A | Incremental Winter Peak Savings (MW) | Technical Potential | 0 | 0 | 0 | 0 | 0 | 0 | 0 | 0 | 0 | 0 | 0 | 0 | 0 | 0 | 0 | 0 | 0 | 0 | 0 | 0 | 0 | 0 | 0 | 0 | 0 | 0 | 0
F10_Commercial_OR - Health_Existing_Food Preparation_Natural Gas_Range_A_Technical Potential | F10 | Commercial | OR - Health | Existing | Food Preparation | Natural Gas | Range | A | Cumulative Energy Savings (MWh or mTherms) | Technical Potential | 0 | 0 | 0.95075 | 2.077 | 3.3437 | 4.7227 | 6.1916 | 7.7324 | 9.3307 | 10.975 | 12.4368 | 13.7963 | 14.1584 | 14.3358 | 14.3878 | 14.5493 | 14.6784 | 14.7817 | 14.8644 | 14.8866 | 15.0536 | 15.2785 | 15.5089 | 15.7158 | 15.8656 | 15.8656 | 15.8656
F11_Commercial_OR - Health_Existing_Food Preparation_Natural Gas_Range_A_Technical Potential | F11 | Commercial | OR - Health | Existing | Food Preparation | Natural Gas | Range | A | Cumulative Summer Peak Savings (MW) | Technical Potential | 0 | 0 | 0 | 0 | 0 | 0 | 0 | 0 | 0 | 0 | 0 | 0 | 0 | 0 | 0 | 0 | 0 | 0 | 0 | 0 | 0 | 0 | 0 | 0 | 0 | 0 | 0
F12_Commercial_OR - Health_Existing_Food Preparation_Natural Gas_Range_A_Technical Potential | F12 | Commercial | OR - Health | Existing | Food Preparation | Natural Gas | Range | A | Cumulative Winter Peak Savings (MW) | Technical Potential | 0 | 0 | 0 | 0 | 0 | 0 | 0 | 0 | 0 | 0 | 0 | 0 | 0 | 0 | 0 | 0 | 0 | 0 | 0 | 0 | 0 | 0 | 0 | 0 | 0 | 0 | 0
F13_Commercial_OR - Health_Existing_Food Preparation_Natural Gas_Range_A_Technical Potential | F13 | Commercial | OR - Health | Existing | Food Preparation | Natural Gas | Range | A | Purchases (Incremental) | Technical Potential | 0 | 0 | 5.546 | 6.5699 | 7.389 | 8.0443 | 8.5685 | 8.9879 | 9.3234 | 9.5918 | 8.5267 | 7.9306 | 2.1124 | 1.0346 | 0.30348 | 0.94176 | 0.75341 | 0.60272 | 0.48218 | 0.12977 | 0.97412 | 1.3117 | 1.3443 | 1.2065 | 0.8743 | 0 | 0
F14_Commercial_OR - Health_Existing_Food Preparation_Natural Gas_Range_A_Technical Potential | F14 | Commercial | OR - Health | Existing | Food Preparation | Natural Gas | Range | A | Purchases (Cumulative) | Technical Potential | 0 | 0 | 5.546 | 12.116 | 19.505 | 27.5493 | 36.1179 | 45.1058 | 54.4292 | 64.0211 | 72.5478 | 80.4784 | 82.5908 | 83.6254 | 83.9289 | 84.8707 | 85.6241 | 86.2268 | 86.709 | 86.8387 | 87.8129 | 89.1246 | 90.4688 | 91.6753 | 92.5496 | 92.5496 | 92.5496
F1_Commercial_OR - Health_Existing_Food Preparation_Natural Gas_Steamer_A_Technical Potential | F1 | Commercial | OR - Health | Existing | Food Preparation | Natural Gas | Steamer | A | Original Unit Energy Savings (kWh or therms) | Technical Potential | 0 | 1215.1419 | 1215.1419 | 1215.1419 | 1215.1419 | 1215.1419 | 1215.1419 | 1215.1419 | 1215.1419 | 1215.1419 | 1215.1419 | 1215.1419 | 1215.1419 | 1215.1419 | 1215.1419 | 1215.1419 | 1215.1419 | 1215.1419 | 1215.1419 | 1215.1419 | 1215.1419 | 1215.1419 | 1215.1419 | 1215.1419 | 1215.1419 | 1215.1419 | 1215.1419
F2_Commercial_OR - Health_Existing_Food Preparation_Natural Gas_Steamer_A_Technical Potential | F2 | Commercial | OR - Health | Existing | Food Preparation | Natural Gas | Steamer | A | Original Unit Summer Peak Savings (kW) | Technical Potential | 0 | 0 | 0 | 0 | 0 | 0 | 0 | 0 | 0 | 0 | 0 | 0 | 0 | 0 | 0 | 0 | 0 | 0 | 0 | 0 | 0 | 0 | 0 | 0 | 0 | 0 | 0
F3_Commercial_OR - Health_Existing_Food Preparation_Natural Gas_Steamer_A_Technical Potential | F3 | Commercial | OR - Health | Existing | Food Preparation | Natural Gas | Steamer | A | Original Unit Winter Peak Savings (kW) | Technical Potential | 0 | 0 | 0 | 0 | 0 | 0 | 0 | 0 | 0 | 0 | 0 | 0 | 0 | 0 | 0 | 0 | 0 | 0 | 0 | 0 | 0 | 0 | 0 | 0 | 0 | 0 | 0
F4_Commercial_OR - Health_Existing_Food Preparation_Natural Gas_Steamer_A_Technical Potential | F4 | Commercial | OR - Health | Existing | Food Preparation | Natural Gas | Steamer | A | Standalone Impact on Baseline Energy (%) | Technical Potential | 0 | 0 | 0.0025987 | 0.0051257 | 0.0075953 | 0.010019 | 0.012406 | 0.014764 | 0.017188 | 0.019646 | 0.019646 | 0.019646 | 0.019646 | 0.020375 | 0.020957 | 0.021441 | 0.021767 | 0.021991 | 0.022023 | 0.022085 | 0.022335 | 0.022335 | 0.022335 | 0.022335 | 0.022347 | 0.022582 | 0.022582
F5_Commercial_OR - Health_Existing_Food Preparation_Natural Gas_Steamer_A_Technical Potential | F5 | Commercial | OR - Health | Existing | Food Preparation | Natural Gas | Steamer | A | Standalone Impact on Baseline Summer Peak (%) | Technical Potential | 0 | 0 | 0 | 0 | 0 | 0 | 0 | 0 | 0 | 0 | 0 | 0 | 0 | 0 | 0 | 0 | 0 | 0 | 0 | 0 | 0 | 0 | 0 | 0 | 0 | 0 | 0
F6_Commercial_OR - Health_Existing_Food Preparation_Natural Gas_Steamer_A_Technical Potential | F6 | Commercial | OR - Health | Existing | Food Preparation | Natural Gas | Steamer | A | Standalone Impact on Baseline Winter Peak (%) | Technical Potential | 0 | 0 | 0 | 0 | 0 | 0 | 0 | 0 | 0 | 0 | 0 | 0 | 0 | 0 | 0 | 0 | 0 | 0 | 0 | 0 | 0 | 0 | 0 | 0 | 0 | 0 | 0
F7_Commercial_OR - Health_Existing_Food Preparation_Natural Gas_Steamer_A_Technical Potential | F7 | Commercial | OR - Health | Existing | Food Preparation | Natural Gas | Steamer | A | Incremental Energy Savings (MWh or mTherms) | Technical Potential | 0 | 0 | 1.1272 | 1.0961 | 1.0712 | 1.0513 | 1.0354 | 1.0227 | 1.0514 | 1.0665 | 0 | 0 | 0 | 0.31585 | 0.25268 | 0.20992 | 0.1415 | 0.097034 | 0.013908 | 0.027047 | 0.10825 | 0 | 0 | 0 | 0.0053824 | 0.10168 | 0
F8_Commercial_OR - Health_Existing_Food Preparation_Natural Gas_Steamer_A_Technical Potential | F8 | Commercial | OR - Health | Existing | Food Preparation | Natural Gas | Steamer | A | Incremental Summer Peak Savings (MW) | Technical Potential | 0 | 0 | 0 | 0 | 0 | 0 | 0 | 0 | 0 | 0 | 0 | 0 | 0 | 0 | 0 | 0 | 0 | 0 | 0 | 0 | 0 | 0 | 0 | 0 | 0 | 0 | 0
F9_Commercial_OR - Health_Existing_Food Preparation_Natural Gas_Steamer_A_Technical Potential | F9 | Commercial | OR - Health | Existing | Food Preparation | Natural Gas | Steamer | A | Incremental Winter Peak Savings (MW) | Technical Potential | 0 | 0 | 0 | 0 | 0 | 0 | 0 | 0 | 0 | 0 | 0 | 0 | 0 | 0 | 0 | 0 | 0 | 0 | 0 | 0 | 0 | 0 | 0 | 0 | 0 | 0 | 0
F10_Commercial_OR - Health_Existing_Food Preparation_Natural Gas_Steamer_A_Technical Potential | F10 | Commercial | OR - Health | Existing | Food Preparation | Natural Gas | Steamer | A | Cumulative Energy Savings (MWh or mTherms) | Technical Potential | 0 | 0 | 1.1272 | 2.2233 | 3.2946 | 4.3459 | 5.3813 | 6.404 | 7.4553 | 8.5219 | 8.5219 | 8.5219 | 8.5219 | 8.8377 | 9.0904 | 9.3003 | 9.4418 | 9.5389 | 9.5528 | 9.5798 | 9.6881 | 9.6881 | 9.6881 | 9.6881 | 9.6934 | 9.7951 | 9.7951
F11_Commercial_OR - Health_Existing_Food Preparation_Natural Gas_Steamer_A_Technical Potential | F11 | Commercial | OR - Health | Existing | Food Preparation | Natural Gas | Steamer | A | Cumulative Summer Peak Savings (MW) | Technical Potential | 0 | 0 | 0 | 0 | 0 | 0 | 0 | 0 | 0 | 0 | 0 | 0 | 0 | 0 | 0 | 0 | 0 | 0 | 0 | 0 | 0 | 0 | 0 | 0 | 0 | 0 | 0
F12_Commercial_OR - Health_Existing_Food Preparation_Natural Gas_Steamer_A_Technical Potential | F12 | Commercial | OR - Health | Existing | Food Preparation | Natural Gas | Steamer | A | Cumulative Winter Peak Savings (MW) | Technical Potential | 0 | 0 | 0 | 0 | 0 | 0 | 0 | 0 | 0 | 0 | 0 | 0 | 0 | 0 | 0 | 0 | 0 | 0 | 0 | 0 | 0 | 0 | 0 | 0 | 0 | 0 | 0
F13_Commercial_OR - Health_Existing_Food Preparation_Natural Gas_Steamer_A_Technical Potential | F13 | Commercial | OR - Health | Existing | Food Preparation | Natural Gas | Steamer | A | Purchases (Incremental) | Technical Potential | 0 | 0 | 0.92764 | 0.90205 | 0.88157 | 0.8652 | 0.85209 | 0.84161 | 0.86521 | 0.8777 | 0 | 0 | 0 | 0.25993 | 0.20794 | 0.17275 | 0.11645 | 0.079854 | 0.011446 | 0.022259 | 0.089082 | 0 | 0 | 0 | 0.0044294 | 0.083677 | 0
F14_Commercial_OR - Health_Existing_Food Preparation_Natural Gas_Steamer_A_Technical Potential | F14 | Commercial | OR - Health | Existing | Food Preparation | Natural Gas | Steamer | A | Purchases (Cumulative) | Technical Potential | 0 | 0 | 0.92764 | 1.8297 | 2.7113 | 3.5764 | 4.4285 | 5.2702 | 6.1354 | 7.0131 | 7.0131 | 7.0131 | 7.0131 | 7.273 | 7.4809 | 7.6537 | 7.7701 | 7.85 | 7.8614 | 7.8837 | 7.9728 | 7.9728 | 7.9728 | 7.9728 | 7.9772 | 8.0609 | 8.0609
F1_Commercial_OR - Health_Existing_Food Preparation_Natural Gas_Commercial Food Prep Other_A_Technical Potential | F1 | Commercial | OR - Health | Existing | Food Preparation | Natural Gas | Commercial Food Prep Other | A | Original Unit Energy Savings (kWh or therms) | Technical Potential | 0 | 0 | 0 | 0 | 0 | 0 | 0 | 0 | 0 | 0 | 0 | 0 | 0 | 0 | 0 | 0 | 0 | 0 | 0 | 0 | 0 | 0 | 0 | 0 | 0 | 0 | 0
F2_Commercial_OR - Health_Existing_Food Preparation_Natural Gas_Commercial Food Prep Other_A_Technical Potential | F2 | Commercial | OR - Health | Existing | Food Preparation | Natural Gas | Commercial Food Prep Other | A | Original Unit Summer Peak Savings (kW) | Technical Potential | 0 | 0 | 0 | 0 | 0 | 0 | 0 | 0 | 0 | 0 | 0 | 0 | 0 | 0 | 0 | 0 | 0 | 0 | 0 | 0 | 0 | 0 | 0 | 0 | 0 | 0 | 0
F3_Commercial_OR - Health_Existing_Food Preparation_Natural Gas_Commercial Food Prep Other_A_Technical Potential | F3 | Commercial | OR - Health | Existing | Food Preparation | Natural Gas | Commercial Food Prep Other | A | Original Unit Winter Peak Savings (kW) | Technical Potential | 0 | 0 | 0 | 0 | 0 | 0 | 0 | 0 | 0 | 0 | 0 | 0 | 0 | 0 | 0 | 0 | 0 | 0 | 0 | 0 | 0 | 0 | 0 | 0 | 0 | 0 | 0
F4_Commercial_OR - Health_Existing_Food Preparation_Natural Gas_Commercial Food Prep Other_A_Technical Potential | F4 | Commercial | OR - Health | Existing | Food Preparation | Natural Gas | Commercial Food Prep Other | A | Standalone Impact on Baseline Energy (%) | Technical Potential | 0 | 0 | 0 | 0 | 0 | 0 | 0 | 0 | 0 | 0 | 0 | 0 | 0 | 0 | 0 | 0 | 0 | 0 | 0 | 0 | 0 | 0 | 0 | 0 | 0 | 0 | 0
F5_Commercial_OR - Health_Existing_Food Preparation_Natural Gas_Commercial Food Prep Other_A_Technical Potential | F5 | Commercial | OR - Health | Existing | Food Preparation | Natural Gas | Commercial Food Prep Other | A | Standalone Impact on Baseline Summer Peak (%) | Technical Potential | 0 | 0 | 0 | 0 | 0 | 0 | 0 | 0 | 0 | 0 | 0 | 0 | 0 | 0 | 0 | 0 | 0 | 0 | 0 | 0 | 0 | 0 | 0 | 0 | 0 | 0 | 0
F6_Commercial_OR - Health_Existing_Food Preparation_Natural Gas_Commercial Food Prep Other_A_Technical Potential | F6 | Commercial | OR - Health | Existing | Food Preparation | Natural Gas | Commercial Food Prep Other | A | Standalone Impact on Baseline Winter Peak (%) | Technical Potential | 0 | 0 | 0 | 0 | 0 | 0 | 0 | 0 | 0 | 0 | 0 | 0 | 0 | 0 | 0 | 0 | 0 | 0 | 0 | 0 | 0 | 0 | 0 | 0 | 0 | 0 | 0
F7_Commercial_OR - Health_Existing_Food Preparation_Natural Gas_Commercial Food Prep Other_A_Technical Potential | F7 | Commercial | OR - Health | Existing | Food Preparation | Natural Gas | Commercial Food Prep Other | A | Incremental Energy Savings (MWh or mTherms) | Technical Potential | 0 | 0 | 0 | 0 | 0 | 0 | 0 | 0 | 0 | 0 | 0 | 0 | 0 | 0 | 0 | 0 | 0 | 0 | 0 | 0 | 0 | 0 | 0 | 0 | 0 | 0 | 0
F8_Commercial_OR - Health_Existing_Food Preparation_Natural Gas_Commercial Food Prep Other_A_Technical Potential | F8 | Commercial | OR - Health | Existing | Food Preparation | Natural Gas | Commercial Food Prep Other | A | Incremental Summer Peak Savings (MW) | Technical Potential | 0 | 0 | 0 | 0 | 0 | 0 | 0 | 0 | 0 | 0 | 0 | 0 | 0 | 0 | 0 | 0 | 0 | 0 | 0 | 0 | 0 | 0 | 0 | 0 | 0 | 0 | 0
F9_Commercial_OR - Health_Existing_Food Preparation_Natural Gas_Commercial Food Prep Other_A_Technical Potential | F9 | Commercial | OR - Health | Existing | Food Preparation | Natural Gas | Commercial Food Prep Other | A | Incremental Winter Peak Savings (MW) | Technical Potential | 0 | 0 | 0 | 0 | 0 | 0 | 0 | 0 | 0 | 0 | 0 | 0 | 0 | 0 | 0 | 0 | 0 | 0 | 0 | 0 | 0 | 0 | 0 | 0 | 0 | 0 | 0
F10_Commercial_OR - Health_Existing_Food Preparation_Natural Gas_Commercial Food Prep Other_A_Technical Potential | F10 | Commercial | OR - Health | Existing | Food Preparation | Natural Gas | Commercial Food Prep Other | A | Cumulative Energy Savings (MWh or mTherms) | Technical Potential | 0 | 0 | 0 | 0 | 0 | 0 | 0 | 0 | 0 | 0 | 0 | 0 | 0 | 0 | 0 | 0 | 0 | 0 | 0 | 0 | 0 | 0 | 0 | 0 | 0 | 0 | 0
F11_Commercial_OR - Health_Existing_Food Preparation_Natural Gas_Commercial Food Prep Other_A_Technical Potential | F11 | Commercial | OR - Health | Existing | Food Preparation | Natural Gas | Commercial Food Prep Other | A | Cumulative Summer Peak Savings (MW) | Technical Potential | 0 | 0 | 0 | 0 | 0 | 0 | 0 | 0 | 0 | 0 | 0 | 0 | 0 | 0 | 0 | 0 | 0 | 0 | 0 | 0 | 0 | 0 | 0 | 0 | 0 | 0 | 0
F12_Commercial_OR - Health_Existing_Food Preparation_Natural Gas_Commercial Food Prep Other_A_Technical Potential | F12 | Commercial | OR - Health | Existing | Food Preparation | Natural Gas | Commercial Food Prep Other | A | Cumulative Winter Peak Savings (MW) | Technical Potential | 0 | 0 | 0 | 0 | 0 | 0 | 0 | 0 | 0 | 0 | 0 | 0 | 0 | 0 | 0 | 0 | 0 | 0 | 0 | 0 | 0 | 0 | 0 | 0 | 0 | 0 | 0
F13_Commercial_OR - Health_Existing_Food Preparation_Natural Gas_Commercial Food Prep Other_A_Technical Potential | F13 | Commercial | OR - Health | Existing | Food Preparation | Natural Gas | Commercial Food Prep Other | A | Purchases (Incremental) | Technical Potential | 0 | 0 | 0 | 0 | 0 | 0 | 0 | 0 | 0 | 0 | 0 | 0 | 0 | 0 | 0 | 0 | 0 | 0 | 0 | 0 | 0 | 0 | 0 | 0 | 0 | 0 | 0
F14_Commercial_OR - Health_Existing_Food Preparation_Natural Gas_Commercial Food Prep Other_A_Technical Potential | F14 | Commercial | OR - Health | Existing | Food Preparation | Natural Gas | Commercial Food Prep Other | A | Purchases (Cumulative) | Technical Potential | 0 | 0 | 0 | 0 | 0 | 0 | 0 | 0 | 0 | 0 | 0 | 0 | 0 | 0 | 0 | 0 | 0 | 0 | 0 | 0 | 0 | 0 | 0 | 0 | 0 | 0 | 0
F1_Commercial_OR - Health_Existing_Miscellaneous_Natural Gas_Pool Heater_A_Technical Potential | F1 | Commercial | OR - Health | Existing | Miscellaneous | Natural Gas | Pool Heater | A | Original Unit Energy Savings (kWh or therms) | Technical Potential | 0 | 0 | 0 | 0 | 0 | 0 | 0 | 0 | 0 | 0 | 0 | 0 | 0 | 0 | 0 | 0 | 0 | 0 | 0 | 0 | 0 | 0 | 0 | 0 | 0 | 0 | 0
F2_Commercial_OR - Health_Existing_Miscellaneous_Natural Gas_Pool Heater_A_Technical Potential | F2 | Commercial | OR - Health | Existing | Miscellaneous | Natural Gas | Pool Heater | A | Original Unit Summer Peak Savings (kW) | Technical Potential | 0 | 0 | 0 | 0 | 0 | 0 | 0 | 0 | 0 | 0 | 0 | 0 | 0 | 0 | 0 | 0 | 0 | 0 | 0 | 0 | 0 | 0 | 0 | 0 | 0 | 0 | 0
F3_Commercial_OR - Health_Existing_Miscellaneous_Natural Gas_Pool Heater_A_Technical Potential | F3 | Commercial | OR - Health | Existing | Miscellaneous | Natural Gas | Pool Heater | A | Original Unit Winter Peak Savings (kW) | Technical Potential | 0 | 0 | 0 | 0 | 0 | 0 | 0 | 0 | 0 | 0 | 0 | 0 | 0 | 0 | 0 | 0 | 0 | 0 | 0 | 0 | 0 | 0 | 0 | 0 | 0 | 0 | 0
F4_Commercial_OR - Health_Existing_Miscellaneous_Natural Gas_Pool Heater_A_Technical Potential | F4 | Commercial | OR - Health | Existing | Miscellaneous | Natural Gas | Pool Heater | A | Standalone Impact on Baseline Energy (%) | Technical Potential | 0 | 0 | 0 | 0 | 0 | 0 | 0 | 0 | 0 | 0 | 0 | 0 | 0 | 0 | 0 | 0 | 0 | 0 | 0 | 0 | 0 | 0 | 0 | 0 | 0 | 0 | 0
F5_Commercial_OR - Health_Existing_Miscellaneous_Natural Gas_Pool Heater_A_Technical Potential | F5 | Commercial | OR - Health | Existing | Miscellaneous | Natural Gas | Pool Heater | A | Standalone Impact on Baseline Summer Peak (%) | Technical Potential | 0 | 0 | 0 | 0 | 0 | 0 | 0 | 0 | 0 | 0 | 0 | 0 | 0 | 0 | 0 | 0 | 0 | 0 | 0 | 0 | 0 | 0 | 0 | 0 | 0 | 0 | 0
F6_Commercial_OR - Health_Existing_Miscellaneous_Natural Gas_Pool Heater_A_Technical Potential | F6 | Commercial | OR - Health | Existing | Miscellaneous | Natural Gas | Pool Heater | A | Standalone Impact on Baseline Winter Peak (%) | Technical Potential | 0 | 0 | 0 | 0 | 0 | 0 | 0 | 0 | 0 | 0 | 0 | 0 | 0 | 0 | 0 | 0 | 0 | 0 | 0 | 0 | 0 | 0 | 0 | 0 | 0 | 0 | 0
F7_Commercial_OR - Health_Existing_Miscellaneous_Natural Gas_Pool Heater_A_Technical Potential | F7 | Commercial | OR - Health | Existing | Miscellaneous | Natural Gas | Pool Heater | A | Incremental Energy Savings (MWh or mTherms) | Technical Potential | 0 | 0 | 0 | 0 | 0 | 0 | 0 | 0 | 0 | 0 | 0 | 0 | 0 | 0 | 0 | 0 | 0 | 0 | 0 | 0 | 0 | 0 | 0 | 0 | 0 | 0 | 0
F8_Commercial_OR - Health_Existing_Miscellaneous_Natural Gas_Pool Heater_A_Technical Potential | F8 | Commercial | OR - Health | Existing | Miscellaneous | Natural Gas | Pool Heater | A | Incremental Summer Peak Savings (MW) | Technical Potential | 0 | 0 | 0 | 0 | 0 | 0 | 0 | 0 | 0 | 0 | 0 | 0 | 0 | 0 | 0 | 0 | 0 | 0 | 0 | 0 | 0 | 0 | 0 | 0 | 0 | 0 | 0
F9_Commercial_OR - Health_Existing_Miscellaneous_Natural Gas_Pool Heater_A_Technical Potential | F9 | Commercial | OR - Health | Existing | Miscellaneous | Natural Gas | Pool Heater | A | Incremental Winter Peak Savings (MW) | Technical Potential | 0 | 0 | 0 | 0 | 0 | 0 | 0 | 0 | 0 | 0 | 0 | 0 | 0 | 0 | 0 | 0 | 0 | 0 | 0 | 0 | 0 | 0 | 0 | 0 | 0 | 0 | 0
F10_Commercial_OR - Health_Existing_Miscellaneous_Natural Gas_Pool Heater_A_Technical Potential | F10 | Commercial | OR - Health | Existing | Miscellaneous | Natural Gas | Pool Heater | A | Cumulative Energy Savings (MWh or mTherms) | Technical Potential | 0 | 0 | 0 | 0 | 0 | 0 | 0 | 0 | 0 | 0 | 0 | 0 | 0 | 0 | 0 | 0 | 0 | 0 | 0 | 0 | 0 | 0 | 0 | 0 | 0 | 0 | 0
F11_Commercial_OR - Health_Existing_Miscellaneous_Natural Gas_Pool Heater_A_Technical Potential | F11 | Commercial | OR - Health | Existing | Miscellaneous | Natural Gas | Pool Heater | A | Cumulative Summer Peak Savings (MW) | Technical Potential | 0 | 0 | 0 | 0 | 0 | 0 | 0 | 0 | 0 | 0 | 0 | 0 | 0 | 0 | 0 | 0 | 0 | 0 | 0 | 0 | 0 | 0 | 0 | 0 | 0 | 0 | 0
F12_Commercial_OR - Health_Existing_Miscellaneous_Natural Gas_Pool Heater_A_Technical Potential | F12 | Commercial | OR - Health | Existing | Miscellaneous | Natural Gas | Pool Heater | A | Cumulative Winter Peak Savings (MW) | Technical Potential | 0 | 0 | 0 | 0 | 0 | 0 | 0 | 0 | 0 | 0 | 0 | 0 | 0 | 0 | 0 | 0 | 0 | 0 | 0 | 0 | 0 | 0 | 0 | 0 | 0 | 0 | 0
F13_Commercial_OR - Health_Existing_Miscellaneous_Natural Gas_Pool Heater_A_Technical Potential | F13 | Commercial | OR - Health | Existing | Miscellaneous | Natural Gas | Pool Heater | A | Purchases (Incremental) | Technical Potential | 0 | 0 | 0 | 0 | 0 | 0 | 0 | 0 | 0 | 0 | 0 | 0 | 0 | 0 | 0 | 0 | 0 | 0 | 0 | 0 | 0 | 0 | 0 | 0 | 0 | 0 | 0
F14_Commercial_OR - Health_Existing_Miscellaneous_Natural Gas_Pool Heater_A_Technical Potential | F14 | Commercial | OR - Health | Existing | Miscellaneous | Natural Gas | Pool Heater | A | Purchases (Cumulative) | Technical Potential | 0 | 0 | 0 | 0 | 0 | 0 | 0 | 0 | 0 | 0 | 0 | 0 | 0 | 0 | 0 | 0 | 0 | 0 | 0 | 0 | 0 | 0 | 0 | 0 | 0 | 0 | 0
F1_Commercial_OR - Health_New_Space Heating_Natural Gas_Furnace_A_Technical Potential | F1 | Commercial | OR - Health | New | Space Heating | Natural Gas | Furnace | A | Original Unit Energy Savings (kWh or therms) | Technical Potential | 0 | 0 | 0 | 0 | 0 | 0 | 0 | 0 | 0 | 0 | 0 | 0 | 0 | 0 | 0 | 0 | 0 | 0 | 0 | 0 | 0 | 0 | 0 | 0 | 0 | 0 | 0
F2_Commercial_OR - Health_New_Space Heating_Natural Gas_Furnace_A_Technical Potential | F2 | Commercial | OR - Health | New | Space Heating | Natural Gas | Furnace | A | Original Unit Summer Peak Savings (kW) | Technical Potential | 0 | 0 | 0 | 0 | 0 | 0 | 0 | 0 | 0 | 0 | 0 | 0 | 0 | 0 | 0 | 0 | 0 | 0 | 0 | 0 | 0 | 0 | 0 | 0 | 0 | 0 | 0
F3_Commercial_OR - Health_New_Space Heating_Natural Gas_Furnace_A_Technical Potential | F3 | Commercial | OR - Health | New | Space Heating | Natural Gas | Furnace | A | Original Unit Winter Peak Savings (kW) | Technical Potential | 0 | 0 | 0 | 0 | 0 | 0 | 0 | 0 | 0 | 0 | 0 | 0 | 0 | 0 | 0 | 0 | 0 | 0 | 0 | 0 | 0 | 0 | 0 | 0 | 0 | 0 | 0
F4_Commercial_OR - Health_New_Space Heating_Natural Gas_Furnace_A_Technical Potential | F4 | Commercial | OR - Health | New | Space Heating | Natural Gas | Furnace | A | Standalone Impact on Baseline Energy (%) | Technical Potential | 0 | 0 | 0 | 0 | 0 | 0 | 0 | 0 | 0 | 0 | 0 | 0 | 0 | 0 | 0 | 0 | 0 | 0 | 0 | 0 | 0 | 0 | 0 | 0 | 0 | 0 | 0
F5_Commercial_OR - Health_New_Space Heating_Natural Gas_Furnace_A_Technical Potential | F5 | Commercial | OR - Health | New | Space Heating | Natural Gas | Furnace | A | Standalone Impact on Baseline Summer Peak (%) | Technical Potential | 0 | 0 | 0 | 0 | 0 | 0 | 0 | 0 | 0 | 0 | 0 | 0 | 0 | 0 | 0 | 0 | 0 | 0 | 0 | 0 | 0 | 0 | 0 | 0 | 0 | 0 | 0
F6_Commercial_OR - Health_New_Space Heating_Natural Gas_Furnace_A_Technical Potential | F6 | Commercial | OR - Health | New | Space Heating | Natural Gas | Furnace | A | Standalone Impact on Baseline Winter Peak (%) | Technical Potential | 0 | 0 | 0 | 0 | 0 | 0 | 0 | 0 | 0 | 0 | 0 | 0 | 0 | 0 | 0 | 0 | 0 | 0 | 0 | 0 | 0 | 0 | 0 | 0 | 0 | 0 | 0
F7_Commercial_OR - Health_New_Space Heating_Natural Gas_Furnace_A_Technical Potential | F7 | Commercial | OR - Health | New | Space Heating | Natural Gas | Furnace | A | Incremental Energy Savings (MWh or mTherms) | Technical Potential | 0 | 0 | 0 | 0 | 0 | 0 | 0 | 0 | 0 | 0 | 0 | 0 | 0 | 0 | 0 | 0 | 0 | 0 | 0 | 0 | 0 | 0 | 0 | 0 | 0 | 0 | 0
F8_Commercial_OR - Health_New_Space Heating_Natural Gas_Furnace_A_Technical Potential | F8 | Commercial | OR - Health | New | Space Heating | Natural Gas | Furnace | A | Incremental Summer Peak Savings (MW) | Technical Potential | 0 | 0 | 0 | 0 | 0 | 0 | 0 | 0 | 0 | 0 | 0 | 0 | 0 | 0 | 0 | 0 | 0 | 0 | 0 | 0 | 0 | 0 | 0 | 0 | 0 | 0 | 0
F9_Commercial_OR - Health_New_Space Heating_Natural Gas_Furnace_A_Technical Potential | F9 | Commercial | OR - Health | New | Space Heating | Natural Gas | Furnace | A | Incremental Winter Peak Savings (MW) | Technical Potential | 0 | 0 | 0 | 0 | 0 | 0 | 0 | 0 | 0 | 0 | 0 | 0 | 0 | 0 | 0 | 0 | 0 | 0 | 0 | 0 | 0 | 0 | 0 | 0 | 0 | 0 | 0
F10_Commercial_OR - Health_New_Space Heating_Natural Gas_Furnace_A_Technical Potential | F10 | Commercial | OR - Health | New | Space Heating | Natural Gas | Furnace | A | Cumulative Energy Savings (MWh or mTherms) | Technical Potential | 0 | 0 | 0 | 0 | 0 | 0 | 0 | 0 | 0 | 0 | 0 | 0 | 0 | 0 | 0 | 0 | 0 | 0 | 0 | 0 | 0 | 0 | 0 | 0 | 0 | 0 | 0
F11_Commercial_OR - Health_New_Space Heating_Natural Gas_Furnace_A_Technical Potential | F11 | Commercial | OR - Health | New | Space Heating | Natural Gas | Furnace | A | Cumulative Summer Peak Savings (MW) | Technical Potential | 0 | 0 | 0 | 0 | 0 | 0 | 0 | 0 | 0 | 0 | 0 | 0 | 0 | 0 | 0 | 0 | 0 | 0 | 0 | 0 | 0 | 0 | 0 | 0 | 0 | 0 | 0
F12_Commercial_OR - Health_New_Space Heating_Natural Gas_Furnace_A_Technical Potential | F12 | Commercial | OR - Health | New | Space Heating | Natural Gas | Furnace | A | Cumulative Winter Peak Savings (MW) | Technical Potential | 0 | 0 | 0 | 0 | 0 | 0 | 0 | 0 | 0 | 0 | 0 | 0 | 0 | 0 | 0 | 0 | 0 | 0 | 0 | 0 | 0 | 0 | 0 | 0 | 0 | 0 | 0
F13_Commercial_OR - Health_New_Space Heating_Natural Gas_Furnace_A_Technical Potential | F13 | Commercial | OR - Health | New | Space Heating | Natural Gas | Furnace | A | Purchases (Incremental) | Technical Potential | 0 | 0 | 0 | 0 | 0 | 0 | 0 | 0 | 0 | 0 | 0 | 0 | 0 | 0 | 0 | 0 | 0 | 0 | 0 | 0 | 0 | 0 | 0 | 0 | 0 | 0 | 0
F14_Commercial_OR - Health_New_Space Heating_Natural Gas_Furnace_A_Technical Potential | F14 | Commercial | OR - Health | New | Space Heating | Natural Gas | Furnace | A | Purchases (Cumulative) | Technical Potential | 0 | 0 | 0 | 0 | 0 | 0 | 0 | 0 | 0 | 0 | 0 | 0 | 0 | 0 | 0 | 0 | 0 | 0 | 0 | 0 | 0 | 0 | 0 | 0 | 0 | 0 | 0
F1_Commercial_OR - Health_New_Space Heating_Natural Gas_Boiler_A_Technical Potential | F1 | Commercial | OR - Health | New | Space Heating | Natural Gas | Boiler | A | Original Unit Energy Savings (kWh or therms) | Technical Potential | 0 | 0 | 0 | 0 | 0 | 0 | 0 | 0 | 0 | 0 | 0 | 0 | 0 | 0 | 0 | 0 | 0 | 0 | 0 | 0 | 0 | 0 | 0 | 0 | 0 | 0 | 0
F2_Commercial_OR - Health_New_Space Heating_Natural Gas_Boiler_A_Technical Potential | F2 | Commercial | OR - Health | New | Space Heating | Natural Gas | Boiler | A | Original Unit Summer Peak Savings (kW) | Technical Potential | 0 | 0 | 0 | 0 | 0 | 0 | 0 | 0 | 0 | 0 | 0 | 0 | 0 | 0 | 0 | 0 | 0 | 0 | 0 | 0 | 0 | 0 | 0 | 0 | 0 | 0 | 0
F3_Commercial_OR - Health_New_Space Heating_Natural Gas_Boiler_A_Technical Potential | F3 | Commercial | OR - Health | New | Space Heating | Natural Gas | Boiler | A | Original Unit Winter Peak Savings (kW) | Technical Potential | 0 | 0 | 0 | 0 | 0 | 0 | 0 | 0 | 0 | 0 | 0 | 0 | 0 | 0 | 0 | 0 | 0 | 0 | 0 | 0 | 0 | 0 | 0 | 0 | 0 | 0 | 0
F4_Commercial_OR - Health_New_Space Heating_Natural Gas_Boiler_A_Technical Potential | F4 | Commercial | OR - Health | New | Space Heating | Natural Gas | Boiler | A | Standalone Impact on Baseline Energy (%) | Technical Potential | 0 | 0 | 0 | 0 | 0 | 0 | 0 | 0 | 0 | 0 | 0 | 0 | 0 | 0 | 0 | 0 | 0 | 0 | 0 | 0 | 0 | 0 | 0 | 0 | 0 | 0 | 0
F5_Commercial_OR - Health_New_Space Heating_Natural Gas_Boiler_A_Technical Potential | F5 | Commercial | OR - Health | New | Space Heating | Natural Gas | Boiler | A | Standalone Impact on Baseline Summer Peak (%) | Technical Potential | 0 | 0 | 0 | 0 | 0 | 0 | 0 | 0 | 0 | 0 | 0 | 0 | 0 | 0 | 0 | 0 | 0 | 0 | 0 | 0 | 0 | 0 | 0 | 0 | 0 | 0 | 0
F6_Commercial_OR - Health_New_Space Heating_Natural Gas_Boiler_A_Technical Potential | F6 | Commercial | OR - Health | New | Space Heating | Natural Gas | Boiler | A | Standalone Impact on Baseline Winter Peak (%) | Technical Potential | 0 | 0 | 0 | 0 | 0 | 0 | 0 | 0 | 0 | 0 | 0 | 0 | 0 | 0 | 0 | 0 | 0 | 0 | 0 | 0 | 0 | 0 | 0 | 0 | 0 | 0 | 0
F7_Commercial_OR - Health_New_Space Heating_Natural Gas_Boiler_A_Technical Potential | F7 | Commercial | OR - Health | New | Space Heating | Natural Gas | Boiler | A | Incremental Energy Savings (MWh or mTherms) | Technical Potential | 0 | 0 | 0 | 0 | 0 | 0 | 0 | 0 | 0 | 0 | 0 | 0 | 0 | 0 | 0 | 0 | 0 | 0 | 0 | 0 | 0 | 0 | 0 | 0 | 0 | 0 | 0
F8_Commercial_OR - Health_New_Space Heating_Natural Gas_Boiler_A_Technical Potential | F8 | Commercial | OR - Health | New | Space Heating | Natural Gas | Boiler | A | Incremental Summer Peak Savings (MW) | Technical Potential | 0 | 0 | 0 | 0 | 0 | 0 | 0 | 0 | 0 | 0 | 0 | 0 | 0 | 0 | 0 | 0 | 0 | 0 | 0 | 0 | 0 | 0 | 0 | 0 | 0 | 0 | 0
F9_Commercial_OR - Health_New_Space Heating_Natural Gas_Boiler_A_Technical Potential | F9 | Commercial | OR - Health | New | Space Heating | Natural Gas | Boiler | A | Incremental Winter Peak Savings (MW) | Technical Potential | 0 | 0 | 0 | 0 | 0 | 0 | 0 | 0 | 0 | 0 | 0 | 0 | 0 | 0 | 0 | 0 | 0 | 0 | 0 | 0 | 0 | 0 | 0 | 0 | 0 | 0 | 0
F10_Commercial_OR - Health_New_Space Heating_Natural Gas_Boiler_A_Technical Potential | F10 | Commercial | OR - Health | New | Space Heating | Natural Gas | Boiler | A | Cumulative Energy Savings (MWh or mTherms) | Technical Potential | 0 | 0 | 0 | 0 | 0 | 0 | 0 | 0 | 0 | 0 | 0 | 0 | 0 | 0 | 0 | 0 | 0 | 0 | 0 | 0 | 0 | 0 | 0 | 0 | 0 | 0 | 0
F11_Commercial_OR - Health_New_Space Heating_Natural Gas_Boiler_A_Technical Potential | F11 | Commercial | OR - Health | New | Space Heating | Natural Gas | Boiler | A | Cumulative Summer Peak Savings (MW) | Technical Potential | 0 | 0 | 0 | 0 | 0 | 0 | 0 | 0 | 0 | 0 | 0 | 0 | 0 | 0 | 0 | 0 | 0 | 0 | 0 | 0 | 0 | 0 | 0 | 0 | 0 | 0 | 0
F12_Commercial_OR - Health_New_Space Heating_Natural Gas_Boiler_A_Technical Potential | F12 | Commercial | OR - Health | New | Space Heating | Natural Gas | Boiler | A | Cumulative Winter Peak Savings (MW) | Technical Potential | 0 | 0 | 0 | 0 | 0 | 0 | 0 | 0 | 0 | 0 | 0 | 0 | 0 | 0 | 0 | 0 | 0 | 0 | 0 | 0 | 0 | 0 | 0 | 0 | 0 | 0 | 0
F13_Commercial_OR - Health_New_Space Heating_Natural Gas_Boiler_A_Technical Potential | F13 | Commercial | OR - Health | New | Space Heating | Natural Gas | Boiler | A | Purchases (Incremental) | Technical Potential | 0 | 0 | 0 | 0 | 0 | 0 | 0 | 0 | 0 | 0 | 0 | 0 | 0 | 0 | 0 | 0 | 0 | 0 | 0 | 0 | 0 | 0 | 0 | 0 | 0 | 0 | 0
F14_Commercial_OR - Health_New_Space Heating_Natural Gas_Boiler_A_Technical Potential | F14 | Commercial | OR - Health | New | Space Heating | Natural Gas | Boiler | A | Purchases (Cumulative) | Technical Potential | 0 | 0 | 0 | 0 | 0 | 0 | 0 | 0 | 0 | 0 | 0 | 0 | 0 | 0 | 0 | 0 | 0 | 0 | 0 | 0 | 0 | 0 | 0 | 0 | 0 | 0 | 0
F1_Commercial_OR - Health_New_Space Heating_Natural Gas_Unit Heater_A_Technical Potential | F1 | Commercial | OR - Health | New | Space Heating | Natural Gas | Unit Heater | A | Original Unit Energy Savings (kWh or therms) | Technical Potential | 0 | 0 | 0 | 0 | 0 | 0 | 0 | 0 | 0 | 0 | 0 | 0 | 0 | 0 | 0 | 0 | 0 | 0 | 0 | 0 | 0 | 0 | 0 | 0 | 0 | 0 | 0
F2_Commercial_OR - Health_New_Space Heating_Natural Gas_Unit Heater_A_Technical Potential | F2 | Commercial | OR - Health | New | Space Heating | Natural Gas | Unit Heater | A | Original Unit Summer Peak Savings (kW) | Technical Potential | 0 | 0 | 0 | 0 | 0 | 0 | 0 | 0 | 0 | 0 | 0 | 0 | 0 | 0 | 0 | 0 | 0 | 0 | 0 | 0 | 0 | 0 | 0 | 0 | 0 | 0 | 0
F3_Commercial_OR - Health_New_Space Heating_Natural Gas_Unit Heater_A_Technical Potential | F3 | Commercial | OR - Health | New | Space Heating | Natural Gas | Unit Heater | A | Original Unit Winter Peak Savings (kW) | Technical Potential | 0 | 0 | 0 | 0 | 0 | 0 | 0 | 0 | 0 | 0 | 0 | 0 | 0 | 0 | 0 | 0 | 0 | 0 | 0 | 0 | 0 | 0 | 0 | 0 | 0 | 0 | 0
F4_Commercial_OR - Health_New_Space Heating_Natural Gas_Unit Heater_A_Technical Potential | F4 | Commercial | OR - Health | New | Space Heating | Natural Gas | Unit Heater | A | Standalone Impact on Baseline Energy (%) | Technical Potential | 0 | 0 | 0 | 0 | 0 | 0 | 0 | 0 | 0 | 0 | 0 | 0 | 0 | 0 | 0 | 0 | 0 | 0 | 0 | 0 | 0 | 0 | 0 | 0 | 0 | 0 | 0
F5_Commercial_OR - Health_New_Space Heating_Natural Gas_Unit Heater_A_Technical Potential | F5 | Commercial | OR - Health | New | Space Heating | Natural Gas | Unit Heater | A | Standalone Impact on Baseline Summer Peak (%) | Technical Potential | 0 | 0 | 0 | 0 | 0 | 0 | 0 | 0 | 0 | 0 | 0 | 0 | 0 | 0 | 0 | 0 | 0 | 0 | 0 | 0 | 0 | 0 | 0 | 0 | 0 | 0 | 0
F6_Commercial_OR - Health_New_Space Heating_Natural Gas_Unit Heater_A_Technical Potential | F6 | Commercial | OR - Health | New | Space Heating | Natural Gas | Unit Heater | A | Standalone Impact on Baseline Winter Peak (%) | Technical Potential | 0 | 0 | 0 | 0 | 0 | 0 | 0 | 0 | 0 | 0 | 0 | 0 | 0 | 0 | 0 | 0 | 0 | 0 | 0 | 0 | 0 | 0 | 0 | 0 | 0 | 0 | 0
F7_Commercial_OR - Health_New_Space Heating_Natural Gas_Unit Heater_A_Technical Potential | F7 | Commercial | OR - Health | New | Space Heating | Natural Gas | Unit Heater | A | Incremental Energy Savings (MWh or mTherms) | Technical Potential | 0 | 0 | 0 | 0 | 0 | 0 | 0 | 0 | 0 | 0 | 0 | 0 | 0 | 0 | 0 | 0 | 0 | 0 | 0 | 0 | 0 | 0 | 0 | 0 | 0 | 0 | 0
F8_Commercial_OR - Health_New_Space Heating_Natural Gas_Unit Heater_A_Technical Potential | F8 | Commercial | OR - Health | New | Space Heating | Natural Gas | Unit Heater | A | Incremental Summer Peak Savings (MW) | Technical Potential | 0 | 0 | 0 | 0 | 0 | 0 | 0 | 0 | 0 | 0 | 0 | 0 | 0 | 0 | 0 | 0 | 0 | 0 | 0 | 0 | 0 | 0 | 0 | 0 | 0 | 0 | 0
F9_Commercial_OR - Health_New_Space Heating_Natural Gas_Unit Heater_A_Technical Potential | F9 | Commercial | OR - Health | New | Space Heating | Natural Gas | Unit Heater | A | Incremental Winter Peak Savings (MW) | Technical Potential | 0 | 0 | 0 | 0 | 0 | 0 | 0 | 0 | 0 | 0 | 0 | 0 | 0 | 0 | 0 | 0 | 0 | 0 | 0 | 0 | 0 | 0 | 0 | 0 | 0 | 0 | 0
F10_Commercial_OR - Health_New_Space Heating_Natural Gas_Unit Heater_A_Technical Potential | F10 | Commercial | OR - Health | New | Space Heating | Natural Gas | Unit Heater | A | Cumulative Energy Savings (MWh or mTherms) | Technical Potential | 0 | 0 | 0 | 0 | 0 | 0 | 0 | 0 | 0 | 0 | 0 | 0 | 0 | 0 | 0 | 0 | 0 | 0 | 0 | 0 | 0 | 0 | 0 | 0 | 0 | 0 | 0
F11_Commercial_OR - Health_New_Space Heating_Natural Gas_Unit Heater_A_Technical Potential | F11 | Commercial | OR - Health | New | Space Heating | Natural Gas | Unit Heater | A | Cumulative Summer Peak Savings (MW) | Technical Potential | 0 | 0 | 0 | 0 | 0 | 0 | 0 | 0 | 0 | 0 | 0 | 0 | 0 | 0 | 0 | 0 | 0 | 0 | 0 | 0 | 0 | 0 | 0 | 0 | 0 | 0 | 0
F12_Commercial_OR - Health_New_Space Heating_Natural Gas_Unit Heater_A_Technical Potential | F12 | Commercial | OR - Health | New | Space Heating | Natural Gas | Unit Heater | A | Cumulative Winter Peak Savings (MW) | Technical Potential | 0 | 0 | 0 | 0 | 0 | 0 | 0 | 0 | 0 | 0 | 0 | 0 | 0 | 0 | 0 | 0 | 0 | 0 | 0 | 0 | 0 | 0 | 0 | 0 | 0 | 0 | 0
F13_Commercial_OR - Health_New_Space Heating_Natural Gas_Unit Heater_A_Technical Potential | F13 | Commercial | OR - Health | New | Space Heating | Natural Gas | Unit Heater | A | Purchases (Incremental) | Technical Potential | 0 | 0 | 0 | 0 | 0 | 0 | 0 | 0 | 0 | 0 | 0 | 0 | 0 | 0 | 0 | 0 | 0 | 0 | 0 | 0 | 0 | 0 | 0 | 0 | 0 | 0 | 0
F14_Commercial_OR - Health_New_Space Heating_Natural Gas_Unit Heater_A_Technical Potential | F14 | Commercial | OR - Health | New | Space Heating | Natural Gas | Unit Heater | A | Purchases (Cumulative) | Technical Potential | 0 | 0 | 0 | 0 | 0 | 0 | 0 | 0 | 0 | 0 | 0 | 0 | 0 | 0 | 0 | 0 | 0 | 0 | 0 | 0 | 0 | 0 | 0 | 0 | 0 | 0 | 0
F1_Commercial_OR - Health_New_Water Heating_Natural Gas_Water Heater_A_Technical Potential | F1 | Commercial | OR - Health | New | Water Heating | Natural Gas | Water Heater | A | Original Unit Energy Savings (kWh or therms) | Technical Potential | 0 | 0 | 0 | 0 | 0 | 0 | 0 | 0 | 0 | 0 | 0 | 0 | 0 | 0 | 0 | 0 | 0 | 0 | 0 | 0 | 0 | 0 | 0 | 0 | 0 | 0 | 0
F2_Commercial_OR - Health_New_Water Heating_Natural Gas_Water Heater_A_Technical Potential | F2 | Commercial | OR - Health | New | Water Heating | Natural Gas | Water Heater | A | Original Unit Summer Peak Savings (kW) | Technical Potential | 0 | 0 | 0 | 0 | 0 | 0 | 0 | 0 | 0 | 0 | 0 | 0 | 0 | 0 | 0 | 0 | 0 | 0 | 0 | 0 | 0 | 0 | 0 | 0 | 0 | 0 | 0
F3_Commercial_OR - Health_New_Water Heating_Natural Gas_Water Heater_A_Technical Potential | F3 | Commercial | OR - Health | New | Water Heating | Natural Gas | Water Heater | A | Original Unit Winter Peak Savings (kW) | Technical Potential | 0 | 0 | 0 | 0 | 0 | 0 | 0 | 0 | 0 | 0 | 0 | 0 | 0 | 0 | 0 | 0 | 0 | 0 | 0 | 0 | 0 | 0 | 0 | 0 | 0 | 0 | 0
F4_Commercial_OR - Health_New_Water Heating_Natural Gas_Water Heater_A_Technical Potential | F4 | Commercial | OR - Health | New | Water Heating | Natural Gas | Water Heater | A | Standalone Impact on Baseline Energy (%) | Technical Potential | 0 | 0 | 0 | 0 | 0 | 0 | 0 | 0 | 0 | 0 | 0 | 0 | 0 | 0 | 0 | 0 | 0 | 0 | 0 | 0 | 0 | 0 | 0 | 0 | 0 | 0 | 0
F5_Commercial_OR - Health_New_Water Heating_Natural Gas_Water Heater_A_Technical Potential | F5 | Commercial | OR - Health | New | Water Heating | Natural Gas | Water Heater | A | Standalone Impact on Baseline Summer Peak (%) | Technical Potential | 0 | 0 | 0 | 0 | 0 | 0 | 0 | 0 | 0 | 0 | 0 | 0 | 0 | 0 | 0 | 0 | 0 | 0 | 0 | 0 | 0 | 0 | 0 | 0 | 0 | 0 | 0
F6_Commercial_OR - Health_New_Water Heating_Natural Gas_Water Heater_A_Technical Potential | F6 | Commercial | OR - Health | New | Water Heating | Natural Gas | Water Heater | A | Standalone Impact on Baseline Winter Peak (%) | Technical Potential | 0 | 0 | 0 | 0 | 0 | 0 | 0 | 0 | 0 | 0 | 0 | 0 | 0 | 0 | 0 | 0 | 0 | 0 | 0 | 0 | 0 | 0 | 0 | 0 | 0 | 0 | 0
F7_Commercial_OR - Health_New_Water Heating_Natural Gas_Water Heater_A_Technical Potential | F7 | Commercial | OR - Health | New | Water Heating | Natural Gas | Water Heater | A | Incremental Energy Savings (MWh or mTherms) | Technical Potential | 0 | 0 | 0 | 0 | 0 | 0 | 0 | 0 | 0 | 0 | 0 | 0 | 0 | 0 | 0 | 0 | 0 | 0 | 0 | 0 | 0 | 0 | 0 | 0 | 0 | 0 | 0
F8_Commercial_OR - Health_New_Water Heating_Natural Gas_Water Heater_A_Technical Potential | F8 | Commercial | OR - Health | New | Water Heating | Natural Gas | Water Heater | A | Incremental Summer Peak Savings (MW) | Technical Potential | 0 | 0 | 0 | 0 | 0 | 0 | 0 | 0 | 0 | 0 | 0 | 0 | 0 | 0 | 0 | 0 | 0 | 0 | 0 | 0 | 0 | 0 | 0 | 0 | 0 | 0 | 0
F9_Commercial_OR - Health_New_Water Heating_Natural Gas_Water Heater_A_Technical Potential | F9 | Commercial | OR - Health | New | Water Heating | Natural Gas | Water Heater | A | Incremental Winter Peak Savings (MW) | Technical Potential | 0 | 0 | 0 | 0 | 0 | 0 | 0 | 0 | 0 | 0 | 0 | 0 | 0 | 0 | 0 | 0 | 0 | 0 | 0 | 0 | 0 | 0 | 0 | 0 | 0 | 0 | 0
F10_Commercial_OR - Health_New_Water Heating_Natural Gas_Water Heater_A_Technical Potential | F10 | Commercial | OR - Health | New | Water Heating | Natural Gas | Water Heater | A | Cumulative Energy Savings (MWh or mTherms) | Technical Potential | 0 | 0 | 0 | 0 | 0 | 0 | 0 | 0 | 0 | 0 | 0 | 0 | 0 | 0 | 0 | 0 | 0 | 0 | 0 | 0 | 0 | 0 | 0 | 0 | 0 | 0 | 0
F11_Commercial_OR - Health_New_Water Heating_Natural Gas_Water Heater_A_Technical Potential | F11 | Commercial | OR - Health | New | Water Heating | Natural Gas | Water Heater | A | Cumulative Summer Peak Savings (MW) | Technical Potential | 0 | 0 | 0 | 0 | 0 | 0 | 0 | 0 | 0 | 0 | 0 | 0 | 0 | 0 | 0 | 0 | 0 | 0 | 0 | 0 | 0 | 0 | 0 | 0 | 0 | 0 | 0
F12_Commercial_OR - Health_New_Water Heating_Natural Gas_Water Heater_A_Technical Potential | F12 | Commercial | OR - Health | New | Water Heating | Natural Gas | Water Heater | A | Cumulative Winter Peak Savings (MW) | Technical Potential | 0 | 0 | 0 | 0 | 0 | 0 | 0 | 0 | 0 | 0 | 0 | 0 | 0 | 0 | 0 | 0 | 0 | 0 | 0 | 0 | 0 | 0 | 0 | 0 | 0 | 0 | 0
F13_Commercial_OR - Health_New_Water Heating_Natural Gas_Water Heater_A_Technical Potential | F13 | Commercial | OR - Health | New | Water Heating | Natural Gas | Water Heater | A | Purchases (Incremental) | Technical Potential | 0 | 0 | 0 | 0 | 0 | 0 | 0 | 0 | 0 | 0 | 0 | 0 | 0 | 0 | 0 | 0 | 0 | 0 | 0 | 0 | 0 | 0 | 0 | 0 | 0 | 0 | 0
F14_Commercial_OR - Health_New_Water Heating_Natural Gas_Water Heater_A_Technical Potential | F14 | Commercial | OR - Health | New | Water Heating | Natural Gas | Water Heater | A | Purchases (Cumulative) | Technical Potential | 0 | 0 | 0 | 0 | 0 | 0 | 0 | 0 | 0 | 0 | 0 | 0 | 0 | 0 | 0 | 0 | 0 | 0 | 0 | 0 | 0 | 0 | 0 | 0 | 0 | 0 | 0
F1_Commercial_OR - Health_New_Food Preparation_Natural Gas_Oven_A_Technical Potential | F1 | Commercial | OR - Health | New | Food Preparation | Natural Gas | Oven | A | Original Unit Energy Savings (kWh or therms) | Technical Potential | 0 | 0 | 0 | 0 | 0 | 0 | 0 | 0 | 0 | 0 | 0 | 0 | 0 | 0 | 0 | 0 | 0 | 0 | 0 | 0 | 0 | 0 | 0 | 0 | 0 | 0 | 0
F2_Commercial_OR - Health_New_Food Preparation_Natural Gas_Oven_A_Technical Potential | F2 | Commercial | OR - Health | New | Food Preparation | Natural Gas | Oven | A | Original Unit Summer Peak Savings (kW) | Technical Potential | 0 | 0 | 0 | 0 | 0 | 0 | 0 | 0 | 0 | 0 | 0 | 0 | 0 | 0 | 0 | 0 | 0 | 0 | 0 | 0 | 0 | 0 | 0 | 0 | 0 | 0 | 0
F3_Commercial_OR - Health_New_Food Preparation_Natural Gas_Oven_A_Technical Potential | F3 | Commercial | OR - Health | New | Food Preparation | Natural Gas | Oven | A | Original Unit Winter Peak Savings (kW) | Technical Potential | 0 | 0 | 0 | 0 | 0 | 0 | 0 | 0 | 0 | 0 | 0 | 0 | 0 | 0 | 0 | 0 | 0 | 0 | 0 | 0 | 0 | 0 | 0 | 0 | 0 | 0 | 0
F4_Commercial_OR - Health_New_Food Preparation_Natural Gas_Oven_A_Technical Potential | F4 | Commercial | OR - Health | New | Food Preparation | Natural Gas | Oven | A | Standalone Impact on Baseline Energy (%) | Technical Potential | 0 | 0 | 0 | 0 | 0 | 0 | 0 | 0 | 0 | 0 | 0 | 0 | 0 | 0 | 0 | 0 | 0 | 0 | 0 | 0 | 0 | 0 | 0 | 0 | 0 | 0 | 0
F5_Commercial_OR - Health_New_Food Preparation_Natural Gas_Oven_A_Technical Potential | F5 | Commercial | OR - Health | New | Food Preparation | Natural Gas | Oven | A | Standalone Impact on Baseline Summer Peak (%) | Technical Potential | 0 | 0 | 0 | 0 | 0 | 0 | 0 | 0 | 0 | 0 | 0 | 0 | 0 | 0 | 0 | 0 | 0 | 0 | 0 | 0 | 0 | 0 | 0 | 0 | 0 | 0 | 0
F6_Commercial_OR - Health_New_Food Preparation_Natural Gas_Oven_A_Technical Potential | F6 | Commercial | OR - Health | New | Food Preparation | Natural Gas | Oven | A | Standalone Impact on Baseline Winter Peak (%) | Technical Potential | 0 | 0 | 0 | 0 | 0 | 0 | 0 | 0 | 0 | 0 | 0 | 0 | 0 | 0 | 0 | 0 | 0 | 0 | 0 | 0 | 0 | 0 | 0 | 0 | 0 | 0 | 0
F7_Commercial_OR - Health_New_Food Preparation_Natural Gas_Oven_A_Technical Potential | F7 | Commercial | OR - Health | New | Food Preparation | Natural Gas | Oven | A | Incremental Energy Savings (MWh or mTherms) | Technical Potential | 0 | 0 | 0 | 0 | 0 | 0 | 0 | 0 | 0 | 0 | 0 | 0 | 0 | 0 | 0 | 0 | 0 | 0 | 0 | 0 | 0 | 0 | 0 | 0 | 0 | 0 | 0
F8_Commercial_OR - Health_New_Food Preparation_Natural Gas_Oven_A_Technical Potential | F8 | Commercial | OR - Health | New | Food Preparation | Natural Gas | Oven | A | Incremental Summer Peak Savings (MW) | Technical Potential | 0 | 0 | 0 | 0 | 0 | 0 | 0 | 0 | 0 | 0 | 0 | 0 | 0 | 0 | 0 | 0 | 0 | 0 | 0 | 0 | 0 | 0 | 0 | 0 | 0 | 0 | 0
F9_Commercial_OR - Health_New_Food Preparation_Natural Gas_Oven_A_Technical Potential | F9 | Commercial | OR - Health | New | Food Preparation | Natural Gas | Oven | A | Incremental Winter Peak Savings (MW) | Technical Potential | 0 | 0 | 0 | 0 | 0 | 0 | 0 | 0 | 0 | 0 | 0 | 0 | 0 | 0 | 0 | 0 | 0 | 0 | 0 | 0 | 0 | 0 | 0 | 0 | 0 | 0 | 0
F10_Commercial_OR - Health_New_Food Preparation_Natural Gas_Oven_A_Technical Potential | F10 | Commercial | OR - Health | New | Food Preparation | Natural Gas | Oven | A | Cumulative Energy Savings (MWh or mTherms) | Technical Potential | 0 | 0 | 0 | 0 | 0 | 0 | 0 | 0 | 0 | 0 | 0 | 0 | 0 | 0 | 0 | 0 | 0 | 0 | 0 | 0 | 0 | 0 | 0 | 0 | 0 | 0 | 0
F11_Commercial_OR - Health_New_Food Preparation_Natural Gas_Oven_A_Technical Potential | F11 | Commercial | OR - Health | New | Food Preparation | Natural Gas | Oven | A | Cumulative Summer Peak Savings (MW) | Technical Potential | 0 | 0 | 0 | 0 | 0 | 0 | 0 | 0 | 0 | 0 | 0 | 0 | 0 | 0 | 0 | 0 | 0 | 0 | 0 | 0 | 0 | 0 | 0 | 0 | 0 | 0 | 0
F12_Commercial_OR - Health_New_Food Preparation_Natural Gas_Oven_A_Technical Potential | F12 | Commercial | OR - Health | New | Food Preparation | Natural Gas | Oven | A | Cumulative Winter Peak Savings (MW) | Technical Potential | 0 | 0 | 0 | 0 | 0 | 0 | 0 | 0 | 0 | 0 | 0 | 0 | 0 | 0 | 0 | 0 | 0 | 0 | 0 | 0 | 0 | 0 | 0 | 0 | 0 | 0 | 0
F13_Commercial_OR - Health_New_Food Preparation_Natural Gas_Oven_A_Technical Potential | F13 | Commercial | OR - Health | New | Food Preparation | Natural Gas | Oven | A | Purchases (Incremental) | Technical Potential | 0 | 0 | 0 | 0 | 0 | 0 | 0 | 0 | 0 | 0 | 0 | 0 | 0 | 0 | 0 | 0 | 0 | 0 | 0 | 0 | 0 | 0 | 0 | 0 | 0 | 0 | 0
F14_Commercial_OR - Health_New_Food Preparation_Natural Gas_Oven_A_Technical Potential | F14 | Commercial | OR - Health | New | Food Preparation | Natural Gas | Oven | A | Purchases (Cumulative) | Technical Potential | 0 | 0 | 0 | 0 | 0 | 0 | 0 | 0 | 0 | 0 | 0 | 0 | 0 | 0 | 0 | 0 | 0 | 0 | 0 | 0 | 0 | 0 | 0 | 0 | 0 | 0 | 0
F1_Commercial_OR - Health_New_Food Preparation_Natural Gas_Conveyor Oven_A_Technical Potential | F1 | Commercial | OR - Health | New | Food Preparation | Natural Gas | Conveyor Oven | A | Original Unit Energy Savings (kWh or therms) | Technical Potential | 0 | 0 | 0 | 0 | 0 | 0 | 0 | 0 | 0 | 0 | 0 | 0 | 0 | 0 | 0 | 0 | 0 | 0 | 0 | 0 | 0 | 0 | 0 | 0 | 0 | 0 | 0
F2_Commercial_OR - Health_New_Food Preparation_Natural Gas_Conveyor Oven_A_Technical Potential | F2 | Commercial | OR - Health | New | Food Preparation | Natural Gas | Conveyor Oven | A | Original Unit Summer Peak Savings (kW) | Technical Potential | 0 | 0 | 0 | 0 | 0 | 0 | 0 | 0 | 0 | 0 | 0 | 0 | 0 | 0 | 0 | 0 | 0 | 0 | 0 | 0 | 0 | 0 | 0 | 0 | 0 | 0 | 0
F3_Commercial_OR - Health_New_Food Preparation_Natural Gas_Conveyor Oven_A_Technical Potential | F3 | Commercial | OR - Health | New | Food Preparation | Natural Gas | Conveyor Oven | A | Original Unit Winter Peak Savings (kW) | Technical Potential | 0 | 0 | 0 | 0 | 0 | 0 | 0 | 0 | 0 | 0 | 0 | 0 | 0 | 0 | 0 | 0 | 0 | 0 | 0 | 0 | 0 | 0 | 0 | 0 | 0 | 0 | 0
F4_Commercial_OR - Health_New_Food Preparation_Natural Gas_Conveyor Oven_A_Technical Potential | F4 | Commercial | OR - Health | New | Food Preparation | Natural Gas | Conveyor Oven | A | Standalone Impact on Baseline Energy (%) | Technical Potential | 0 | 0 | 0 | 0 | 0 | 0 | 0 | 0 | 0 | 0 | 0 | 0 | 0 | 0 | 0 | 0 | 0 | 0 | 0 | 0 | 0 | 0 | 0 | 0 | 0 | 0 | 0
F5_Commercial_OR - Health_New_Food Preparation_Natural Gas_Conveyor Oven_A_Technical Potential | F5 | Commercial | OR - Health | New | Food Preparation | Natural Gas | Conveyor Oven | A | Standalone Impact on Baseline Summer Peak (%) | Technical Potential | 0 | 0 | 0 | 0 | 0 | 0 | 0 | 0 | 0 | 0 | 0 | 0 | 0 | 0 | 0 | 0 | 0 | 0 | 0 | 0 | 0 | 0 | 0 | 0 | 0 | 0 | 0
F6_Commercial_OR - Health_New_Food Preparation_Natural Gas_Conveyor Oven_A_Technical Potential | F6 | Commercial | OR - Health | New | Food Preparation | Natural Gas | Conveyor Oven | A | Standalone Impact on Baseline Winter Peak (%) | Technical Potential | 0 | 0 | 0 | 0 | 0 | 0 | 0 | 0 | 0 | 0 | 0 | 0 | 0 | 0 | 0 | 0 | 0 | 0 | 0 | 0 | 0 | 0 | 0 | 0 | 0 | 0 | 0
F7_Commercial_OR - Health_New_Food Preparation_Natural Gas_Conveyor Oven_A_Technical Potential | F7 | Commercial | OR - Health | New | Food Preparation | Natural Gas | Conveyor Oven | A | Incremental Energy Savings (MWh or mTherms) | Technical Potential | 0 | 0 | 0 | 0 | 0 | 0 | 0 | 0 | 0 | 0 | 0 | 0 | 0 | 0 | 0 | 0 | 0 | 0 | 0 | 0 | 0 | 0 | 0 | 0 | 0 | 0 | 0
F8_Commercial_OR - Health_New_Food Preparation_Natural Gas_Conveyor Oven_A_Technical Potential | F8 | Commercial | OR - Health | New | Food Preparation | Natural Gas | Conveyor Oven | A | Incremental Summer Peak Savings (MW) | Technical Potential | 0 | 0 | 0 | 0 | 0 | 0 | 0 | 0 | 0 | 0 | 0 | 0 | 0 | 0 | 0 | 0 | 0 | 0 | 0 | 0 | 0 | 0 | 0 | 0 | 0 | 0 | 0
F9_Commercial_OR - Health_New_Food Preparation_Natural Gas_Conveyor Oven_A_Technical Potential | F9 | Commercial | OR - Health | New | Food Preparation | Natural Gas | Conveyor Oven | A | Incremental Winter Peak Savings (MW) | Technical Potential | 0 | 0 | 0 | 0 | 0 | 0 | 0 | 0 | 0 | 0 | 0 | 0 | 0 | 0 | 0 | 0 | 0 | 0 | 0 | 0 | 0 | 0 | 0 | 0 | 0 | 0 | 0
F10_Commercial_OR - Health_New_Food Preparation_Natural Gas_Conveyor Oven_A_Technical Potential | F10 | Commercial | OR - Health | New | Food Preparation | Natural Gas | Conveyor Oven | A | Cumulative Energy Savings (MWh or mTherms) | Technical Potential | 0 | 0 | 0 | 0 | 0 | 0 | 0 | 0 | 0 | 0 | 0 | 0 | 0 | 0 | 0 | 0 | 0 | 0 | 0 | 0 | 0 | 0 | 0 | 0 | 0 | 0 | 0
F11_Commercial_OR - Health_New_Food Preparation_Natural Gas_Conveyor Oven_A_Technical Potential | F11 | Commercial | OR - Health | New | Food Preparation | Natural Gas | Conveyor Oven | A | Cumulative Summer Peak Savings (MW) | Technical Potential | 0 | 0 | 0 | 0 | 0 | 0 | 0 | 0 | 0 | 0 | 0 | 0 | 0 | 0 | 0 | 0 | 0 | 0 | 0 | 0 | 0 | 0 | 0 | 0 | 0 | 0 | 0
F12_Commercial_OR - Health_New_Food Preparation_Natural Gas_Conveyor Oven_A_Technical Potential | F12 | Commercial | OR - Health | New | Food Preparation | Natural Gas | Conveyor Oven | A | Cumulative Winter Peak Savings (MW) | Technical Potential | 0 | 0 | 0 | 0 | 0 | 0 | 0 | 0 | 0 | 0 | 0 | 0 | 0 | 0 | 0 | 0 | 0 | 0 | 0 | 0 | 0 | 0 | 0 | 0 | 0 | 0 | 0
F13_Commercial_OR - Health_New_Food Preparation_Natural Gas_Conveyor Oven_A_Technical Potential | F13 | Commercial | OR - Health | New | Food Preparation | Natural Gas | Conveyor Oven | A | Purchases (Incremental) | Technical Potential | 0 | 0 | 0 | 0 | 0 | 0 | 0 | 0 | 0 | 0 | 0 | 0 | 0 | 0 | 0 | 0 | 0 | 0 | 0 | 0 | 0 | 0 | 0 | 0 | 0 | 0 | 0
F14_Commercial_OR - Health_New_Food Preparation_Natural Gas_Conveyor Oven_A_Technical Potential | F14 | Commercial | OR - Health | New | Food Preparation | Natural Gas | Conveyor Oven | A | Purchases (Cumulative) | Technical Potential | 0 | 0 | 0 | 0 | 0 | 0 | 0 | 0 | 0 | 0 | 0 | 0 | 0 | 0 | 0 | 0 | 0 | 0 | 0 | 0 | 0 | 0 | 0 | 0 | 0 | 0 | 0
F1_Commercial_OR - Health_New_Food Preparation_Natural Gas_Double Rack Oven_A_Technical Potential | F1 | Commercial | OR - Health | New | Food Preparation | Natural Gas | Double Rack Oven | A | Original Unit Energy Savings (kWh or therms) | Technical Potential | 0 | 0 | 0 | 0 | 0 | 0 | 0 | 0 | 0 | 0 | 0 | 0 | 0 | 0 | 0 | 0 | 0 | 0 | 0 | 0 | 0 | 0 | 0 | 0 | 0 | 0 | 0
F2_Commercial_OR - Health_New_Food Preparation_Natural Gas_Double Rack Oven_A_Technical Potential | F2 | Commercial | OR - Health | New | Food Preparation | Natural Gas | Double Rack Oven | A | Original Unit Summer Peak Savings (kW) | Technical Potential | 0 | 0 | 0 | 0 | 0 | 0 | 0 | 0 | 0 | 0 | 0 | 0 | 0 | 0 | 0 | 0 | 0 | 0 | 0 | 0 | 0 | 0 | 0 | 0 | 0 | 0 | 0
F3_Commercial_OR - Health_New_Food Preparation_Natural Gas_Double Rack Oven_A_Technical Potential | F3 | Commercial | OR - Health | New | Food Preparation | Natural Gas | Double Rack Oven | A | Original Unit Winter Peak Savings (kW) | Technical Potential | 0 | 0 | 0 | 0 | 0 | 0 | 0 | 0 | 0 | 0 | 0 | 0 | 0 | 0 | 0 | 0 | 0 | 0 | 0 | 0 | 0 | 0 | 0 | 0 | 0 | 0 | 0
F4_Commercial_OR - Health_New_Food Preparation_Natural Gas_Double Rack Oven_A_Technical Potential | F4 | Commercial | OR - Health | New | Food Preparation | Natural Gas | Double Rack Oven | A | Standalone Impact on Baseline Energy (%) | Technical Potential | 0 | 0 | 0 | 0 | 0 | 0 | 0 | 0 | 0 | 0 | 0 | 0 | 0 | 0 | 0 | 0 | 0 | 0 | 0 | 0 | 0 | 0 | 0 | 0 | 0 | 0 | 0
F5_Commercial_OR - Health_New_Food Preparation_Natural Gas_Double Rack Oven_A_Technical Potential | F5 | Commercial | OR - Health | New | Food Preparation | Natural Gas | Double Rack Oven | A | Standalone Impact on Baseline Summer Peak (%) | Technical Potential | 0 | 0 | 0 | 0 | 0 | 0 | 0 | 0 | 0 | 0 | 0 | 0 | 0 | 0 | 0 | 0 | 0 | 0 | 0 | 0 | 0 | 0 | 0 | 0 | 0 | 0 | 0
F6_Commercial_OR - Health_New_Food Preparation_Natural Gas_Double Rack Oven_A_Technical Potential | F6 | Commercial | OR - Health | New | Food Preparation | Natural Gas | Double Rack Oven | A | Standalone Impact on Baseline Winter Peak (%) | Technical Potential | 0 | 0 | 0 | 0 | 0 | 0 | 0 | 0 | 0 | 0 | 0 | 0 | 0 | 0 | 0 | 0 | 0 | 0 | 0 | 0 | 0 | 0 | 0 | 0 | 0 | 0 | 0
F7_Commercial_OR - Health_New_Food Preparation_Natural Gas_Double Rack Oven_A_Technical Potential | F7 | Commercial | OR - Health | New | Food Preparation | Natural Gas | Double Rack Oven | A | Incremental Energy Savings (MWh or mTherms) | Technical Potential | 0 | 0 | 0 | 0 | 0 | 0 | 0 | 0 | 0 | 0 | 0 | 0 | 0 | 0 | 0 | 0 | 0 | 0 | 0 | 0 | 0 | 0 | 0 | 0 | 0 | 0 | 0
F8_Commercial_OR - Health_New_Food Preparation_Natural Gas_Double Rack Oven_A_Technical Potential | F8 | Commercial | OR - Health | New | Food Preparation | Natural Gas | Double Rack Oven | A | Incremental Summer Peak Savings (MW) | Technical Potential | 0 | 0 | 0 | 0 | 0 | 0 | 0 | 0 | 0 | 0 | 0 | 0 | 0 | 0 | 0 | 0 | 0 | 0 | 0 | 0 | 0 | 0 | 0 | 0 | 0 | 0 | 0
F9_Commercial_OR - Health_New_Food Preparation_Natural Gas_Double Rack Oven_A_Technical Potential | F9 | Commercial | OR - Health | New | Food Preparation | Natural Gas | Double Rack Oven | A | Incremental Winter Peak Savings (MW) | Technical Potential | 0 | 0 | 0 | 0 | 0 | 0 | 0 | 0 | 0 | 0 | 0 | 0 | 0 | 0 | 0 | 0 | 0 | 0 | 0 | 0 | 0 | 0 | 0 | 0 | 0 | 0 | 0
F10_Commercial_OR - Health_New_Food Preparation_Natural Gas_Double Rack Oven_A_Technical Potential | F10 | Commercial | OR - Health | New | Food Preparation | Natural Gas | Double Rack Oven | A | Cumulative Energy Savings (MWh or mTherms) | Technical Potential | 0 | 0 | 0 | 0 | 0 | 0 | 0 | 0 | 0 | 0 | 0 | 0 | 0 | 0 | 0 | 0 | 0 | 0 | 0 | 0 | 0 | 0 | 0 | 0 | 0 | 0 | 0
F11_Commercial_OR - Health_New_Food Preparation_Natural Gas_Double Rack Oven_A_Technical Potential | F11 | Commercial | OR - Health | New | Food Preparation | Natural Gas | Double Rack Oven | A | Cumulative Summer Peak Savings (MW) | Technical Potential | 0 | 0 | 0 | 0 | 0 | 0 | 0 | 0 | 0 | 0 | 0 | 0 | 0 | 0 | 0 | 0 | 0 | 0 | 0 | 0 | 0 | 0 | 0 | 0 | 0 | 0 | 0
F12_Commercial_OR - Health_New_Food Preparation_Natural Gas_Double Rack Oven_A_Technical Potential | F12 | Commercial | OR - Health | New | Food Preparation | Natural Gas | Double Rack Oven | A | Cumulative Winter Peak Savings (MW) | Technical Potential | 0 | 0 | 0 | 0 | 0 | 0 | 0 | 0 | 0 | 0 | 0 | 0 | 0 | 0 | 0 | 0 | 0 | 0 | 0 | 0 | 0 | 0 | 0 | 0 | 0 | 0 | 0
F13_Commercial_OR - Health_New_Food Preparation_Natural Gas_Double Rack Oven_A_Technical Potential | F13 | Commercial | OR - Health | New | Food Preparation | Natural Gas | Double Rack Oven | A | Purchases (Incremental) | Technical Potential | 0 | 0 | 0 | 0 | 0 | 0 | 0 | 0 | 0 | 0 | 0 | 0 | 0 | 0 | 0 | 0 | 0 | 0 | 0 | 0 | 0 | 0 | 0 | 0 | 0 | 0 | 0
F14_Commercial_OR - Health_New_Food Preparation_Natural Gas_Double Rack Oven_A_Technical Potential | F14 | Commercial | OR - Health | New | Food Preparation | Natural Gas | Double Rack Oven | A | Purchases (Cumulative) | Technical Potential | 0 | 0 | 0 | 0 | 0 | 0 | 0 | 0 | 0 | 0 | 0 | 0 | 0 | 0 | 0 | 0 | 0 | 0 | 0 | 0 | 0 | 0 | 0 | 0 | 0 | 0 | 0
F1_Commercial_OR - Health_New_Food Preparation_Natural Gas_Fryer_A_Technical Potential | F1 | Commercial | OR - Health | New | Food Preparation | Natural Gas | Fryer | A | Original Unit Energy Savings (kWh or therms) | Technical Potential | 0 | 0 | 0 | 0 | 0 | 0 | 0 | 0 | 0 | 0 | 0 | 0 | 0 | 0 | 0 | 0 | 0 | 0 | 0 | 0 | 0 | 0 | 0 | 0 | 0 | 0 | 0
F2_Commercial_OR - Health_New_Food Preparation_Natural Gas_Fryer_A_Technical Potential | F2 | Commercial | OR - Health | New | Food Preparation | Natural Gas | Fryer | A | Original Unit Summer Peak Savings (kW) | Technical Potential | 0 | 0 | 0 | 0 | 0 | 0 | 0 | 0 | 0 | 0 | 0 | 0 | 0 | 0 | 0 | 0 | 0 | 0 | 0 | 0 | 0 | 0 | 0 | 0 | 0 | 0 | 0
F3_Commercial_OR - Health_New_Food Preparation_Natural Gas_Fryer_A_Technical Potential | F3 | Commercial | OR - Health | New | Food Preparation | Natural Gas | Fryer | A | Original Unit Winter Peak Savings (kW) | Technical Potential | 0 | 0 | 0 | 0 | 0 | 0 | 0 | 0 | 0 | 0 | 0 | 0 | 0 | 0 | 0 | 0 | 0 | 0 | 0 | 0 | 0 | 0 | 0 | 0 | 0 | 0 | 0
F4_Commercial_OR - Health_New_Food Preparation_Natural Gas_Fryer_A_Technical Potential | F4 | Commercial | OR - Health | New | Food Preparation | Natural Gas | Fryer | A | Standalone Impact on Baseline Energy (%) | Technical Potential | 0 | 0 | 0 | 0 | 0 | 0 | 0 | 0 | 0 | 0 | 0 | 0 | 0 | 0 | 0 | 0 | 0 | 0 | 0 | 0 | 0 | 0 | 0 | 0 | 0 | 0 | 0
F5_Commercial_OR - Health_New_Food Preparation_Natural Gas_Fryer_A_Technical Potential | F5 | Commercial | OR - Health | New | Food Preparation | Natural Gas | Fryer | A | Standalone Impact on Baseline Summer Peak (%) | Technical Potential | 0 | 0 | 0 | 0 | 0 | 0 | 0 | 0 | 0 | 0 | 0 | 0 | 0 | 0 | 0 | 0 | 0 | 0 | 0 | 0 | 0 | 0 | 0 | 0 | 0 | 0 | 0
F6_Commercial_OR - Health_New_Food Preparation_Natural Gas_Fryer_A_Technical Potential | F6 | Commercial | OR - Health | New | Food Preparation | Natural Gas | Fryer | A | Standalone Impact on Baseline Winter Peak (%) | Technical Potential | 0 | 0 | 0 | 0 | 0 | 0 | 0 | 0 | 0 | 0 | 0 | 0 | 0 | 0 | 0 | 0 | 0 | 0 | 0 | 0 | 0 | 0 | 0 | 0 | 0 | 0 | 0
F7_Commercial_OR - Health_New_Food Preparation_Natural Gas_Fryer_A_Technical Potential | F7 | Commercial | OR - Health | New | Food Preparation | Natural Gas | Fryer | A | Incremental Energy Savings (MWh or mTherms) | Technical Potential | 0 | 0 | 0 | 0 | 0 | 0 | 0 | 0 | 0 | 0 | 0 | 0 | 0 | 0 | 0 | 0 | 0 | 0 | 0 | 0 | 0 | 0 | 0 | 0 | 0 | 0 | 0
F8_Commercial_OR - Health_New_Food Preparation_Natural Gas_Fryer_A_Technical Potential | F8 | Commercial | OR - Health | New | Food Preparation | Natural Gas | Fryer | A | Incremental Summer Peak Savings (MW) | Technical Potential | 0 | 0 | 0 | 0 | 0 | 0 | 0 | 0 | 0 | 0 | 0 | 0 | 0 | 0 | 0 | 0 | 0 | 0 | 0 | 0 | 0 | 0 | 0 | 0 | 0 | 0 | 0
F9_Commercial_OR - Health_New_Food Preparation_Natural Gas_Fryer_A_Technical Potential | F9 | Commercial | OR - Health | New | Food Preparation | Natural Gas | Fryer | A | Incremental Winter Peak Savings (MW) | Technical Potential | 0 | 0 | 0 | 0 | 0 | 0 | 0 | 0 | 0 | 0 | 0 | 0 | 0 | 0 | 0 | 0 | 0 | 0 | 0 | 0 | 0 | 0 | 0 | 0 | 0 | 0 | 0
F10_Commercial_OR - Health_New_Food Preparation_Natural Gas_Fryer_A_Technical Potential | F10 | Commercial | OR - Health | New | Food Preparation | Natural Gas | Fryer | A | Cumulative Energy Savings (MWh or mTherms) | Technical Potential | 0 | 0 | 0 | 0 | 0 | 0 | 0 | 0 | 0 | 0 | 0 | 0 | 0 | 0 | 0 | 0 | 0 | 0 | 0 | 0 | 0 | 0 | 0 | 0 | 0 | 0 | 0
F11_Commercial_OR - Health_New_Food Preparation_Natural Gas_Fryer_A_Technical Potential | F11 | Commercial | OR - Health | New | Food Preparation | Natural Gas | Fryer | A | Cumulative Summer Peak Savings (MW) | Technical Potential | 0 | 0 | 0 | 0 | 0 | 0 | 0 | 0 | 0 | 0 | 0 | 0 | 0 | 0 | 0 | 0 | 0 | 0 | 0 | 0 | 0 | 0 | 0 | 0 | 0 | 0 | 0
F12_Commercial_OR - Health_New_Food Preparation_Natural Gas_Fryer_A_Technical Potential | F12 | Commercial | OR - Health | New | Food Preparation | Natural Gas | Fryer | A | Cumulative Winter Peak Savings (MW) | Technical Potential | 0 | 0 | 0 | 0 | 0 | 0 | 0 | 0 | 0 | 0 | 0 | 0 | 0 | 0 | 0 | 0 | 0 | 0 | 0 | 0 | 0 | 0 | 0 | 0 | 0 | 0 | 0
F13_Commercial_OR - Health_New_Food Preparation_Natural Gas_Fryer_A_Technical Potential | F13 | Commercial | OR - Health | New | Food Preparation | Natural Gas | Fryer | A | Purchases (Incremental) | Technical Potential | 0 | 0 | 0 | 0 | 0 | 0 | 0 | 0 | 0 | 0 | 0 | 0 | 0 | 0 | 0 | 0 | 0 | 0 | 0 | 0 | 0 | 0 | 0 | 0 | 0 | 0 | 0
F14_Commercial_OR - Health_New_Food Preparation_Natural Gas_Fryer_A_Technical Potential | F14 | Commercial | OR - Health | New | Food Preparation | Natural Gas | Fryer | A | Purchases (Cumulative) | Technical Potential | 0 | 0 | 0 | 0 | 0 | 0 | 0 | 0 | 0 | 0 | 0 | 0 | 0 | 0 | 0 | 0 | 0 | 0 | 0 | 0 | 0 | 0 | 0 | 0 | 0 | 0 | 0
F1_Commercial_OR - Health_New_Food Preparation_Natural Gas_Broiler_A_Technical Potential | F1 | Commercial | OR - Health | New | Food Preparation | Natural Gas | Broiler | A | Original Unit Energy Savings (kWh or therms) | Technical Potential | 0 | 0 | 0 | 0 | 0 | 0 | 0 | 0 | 0 | 0 | 0 | 0 | 0 | 0 | 0 | 0 | 0 | 0 | 0 | 0 | 0 | 0 | 0 | 0 | 0 | 0 | 0
F2_Commercial_OR - Health_New_Food Preparation_Natural Gas_Broiler_A_Technical Potential | F2 | Commercial | OR - Health | New | Food Preparation | Natural Gas | Broiler | A | Original Unit Summer Peak Savings (kW) | Technical Potential | 0 | 0 | 0 | 0 | 0 | 0 | 0 | 0 | 0 | 0 | 0 | 0 | 0 | 0 | 0 | 0 | 0 | 0 | 0 | 0 | 0 | 0 | 0 | 0 | 0 | 0 | 0
F3_Commercial_OR - Health_New_Food Preparation_Natural Gas_Broiler_A_Technical Potential | F3 | Commercial | OR - Health | New | Food Preparation | Natural Gas | Broiler | A | Original Unit Winter Peak Savings (kW) | Technical Potential | 0 | 0 | 0 | 0 | 0 | 0 | 0 | 0 | 0 | 0 | 0 | 0 | 0 | 0 | 0 | 0 | 0 | 0 | 0 | 0 | 0 | 0 | 0 | 0 | 0 | 0 | 0
F4_Commercial_OR - Health_New_Food Preparation_Natural Gas_Broiler_A_Technical Potential | F4 | Commercial | OR - Health | New | Food Preparation | Natural Gas | Broiler | A | Standalone Impact on Baseline Energy (%) | Technical Potential | 0 | 0 | 0 | 0 | 0 | 0 | 0 | 0 | 0 | 0 | 0 | 0 | 0 | 0 | 0 | 0 | 0 | 0 | 0 | 0 | 0 | 0 | 0 | 0 | 0 | 0 | 0
F5_Commercial_OR - Health_New_Food Preparation_Natural Gas_Broiler_A_Technical Potential | F5 | Commercial | OR - Health | New | Food Preparation | Natural Gas | Broiler | A | Standalone Impact on Baseline Summer Peak (%) | Technical Potential | 0 | 0 | 0 | 0 | 0 | 0 | 0 | 0 | 0 | 0 | 0 | 0 | 0 | 0 | 0 | 0 | 0 | 0 | 0 | 0 | 0 | 0 | 0 | 0 | 0 | 0 | 0
F6_Commercial_OR - Health_New_Food Preparation_Natural Gas_Broiler_A_Technical Potential | F6 | Commercial | OR - Health | New | Food Preparation | Natural Gas | Broiler | A | Standalone Impact on Baseline Winter Peak (%) | Technical Potential | 0 | 0 | 0 | 0 | 0 | 0 | 0 | 0 | 0 | 0 | 0 | 0 | 0 | 0 | 0 | 0 | 0 | 0 | 0 | 0 | 0 | 0 | 0 | 0 | 0 | 0 | 0
F7_Commercial_OR - Health_New_Food Preparation_Natural Gas_Broiler_A_Technical Potential | F7 | Commercial | OR - Health | New | Food Preparation | Natural Gas | Broiler | A | Incremental Energy Savings (MWh or mTherms) | Technical Potential | 0 | 0 | 0 | 0 | 0 | 0 | 0 | 0 | 0 | 0 | 0 | 0 | 0 | 0 | 0 | 0 | 0 | 0 | 0 | 0 | 0 | 0 | 0 | 0 | 0 | 0 | 0
F8_Commercial_OR - Health_New_Food Preparation_Natural Gas_Broiler_A_Technical Potential | F8 | Commercial | OR - Health | New | Food Preparation | Natural Gas | Broiler | A | Incremental Summer Peak Savings (MW) | Technical Potential | 0 | 0 | 0 | 0 | 0 | 0 | 0 | 0 | 0 | 0 | 0 | 0 | 0 | 0 | 0 | 0 | 0 | 0 | 0 | 0 | 0 | 0 | 0 | 0 | 0 | 0 | 0
F9_Commercial_OR - Health_New_Food Preparation_Natural Gas_Broiler_A_Technical Potential | F9 | Commercial | OR - Health | New | Food Preparation | Natural Gas | Broiler | A | Incremental Winter Peak Savings (MW) | Technical Potential | 0 | 0 | 0 | 0 | 0 | 0 | 0 | 0 | 0 | 0 | 0 | 0 | 0 | 0 | 0 | 0 | 0 | 0 | 0 | 0 | 0 | 0 | 0 | 0 | 0 | 0 | 0
F10_Commercial_OR - Health_New_Food Preparation_Natural Gas_Broiler_A_Technical Potential | F10 | Commercial | OR - Health | New | Food Preparation | Natural Gas | Broiler | A | Cumulative Energy Savings (MWh or mTherms) | Technical Potential | 0 | 0 | 0 | 0 | 0 | 0 | 0 | 0 | 0 | 0 | 0 | 0 | 0 | 0 | 0 | 0 | 0 | 0 | 0 | 0 | 0 | 0 | 0 | 0 | 0 | 0 | 0
F11_Commercial_OR - Health_New_Food Preparation_Natural Gas_Broiler_A_Technical Potential | F11 | Commercial | OR - Health | New | Food Preparation | Natural Gas | Broiler | A | Cumulative Summer Peak Savings (MW) | Technical Potential | 0 | 0 | 0 | 0 | 0 | 0 | 0 | 0 | 0 | 0 | 0 | 0 | 0 | 0 | 0 | 0 | 0 | 0 | 0 | 0 | 0 | 0 | 0 | 0 | 0 | 0 | 0
F12_Commercial_OR - Health_New_Food Preparation_Natural Gas_Broiler_A_Technical Potential | F12 | Commercial | OR - Health | New | Food Preparation | Natural Gas | Broiler | A | Cumulative Winter Peak Savings (MW) | Technical Potential | 0 | 0 | 0 | 0 | 0 | 0 | 0 | 0 | 0 | 0 | 0 | 0 | 0 | 0 | 0 | 0 | 0 | 0 | 0 | 0 | 0 | 0 | 0 | 0 | 0 | 0 | 0
F13_Commercial_OR - Health_New_Food Preparation_Natural Gas_Broiler_A_Technical Potential | F13 | Commercial | OR - Health | New | Food Preparation | Natural Gas | Broiler | A | Purchases (Incremental) | Technical Potential | 0 | 0 | 0 | 0 | 0 | 0 | 0 | 0 | 0 | 0 | 0 | 0 | 0 | 0 | 0 | 0 | 0 | 0 | 0 | 0 | 0 | 0 | 0 | 0 | 0 | 0 | 0
F14_Commercial_OR - Health_New_Food Preparation_Natural Gas_Broiler_A_Technical Potential | F14 | Commercial | OR - Health | New | Food Preparation | Natural Gas | Broiler | A | Purchases (Cumulative) | Technical Potential | 0 | 0 | 0 | 0 | 0 | 0 | 0 | 0 | 0 | 0 | 0 | 0 | 0 | 0 | 0 | 0 | 0 | 0 | 0 | 0 | 0 | 0 | 0 | 0 | 0 | 0 | 0
F1_Commercial_OR - Health_New_Food Preparation_Natural Gas_Griddle_A_Technical Potential | F1 | Commercial | OR - Health | New | Food Preparation | Natural Gas | Griddle | A | Original Unit Energy Savings (kWh or therms) | Technical Potential | 0 | 0 | 0 | 0 | 0 | 0 | 0 | 0 | 0 | 0 | 0 | 0 | 0 | 0 | 0 | 0 | 0 | 0 | 0 | 0 | 0 | 0 | 0 | 0 | 0 | 0 | 0
F2_Commercial_OR - Health_New_Food Preparation_Natural Gas_Griddle_A_Technical Potential | F2 | Commercial | OR - Health | New | Food Preparation | Natural Gas | Griddle | A | Original Unit Summer Peak Savings (kW) | Technical Potential | 0 | 0 | 0 | 0 | 0 | 0 | 0 | 0 | 0 | 0 | 0 | 0 | 0 | 0 | 0 | 0 | 0 | 0 | 0 | 0 | 0 | 0 | 0 | 0 | 0 | 0 | 0
F3_Commercial_OR - Health_New_Food Preparation_Natural Gas_Griddle_A_Technical Potential | F3 | Commercial | OR - Health | New | Food Preparation | Natural Gas | Griddle | A | Original Unit Winter Peak Savings (kW) | Technical Potential | 0 | 0 | 0 | 0 | 0 | 0 | 0 | 0 | 0 | 0 | 0 | 0 | 0 | 0 | 0 | 0 | 0 | 0 | 0 | 0 | 0 | 0 | 0 | 0 | 0 | 0 | 0
F4_Commercial_OR - Health_New_Food Preparation_Natural Gas_Griddle_A_Technical Potential | F4 | Commercial | OR - Health | New | Food Preparation | Natural Gas | Griddle | A | Standalone Impact on Baseline Energy (%) | Technical Potential | 0 | 0 | 0 | 0 | 0 | 0 | 0 | 0 | 0 | 0 | 0 | 0 | 0 | 0 | 0 | 0 | 0 | 0 | 0 | 0 | 0 | 0 | 0 | 0 | 0 | 0 | 0
F5_Commercial_OR - Health_New_Food Preparation_Natural Gas_Griddle_A_Technical Potential | F5 | Commercial | OR - Health | New | Food Preparation | Natural Gas | Griddle | A | Standalone Impact on Baseline Summer Peak (%) | Technical Potential | 0 | 0 | 0 | 0 | 0 | 0 | 0 | 0 | 0 | 0 | 0 | 0 | 0 | 0 | 0 | 0 | 0 | 0 | 0 | 0 | 0 | 0 | 0 | 0 | 0 | 0 | 0
F6_Commercial_OR - Health_New_Food Preparation_Natural Gas_Griddle_A_Technical Potential | F6 | Commercial | OR - Health | New | Food Preparation | Natural Gas | Griddle | A | Standalone Impact on Baseline Winter Peak (%) | Technical Potential | 0 | 0 | 0 | 0 | 0 | 0 | 0 | 0 | 0 | 0 | 0 | 0 | 0 | 0 | 0 | 0 | 0 | 0 | 0 | 0 | 0 | 0 | 0 | 0 | 0 | 0 | 0
F7_Commercial_OR - Health_New_Food Preparation_Natural Gas_Griddle_A_Technical Potential | F7 | Commercial | OR - Health | New | Food Preparation | Natural Gas | Griddle | A | Incremental Energy Savings (MWh or mTherms) | Technical Potential | 0 | 0 | 0 | 0 | 0 | 0 | 0 | 0 | 0 | 0 | 0 | 0 | 0 | 0 | 0 | 0 | 0 | 0 | 0 | 0 | 0 | 0 | 0 | 0 | 0 | 0 | 0
F8_Commercial_OR - Health_New_Food Preparation_Natural Gas_Griddle_A_Technical Potential | F8 | Commercial | OR - Health | New | Food Preparation | Natural Gas | Griddle | A | Incremental Summer Peak Savings (MW) | Technical Potential | 0 | 0 | 0 | 0 | 0 | 0 | 0 | 0 | 0 | 0 | 0 | 0 | 0 | 0 | 0 | 0 | 0 | 0 | 0 | 0 | 0 | 0 | 0 | 0 | 0 | 0 | 0
F9_Commercial_OR - Health_New_Food Preparation_Natural Gas_Griddle_A_Technical Potential | F9 | Commercial | OR - Health | New | Food Preparation | Natural Gas | Griddle | A | Incremental Winter Peak Savings (MW) | Technical Potential | 0 | 0 | 0 | 0 | 0 | 0 | 0 | 0 | 0 | 0 | 0 | 0 | 0 | 0 | 0 | 0 | 0 | 0 | 0 | 0 | 0 | 0 | 0 | 0 | 0 | 0 | 0
F10_Commercial_OR - Health_New_Food Preparation_Natural Gas_Griddle_A_Technical Potential | F10 | Commercial | OR - Health | New | Food Preparation | Natural Gas | Griddle | A | Cumulative Energy Savings (MWh or mTherms) | Technical Potential | 0 | 0 | 0 | 0 | 0 | 0 | 0 | 0 | 0 | 0 | 0 | 0 | 0 | 0 | 0 | 0 | 0 | 0 | 0 | 0 | 0 | 0 | 0 | 0 | 0 | 0 | 0
F11_Commercial_OR - Health_New_Food Preparation_Natural Gas_Griddle_A_Technical Potential | F11 | Commercial | OR - Health | New | Food Preparation | Natural Gas | Griddle | A | Cumulative Summer Peak Savings (MW) | Technical Potential | 0 | 0 | 0 | 0 | 0 | 0 | 0 | 0 | 0 | 0 | 0 | 0 | 0 | 0 | 0 | 0 | 0 | 0 | 0 | 0 | 0 | 0 | 0 | 0 | 0 | 0 | 0
F12_Commercial_OR - Health_New_Food Preparation_Natural Gas_Griddle_A_Technical Potential | F12 | Commercial | OR - Health | New | Food Preparation | Natural Gas | Griddle | A | Cumulative Winter Peak Savings (MW) | Technical Potential | 0 | 0 | 0 | 0 | 0 | 0 | 0 | 0 | 0 | 0 | 0 | 0 | 0 | 0 | 0 | 0 | 0 | 0 | 0 | 0 | 0 | 0 | 0 | 0 | 0 | 0 | 0
F13_Commercial_OR - Health_New_Food Preparation_Natural Gas_Griddle_A_Technical Potential | F13 | Commercial | OR - Health | New | Food Preparation | Natural Gas | Griddle | A | Purchases (Incremental) | Technical Potential | 0 | 0 | 0 | 0 | 0 | 0 | 0 | 0 | 0 | 0 | 0 | 0 | 0 | 0 | 0 | 0 | 0 | 0 | 0 | 0 | 0 | 0 | 0 | 0 | 0 | 0 | 0
F14_Commercial_OR - Health_New_Food Preparation_Natural Gas_Griddle_A_Technical Potential | F14 | Commercial | OR - Health | New | Food Preparation | Natural Gas | Griddle | A | Purchases (Cumulative) | Technical Potential | 0 | 0 | 0 | 0 | 0 | 0 | 0 | 0 | 0 | 0 | 0 | 0 | 0 | 0 | 0 | 0 | 0 | 0 | 0 | 0 | 0 | 0 | 0 | 0 | 0 | 0 | 0
F1_Commercial_OR - Health_New_Food Preparation_Natural Gas_Range_A_Technical Potential | F1 | Commercial | OR - Health | New | Food Preparation | Natural Gas | Range | A | Original Unit Energy Savings (kWh or therms) | Technical Potential | 0 | 0 | 0 | 0 | 0 | 0 | 0 | 0 | 0 | 0 | 0 | 0 | 0 | 0 | 0 | 0 | 0 | 0 | 0 | 0 | 0 | 0 | 0 | 0 | 0 | 0 | 0
F2_Commercial_OR - Health_New_Food Preparation_Natural Gas_Range_A_Technical Potential | F2 | Commercial | OR - Health | New | Food Preparation | Natural Gas | Range | A | Original Unit Summer Peak Savings (kW) | Technical Potential | 0 | 0 | 0 | 0 | 0 | 0 | 0 | 0 | 0 | 0 | 0 | 0 | 0 | 0 | 0 | 0 | 0 | 0 | 0 | 0 | 0 | 0 | 0 | 0 | 0 | 0 | 0
F3_Commercial_OR - Health_New_Food Preparation_Natural Gas_Range_A_Technical Potential | F3 | Commercial | OR - Health | New | Food Preparation | Natural Gas | Range | A | Original Unit Winter Peak Savings (kW) | Technical Potential | 0 | 0 | 0 | 0 | 0 | 0 | 0 | 0 | 0 | 0 | 0 | 0 | 0 | 0 | 0 | 0 | 0 | 0 | 0 | 0 | 0 | 0 | 0 | 0 | 0 | 0 | 0
F4_Commercial_OR - Health_New_Food Preparation_Natural Gas_Range_A_Technical Potential | F4 | Commercial | OR - Health | New | Food Preparation | Natural Gas | Range | A | Standalone Impact on Baseline Energy (%) | Technical Potential | 0 | 0 | 0 | 0 | 0 | 0 | 0 | 0 | 0 | 0 | 0 | 0 | 0 | 0 | 0 | 0 | 0 | 0 | 0 | 0 | 0 | 0 | 0 | 0 | 0 | 0 | 0
F5_Commercial_OR - Health_New_Food Preparation_Natural Gas_Range_A_Technical Potential | F5 | Commercial | OR - Health | New | Food Preparation | Natural Gas | Range | A | Standalone Impact on Baseline Summer Peak (%) | Technical Potential | 0 | 0 | 0 | 0 | 0 | 0 | 0 | 0 | 0 | 0 | 0 | 0 | 0 | 0 | 0 | 0 | 0 | 0 | 0 | 0 | 0 | 0 | 0 | 0 | 0 | 0 | 0
F6_Commercial_OR - Health_New_Food Preparation_Natural Gas_Range_A_Technical Potential | F6 | Commercial | OR - Health | New | Food Preparation | Natural Gas | Range | A | Standalone Impact on Baseline Winter Peak (%) | Technical Potential | 0 | 0 | 0 | 0 | 0 | 0 | 0 | 0 | 0 | 0 | 0 | 0 | 0 | 0 | 0 | 0 | 0 | 0 | 0 | 0 | 0 | 0 | 0 | 0 | 0 | 0 | 0
F7_Commercial_OR - Health_New_Food Preparation_Natural Gas_Range_A_Technical Potential | F7 | Commercial | OR - Health | New | Food Preparation | Natural Gas | Range | A | Incremental Energy Savings (MWh or mTherms) | Technical Potential | 0 | 0 | 0 | 0 | 0 | 0 | 0 | 0 | 0 | 0 | 0 | 0 | 0 | 0 | 0 | 0 | 0 | 0 | 0 | 0 | 0 | 0 | 0 | 0 | 0 | 0 | 0
F8_Commercial_OR - Health_New_Food Preparation_Natural Gas_Range_A_Technical Potential | F8 | Commercial | OR - Health | New | Food Preparation | Natural Gas | Range | A | Incremental Summer Peak Savings (MW) | Technical Potential | 0 | 0 | 0 | 0 | 0 | 0 | 0 | 0 | 0 | 0 | 0 | 0 | 0 | 0 | 0 | 0 | 0 | 0 | 0 | 0 | 0 | 0 | 0 | 0 | 0 | 0 | 0
F9_Commercial_OR - Health_New_Food Preparation_Natural Gas_Range_A_Technical Potential | F9 | Commercial | OR - Health | New | Food Preparation | Natural Gas | Range | A | Incremental Winter Peak Savings (MW) | Technical Potential | 0 | 0 | 0 | 0 | 0 | 0 | 0 | 0 | 0 | 0 | 0 | 0 | 0 | 0 | 0 | 0 | 0 | 0 | 0 | 0 | 0 | 0 | 0 | 0 | 0 | 0 | 0
F10_Commercial_OR - Health_New_Food Preparation_Natural Gas_Range_A_Technical Potential | F10 | Commercial | OR - Health | New | Food Preparation | Natural Gas | Range | A | Cumulative Energy Savings (MWh or mTherms) | Technical Potential | 0 | 0 | 0 | 0 | 0 | 0 | 0 | 0 | 0 | 0 | 0 | 0 | 0 | 0 | 0 | 0 | 0 | 0 | 0 | 0 | 0 | 0 | 0 | 0 | 0 | 0 | 0
F11_Commercial_OR - Health_New_Food Preparation_Natural Gas_Range_A_Technical Potential | F11 | Commercial | OR - Health | New | Food Preparation | Natural Gas | Range | A | Cumulative Summer Peak Savings (MW) | Technical Potential | 0 | 0 | 0 | 0 | 0 | 0 | 0 | 0 | 0 | 0 | 0 | 0 | 0 | 0 | 0 | 0 | 0 | 0 | 0 | 0 | 0 | 0 | 0 | 0 | 0 | 0 | 0
F12_Commercial_OR - Health_New_Food Preparation_Natural Gas_Range_A_Technical Potential | F12 | Commercial | OR - Health | New | Food Preparation | Natural Gas | Range | A | Cumulative Winter Peak Savings (MW) | Technical Potential | 0 | 0 | 0 | 0 | 0 | 0 | 0 | 0 | 0 | 0 | 0 | 0 | 0 | 0 | 0 | 0 | 0 | 0 | 0 | 0 | 0 | 0 | 0 | 0 | 0 | 0 | 0
F13_Commercial_OR - Health_New_Food Preparation_Natural Gas_Range_A_Technical Potential | F13 | Commercial | OR - Health | New | Food Preparation | Natural Gas | Range | A | Purchases (Incremental) | Technical Potential | 0 | 0 | 0 | 0 | 0 | 0 | 0 | 0 | 0 | 0 | 0 | 0 | 0 | 0 | 0 | 0 | 0 | 0 | 0 | 0 | 0 | 0 | 0 | 0 | 0 | 0 | 0
F14_Commercial_OR - Health_New_Food Preparation_Natural Gas_Range_A_Technical Potential | F14 | Commercial | OR - Health | New | Food Preparation | Natural Gas | Range | A | Purchases (Cumulative) | Technical Potential | 0 | 0 | 0 | 0 | 0 | 0 | 0 | 0 | 0 | 0 | 0 | 0 | 0 | 0 | 0 | 0 | 0 | 0 | 0 | 0 | 0 | 0 | 0 | 0 | 0 | 0 | 0
F1_Commercial_OR - Health_New_Food Preparation_Natural Gas_Steamer_A_Technical Potential | F1 | Commercial | OR - Health | New | Food Preparation | Natural Gas | Steamer | A | Original Unit Energy Savings (kWh or therms) | Technical Potential | 0 | 0 | 0 | 0 | 0 | 0 | 0 | 0 | 0 | 0 | 0 | 0 | 0 | 0 | 0 | 0 | 0 | 0 | 0 | 0 | 0 | 0 | 0 | 0 | 0 | 0 | 0
F2_Commercial_OR - Health_New_Food Preparation_Natural Gas_Steamer_A_Technical Potential | F2 | Commercial | OR - Health | New | Food Preparation | Natural Gas | Steamer | A | Original Unit Summer Peak Savings (kW) | Technical Potential | 0 | 0 | 0 | 0 | 0 | 0 | 0 | 0 | 0 | 0 | 0 | 0 | 0 | 0 | 0 | 0 | 0 | 0 | 0 | 0 | 0 | 0 | 0 | 0 | 0 | 0 | 0
F3_Commercial_OR - Health_New_Food Preparation_Natural Gas_Steamer_A_Technical Potential | F3 | Commercial | OR - Health | New | Food Preparation | Natural Gas | Steamer | A | Original Unit Winter Peak Savings (kW) | Technical Potential | 0 | 0 | 0 | 0 | 0 | 0 | 0 | 0 | 0 | 0 | 0 | 0 | 0 | 0 | 0 | 0 | 0 | 0 | 0 | 0 | 0 | 0 | 0 | 0 | 0 | 0 | 0
F4_Commercial_OR - Health_New_Food Preparation_Natural Gas_Steamer_A_Technical Potential | F4 | Commercial | OR - Health | New | Food Preparation | Natural Gas | Steamer | A | Standalone Impact on Baseline Energy (%) | Technical Potential | 0 | 0 | 0 | 0 | 0 | 0 | 0 | 0 | 0 | 0 | 0 | 0 | 0 | 0 | 0 | 0 | 0 | 0 | 0 | 0 | 0 | 0 | 0 | 0 | 0 | 0 | 0
F5_Commercial_OR - Health_New_Food Preparation_Natural Gas_Steamer_A_Technical Potential | F5 | Commercial | OR - Health | New | Food Preparation | Natural Gas | Steamer | A | Standalone Impact on Baseline Summer Peak (%) | Technical Potential | 0 | 0 | 0 | 0 | 0 | 0 | 0 | 0 | 0 | 0 | 0 | 0 | 0 | 0 | 0 | 0 | 0 | 0 | 0 | 0 | 0 | 0 | 0 | 0 | 0 | 0 | 0
F6_Commercial_OR - Health_New_Food Preparation_Natural Gas_Steamer_A_Technical Potential | F6 | Commercial | OR - Health | New | Food Preparation | Natural Gas | Steamer | A | Standalone Impact on Baseline Winter Peak (%) | Technical Potential | 0 | 0 | 0 | 0 | 0 | 0 | 0 | 0 | 0 | 0 | 0 | 0 | 0 | 0 | 0 | 0 | 0 | 0 | 0 | 0 | 0 | 0 | 0 | 0 | 0 | 0 | 0
F7_Commercial_OR - Health_New_Food Preparation_Natural Gas_Steamer_A_Technical Potential | F7 | Commercial | OR - Health | New | Food Preparation | Natural Gas | Steamer | A | Incremental Energy Savings (MWh or mTherms) | Technical Potential | 0 | 0 | 0 | 0 | 0 | 0 | 0 | 0 | 0 | 0 | 0 | 0 | 0 | 0 | 0 | 0 | 0 | 0 | 0 | 0 | 0 | 0 | 0 | 0 | 0 | 0 | 0
F8_Commercial_OR - Health_New_Food Preparation_Natural Gas_Steamer_A_Technical Potential | F8 | Commercial | OR - Health | New | Food Preparation | Natural Gas | Steamer | A | Incremental Summer Peak Savings (MW) | Technical Potential | 0 | 0 | 0 | 0 | 0 | 0 | 0 | 0 | 0 | 0 | 0 | 0 | 0 | 0 | 0 | 0 | 0 | 0 | 0 | 0 | 0 | 0 | 0 | 0 | 0 | 0 | 0
F9_Commercial_OR - Health_New_Food Preparation_Natural Gas_Steamer_A_Technical Potential | F9 | Commercial | OR - Health | New | Food Preparation | Natural Gas | Steamer | A | Incremental Winter Peak Savings (MW) | Technical Potential | 0 | 0 | 0 | 0 | 0 | 0 | 0 | 0 | 0 | 0 | 0 | 0 | 0 | 0 | 0 | 0 | 0 | 0 | 0 | 0 | 0 | 0 | 0 | 0 | 0 | 0 | 0
F10_Commercial_OR - Health_New_Food Preparation_Natural Gas_Steamer_A_Technical Potential | F10 | Commercial | OR - Health | New | Food Preparation | Natural Gas | Steamer | A | Cumulative Energy Savings (MWh or mTherms) | Technical Potential | 0 | 0 | 0 | 0 | 0 | 0 | 0 | 0 | 0 | 0 | 0 | 0 | 0 | 0 | 0 | 0 | 0 | 0 | 0 | 0 | 0 | 0 | 0 | 0 | 0 | 0 | 0
F11_Commercial_OR - Health_New_Food Preparation_Natural Gas_Steamer_A_Technical Potential | F11 | Commercial | OR - Health | New | Food Preparation | Natural Gas | Steamer | A | Cumulative Summer Peak Savings (MW) | Technical Potential | 0 | 0 | 0 | 0 | 0 | 0 | 0 | 0 | 0 | 0 | 0 | 0 | 0 | 0 | 0 | 0 | 0 | 0 | 0 | 0 | 0 | 0 | 0 | 0 | 0 | 0 | 0
F12_Commercial_OR - Health_New_Food Preparation_Natural Gas_Steamer_A_Technical Potential | F12 | Commercial | OR - Health | New | Food Preparation | Natural Gas | Steamer | A | Cumulative Winter Peak Savings (MW) | Technical Potential | 0 | 0 | 0 | 0 | 0 | 0 | 0 | 0 | 0 | 0 | 0 | 0 | 0 | 0 | 0 | 0 | 0 | 0 | 0 | 0 | 0 | 0 | 0 | 0 | 0 | 0 | 0
F13_Commercial_OR - Health_New_Food Preparation_Natural Gas_Steamer_A_Technical Potential | F13 | Commercial | OR - Health | New | Food Preparation | Natural Gas | Steamer | A | Purchases (Incremental) | Technical Potential | 0 | 0 | 0 | 0 | 0 | 0 | 0 | 0 | 0 | 0 | 0 | 0 | 0 | 0 | 0 | 0 | 0 | 0 | 0 | 0 | 0 | 0 | 0 | 0 | 0 | 0 | 0
F14_Commercial_OR - Health_New_Food Preparation_Natural Gas_Steamer_A_Technical Potential | F14 | Commercial | OR - Health | New | Food Preparation | Natural Gas | Steamer | A | Purchases (Cumulative) | Technical Potential | 0 | 0 | 0 | 0 | 0 | 0 | 0 | 0 | 0 | 0 | 0 | 0 | 0 | 0 | 0 | 0 | 0 | 0 | 0 | 0 | 0 | 0 | 0 | 0 | 0 | 0 | 0
F1_Commercial_OR - Health_New_Food Preparation_Natural Gas_Commercial Food Prep Other_A_Technical Potential | F1 | Commercial | OR - Health | New | Food Preparation | Natural Gas | Commercial Food Prep Other | A | Original Unit Energy Savings (kWh or therms) | Technical Potential | 0 | 0 | 0 | 0 | 0 | 0 | 0 | 0 | 0 | 0 | 0 | 0 | 0 | 0 | 0 | 0 | 0 | 0 | 0 | 0 | 0 | 0 | 0 | 0 | 0 | 0 | 0
F2_Commercial_OR - Health_New_Food Preparation_Natural Gas_Commercial Food Prep Other_A_Technical Potential | F2 | Commercial | OR - Health | New | Food Preparation | Natural Gas | Commercial Food Prep Other | A | Original Unit Summer Peak Savings (kW) | Technical Potential | 0 | 0 | 0 | 0 | 0 | 0 | 0 | 0 | 0 | 0 | 0 | 0 | 0 | 0 | 0 | 0 | 0 | 0 | 0 | 0 | 0 | 0 | 0 | 0 | 0 | 0 | 0
F3_Commercial_OR - Health_New_Food Preparation_Natural Gas_Commercial Food Prep Other_A_Technical Potential | F3 | Commercial | OR - Health | New | Food Preparation | Natural Gas | Commercial Food Prep Other | A | Original Unit Winter Peak Savings (kW) | Technical Potential | 0 | 0 | 0 | 0 | 0 | 0 | 0 | 0 | 0 | 0 | 0 | 0 | 0 | 0 | 0 | 0 | 0 | 0 | 0 | 0 | 0 | 0 | 0 | 0 | 0 | 0 | 0
F4_Commercial_OR - Health_New_Food Preparation_Natural Gas_Commercial Food Prep Other_A_Technical Potential | F4 | Commercial | OR - Health | New | Food Preparation | Natural Gas | Commercial Food Prep Other | A | Standalone Impact on Baseline Energy (%) | Technical Potential | 0 | 0 | 0 | 0 | 0 | 0 | 0 | 0 | 0 | 0 | 0 | 0 | 0 | 0 | 0 | 0 | 0 | 0 | 0 | 0 | 0 | 0 | 0 | 0 | 0 | 0 | 0
F5_Commercial_OR - Health_New_Food Preparation_Natural Gas_Commercial Food Prep Other_A_Technical Potential | F5 | Commercial | OR - Health | New | Food Preparation | Natural Gas | Commercial Food Prep Other | A | Standalone Impact on Baseline Summer Peak (%) | Technical Potential | 0 | 0 | 0 | 0 | 0 | 0 | 0 | 0 | 0 | 0 | 0 | 0 | 0 | 0 | 0 | 0 | 0 | 0 | 0 | 0 | 0 | 0 | 0 | 0 | 0 | 0 | 0
F6_Commercial_OR - Health_New_Food Preparation_Natural Gas_Commercial Food Prep Other_A_Technical Potential | F6 | Commercial | OR - Health | New | Food Preparation | Natural Gas | Commercial Food Prep Other | A | Standalone Impact on Baseline Winter Peak (%) | Technical Potential | 0 | 0 | 0 | 0 | 0 | 0 | 0 | 0 | 0 | 0 | 0 | 0 | 0 | 0 | 0 | 0 | 0 | 0 | 0 | 0 | 0 | 0 | 0 | 0 | 0 | 0 | 0
F7_Commercial_OR - Health_New_Food Preparation_Natural Gas_Commercial Food Prep Other_A_Technical Potential | F7 | Commercial | OR - Health | New | Food Preparation | Natural Gas | Commercial Food Prep Other | A | Incremental Energy Savings (MWh or mTherms) | Technical Potential | 0 | 0 | 0 | 0 | 0 | 0 | 0 | 0 | 0 | 0 | 0 | 0 | 0 | 0 | 0 | 0 | 0 | 0 | 0 | 0 | 0 | 0 | 0 | 0 | 0 | 0 | 0
F8_Commercial_OR - Health_New_Food Preparation_Natural Gas_Commercial Food Prep Other_A_Technical Potential | F8 | Commercial | OR - Health | New | Food Preparation | Natural Gas | Commercial Food Prep Other | A | Incremental Summer Peak Savings (MW) | Technical Potential | 0 | 0 | 0 | 0 | 0 | 0 | 0 | 0 | 0 | 0 | 0 | 0 | 0 | 0 | 0 | 0 | 0 | 0 | 0 | 0 | 0 | 0 | 0 | 0 | 0 | 0 | 0
F9_Commercial_OR - Health_New_Food Preparation_Natural Gas_Commercial Food Prep Other_A_Technical Potential | F9 | Commercial | OR - Health | New | Food Preparation | Natural Gas | Commercial Food Prep Other | A | Incremental Winter Peak Savings (MW) | Technical Potential | 0 | 0 | 0 | 0 | 0 | 0 | 0 | 0 | 0 | 0 | 0 | 0 | 0 | 0 | 0 | 0 | 0 | 0 | 0 | 0 | 0 | 0 | 0 | 0 | 0 | 0 | 0
F10_Commercial_OR - Health_New_Food Preparation_Natural Gas_Commercial Food Prep Other_A_Technical Potential | F10 | Commercial | OR - Health | New | Food Preparation | Natural Gas | Commercial Food Prep Other | A | Cumulative Energy Savings (MWh or mTherms) | Technical Potential | 0 | 0 | 0 | 0 | 0 | 0 | 0 | 0 | 0 | 0 | 0 | 0 | 0 | 0 | 0 | 0 | 0 | 0 | 0 | 0 | 0 | 0 | 0 | 0 | 0 | 0 | 0
F11_Commercial_OR - Health_New_Food Preparation_Natural Gas_Commercial Food Prep Other_A_Technical Potential | F11 | Commercial | OR - Health | New | Food Preparation | Natural Gas | Commercial Food Prep Other | A | Cumulative Summer Peak Savings (MW) | Technical Potential | 0 | 0 | 0 | 0 | 0 | 0 | 0 | 0 | 0 | 0 | 0 | 0 | 0 | 0 | 0 | 0 | 0 | 0 | 0 | 0 | 0 | 0 | 0 | 0 | 0 | 0 | 0
F12_Commercial_OR - Health_New_Food Preparation_Natural Gas_Commercial Food Prep Other_A_Technical Potential | F12 | Commercial | OR - Health | New | Food Preparation | Natural Gas | Commercial Food Prep Other | A | Cumulative Winter Peak Savings (MW) | Technical Potential | 0 | 0 | 0 | 0 | 0 | 0 | 0 | 0 | 0 | 0 | 0 | 0 | 0 | 0 | 0 | 0 | 0 | 0 | 0 | 0 | 0 | 0 | 0 | 0 | 0 | 0 | 0
F13_Commercial_OR - Health_New_Food Preparation_Natural Gas_Commercial Food Prep Other_A_Technical Potential | F13 | Commercial | OR - Health | New | Food Preparation | Natural Gas | Commercial Food Prep Other | A | Purchases (Incremental) | Technical Potential | 0 | 0 | 0 | 0 | 0 | 0 | 0 | 0 | 0 | 0 | 0 | 0 | 0 | 0 | 0 | 0 | 0 | 0 | 0 | 0 | 0 | 0 | 0 | 0 | 0 | 0 | 0
F14_Commercial_OR - Health_New_Food Preparation_Natural Gas_Commercial Food Prep Other_A_Technical Potential | F14 | Commercial | OR - Health | New | Food Preparation | Natural Gas | Commercial Food Prep Other | A | Purchases (Cumulative) | Technical Potential | 0 | 0 | 0 | 0 | 0 | 0 | 0 | 0 | 0 | 0 | 0 | 0 | 0 | 0 | 0 | 0 | 0 | 0 | 0 | 0 | 0 | 0 | 0 | 0 | 0 | 0 | 0
F1_Commercial_OR - Health_New_Miscellaneous_Natural Gas_Pool Heater_A_Technical Potential | F1 | Commercial | OR - Health | New | Miscellaneous | Natural Gas | Pool Heater | A | Original Unit Energy Savings (kWh or therms) | Technical Potential | 0 | 0 | 0 | 0 | 0 | 0 | 0 | 0 | 0 | 0 | 0 | 0 | 0 | 0 | 0 | 0 | 0 | 0 | 0 | 0 | 0 | 0 | 0 | 0 | 0 | 0 | 0
F2_Commercial_OR - Health_New_Miscellaneous_Natural Gas_Pool Heater_A_Technical Potential | F2 | Commercial | OR - Health | New | Miscellaneous | Natural Gas | Pool Heater | A | Original Unit Summer Peak Savings (kW) | Technical Potential | 0 | 0 | 0 | 0 | 0 | 0 | 0 | 0 | 0 | 0 | 0 | 0 | 0 | 0 | 0 | 0 | 0 | 0 | 0 | 0 | 0 | 0 | 0 | 0 | 0 | 0 | 0
F3_Commercial_OR - Health_New_Miscellaneous_Natural Gas_Pool Heater_A_Technical Potential | F3 | Commercial | OR - Health | New | Miscellaneous | Natural Gas | Pool Heater | A | Original Unit Winter Peak Savings (kW) | Technical Potential | 0 | 0 | 0 | 0 | 0 | 0 | 0 | 0 | 0 | 0 | 0 | 0 | 0 | 0 | 0 | 0 | 0 | 0 | 0 | 0 | 0 | 0 | 0 | 0 | 0 | 0 | 0
F4_Commercial_OR - Health_New_Miscellaneous_Natural Gas_Pool Heater_A_Technical Potential | F4 | Commercial | OR - Health | New | Miscellaneous | Natural Gas | Pool Heater | A | Standalone Impact on Baseline Energy (%) | Technical Potential | 0 | 0 | 0 | 0 | 0 | 0 | 0 | 0 | 0 | 0 | 0 | 0 | 0 | 0 | 0 | 0 | 0 | 0 | 0 | 0 | 0 | 0 | 0 | 0 | 0 | 0 | 0
F5_Commercial_OR - Health_New_Miscellaneous_Natural Gas_Pool Heater_A_Technical Potential | F5 | Commercial | OR - Health | New | Miscellaneous | Natural Gas | Pool Heater | A | Standalone Impact on Baseline Summer Peak (%) | Technical Potential | 0 | 0 | 0 | 0 | 0 | 0 | 0 | 0 | 0 | 0 | 0 | 0 | 0 | 0 | 0 | 0 | 0 | 0 | 0 | 0 | 0 | 0 | 0 | 0 | 0 | 0 | 0
F6_Commercial_OR - Health_New_Miscellaneous_Natural Gas_Pool Heater_A_Technical Potential | F6 | Commercial | OR - Health | New | Miscellaneous | Natural Gas | Pool Heater | A | Standalone Impact on Baseline Winter Peak (%) | Technical Potential | 0 | 0 | 0 | 0 | 0 | 0 | 0 | 0 | 0 | 0 | 0 | 0 | 0 | 0 | 0 | 0 | 0 | 0 | 0 | 0 | 0 | 0 | 0 | 0 | 0 | 0 | 0
F7_Commercial_OR - Health_New_Miscellaneous_Natural Gas_Pool Heater_A_Technical Potential | F7 | Commercial | OR - Health | New | Miscellaneous | Natural Gas | Pool Heater | A | Incremental Energy Savings (MWh or mTherms) | Technical Potential | 0 | 0 | 0 | 0 | 0 | 0 | 0 | 0 | 0 | 0 | 0 | 0 | 0 | 0 | 0 | 0 | 0 | 0 | 0 | 0 | 0 | 0 | 0 | 0 | 0 | 0 | 0
F8_Commercial_OR - Health_New_Miscellaneous_Natural Gas_Pool Heater_A_Technical Potential | F8 | Commercial | OR - Health | New | Miscellaneous | Natural Gas | Pool Heater | A | Incremental Summer Peak Savings (MW) | Technical Potential | 0 | 0 | 0 | 0 | 0 | 0 | 0 | 0 | 0 | 0 | 0 | 0 | 0 | 0 | 0 | 0 | 0 | 0 | 0 | 0 | 0 | 0 | 0 | 0 | 0 | 0 | 0
F9_Commercial_OR - Health_New_Miscellaneous_Natural Gas_Pool Heater_A_Technical Potential | F9 | Commercial | OR - Health | New | Miscellaneous | Natural Gas | Pool Heater | A | Incremental Winter Peak Savings (MW) | Technical Potential | 0 | 0 | 0 | 0 | 0 | 0 | 0 | 0 | 0 | 0 | 0 | 0 | 0 | 0 | 0 | 0 | 0 | 0 | 0 | 0 | 0 | 0 | 0 | 0 | 0 | 0 | 0
F10_Commercial_OR - Health_New_Miscellaneous_Natural Gas_Pool Heater_A_Technical Potential | F10 | Commercial | OR - Health | New | Miscellaneous | Natural Gas | Pool Heater | A | Cumulative Energy Savings (MWh or mTherms) | Technical Potential | 0 | 0 | 0 | 0 | 0 | 0 | 0 | 0 | 0 | 0 | 0 | 0 | 0 | 0 | 0 | 0 | 0 | 0 | 0 | 0 | 0 | 0 | 0 | 0 | 0 | 0 | 0
F11_Commercial_OR - Health_New_Miscellaneous_Natural Gas_Pool Heater_A_Technical Potential | F11 | Commercial | OR - Health | New | Miscellaneous | Natural Gas | Pool Heater | A | Cumulative Summer Peak Savings (MW) | Technical Potential | 0 | 0 | 0 | 0 | 0 | 0 | 0 | 0 | 0 | 0 | 0 | 0 | 0 | 0 | 0 | 0 | 0 | 0 | 0 | 0 | 0 | 0 | 0 | 0 | 0 | 0 | 0
F12_Commercial_OR - Health_New_Miscellaneous_Natural Gas_Pool Heater_A_Technical Potential | F12 | Commercial | OR - Health | New | Miscellaneous | Natural Gas | Pool Heater | A | Cumulative Winter Peak Savings (MW) | Technical Potential | 0 | 0 | 0 | 0 | 0 | 0 | 0 | 0 | 0 | 0 | 0 | 0 | 0 | 0 | 0 | 0 | 0 | 0 | 0 | 0 | 0 | 0 | 0 | 0 | 0 | 0 | 0
F13_Commercial_OR - Health_New_Miscellaneous_Natural Gas_Pool Heater_A_Technical Potential | F13 | Commercial | OR - Health | New | Miscellaneous | Natural Gas | Pool Heater | A | Purchases (Incremental) | Technical Potential | 0 | 0 | 0 | 0 | 0 | 0 | 0 | 0 | 0 | 0 | 0 | 0 | 0 | 0 | 0 | 0 | 0 | 0 | 0 | 0 | 0 | 0 | 0 | 0 | 0 | 0 | 0
F14_Commercial_OR - Health_New_Miscellaneous_Natural Gas_Pool Heater_A_Technical Potential | F14 | Commercial | OR - Health | New | Miscellaneous | Natural Gas | Pool Heater | A | Purchases (Cumulative) | Technical Potential | 0 | 0 | 0 | 0 | 0 | 0 | 0 | 0 | 0 | 0 | 0 | 0 | 0 | 0 | 0 | 0 | 0 | 0 | 0 | 0 | 0 | 0 | 0 | 0 | 0 | 0 | 0
F1_Commercial_OR - Miscellaneous_Existing_Space Heating_Natural Gas_Furnace_A_Technical Potential | F1 | Commercial | OR - Miscellaneous | Existing | Space Heating | Natural Gas | Furnace | A | Original Unit Energy Savings (kWh or therms) | Technical Potential | 0 | 638.6601 | 636.1836 | 212.0612 | 212.0612 | 212.0612 | 212.0612 | 212.0612 | 212.0612 | 212.0612 | 212.0612 | 212.0612 | 212.0612 | 212.0612 | 212.0612 | 212.0612 | 212.0612 | 212.0612 | 212.0612 | 212.0612 | 212.0612 | 212.0612 | 212.0612 | 212.0612 | 212.0612 | 212.0612 | 212.0612
F2_Commercial_OR - Miscellaneous_Existing_Space Heating_Natural Gas_Furnace_A_Technical Potential | F2 | Commercial | OR - Miscellaneous | Existing | Space Heating | Natural Gas | Furnace | A | Original Unit Summer Peak Savings (kW) | Technical Potential | 0 | 0 | 0 | 0 | 0 | 0 | 0 | 0 | 0 | 0 | 0 | 0 | 0 | 0 | 0 | 0 | 0 | 0 | 0 | 0 | 0 | 0 | 0 | 0 | 0 | 0 | 0
F3_Commercial_OR - Miscellaneous_Existing_Space Heating_Natural Gas_Furnace_A_Technical Potential | F3 | Commercial | OR - Miscellaneous | Existing | Space Heating | Natural Gas | Furnace | A | Original Unit Winter Peak Savings (kW) | Technical Potential | 0 | 0 | 0 | 0 | 0 | 0 | 0 | 0 | 0 | 0 | 0 | 0 | 0 | 0 | 0 | 0 | 0 | 0 | 0 | 0 | 0 | 0 | 0 | 0 | 0 | 0 | 0
F4_Commercial_OR - Miscellaneous_Existing_Space Heating_Natural Gas_Furnace_A_Technical Potential | F4 | Commercial | OR - Miscellaneous | Existing | Space Heating | Natural Gas | Furnace | A | Standalone Impact on Baseline Energy (%) | Technical Potential | 0 | 0 | 0.0012017 | 0.00085804 | 0.0013767 | 0.0019604 | 0.0026132 | 0.0033387 | 0.0041406 | 0.0050223 | 0.0059792 | 0.0070069 | 0.0081015 | 0.0092592 | 0.010477 | 0.01175 | 0.013077 | 0.014455 | 0.01588 | 0.017235 | 0.018529 | 0.019769 | 0.020962 | 0.022117 | 0.023242 | 0.023912 | 0.024504
F5_Commercial_OR - Miscellaneous_Existing_Space Heating_Natural Gas_Furnace_A_Technical Potential | F5 | Commercial | OR - Miscellaneous | Existing | Space Heating | Natural Gas | Furnace | A | Standalone Impact on Baseline Summer Peak (%) | Technical Potential | 0 | 0 | 0 | 0 | 0 | 0 | 0 | 0 | 0 | 0 | 0 | 0 | 0 | 0 | 0 | 0 | 0 | 0 | 0 | 0 | 0 | 0 | 0 | 0 | 0 | 0 | 0
F6_Commercial_OR - Miscellaneous_Existing_Space Heating_Natural Gas_Furnace_A_Technical Potential | F6 | Commercial | OR - Miscellaneous | Existing | Space Heating | Natural Gas | Furnace | A | Standalone Impact on Baseline Winter Peak (%) | Technical Potential | 0 | 0 | 0 | 0 | 0 | 0 | 0 | 0 | 0 | 0 | 0 | 0 | 0 | 0 | 0 | 0 | 0 | 0 | 0 | 0 | 0 | 0 | 0 | 0 | 0 | 0 | 0
F7_Commercial_OR - Miscellaneous_Existing_Space Heating_Natural Gas_Furnace_A_Technical Potential | F7 | Commercial | OR - Miscellaneous | Existing | Space Heating | Natural Gas | Furnace | A | Incremental Energy Savings (MWh or mTherms) | Technical Potential | 0 | 0 | 0.17276 | 0.06545 | 0.073824 | 0.082671 | 0.091955 | 0.10164 | 0.1117 | 0.1221 | 0.13171 | 0.14057 | 0.14875 | 0.15631 | 0.16328 | 0.16971 | 0.17566 | 0.18114 | 0.1862 | 0.17575 | 0.16666 | 0.15887 | 0.15233 | 0.14697 | 0.14274 | 0.081989 | 0.071984
F8_Commercial_OR - Miscellaneous_Existing_Space Heating_Natural Gas_Furnace_A_Technical Potential | F8 | Commercial | OR - Miscellaneous | Existing | Space Heating | Natural Gas | Furnace | A | Incremental Summer Peak Savings (MW) | Technical Potential | 0 | 0 | 0 | 0 | 0 | 0 | 0 | 0 | 0 | 0 | 0 | 0 | 0 | 0 | 0 | 0 | 0 | 0 | 0 | 0 | 0 | 0 | 0 | 0 | 0 | 0 | 0
F9_Commercial_OR - Miscellaneous_Existing_Space Heating_Natural Gas_Furnace_A_Technical Potential | F9 | Commercial | OR - Miscellaneous | Existing | Space Heating | Natural Gas | Furnace | A | Incremental Winter Peak Savings (MW) | Technical Potential | 0 | 0 | 0 | 0 | 0 | 0 | 0 | 0 | 0 | 0 | 0 | 0 | 0 | 0 | 0 | 0 | 0 | 0 | 0 | 0 | 0 | 0 | 0 | 0 | 0 | 0 | 0
F10_Commercial_OR - Miscellaneous_Existing_Space Heating_Natural Gas_Furnace_A_Technical Potential | F10 | Commercial | OR - Miscellaneous | Existing | Space Heating | Natural Gas | Furnace | A | Cumulative Energy Savings (MWh or mTherms) | Technical Potential | 0 | 0 | 0.17276 | 0.12304 | 0.19686 | 0.27953 | 0.37149 | 0.47313 | 0.58483 | 0.70694 | 0.83864 | 0.97922 | 1.128 | 1.2843 | 1.4476 | 1.6173 | 1.7929 | 1.9741 | 2.1603 | 2.336 | 2.5027 | 2.6615 | 2.8139 | 2.9608 | 3.1036 | 3.1856 | 3.2575
F11_Commercial_OR - Miscellaneous_Existing_Space Heating_Natural Gas_Furnace_A_Technical Potential | F11 | Commercial | OR - Miscellaneous | Existing | Space Heating | Natural Gas | Furnace | A | Cumulative Summer Peak Savings (MW) | Technical Potential | 0 | 0 | 0 | 0 | 0 | 0 | 0 | 0 | 0 | 0 | 0 | 0 | 0 | 0 | 0 | 0 | 0 | 0 | 0 | 0 | 0 | 0 | 0 | 0 | 0 | 0 | 0
F12_Commercial_OR - Miscellaneous_Existing_Space Heating_Natural Gas_Furnace_A_Technical Potential | F12 | Commercial | OR - Miscellaneous | Existing | Space Heating | Natural Gas | Furnace | A | Cumulative Winter Peak Savings (MW) | Technical Potential | 0 | 0 | 0 | 0 | 0 | 0 | 0 | 0 | 0 | 0 | 0 | 0 | 0 | 0 | 0 | 0 | 0 | 0 | 0 | 0 | 0 | 0 | 0 | 0 | 0 | 0 | 0
F13_Commercial_OR - Miscellaneous_Existing_Space Heating_Natural Gas_Furnace_A_Technical Potential | F13 | Commercial | OR - Miscellaneous | Existing | Space Heating | Natural Gas | Furnace | A | Purchases (Incremental) | Technical Potential | 0 | 0 | 0.27156 | 0.30864 | 0.34812 | 0.38984 | 0.43362 | 0.47931 | 0.52674 | 0.5758 | 0.62108 | 0.66288 | 0.70147 | 0.73708 | 0.76996 | 0.80031 | 0.82832 | 0.85418 | 0.87805 | 0.82875 | 0.78589 | 0.74918 | 0.71833 | 0.69306 | 0.6731 | 0.38663 | 0.33945
F14_Commercial_OR - Miscellaneous_Existing_Space Heating_Natural Gas_Furnace_A_Technical Potential | F14 | Commercial | OR - Miscellaneous | Existing | Space Heating | Natural Gas | Furnace | A | Purchases (Cumulative) | Technical Potential | 0 | 0 | 0.27156 | 0.5802 | 0.92832 | 1.3182 | 1.7518 | 2.2311 | 2.7578 | 3.3336 | 3.9547 | 4.6176 | 5.3191 | 6.0562 | 6.8261 | 7.6264 | 8.4548 | 9.3089 | 10.187 | 11.0157 | 11.8016 | 12.5508 | 13.2691 | 13.9622 | 14.6353 | 15.0219 | 15.3614
F1_Commercial_OR - Miscellaneous_Existing_Space Heating_Natural Gas_Boiler_A_Technical Potential | F1 | Commercial | OR - Miscellaneous | Existing | Space Heating | Natural Gas | Boiler | A | Original Unit Energy Savings (kWh or therms) | Technical Potential | 0 | 4981.1542 | 4961.8388 | 4961.8388 | 4961.8388 | 4961.8388 | 4961.8388 | 4961.8388 | 4961.8388 | 4961.8388 | 4961.8388 | 4961.8388 | 4961.8388 | 4961.8388 | 4961.8388 | 4961.8388 | 4961.8388 | 4961.8388 | 4961.8388 | 4961.8388 | 4961.8388 | 4961.8388 | 4961.8388 | 4961.8388 | 4961.8388 | 4961.8388 | 4961.8388
F2_Commercial_OR - Miscellaneous_Existing_Space Heating_Natural Gas_Boiler_A_Technical Potential | F2 | Commercial | OR - Miscellaneous | Existing | Space Heating | Natural Gas | Boiler | A | Original Unit Summer Peak Savings (kW) | Technical Potential | 0 | 0 | 0 | 0 | 0 | 0 | 0 | 0 | 0 | 0 | 0 | 0 | 0 | 0 | 0 | 0 | 0 | 0 | 0 | 0 | 0 | 0 | 0 | 0 | 0 | 0 | 0
F3_Commercial_OR - Miscellaneous_Existing_Space Heating_Natural Gas_Boiler_A_Technical Potential | F3 | Commercial | OR - Miscellaneous | Existing | Space Heating | Natural Gas | Boiler | A | Original Unit Winter Peak Savings (kW) | Technical Potential | 0 | 0 | 0 | 0 | 0 | 0 | 0 | 0 | 0 | 0 | 0 | 0 | 0 | 0 | 0 | 0 | 0 | 0 | 0 | 0 | 0 | 0 | 0 | 0 | 0 | 0 | 0
F4_Commercial_OR - Miscellaneous_Existing_Space Heating_Natural Gas_Boiler_A_Technical Potential | F4 | Commercial | OR - Miscellaneous | Existing | Space Heating | Natural Gas | Boiler | A | Standalone Impact on Baseline Energy (%) | Technical Potential | 0 | 0 | 0.005222 | 0.010514 | 0.015876 | 0.021305 | 0.026801 | 0.032365 | 0.037996 | 0.043694 | 0.04946 | 0.055291 | 0.061189 | 0.067151 | 0.073176 | 0.079264 | 0.085413 | 0.091622 | 0.097888 | 0.10419 | 0.11052 | 0.11687 | 0.12319 | 0.12948 | 0.13575 | 0.142 | 0.14823
F5_Commercial_OR - Miscellaneous_Existing_Space Heating_Natural Gas_Boiler_A_Technical Potential | F5 | Commercial | OR - Miscellaneous | Existing | Space Heating | Natural Gas | Boiler | A | Standalone Impact on Baseline Summer Peak (%) | Technical Potential | 0 | 0 | 0 | 0 | 0 | 0 | 0 | 0 | 0 | 0 | 0 | 0 | 0 | 0 | 0 | 0 | 0 | 0 | 0 | 0 | 0 | 0 | 0 | 0 | 0 | 0 | 0
F6_Commercial_OR - Miscellaneous_Existing_Space Heating_Natural Gas_Boiler_A_Technical Potential | F6 | Commercial | OR - Miscellaneous | Existing | Space Heating | Natural Gas | Boiler | A | Standalone Impact on Baseline Winter Peak (%) | Technical Potential | 0 | 0 | 0 | 0 | 0 | 0 | 0 | 0 | 0 | 0 | 0 | 0 | 0 | 0 | 0 | 0 | 0 | 0 | 0 | 0 | 0 | 0 | 0 | 0 | 0 | 0 | 0
F7_Commercial_OR - Miscellaneous_Existing_Space Heating_Natural Gas_Boiler_A_Technical Potential | F7 | Commercial | OR - Miscellaneous | Existing | Space Heating | Natural Gas | Boiler | A | Incremental Energy Savings (MWh or mTherms) | Technical Potential | 0 | 0 | 0.75077 | 0.75692 | 0.76251 | 0.7676 | 0.77221 | 0.77641 | 0.78023 | 0.7837 | 0.78686 | 0.78973 | 0.79233 | 0.79471 | 0.79686 | 0.79882 | 0.8006 | 0.80222 | 0.80369 | 0.80503 | 0.80625 | 0.80735 | 0.80159 | 0.79697 | 0.79333 | 0.79053 | 0.78845
F8_Commercial_OR - Miscellaneous_Existing_Space Heating_Natural Gas_Boiler_A_Technical Potential | F8 | Commercial | OR - Miscellaneous | Existing | Space Heating | Natural Gas | Boiler | A | Incremental Summer Peak Savings (MW) | Technical Potential | 0 | 0 | 0 | 0 | 0 | 0 | 0 | 0 | 0 | 0 | 0 | 0 | 0 | 0 | 0 | 0 | 0 | 0 | 0 | 0 | 0 | 0 | 0 | 0 | 0 | 0 | 0
F9_Commercial_OR - Miscellaneous_Existing_Space Heating_Natural Gas_Boiler_A_Technical Potential | F9 | Commercial | OR - Miscellaneous | Existing | Space Heating | Natural Gas | Boiler | A | Incremental Winter Peak Savings (MW) | Technical Potential | 0 | 0 | 0 | 0 | 0 | 0 | 0 | 0 | 0 | 0 | 0 | 0 | 0 | 0 | 0 | 0 | 0 | 0 | 0 | 0 | 0 | 0 | 0 | 0 | 0 | 0 | 0
F10_Commercial_OR - Miscellaneous_Existing_Space Heating_Natural Gas_Boiler_A_Technical Potential | F10 | Commercial | OR - Miscellaneous | Existing | Space Heating | Natural Gas | Boiler | A | Cumulative Energy Savings (MWh or mTherms) | Technical Potential | 0 | 0 | 0.75077 | 1.5077 | 2.2702 | 3.0378 | 3.81 | 4.5864 | 5.3667 | 6.1504 | 6.9372 | 7.727 | 8.5193 | 9.314 | 10.1109 | 10.9097 | 11.7103 | 12.5125 | 13.3162 | 14.1212 | 14.9275 | 15.7348 | 16.5364 | 17.3334 | 18.1267 | 18.9173 | 19.7057
F11_Commercial_OR - Miscellaneous_Existing_Space Heating_Natural Gas_Boiler_A_Technical Potential | F11 | Commercial | OR - Miscellaneous | Existing | Space Heating | Natural Gas | Boiler | A | Cumulative Summer Peak Savings (MW) | Technical Potential | 0 | 0 | 0 | 0 | 0 | 0 | 0 | 0 | 0 | 0 | 0 | 0 | 0 | 0 | 0 | 0 | 0 | 0 | 0 | 0 | 0 | 0 | 0 | 0 | 0 | 0 | 0
F12_Commercial_OR - Miscellaneous_Existing_Space Heating_Natural Gas_Boiler_A_Technical Potential | F12 | Commercial | OR - Miscellaneous | Existing | Space Heating | Natural Gas | Boiler | A | Cumulative Winter Peak Savings (MW) | Technical Potential | 0 | 0 | 0 | 0 | 0 | 0 | 0 | 0 | 0 | 0 | 0 | 0 | 0 | 0 | 0 | 0 | 0 | 0 | 0 | 0 | 0 | 0 | 0 | 0 | 0 | 0 | 0
F13_Commercial_OR - Miscellaneous_Existing_Space Heating_Natural Gas_Boiler_A_Technical Potential | F13 | Commercial | OR - Miscellaneous | Existing | Space Heating | Natural Gas | Boiler | A | Purchases (Incremental) | Technical Potential | 0 | 0 | 0.15131 | 0.15255 | 0.15368 | 0.1547 | 0.15563 | 0.15648 | 0.15725 | 0.15795 | 0.15858 | 0.15916 | 0.15969 | 0.16016 | 0.1606 | 0.16099 | 0.16135 | 0.16168 | 0.16197 | 0.16224 | 0.16249 | 0.16271 | 0.16155 | 0.16062 | 0.15989 | 0.15932 | 0.1589
F14_Commercial_OR - Miscellaneous_Existing_Space Heating_Natural Gas_Boiler_A_Technical Potential | F14 | Commercial | OR - Miscellaneous | Existing | Space Heating | Natural Gas | Boiler | A | Purchases (Cumulative) | Technical Potential | 0 | 0 | 0.15131 | 0.30386 | 0.45753 | 0.61223 | 0.76786 | 0.92434 | 1.0816 | 1.2395 | 1.3981 | 1.5573 | 1.717 | 1.8771 | 2.0377 | 2.1987 | 2.3601 | 2.5217 | 2.6837 | 2.846 | 3.0085 | 3.1712 | 3.3327 | 3.4933 | 3.6532 | 3.8125 | 3.9715
F1_Commercial_OR - Miscellaneous_Existing_Space Heating_Natural Gas_Unit Heater_A_Technical Potential | F1 | Commercial | OR - Miscellaneous | Existing | Space Heating | Natural Gas | Unit Heater | A | Original Unit Energy Savings (kWh or therms) | Technical Potential | 0 | 30983.2092 | 30863.0652 | 30863.0652 | 30863.0652 | 30863.0652 | 30863.0652 | 30863.0652 | 30863.0652 | 30863.0652 | 30863.0652 | 30863.0652 | 30863.0652 | 30863.0652 | 30863.0652 | 30863.0652 | 30863.0652 | 30863.0652 | 30863.0652 | 30863.0652 | 30863.0652 | 30863.0652 | 30863.0652 | 30863.0652 | 30863.0652 | 30863.0652 | 30863.0652
F2_Commercial_OR - Miscellaneous_Existing_Space Heating_Natural Gas_Unit Heater_A_Technical Potential | F2 | Commercial | OR - Miscellaneous | Existing | Space Heating | Natural Gas | Unit Heater | A | Original Unit Summer Peak Savings (kW) | Technical Potential | 0 | 0 | 0 | 0 | 0 | 0 | 0 | 0 | 0 | 0 | 0 | 0 | 0 | 0 | 0 | 0 | 0 | 0 | 0 | 0 | 0 | 0 | 0 | 0 | 0 | 0 | 0
F3_Commercial_OR - Miscellaneous_Existing_Space Heating_Natural Gas_Unit Heater_A_Technical Potential | F3 | Commercial | OR - Miscellaneous | Existing | Space Heating | Natural Gas | Unit Heater | A | Original Unit Winter Peak Savings (kW) | Technical Potential | 0 | 0 | 0 | 0 | 0 | 0 | 0 | 0 | 0 | 0 | 0 | 0 | 0 | 0 | 0 | 0 | 0 | 0 | 0 | 0 | 0 | 0 | 0 | 0 | 0 | 0 | 0
F4_Commercial_OR - Miscellaneous_Existing_Space Heating_Natural Gas_Unit Heater_A_Technical Potential | F4 | Commercial | OR - Miscellaneous | Existing | Space Heating | Natural Gas | Unit Heater | A | Standalone Impact on Baseline Energy (%) | Technical Potential | 0 | 0 | 7.1437e-07 | 2.106e-06 | 4.3663e-06 | 7.6723e-06 | 1.2189e-05 | 1.8069e-05 | 2.5456e-05 | 3.4486e-05 | 4.5031e-05 | 5.698e-05 | 7.0227e-05 | 8.468e-05 | 0.00010025 | 0.00011686 | 0.00013444 | 0.00014986 | 0.00016334 | 0.00017479 | 0.0001842 | 0.00019157 | 0.00019691 | 0.00020025 | 0.00020163 | 0.0002021 | 0.00020254
F5_Commercial_OR - Miscellaneous_Existing_Space Heating_Natural Gas_Unit Heater_A_Technical Potential | F5 | Commercial | OR - Miscellaneous | Existing | Space Heating | Natural Gas | Unit Heater | A | Standalone Impact on Baseline Summer Peak (%) | Technical Potential | 0 | 0 | 0 | 0 | 0 | 0 | 0 | 0 | 0 | 0 | 0 | 0 | 0 | 0 | 0 | 0 | 0 | 0 | 0 | 0 | 0 | 0 | 0 | 0 | 0 | 0 | 0
F6_Commercial_OR - Miscellaneous_Existing_Space Heating_Natural Gas_Unit Heater_A_Technical Potential | F6 | Commercial | OR - Miscellaneous | Existing | Space Heating | Natural Gas | Unit Heater | A | Standalone Impact on Baseline Winter Peak (%) | Technical Potential | 0 | 0 | 0 | 0 | 0 | 0 | 0 | 0 | 0 | 0 | 0 | 0 | 0 | 0 | 0 | 0 | 0 | 0 | 0 | 0 | 0 | 0 | 0 | 0 | 0 | 0 | 0
F7_Commercial_OR - Miscellaneous_Existing_Space Heating_Natural Gas_Unit Heater_A_Technical Potential | F7 | Commercial | OR - Miscellaneous | Existing | Space Heating | Natural Gas | Unit Heater | A | Incremental Energy Savings (MWh or mTherms) | Technical Potential | 0 | 0 | 0.00010271 | 0.00019928 | 0.00032239 | 0.0004696 | 0.00063874 | 0.00082781 | 0.001035 | 0.0012586 | 0.001462 | 0.0016468 | 0.0018148 | 0.0019676 | 0.0021065 | 0.0022327 | 0.0023475 | 0.0020346 | 0.001753 | 0.0014706 | 0.0011897 | 0.00091238 | 0.00064037 | 0.00037497 | 0.00011723 | 0 | 0
F8_Commercial_OR - Miscellaneous_Existing_Space Heating_Natural Gas_Unit Heater_A_Technical Potential | F8 | Commercial | OR - Miscellaneous | Existing | Space Heating | Natural Gas | Unit Heater | A | Incremental Summer Peak Savings (MW) | Technical Potential | 0 | 0 | 0 | 0 | 0 | 0 | 0 | 0 | 0 | 0 | 0 | 0 | 0 | 0 | 0 | 0 | 0 | 0 | 0 | 0 | 0 | 0 | 0 | 0 | 0 | 0 | 0
F9_Commercial_OR - Miscellaneous_Existing_Space Heating_Natural Gas_Unit Heater_A_Technical Potential | F9 | Commercial | OR - Miscellaneous | Existing | Space Heating | Natural Gas | Unit Heater | A | Incremental Winter Peak Savings (MW) | Technical Potential | 0 | 0 | 0 | 0 | 0 | 0 | 0 | 0 | 0 | 0 | 0 | 0 | 0 | 0 | 0 | 0 | 0 | 0 | 0 | 0 | 0 | 0 | 0 | 0 | 0 | 0 | 0
F10_Commercial_OR - Miscellaneous_Existing_Space Heating_Natural Gas_Unit Heater_A_Technical Potential | F10 | Commercial | OR - Miscellaneous | Existing | Space Heating | Natural Gas | Unit Heater | A | Cumulative Energy Savings (MWh or mTherms) | Technical Potential | 0 | 0 | 0.00010271 | 0.00030199 | 0.00062437 | 0.001094 | 0.0017327 | 0.0025605 | 0.0035955 | 0.0048542 | 0.0063161 | 0.0079629 | 0.0097778 | 0.011745 | 0.013852 | 0.016085 | 0.018432 | 0.020467 | 0.02222 | 0.02369 | 0.02488 | 0.025792 | 0.026433 | 0.026808 | 0.026925 | 0.026925 | 0.026925
F11_Commercial_OR - Miscellaneous_Existing_Space Heating_Natural Gas_Unit Heater_A_Technical Potential | F11 | Commercial | OR - Miscellaneous | Existing | Space Heating | Natural Gas | Unit Heater | A | Cumulative Summer Peak Savings (MW) | Technical Potential | 0 | 0 | 0 | 0 | 0 | 0 | 0 | 0 | 0 | 0 | 0 | 0 | 0 | 0 | 0 | 0 | 0 | 0 | 0 | 0 | 0 | 0 | 0 | 0 | 0 | 0 | 0
F12_Commercial_OR - Miscellaneous_Existing_Space Heating_Natural Gas_Unit Heater_A_Technical Potential | F12 | Commercial | OR - Miscellaneous | Existing | Space Heating | Natural Gas | Unit Heater | A | Cumulative Winter Peak Savings (MW) | Technical Potential | 0 | 0 | 0 | 0 | 0 | 0 | 0 | 0 | 0 | 0 | 0 | 0 | 0 | 0 | 0 | 0 | 0 | 0 | 0 | 0 | 0 | 0 | 0 | 0 | 0 | 0 | 0
F13_Commercial_OR - Miscellaneous_Existing_Space Heating_Natural Gas_Unit Heater_A_Technical Potential | F13 | Commercial | OR - Miscellaneous | Existing | Space Heating | Natural Gas | Unit Heater | A | Purchases (Incremental) | Technical Potential | 0 | 0 | 3.3278e-06 | 6.457e-06 | 1.0446e-05 | 1.5216e-05 | 2.0696e-05 | 2.6822e-05 | 3.3535e-05 | 4.0782e-05 | 4.7369e-05 | 5.3358e-05 | 5.8803e-05 | 6.3752e-05 | 6.8252e-05 | 7.2343e-05 | 7.6061e-05 | 6.5923e-05 | 5.6801e-05 | 4.7648e-05 | 3.8547e-05 | 2.9562e-05 | 2.0749e-05 | 1.2149e-05 | 3.7983e-06 | 0 | 0
F14_Commercial_OR - Miscellaneous_Existing_Space Heating_Natural Gas_Unit Heater_A_Technical Potential | F14 | Commercial | OR - Miscellaneous | Existing | Space Heating | Natural Gas | Unit Heater | A | Purchases (Cumulative) | Technical Potential | 0 | 0 | 3.3278e-06 | 9.7848e-06 | 2.023e-05 | 3.5446e-05 | 5.6142e-05 | 8.2964e-05 | 0.0001165 | 0.00015728 | 0.00020465 | 0.00025801 | 0.00031681 | 0.00038056 | 0.00044882 | 0.00052116 | 0.00059722 | 0.00066314 | 0.00071994 | 0.00076759 | 0.00080614 | 0.0008357 | 0.00085645 | 0.0008686 | 0.0008724 | 0.0008724 | 0.0008724
F1_Commercial_OR - Miscellaneous_Existing_Water Heating_Natural Gas_Water Heater_A_Technical Potential | F1 | Commercial | OR - Miscellaneous | Existing | Water Heating | Natural Gas | Water Heater | A | Original Unit Energy Savings (kWh or therms) | Technical Potential | 0 | 2.8505 | 6.0949 | 6.0949 | 6.0949 | 6.0949 | 6.0949 | 6.0949 | 6.0949 | 6.0949 | 6.0949 | 6.0949 | 6.0949 | 6.0949 | 6.0949 | 6.0949 | 6.0949 | 6.0949 | 6.0949 | 6.0949 | 6.0949 | 6.0949 | 6.0949 | 6.0949 | 6.0949 | 6.0949 | 6.0949
F2_Commercial_OR - Miscellaneous_Existing_Water Heating_Natural Gas_Water Heater_A_Technical Potential | F2 | Commercial | OR - Miscellaneous | Existing | Water Heating | Natural Gas | Water Heater | A | Original Unit Summer Peak Savings (kW) | Technical Potential | 0 | 0 | 0 | 0 | 0 | 0 | 0 | 0 | 0 | 0 | 0 | 0 | 0 | 0 | 0 | 0 | 0 | 0 | 0 | 0 | 0 | 0 | 0 | 0 | 0 | 0 | 0
F3_Commercial_OR - Miscellaneous_Existing_Water Heating_Natural Gas_Water Heater_A_Technical Potential | F3 | Commercial | OR - Miscellaneous | Existing | Water Heating | Natural Gas | Water Heater | A | Original Unit Winter Peak Savings (kW) | Technical Potential | 0 | 0 | 0 | 0 | 0 | 0 | 0 | 0 | 0 | 0 | 0 | 0 | 0 | 0 | 0 | 0 | 0 | 0 | 0 | 0 | 0 | 0 | 0 | 0 | 0 | 0 | 0
F4_Commercial_OR - Miscellaneous_Existing_Water Heating_Natural Gas_Water Heater_A_Technical Potential | F4 | Commercial | OR - Miscellaneous | Existing | Water Heating | Natural Gas | Water Heater | A | Standalone Impact on Baseline Energy (%) | Technical Potential | 0 | 0 | 0.01057 | 0.020955 | 0.031192 | 0.041304 | 0.051304 | 0.061198 | 0.070982 | 0.080648 | 0.090901 | 0.10148 | 0.10181 | 0.10207 | 0.10229 | 0.10578 | 0.10859 | 0.11084 | 0.11265 | 0.11424 | 0.11503 | 0.11537 | 0.11541 | 0.11544 | 0.11611 | 0.11613 | 0.11614
F5_Commercial_OR - Miscellaneous_Existing_Water Heating_Natural Gas_Water Heater_A_Technical Potential | F5 | Commercial | OR - Miscellaneous | Existing | Water Heating | Natural Gas | Water Heater | A | Standalone Impact on Baseline Summer Peak (%) | Technical Potential | 0 | 0 | 0 | 0 | 0 | 0 | 0 | 0 | 0 | 0 | 0 | 0 | 0 | 0 | 0 | 0 | 0 | 0 | 0 | 0 | 0 | 0 | 0 | 0 | 0 | 0 | 0
F6_Commercial_OR - Miscellaneous_Existing_Water Heating_Natural Gas_Water Heater_A_Technical Potential | F6 | Commercial | OR - Miscellaneous | Existing | Water Heating | Natural Gas | Water Heater | A | Standalone Impact on Baseline Winter Peak (%) | Technical Potential | 0 | 0 | 0 | 0 | 0 | 0 | 0 | 0 | 0 | 0 | 0 | 0 | 0 | 0 | 0 | 0 | 0 | 0 | 0 | 0 | 0 | 0 | 0 | 0 | 0 | 0 | 0
F7_Commercial_OR - Miscellaneous_Existing_Water Heating_Natural Gas_Water Heater_A_Technical Potential | F7 | Commercial | OR - Miscellaneous | Existing | Water Heating | Natural Gas | Water Heater | A | Incremental Energy Savings (MWh or mTherms) | Technical Potential | 0 | 0 | 0.52898 | 0.50334 | 0.48282 | 0.4664 | 0.45327 | 0.44277 | 0.43436 | 0.42764 | 0.45432 | 0.46925 | 0 | 0 | 0 | 0.1515 | 0.1212 | 0.096959 | 0.077567 | 0.068466 | 0.032972 | 0.013041 | 0 | 0 | 0.029015 | 0 | 0
F8_Commercial_OR - Miscellaneous_Existing_Water Heating_Natural Gas_Water Heater_A_Technical Potential | F8 | Commercial | OR - Miscellaneous | Existing | Water Heating | Natural Gas | Water Heater | A | Incremental Summer Peak Savings (MW) | Technical Potential | 0 | 0 | 0 | 0 | 0 | 0 | 0 | 0 | 0 | 0 | 0 | 0 | 0 | 0 | 0 | 0 | 0 | 0 | 0 | 0 | 0 | 0 | 0 | 0 | 0 | 0 | 0
F9_Commercial_OR - Miscellaneous_Existing_Water Heating_Natural Gas_Water Heater_A_Technical Potential | F9 | Commercial | OR - Miscellaneous | Existing | Water Heating | Natural Gas | Water Heater | A | Incremental Winter Peak Savings (MW) | Technical Potential | 0 | 0 | 0 | 0 | 0 | 0 | 0 | 0 | 0 | 0 | 0 | 0 | 0 | 0 | 0 | 0 | 0 | 0 | 0 | 0 | 0 | 0 | 0 | 0 | 0 | 0 | 0
F10_Commercial_OR - Miscellaneous_Existing_Water Heating_Natural Gas_Water Heater_A_Technical Potential | F10 | Commercial | OR - Miscellaneous | Existing | Water Heating | Natural Gas | Water Heater | A | Cumulative Energy Savings (MWh or mTherms) | Technical Potential | 0 | 0 | 0.52898 | 1.0323 | 1.5151 | 1.9815 | 2.4348 | 2.8776 | 3.3119 | 3.7396 | 4.1939 | 4.6632 | 4.6632 | 4.6632 | 4.6632 | 4.8147 | 4.9359 | 5.0328 | 5.1104 | 5.1788 | 5.2118 | 5.2249 | 5.2249 | 5.2249 | 5.2539 | 5.2539 | 5.2539
F11_Commercial_OR - Miscellaneous_Existing_Water Heating_Natural Gas_Water Heater_A_Technical Potential | F11 | Commercial | OR - Miscellaneous | Existing | Water Heating | Natural Gas | Water Heater | A | Cumulative Summer Peak Savings (MW) | Technical Potential | 0 | 0 | 0 | 0 | 0 | 0 | 0 | 0 | 0 | 0 | 0 | 0 | 0 | 0 | 0 | 0 | 0 | 0 | 0 | 0 | 0 | 0 | 0 | 0 | 0 | 0 | 0
F12_Commercial_OR - Miscellaneous_Existing_Water Heating_Natural Gas_Water Heater_A_Technical Potential | F12 | Commercial | OR - Miscellaneous | Existing | Water Heating | Natural Gas | Water Heater | A | Cumulative Winter Peak Savings (MW) | Technical Potential | 0 | 0 | 0 | 0 | 0 | 0 | 0 | 0 | 0 | 0 | 0 | 0 | 0 | 0 | 0 | 0 | 0 | 0 | 0 | 0 | 0 | 0 | 0 | 0 | 0 | 0 | 0
F13_Commercial_OR - Miscellaneous_Existing_Water Heating_Natural Gas_Water Heater_A_Technical Potential | F13 | Commercial | OR - Miscellaneous | Existing | Water Heating | Natural Gas | Water Heater | A | Purchases (Incremental) | Technical Potential | 0 | 0 | 86.7911 | 82.583 | 79.2166 | 76.5234 | 74.3689 | 72.6453 | 71.2664 | 70.1633 | 74.5409 | 76.9909 | 0 | 0 | 0 | 24.8565 | 19.8852 | 15.9081 | 12.7265 | 11.2332 | 5.4097 | 2.1396 | 0 | 0 | 4.7605 | 0 | 0
F14_Commercial_OR - Miscellaneous_Existing_Water Heating_Natural Gas_Water Heater_A_Technical Potential | F14 | Commercial | OR - Miscellaneous | Existing | Water Heating | Natural Gas | Water Heater | A | Purchases (Cumulative) | Technical Potential | 0 | 0 | 86.7911 | 169.3741 | 248.5907 | 325.1142 | 399.4831 | 472.1284 | 543.3948 | 613.5581 | 688.0989 | 765.0899 | 765.0899 | 765.0899 | 765.0899 | 789.9463 | 809.8315 | 825.7396 | 838.4661 | 849.6993 | 855.1091 | 857.2486 | 857.2486 | 857.2486 | 862.0092 | 862.0092 | 862.0092
F1_Commercial_OR - Miscellaneous_Existing_Food Preparation_Natural Gas_Oven_A_Technical Potential | F1 | Commercial | OR - Miscellaneous | Existing | Food Preparation | Natural Gas | Oven | A | Original Unit Energy Savings (kWh or therms) | Technical Potential | 0 | 106.6752 | 106.6752 | 106.6752 | 106.6752 | 106.6752 | 106.6752 | 106.6752 | 106.6752 | 106.6752 | 106.6752 | 106.6752 | 106.6752 | 106.6752 | 106.6752 | 106.6752 | 106.6752 | 106.6752 | 106.6752 | 106.6752 | 106.6752 | 106.6752 | 106.6752 | 106.6752 | 106.6752 | 106.6752 | 106.6752
F2_Commercial_OR - Miscellaneous_Existing_Food Preparation_Natural Gas_Oven_A_Technical Potential | F2 | Commercial | OR - Miscellaneous | Existing | Food Preparation | Natural Gas | Oven | A | Original Unit Summer Peak Savings (kW) | Technical Potential | 0 | 0 | 0 | 0 | 0 | 0 | 0 | 0 | 0 | 0 | 0 | 0 | 0 | 0 | 0 | 0 | 0 | 0 | 0 | 0 | 0 | 0 | 0 | 0 | 0 | 0 | 0
F3_Commercial_OR - Miscellaneous_Existing_Food Preparation_Natural Gas_Oven_A_Technical Potential | F3 | Commercial | OR - Miscellaneous | Existing | Food Preparation | Natural Gas | Oven | A | Original Unit Winter Peak Savings (kW) | Technical Potential | 0 | 0 | 0 | 0 | 0 | 0 | 0 | 0 | 0 | 0 | 0 | 0 | 0 | 0 | 0 | 0 | 0 | 0 | 0 | 0 | 0 | 0 | 0 | 0 | 0 | 0 | 0
F4_Commercial_OR - Miscellaneous_Existing_Food Preparation_Natural Gas_Oven_A_Technical Potential | F4 | Commercial | OR - Miscellaneous | Existing | Food Preparation | Natural Gas | Oven | A | Standalone Impact on Baseline Energy (%) | Technical Potential | 0 | 0 | 0.00018469 | 0.00046924 | 0.00086789 | 0.0013578 | 0.0019208 | 0.0025421 | 0.0032102 | 0.0039157 | 0.0046511 | 0.0054104 | 0.0060384 | 0.0065777 | 0.0068814 | 0.0070673 | 0.007143 | 0.007172 | 0.007172 | 0.007172 | 0.007172 | 0.007172 | 0.007172 | 0.007172 | 0.0072433 | 0.0073709 | 0.007518
F5_Commercial_OR - Miscellaneous_Existing_Food Preparation_Natural Gas_Oven_A_Technical Potential | F5 | Commercial | OR - Miscellaneous | Existing | Food Preparation | Natural Gas | Oven | A | Standalone Impact on Baseline Summer Peak (%) | Technical Potential | 0 | 0 | 0 | 0 | 0 | 0 | 0 | 0 | 0 | 0 | 0 | 0 | 0 | 0 | 0 | 0 | 0 | 0 | 0 | 0 | 0 | 0 | 0 | 0 | 0 | 0 | 0
F6_Commercial_OR - Miscellaneous_Existing_Food Preparation_Natural Gas_Oven_A_Technical Potential | F6 | Commercial | OR - Miscellaneous | Existing | Food Preparation | Natural Gas | Oven | A | Standalone Impact on Baseline Winter Peak (%) | Technical Potential | 0 | 0 | 0 | 0 | 0 | 0 | 0 | 0 | 0 | 0 | 0 | 0 | 0 | 0 | 0 | 0 | 0 | 0 | 0 | 0 | 0 | 0 | 0 | 0 | 0 | 0 | 0
F7_Commercial_OR - Miscellaneous_Existing_Food Preparation_Natural Gas_Oven_A_Technical Potential | F7 | Commercial | OR - Miscellaneous | Existing | Food Preparation | Natural Gas | Oven | A | Incremental Energy Savings (MWh or mTherms) | Technical Potential | 0 | 0 | 0.0013106 | 0.0020193 | 0.002829 | 0.0034767 | 0.0039949 | 0.0044095 | 0.0047411 | 0.0050064 | 0.0052187 | 0.0053885 | 0.0044564 | 0.0038272 | 0.002155 | 0.001319 | 0.00053701 | 0.00020593 | 0 | 0 | 0 | 0 | 0 | 0 | 0.00050611 | 0.00090545 | 0.0010438
F8_Commercial_OR - Miscellaneous_Existing_Food Preparation_Natural Gas_Oven_A_Technical Potential | F8 | Commercial | OR - Miscellaneous | Existing | Food Preparation | Natural Gas | Oven | A | Incremental Summer Peak Savings (MW) | Technical Potential | 0 | 0 | 0 | 0 | 0 | 0 | 0 | 0 | 0 | 0 | 0 | 0 | 0 | 0 | 0 | 0 | 0 | 0 | 0 | 0 | 0 | 0 | 0 | 0 | 0 | 0 | 0
F9_Commercial_OR - Miscellaneous_Existing_Food Preparation_Natural Gas_Oven_A_Technical Potential | F9 | Commercial | OR - Miscellaneous | Existing | Food Preparation | Natural Gas | Oven | A | Incremental Winter Peak Savings (MW) | Technical Potential | 0 | 0 | 0 | 0 | 0 | 0 | 0 | 0 | 0 | 0 | 0 | 0 | 0 | 0 | 0 | 0 | 0 | 0 | 0 | 0 | 0 | 0 | 0 | 0 | 0 | 0 | 0
F10_Commercial_OR - Miscellaneous_Existing_Food Preparation_Natural Gas_Oven_A_Technical Potential | F10 | Commercial | OR - Miscellaneous | Existing | Food Preparation | Natural Gas | Oven | A | Cumulative Energy Savings (MWh or mTherms) | Technical Potential | 0 | 0 | 0.0013106 | 0.0033299 | 0.0061589 | 0.0096356 | 0.013631 | 0.01804 | 0.022781 | 0.027788 | 0.033006 | 0.038395 | 0.042851 | 0.046678 | 0.048833 | 0.050152 | 0.050689 | 0.050895 | 0.050895 | 0.050895 | 0.050895 | 0.050895 | 0.050895 | 0.050895 | 0.051401 | 0.052307 | 0.053351
F11_Commercial_OR - Miscellaneous_Existing_Food Preparation_Natural Gas_Oven_A_Technical Potential | F11 | Commercial | OR - Miscellaneous | Existing | Food Preparation | Natural Gas | Oven | A | Cumulative Summer Peak Savings (MW) | Technical Potential | 0 | 0 | 0 | 0 | 0 | 0 | 0 | 0 | 0 | 0 | 0 | 0 | 0 | 0 | 0 | 0 | 0 | 0 | 0 | 0 | 0 | 0 | 0 | 0 | 0 | 0 | 0
F12_Commercial_OR - Miscellaneous_Existing_Food Preparation_Natural Gas_Oven_A_Technical Potential | F12 | Commercial | OR - Miscellaneous | Existing | Food Preparation | Natural Gas | Oven | A | Cumulative Winter Peak Savings (MW) | Technical Potential | 0 | 0 | 0 | 0 | 0 | 0 | 0 | 0 | 0 | 0 | 0 | 0 | 0 | 0 | 0 | 0 | 0 | 0 | 0 | 0 | 0 | 0 | 0 | 0 | 0 | 0 | 0
F13_Commercial_OR - Miscellaneous_Existing_Food Preparation_Natural Gas_Oven_A_Technical Potential | F13 | Commercial | OR - Miscellaneous | Existing | Food Preparation | Natural Gas | Oven | A | Purchases (Incremental) | Technical Potential | 0 | 0 | 0.012286 | 0.01893 | 0.02652 | 0.032592 | 0.037449 | 0.041335 | 0.044444 | 0.046931 | 0.048921 | 0.050513 | 0.041775 | 0.035877 | 0.020202 | 0.012365 | 0.0050341 | 0.0019305 | 0 | 0 | 0 | 0 | 0 | 0 | 0.0047444 | 0.0084879 | 0.0097848
F14_Commercial_OR - Miscellaneous_Existing_Food Preparation_Natural Gas_Oven_A_Technical Potential | F14 | Commercial | OR - Miscellaneous | Existing | Food Preparation | Natural Gas | Oven | A | Purchases (Cumulative) | Technical Potential | 0 | 0 | 0.012286 | 0.031216 | 0.057735 | 0.090327 | 0.12778 | 0.16911 | 0.21356 | 0.26049 | 0.30941 | 0.35992 | 0.4017 | 0.43757 | 0.45778 | 0.47014 | 0.47517 | 0.4771 | 0.4771 | 0.4771 | 0.4771 | 0.4771 | 0.4771 | 0.4771 | 0.48185 | 0.49034 | 0.50012
F1_Commercial_OR - Miscellaneous_Existing_Food Preparation_Natural Gas_Conveyor Oven_A_Technical Potential | F1 | Commercial | OR - Miscellaneous | Existing | Food Preparation | Natural Gas | Conveyor Oven | A | Original Unit Energy Savings (kWh or therms) | Technical Potential | 0 | 0 | 0 | 0 | 0 | 692.0657 | 692.0657 | 692.0657 | 692.0657 | 692.0657 | 692.0657 | 692.0657 | 692.0657 | 692.0657 | 692.0657 | 692.0657 | 692.0657 | 692.0657 | 692.0657 | 692.0657 | 692.0657 | 692.0657 | 692.0657 | 692.0657 | 692.0657 | 692.0657 | 692.0657
F2_Commercial_OR - Miscellaneous_Existing_Food Preparation_Natural Gas_Conveyor Oven_A_Technical Potential | F2 | Commercial | OR - Miscellaneous | Existing | Food Preparation | Natural Gas | Conveyor Oven | A | Original Unit Summer Peak Savings (kW) | Technical Potential | 0 | 0 | 0 | 0 | 0 | 0 | 0 | 0 | 0 | 0 | 0 | 0 | 0 | 0 | 0 | 0 | 0 | 0 | 0 | 0 | 0 | 0 | 0 | 0 | 0 | 0 | 0
F3_Commercial_OR - Miscellaneous_Existing_Food Preparation_Natural Gas_Conveyor Oven_A_Technical Potential | F3 | Commercial | OR - Miscellaneous | Existing | Food Preparation | Natural Gas | Conveyor Oven | A | Original Unit Winter Peak Savings (kW) | Technical Potential | 0 | 0 | 0 | 0 | 0 | 0 | 0 | 0 | 0 | 0 | 0 | 0 | 0 | 0 | 0 | 0 | 0 | 0 | 0 | 0 | 0 | 0 | 0 | 0 | 0 | 0 | 0
F4_Commercial_OR - Miscellaneous_Existing_Food Preparation_Natural Gas_Conveyor Oven_A_Technical Potential | F4 | Commercial | OR - Miscellaneous | Existing | Food Preparation | Natural Gas | Conveyor Oven | A | Standalone Impact on Baseline Energy (%) | Technical Potential | 0 | 0 | 0 | 0 | 0 | 5.7121e-05 | 0.00021706 | 0.00051638 | 0.00098431 | 0.0016443 | 0.0024578 | 0.0033943 | 0.0044291 | 0.0055425 | 0.0067189 | 0.0079456 | 0.0092125 | 0.010226 | 0.011037 | 0.011686 | 0.012205 | 0.012631 | 0.012947 | 0.013146 | 0.013227 | 0.013227 | 0.013227
F5_Commercial_OR - Miscellaneous_Existing_Food Preparation_Natural Gas_Conveyor Oven_A_Technical Potential | F5 | Commercial | OR - Miscellaneous | Existing | Food Preparation | Natural Gas | Conveyor Oven | A | Standalone Impact on Baseline Summer Peak (%) | Technical Potential | 0 | 0 | 0 | 0 | 0 | 0 | 0 | 0 | 0 | 0 | 0 | 0 | 0 | 0 | 0 | 0 | 0 | 0 | 0 | 0 | 0 | 0 | 0 | 0 | 0 | 0 | 0
F6_Commercial_OR - Miscellaneous_Existing_Food Preparation_Natural Gas_Conveyor Oven_A_Technical Potential | F6 | Commercial | OR - Miscellaneous | Existing | Food Preparation | Natural Gas | Conveyor Oven | A | Standalone Impact on Baseline Winter Peak (%) | Technical Potential | 0 | 0 | 0 | 0 | 0 | 0 | 0 | 0 | 0 | 0 | 0 | 0 | 0 | 0 | 0 | 0 | 0 | 0 | 0 | 0 | 0 | 0 | 0 | 0 | 0 | 0 | 0
F7_Commercial_OR - Miscellaneous_Existing_Food Preparation_Natural Gas_Conveyor Oven_A_Technical Potential | F7 | Commercial | OR - Miscellaneous | Existing | Food Preparation | Natural Gas | Conveyor Oven | A | Incremental Energy Savings (MWh or mTherms) | Technical Potential | 0 | 0 | 0 | 0 | 0 | 0.00040536 | 0.001135 | 0.0021241 | 0.0033207 | 0.0046833 | 0.0057734 | 0.0066455 | 0.0073432 | 0.0079013 | 0.0083479 | 0.0087051 | 0.0089908 | 0.0071927 | 0.0057541 | 0.0046033 | 0.0036826 | 0.0030272 | 0.0022434 | 0.0014088 | 0.00057512 | 0 | 0
F8_Commercial_OR - Miscellaneous_Existing_Food Preparation_Natural Gas_Conveyor Oven_A_Technical Potential | F8 | Commercial | OR - Miscellaneous | Existing | Food Preparation | Natural Gas | Conveyor Oven | A | Incremental Summer Peak Savings (MW) | Technical Potential | 0 | 0 | 0 | 0 | 0 | 0 | 0 | 0 | 0 | 0 | 0 | 0 | 0 | 0 | 0 | 0 | 0 | 0 | 0 | 0 | 0 | 0 | 0 | 0 | 0 | 0 | 0
F9_Commercial_OR - Miscellaneous_Existing_Food Preparation_Natural Gas_Conveyor Oven_A_Technical Potential | F9 | Commercial | OR - Miscellaneous | Existing | Food Preparation | Natural Gas | Conveyor Oven | A | Incremental Winter Peak Savings (MW) | Technical Potential | 0 | 0 | 0 | 0 | 0 | 0 | 0 | 0 | 0 | 0 | 0 | 0 | 0 | 0 | 0 | 0 | 0 | 0 | 0 | 0 | 0 | 0 | 0 | 0 | 0 | 0 | 0
F10_Commercial_OR - Miscellaneous_Existing_Food Preparation_Natural Gas_Conveyor Oven_A_Technical Potential | F10 | Commercial | OR - Miscellaneous | Existing | Food Preparation | Natural Gas | Conveyor Oven | A | Cumulative Energy Savings (MWh or mTherms) | Technical Potential | 0 | 0 | 0 | 0 | 0 | 0.00040536 | 0.0015404 | 0.0036644 | 0.0069851 | 0.011668 | 0.017442 | 0.024087 | 0.031431 | 0.039332 | 0.04768 | 0.056385 | 0.065376 | 0.072568 | 0.078323 | 0.082926 | 0.086608 | 0.089636 | 0.091879 | 0.093288 | 0.093863 | 0.093863 | 0.093863
F11_Commercial_OR - Miscellaneous_Existing_Food Preparation_Natural Gas_Conveyor Oven_A_Technical Potential | F11 | Commercial | OR - Miscellaneous | Existing | Food Preparation | Natural Gas | Conveyor Oven | A | Cumulative Summer Peak Savings (MW) | Technical Potential | 0 | 0 | 0 | 0 | 0 | 0 | 0 | 0 | 0 | 0 | 0 | 0 | 0 | 0 | 0 | 0 | 0 | 0 | 0 | 0 | 0 | 0 | 0 | 0 | 0 | 0 | 0
F12_Commercial_OR - Miscellaneous_Existing_Food Preparation_Natural Gas_Conveyor Oven_A_Technical Potential | F12 | Commercial | OR - Miscellaneous | Existing | Food Preparation | Natural Gas | Conveyor Oven | A | Cumulative Winter Peak Savings (MW) | Technical Potential | 0 | 0 | 0 | 0 | 0 | 0 | 0 | 0 | 0 | 0 | 0 | 0 | 0 | 0 | 0 | 0 | 0 | 0 | 0 | 0 | 0 | 0 | 0 | 0 | 0 | 0 | 0
F13_Commercial_OR - Miscellaneous_Existing_Food Preparation_Natural Gas_Conveyor Oven_A_Technical Potential | F13 | Commercial | OR - Miscellaneous | Existing | Food Preparation | Natural Gas | Conveyor Oven | A | Purchases (Incremental) | Technical Potential | 0 | 0 | 0 | 0 | 0 | 0.00058572 | 0.00164 | 0.0030692 | 0.0047982 | 0.0067672 | 0.0083423 | 0.0096025 | 0.010611 | 0.011417 | 0.012062 | 0.012578 | 0.012991 | 0.010393 | 0.0083144 | 0.0066515 | 0.0053212 | 0.0043741 | 0.0032416 | 0.0020357 | 0.00083102 | 0 | 0
F14_Commercial_OR - Miscellaneous_Existing_Food Preparation_Natural Gas_Conveyor Oven_A_Technical Potential | F14 | Commercial | OR - Miscellaneous | Existing | Food Preparation | Natural Gas | Conveyor Oven | A | Purchases (Cumulative) | Technical Potential | 0 | 0 | 0 | 0 | 0 | 0.00058572 | 0.0022257 | 0.0052949 | 0.010093 | 0.01686 | 0.025203 | 0.034805 | 0.045416 | 0.056833 | 0.068895 | 0.081473 | 0.094465 | 0.10486 | 0.11317 | 0.11982 | 0.12514 | 0.12952 | 0.13276 | 0.1348 | 0.13563 | 0.13563 | 0.13563
F1_Commercial_OR - Miscellaneous_Existing_Food Preparation_Natural Gas_Double Rack Oven_A_Technical Potential | F1 | Commercial | OR - Miscellaneous | Existing | Food Preparation | Natural Gas | Double Rack Oven | A | Original Unit Energy Savings (kWh or therms) | Technical Potential | 0 | 1621.62 | 1621.62 | 1621.62 | 1621.62 | 1621.62 | 1621.62 | 1621.62 | 1621.62 | 1621.62 | 1621.62 | 1621.62 | 1621.62 | 1621.62 | 1621.62 | 1621.62 | 1621.62 | 1621.62 | 1621.62 | 1621.62 | 1621.62 | 1621.62 | 1621.62 | 1621.62 | 1621.62 | 1621.62 | 1621.62
F2_Commercial_OR - Miscellaneous_Existing_Food Preparation_Natural Gas_Double Rack Oven_A_Technical Potential | F2 | Commercial | OR - Miscellaneous | Existing | Food Preparation | Natural Gas | Double Rack Oven | A | Original Unit Summer Peak Savings (kW) | Technical Potential | 0 | 0 | 0 | 0 | 0 | 0 | 0 | 0 | 0 | 0 | 0 | 0 | 0 | 0 | 0 | 0 | 0 | 0 | 0 | 0 | 0 | 0 | 0 | 0 | 0 | 0 | 0
F3_Commercial_OR - Miscellaneous_Existing_Food Preparation_Natural Gas_Double Rack Oven_A_Technical Potential | F3 | Commercial | OR - Miscellaneous | Existing | Food Preparation | Natural Gas | Double Rack Oven | A | Original Unit Winter Peak Savings (kW) | Technical Potential | 0 | 0 | 0 | 0 | 0 | 0 | 0 | 0 | 0 | 0 | 0 | 0 | 0 | 0 | 0 | 0 | 0 | 0 | 0 | 0 | 0 | 0 | 0 | 0 | 0 | 0 | 0
F4_Commercial_OR - Miscellaneous_Existing_Food Preparation_Natural Gas_Double Rack Oven_A_Technical Potential | F4 | Commercial | OR - Miscellaneous | Existing | Food Preparation | Natural Gas | Double Rack Oven | A | Standalone Impact on Baseline Energy (%) | Technical Potential | 0 | 0 | 0.0012868 | 0.0028938 | 0.0047855 | 0.0069303 | 0.0093 | 0.01187 | 0.014617 | 0.017522 | 0.020208 | 0.022738 | 0.025165 | 0.027533 | 0.02859 | 0.029329 | 0.029808 | 0.030076 | 0.030174 | 0.030381 | 0.030494 | 0.0305 | 0.030753 | 0.031173 | 0.031698 | 0.032279 | 0.03288
F5_Commercial_OR - Miscellaneous_Existing_Food Preparation_Natural Gas_Double Rack Oven_A_Technical Potential | F5 | Commercial | OR - Miscellaneous | Existing | Food Preparation | Natural Gas | Double Rack Oven | A | Standalone Impact on Baseline Summer Peak (%) | Technical Potential | 0 | 0 | 0 | 0 | 0 | 0 | 0 | 0 | 0 | 0 | 0 | 0 | 0 | 0 | 0 | 0 | 0 | 0 | 0 | 0 | 0 | 0 | 0 | 0 | 0 | 0 | 0
F6_Commercial_OR - Miscellaneous_Existing_Food Preparation_Natural Gas_Double Rack Oven_A_Technical Potential | F6 | Commercial | OR - Miscellaneous | Existing | Food Preparation | Natural Gas | Double Rack Oven | A | Standalone Impact on Baseline Winter Peak (%) | Technical Potential | 0 | 0 | 0 | 0 | 0 | 0 | 0 | 0 | 0 | 0 | 0 | 0 | 0 | 0 | 0 | 0 | 0 | 0 | 0 | 0 | 0 | 0 | 0 | 0 | 0 | 0 | 0
F7_Commercial_OR - Miscellaneous_Existing_Food Preparation_Natural Gas_Double Rack Oven_A_Technical Potential | F7 | Commercial | OR - Miscellaneous | Existing | Food Preparation | Natural Gas | Double Rack Oven | A | Incremental Energy Savings (MWh or mTherms) | Technical Potential | 0 | 0 | 0.0091314 | 0.011404 | 0.013424 | 0.01522 | 0.016816 | 0.018235 | 0.019496 | 0.020617 | 0.019057 | 0.017954 | 0.017226 | 0.016804 | 0.0074965 | 0.0052448 | 0.0034008 | 0.0019019 | 0.00069406 | 0.0014717 | 0.00080314 | 4.0505e-05 | 0.0017947 | 0.0029812 | 0.0037243 | 0.0041253 | 0.0042666
F8_Commercial_OR - Miscellaneous_Existing_Food Preparation_Natural Gas_Double Rack Oven_A_Technical Potential | F8 | Commercial | OR - Miscellaneous | Existing | Food Preparation | Natural Gas | Double Rack Oven | A | Incremental Summer Peak Savings (MW) | Technical Potential | 0 | 0 | 0 | 0 | 0 | 0 | 0 | 0 | 0 | 0 | 0 | 0 | 0 | 0 | 0 | 0 | 0 | 0 | 0 | 0 | 0 | 0 | 0 | 0 | 0 | 0 | 0
F9_Commercial_OR - Miscellaneous_Existing_Food Preparation_Natural Gas_Double Rack Oven_A_Technical Potential | F9 | Commercial | OR - Miscellaneous | Existing | Food Preparation | Natural Gas | Double Rack Oven | A | Incremental Winter Peak Savings (MW) | Technical Potential | 0 | 0 | 0 | 0 | 0 | 0 | 0 | 0 | 0 | 0 | 0 | 0 | 0 | 0 | 0 | 0 | 0 | 0 | 0 | 0 | 0 | 0 | 0 | 0 | 0 | 0 | 0
F10_Commercial_OR - Miscellaneous_Existing_Food Preparation_Natural Gas_Double Rack Oven_A_Technical Potential | F10 | Commercial | OR - Miscellaneous | Existing | Food Preparation | Natural Gas | Double Rack Oven | A | Cumulative Energy Savings (MWh or mTherms) | Technical Potential | 0 | 0 | 0.0091314 | 0.020536 | 0.03396 | 0.04918 | 0.065996 | 0.084231 | 0.10373 | 0.12434 | 0.1434 | 0.16136 | 0.17858 | 0.19539 | 0.20288 | 0.20813 | 0.21153 | 0.21343 | 0.21412 | 0.2156 | 0.2164 | 0.21644 | 0.21823 | 0.22122 | 0.22494 | 0.22907 | 0.23333
F11_Commercial_OR - Miscellaneous_Existing_Food Preparation_Natural Gas_Double Rack Oven_A_Technical Potential | F11 | Commercial | OR - Miscellaneous | Existing | Food Preparation | Natural Gas | Double Rack Oven | A | Cumulative Summer Peak Savings (MW) | Technical Potential | 0 | 0 | 0 | 0 | 0 | 0 | 0 | 0 | 0 | 0 | 0 | 0 | 0 | 0 | 0 | 0 | 0 | 0 | 0 | 0 | 0 | 0 | 0 | 0 | 0 | 0 | 0
F12_Commercial_OR - Miscellaneous_Existing_Food Preparation_Natural Gas_Double Rack Oven_A_Technical Potential | F12 | Commercial | OR - Miscellaneous | Existing | Food Preparation | Natural Gas | Double Rack Oven | A | Cumulative Winter Peak Savings (MW) | Technical Potential | 0 | 0 | 0 | 0 | 0 | 0 | 0 | 0 | 0 | 0 | 0 | 0 | 0 | 0 | 0 | 0 | 0 | 0 | 0 | 0 | 0 | 0 | 0 | 0 | 0 | 0 | 0
F13_Commercial_OR - Miscellaneous_Existing_Food Preparation_Natural Gas_Double Rack Oven_A_Technical Potential | F13 | Commercial | OR - Miscellaneous | Existing | Food Preparation | Natural Gas | Double Rack Oven | A | Purchases (Incremental) | Technical Potential | 0 | 0 | 0.0056311 | 0.0070326 | 0.0082783 | 0.0093857 | 0.01037 | 0.011245 | 0.012023 | 0.012714 | 0.011752 | 0.011072 | 0.010623 | 0.010362 | 0.0046229 | 0.0032343 | 0.0020972 | 0.0011728 | 0.000428 | 0.00090755 | 0.00049527 | 2.4978e-05 | 0.0011067 | 0.0018384 | 0.0022966 | 0.0025439 | 0.0026311
F14_Commercial_OR - Miscellaneous_Existing_Food Preparation_Natural Gas_Double Rack Oven_A_Technical Potential | F14 | Commercial | OR - Miscellaneous | Existing | Food Preparation | Natural Gas | Double Rack Oven | A | Purchases (Cumulative) | Technical Potential | 0 | 0 | 0.0056311 | 0.012664 | 0.020942 | 0.030328 | 0.040698 | 0.051943 | 0.063965 | 0.076679 | 0.088431 | 0.099503 | 0.11013 | 0.12049 | 0.12511 | 0.12835 | 0.13044 | 0.13162 | 0.13204 | 0.13295 | 0.13345 | 0.13347 | 0.13458 | 0.13642 | 0.13871 | 0.14126 | 0.14389
F1_Commercial_OR - Miscellaneous_Existing_Food Preparation_Natural Gas_Fryer_A_Technical Potential | F1 | Commercial | OR - Miscellaneous | Existing | Food Preparation | Natural Gas | Fryer | A | Original Unit Energy Savings (kWh or therms) | Technical Potential | 0 | 395.2691 | 395.2691 | 395.2691 | 395.2691 | 395.2691 | 395.2691 | 395.2691 | 395.2691 | 395.2691 | 395.2691 | 395.2691 | 395.2691 | 395.2691 | 395.2691 | 395.2691 | 395.2691 | 395.2691 | 395.2691 | 395.2691 | 395.2691 | 395.2691 | 395.2691 | 395.2691 | 395.2691 | 395.2691 | 395.2691
F2_Commercial_OR - Miscellaneous_Existing_Food Preparation_Natural Gas_Fryer_A_Technical Potential | F2 | Commercial | OR - Miscellaneous | Existing | Food Preparation | Natural Gas | Fryer | A | Original Unit Summer Peak Savings (kW) | Technical Potential | 0 | 0 | 0 | 0 | 0 | 0 | 0 | 0 | 0 | 0 | 0 | 0 | 0 | 0 | 0 | 0 | 0 | 0 | 0 | 0 | 0 | 0 | 0 | 0 | 0 | 0 | 0
F3_Commercial_OR - Miscellaneous_Existing_Food Preparation_Natural Gas_Fryer_A_Technical Potential | F3 | Commercial | OR - Miscellaneous | Existing | Food Preparation | Natural Gas | Fryer | A | Original Unit Winter Peak Savings (kW) | Technical Potential | 0 | 0 | 0 | 0 | 0 | 0 | 0 | 0 | 0 | 0 | 0 | 0 | 0 | 0 | 0 | 0 | 0 | 0 | 0 | 0 | 0 | 0 | 0 | 0 | 0 | 0 | 0
F4_Commercial_OR - Miscellaneous_Existing_Food Preparation_Natural Gas_Fryer_A_Technical Potential | F4 | Commercial | OR - Miscellaneous | Existing | Food Preparation | Natural Gas | Fryer | A | Standalone Impact on Baseline Energy (%) | Technical Potential | 0 | 0 | 0.00054741 | 0.0010593 | 0.0015428 | 0.0020036 | 0.0024462 | 0.0028742 | 0.0032906 | 0.0037421 | 0.0042128 | 0.0042128 | 0.0042128 | 0.0042128 | 0.0043765 | 0.0045075 | 0.0046122 | 0.0047049 | 0.0047489 | 0.0047656 | 0.0047656 | 0.0047656 | 0.0047984 | 0.0047984 | 0.0047984 | 0.0047984 | 0.0048115
F5_Commercial_OR - Miscellaneous_Existing_Food Preparation_Natural Gas_Fryer_A_Technical Potential | F5 | Commercial | OR - Miscellaneous | Existing | Food Preparation | Natural Gas | Fryer | A | Standalone Impact on Baseline Summer Peak (%) | Technical Potential | 0 | 0 | 0 | 0 | 0 | 0 | 0 | 0 | 0 | 0 | 0 | 0 | 0 | 0 | 0 | 0 | 0 | 0 | 0 | 0 | 0 | 0 | 0 | 0 | 0 | 0 | 0
F6_Commercial_OR - Miscellaneous_Existing_Food Preparation_Natural Gas_Fryer_A_Technical Potential | F6 | Commercial | OR - Miscellaneous | Existing | Food Preparation | Natural Gas | Fryer | A | Standalone Impact on Baseline Winter Peak (%) | Technical Potential | 0 | 0 | 0 | 0 | 0 | 0 | 0 | 0 | 0 | 0 | 0 | 0 | 0 | 0 | 0 | 0 | 0 | 0 | 0 | 0 | 0 | 0 | 0 | 0 | 0 | 0 | 0
F7_Commercial_OR - Miscellaneous_Existing_Food Preparation_Natural Gas_Fryer_A_Technical Potential | F7 | Commercial | OR - Miscellaneous | Existing | Food Preparation | Natural Gas | Fryer | A | Incremental Energy Savings (MWh or mTherms) | Technical Potential | 0 | 0 | 0.0038847 | 0.0036327 | 0.0034311 | 0.0032698 | 0.0031408 | 0.0030376 | 0.002955 | 0.003204 | 0.0033401 | 0 | 0 | 0 | 0.0011617 | 0.00092935 | 0.00074348 | 0.00065778 | 0.00031204 | 0.0001186 | 0 | 0 | 0.00023302 | 0 | 0 | 0 | 9.2381e-05
F8_Commercial_OR - Miscellaneous_Existing_Food Preparation_Natural Gas_Fryer_A_Technical Potential | F8 | Commercial | OR - Miscellaneous | Existing | Food Preparation | Natural Gas | Fryer | A | Incremental Summer Peak Savings (MW) | Technical Potential | 0 | 0 | 0 | 0 | 0 | 0 | 0 | 0 | 0 | 0 | 0 | 0 | 0 | 0 | 0 | 0 | 0 | 0 | 0 | 0 | 0 | 0 | 0 | 0 | 0 | 0 | 0
F9_Commercial_OR - Miscellaneous_Existing_Food Preparation_Natural Gas_Fryer_A_Technical Potential | F9 | Commercial | OR - Miscellaneous | Existing | Food Preparation | Natural Gas | Fryer | A | Incremental Winter Peak Savings (MW) | Technical Potential | 0 | 0 | 0 | 0 | 0 | 0 | 0 | 0 | 0 | 0 | 0 | 0 | 0 | 0 | 0 | 0 | 0 | 0 | 0 | 0 | 0 | 0 | 0 | 0 | 0 | 0 | 0
F10_Commercial_OR - Miscellaneous_Existing_Food Preparation_Natural Gas_Fryer_A_Technical Potential | F10 | Commercial | OR - Miscellaneous | Existing | Food Preparation | Natural Gas | Fryer | A | Cumulative Energy Savings (MWh or mTherms) | Technical Potential | 0 | 0 | 0.0038847 | 0.0075173 | 0.010948 | 0.014218 | 0.017359 | 0.020397 | 0.023352 | 0.026556 | 0.029896 | 0.029896 | 0.029896 | 0.029896 | 0.031057 | 0.031987 | 0.03273 | 0.033388 | 0.0337 | 0.033819 | 0.033819 | 0.033819 | 0.034052 | 0.034052 | 0.034052 | 0.034052 | 0.034144
F11_Commercial_OR - Miscellaneous_Existing_Food Preparation_Natural Gas_Fryer_A_Technical Potential | F11 | Commercial | OR - Miscellaneous | Existing | Food Preparation | Natural Gas | Fryer | A | Cumulative Summer Peak Savings (MW) | Technical Potential | 0 | 0 | 0 | 0 | 0 | 0 | 0 | 0 | 0 | 0 | 0 | 0 | 0 | 0 | 0 | 0 | 0 | 0 | 0 | 0 | 0 | 0 | 0 | 0 | 0 | 0 | 0
F12_Commercial_OR - Miscellaneous_Existing_Food Preparation_Natural Gas_Fryer_A_Technical Potential | F12 | Commercial | OR - Miscellaneous | Existing | Food Preparation | Natural Gas | Fryer | A | Cumulative Winter Peak Savings (MW) | Technical Potential | 0 | 0 | 0 | 0 | 0 | 0 | 0 | 0 | 0 | 0 | 0 | 0 | 0 | 0 | 0 | 0 | 0 | 0 | 0 | 0 | 0 | 0 | 0 | 0 | 0 | 0 | 0
F13_Commercial_OR - Miscellaneous_Existing_Food Preparation_Natural Gas_Fryer_A_Technical Potential | F13 | Commercial | OR - Miscellaneous | Existing | Food Preparation | Natural Gas | Fryer | A | Purchases (Incremental) | Technical Potential | 0 | 0 | 0.0098279 | 0.0091904 | 0.0086804 | 0.0082724 | 0.007946 | 0.0076849 | 0.007476 | 0.0081058 | 0.0084502 | 0 | 0 | 0 | 0.002939 | 0.0023512 | 0.0018809 | 0.0016641 | 0.00078944 | 0.00030006 | 0 | 0 | 0.00058953 | 0 | 0 | 0 | 0.00023372
F14_Commercial_OR - Miscellaneous_Existing_Food Preparation_Natural Gas_Fryer_A_Technical Potential | F14 | Commercial | OR - Miscellaneous | Existing | Food Preparation | Natural Gas | Fryer | A | Purchases (Cumulative) | Technical Potential | 0 | 0 | 0.0098279 | 0.019018 | 0.027699 | 0.035971 | 0.043917 | 0.051602 | 0.059078 | 0.067184 | 0.075634 | 0.075634 | 0.075634 | 0.075634 | 0.078573 | 0.080924 | 0.082805 | 0.084469 | 0.085259 | 0.085559 | 0.085559 | 0.085559 | 0.086148 | 0.086148 | 0.086148 | 0.086148 | 0.086382
F1_Commercial_OR - Miscellaneous_Existing_Food Preparation_Natural Gas_Broiler_A_Technical Potential | F1 | Commercial | OR - Miscellaneous | Existing | Food Preparation | Natural Gas | Broiler | A | Original Unit Energy Savings (kWh or therms) | Technical Potential | 0 | 240.24 | 240.24 | 240.24 | 240.24 | 240.24 | 240.24 | 240.24 | 240.24 | 240.24 | 240.24 | 240.24 | 240.24 | 240.24 | 240.24 | 240.24 | 240.24 | 240.24 | 240.24 | 240.24 | 240.24 | 240.24 | 240.24 | 240.24 | 240.24 | 240.24 | 240.24
F2_Commercial_OR - Miscellaneous_Existing_Food Preparation_Natural Gas_Broiler_A_Technical Potential | F2 | Commercial | OR - Miscellaneous | Existing | Food Preparation | Natural Gas | Broiler | A | Original Unit Summer Peak Savings (kW) | Technical Potential | 0 | 0 | 0 | 0 | 0 | 0 | 0 | 0 | 0 | 0 | 0 | 0 | 0 | 0 | 0 | 0 | 0 | 0 | 0 | 0 | 0 | 0 | 0 | 0 | 0 | 0 | 0
F3_Commercial_OR - Miscellaneous_Existing_Food Preparation_Natural Gas_Broiler_A_Technical Potential | F3 | Commercial | OR - Miscellaneous | Existing | Food Preparation | Natural Gas | Broiler | A | Original Unit Winter Peak Savings (kW) | Technical Potential | 0 | 0 | 0 | 0 | 0 | 0 | 0 | 0 | 0 | 0 | 0 | 0 | 0 | 0 | 0 | 0 | 0 | 0 | 0 | 0 | 0 | 0 | 0 | 0 | 0 | 0 | 0
F4_Commercial_OR - Miscellaneous_Existing_Food Preparation_Natural Gas_Broiler_A_Technical Potential | F4 | Commercial | OR - Miscellaneous | Existing | Food Preparation | Natural Gas | Broiler | A | Standalone Impact on Baseline Energy (%) | Technical Potential | 0 | 0 | 0.0032149 | 0.0067782 | 0.010651 | 0.0148 | 0.019193 | 0.023804 | 0.028608 | 0.033584 | 0.038321 | 0.042889 | 0.047345 | 0.051736 | 0.052886 | 0.05369 | 0.054211 | 0.054503 | 0.054609 | 0.055394 | 0.056014 | 0.056462 | 0.057129 | 0.057935 | 0.058816 | 0.059725 | 0.060624
F5_Commercial_OR - Miscellaneous_Existing_Food Preparation_Natural Gas_Broiler_A_Technical Potential | F5 | Commercial | OR - Miscellaneous | Existing | Food Preparation | Natural Gas | Broiler | A | Standalone Impact on Baseline Summer Peak (%) | Technical Potential | 0 | 0 | 0 | 0 | 0 | 0 | 0 | 0 | 0 | 0 | 0 | 0 | 0 | 0 | 0 | 0 | 0 | 0 | 0 | 0 | 0 | 0 | 0 | 0 | 0 | 0 | 0
F6_Commercial_OR - Miscellaneous_Existing_Food Preparation_Natural Gas_Broiler_A_Technical Potential | F6 | Commercial | OR - Miscellaneous | Existing | Food Preparation | Natural Gas | Broiler | A | Standalone Impact on Baseline Winter Peak (%) | Technical Potential | 0 | 0 | 0 | 0 | 0 | 0 | 0 | 0 | 0 | 0 | 0 | 0 | 0 | 0 | 0 | 0 | 0 | 0 | 0 | 0 | 0 | 0 | 0 | 0 | 0 | 0 | 0
F7_Commercial_OR - Miscellaneous_Existing_Food Preparation_Natural Gas_Broiler_A_Technical Potential | F7 | Commercial | OR - Miscellaneous | Existing | Food Preparation | Natural Gas | Broiler | A | Incremental Energy Savings (MWh or mTherms) | Technical Potential | 0 | 0 | 0.022814 | 0.025287 | 0.027485 | 0.029439 | 0.031176 | 0.03272 | 0.034093 | 0.035312 | 0.033615 | 0.032414 | 0.031623 | 0.031163 | 0.0081574 | 0.0057071 | 0.0037006 | 0.0020695 | 0.00075524 | 0.005567 | 0.0043989 | 0.0031774 | 0.0047381 | 0.0057197 | 0.0062532 | 0.006445 | 0.0063815
F8_Commercial_OR - Miscellaneous_Existing_Food Preparation_Natural Gas_Broiler_A_Technical Potential | F8 | Commercial | OR - Miscellaneous | Existing | Food Preparation | Natural Gas | Broiler | A | Incremental Summer Peak Savings (MW) | Technical Potential | 0 | 0 | 0 | 0 | 0 | 0 | 0 | 0 | 0 | 0 | 0 | 0 | 0 | 0 | 0 | 0 | 0 | 0 | 0 | 0 | 0 | 0 | 0 | 0 | 0 | 0 | 0
F9_Commercial_OR - Miscellaneous_Existing_Food Preparation_Natural Gas_Broiler_A_Technical Potential | F9 | Commercial | OR - Miscellaneous | Existing | Food Preparation | Natural Gas | Broiler | A | Incremental Winter Peak Savings (MW) | Technical Potential | 0 | 0 | 0 | 0 | 0 | 0 | 0 | 0 | 0 | 0 | 0 | 0 | 0 | 0 | 0 | 0 | 0 | 0 | 0 | 0 | 0 | 0 | 0 | 0 | 0 | 0 | 0
F10_Commercial_OR - Miscellaneous_Existing_Food Preparation_Natural Gas_Broiler_A_Technical Potential | F10 | Commercial | OR - Miscellaneous | Existing | Food Preparation | Natural Gas | Broiler | A | Cumulative Energy Savings (MWh or mTherms) | Technical Potential | 0 | 0 | 0.022814 | 0.048101 | 0.075586 | 0.10503 | 0.1362 | 0.16892 | 0.20301 | 0.23833 | 0.27194 | 0.30436 | 0.33598 | 0.36714 | 0.3753 | 0.38101 | 0.38471 | 0.38678 | 0.38753 | 0.3931 | 0.3975 | 0.40067 | 0.40541 | 0.41113 | 0.41739 | 0.42383 | 0.43021
F11_Commercial_OR - Miscellaneous_Existing_Food Preparation_Natural Gas_Broiler_A_Technical Potential | F11 | Commercial | OR - Miscellaneous | Existing | Food Preparation | Natural Gas | Broiler | A | Cumulative Summer Peak Savings (MW) | Technical Potential | 0 | 0 | 0 | 0 | 0 | 0 | 0 | 0 | 0 | 0 | 0 | 0 | 0 | 0 | 0 | 0 | 0 | 0 | 0 | 0 | 0 | 0 | 0 | 0 | 0 | 0 | 0
F12_Commercial_OR - Miscellaneous_Existing_Food Preparation_Natural Gas_Broiler_A_Technical Potential | F12 | Commercial | OR - Miscellaneous | Existing | Food Preparation | Natural Gas | Broiler | A | Cumulative Winter Peak Savings (MW) | Technical Potential | 0 | 0 | 0 | 0 | 0 | 0 | 0 | 0 | 0 | 0 | 0 | 0 | 0 | 0 | 0 | 0 | 0 | 0 | 0 | 0 | 0 | 0 | 0 | 0 | 0 | 0 | 0
F13_Commercial_OR - Miscellaneous_Existing_Food Preparation_Natural Gas_Broiler_A_Technical Potential | F13 | Commercial | OR - Miscellaneous | Existing | Food Preparation | Natural Gas | Broiler | A | Purchases (Incremental) | Technical Potential | 0 | 0 | 0.094963 | 0.10526 | 0.11441 | 0.12254 | 0.12977 | 0.1362 | 0.14191 | 0.14699 | 0.13992 | 0.13493 | 0.13163 | 0.12972 | 0.033955 | 0.023756 | 0.015404 | 0.0086144 | 0.0031437 | 0.023173 | 0.01831 | 0.013226 | 0.019722 | 0.023808 | 0.026029 | 0.026827 | 0.026563
F14_Commercial_OR - Miscellaneous_Existing_Food Preparation_Natural Gas_Broiler_A_Technical Potential | F14 | Commercial | OR - Miscellaneous | Existing | Food Preparation | Natural Gas | Broiler | A | Purchases (Cumulative) | Technical Potential | 0 | 0 | 0.094963 | 0.20022 | 0.31463 | 0.43717 | 0.56694 | 0.70314 | 0.84505 | 0.99204 | 1.132 | 1.2669 | 1.3985 | 1.5282 | 1.5622 | 1.5859 | 1.6013 | 1.61 | 1.6131 | 1.6363 | 1.6546 | 1.6678 | 1.6875 | 1.7113 | 1.7374 | 1.7642 | 1.7908
F1_Commercial_OR - Miscellaneous_Existing_Food Preparation_Natural Gas_Griddle_A_Technical Potential | F1 | Commercial | OR - Miscellaneous | Existing | Food Preparation | Natural Gas | Griddle | A | Original Unit Energy Savings (kWh or therms) | Technical Potential | 0 | 167.9465 | 167.9465 | 167.9465 | 167.9465 | 167.9465 | 167.9465 | 167.9465 | 167.9465 | 167.9465 | 167.9465 | 167.9465 | 167.9465 | 167.9465 | 167.9465 | 167.9465 | 167.9465 | 167.9465 | 167.9465 | 167.9465 | 167.9465 | 167.9465 | 167.9465 | 167.9465 | 167.9465 | 167.9465 | 167.9465
F2_Commercial_OR - Miscellaneous_Existing_Food Preparation_Natural Gas_Griddle_A_Technical Potential | F2 | Commercial | OR - Miscellaneous | Existing | Food Preparation | Natural Gas | Griddle | A | Original Unit Summer Peak Savings (kW) | Technical Potential | 0 | 0 | 0 | 0 | 0 | 0 | 0 | 0 | 0 | 0 | 0 | 0 | 0 | 0 | 0 | 0 | 0 | 0 | 0 | 0 | 0 | 0 | 0 | 0 | 0 | 0 | 0
F3_Commercial_OR - Miscellaneous_Existing_Food Preparation_Natural Gas_Griddle_A_Technical Potential | F3 | Commercial | OR - Miscellaneous | Existing | Food Preparation | Natural Gas | Griddle | A | Original Unit Winter Peak Savings (kW) | Technical Potential | 0 | 0 | 0 | 0 | 0 | 0 | 0 | 0 | 0 | 0 | 0 | 0 | 0 | 0 | 0 | 0 | 0 | 0 | 0 | 0 | 0 | 0 | 0 | 0 | 0 | 0 | 0
F4_Commercial_OR - Miscellaneous_Existing_Food Preparation_Natural Gas_Griddle_A_Technical Potential | F4 | Commercial | OR - Miscellaneous | Existing | Food Preparation | Natural Gas | Griddle | A | Standalone Impact on Baseline Energy (%) | Technical Potential | 0 | 0 | 0.00079752 | 0.0016815 | 0.0026423 | 0.0036714 | 0.0047613 | 0.0059051 | 0.0070969 | 0.0083313 | 0.0095064 | 0.01064 | 0.011745 | 0.012834 | 0.01312 | 0.013319 | 0.013448 | 0.013521 | 0.013547 | 0.013742 | 0.013896 | 0.014007 | 0.014172 | 0.014372 | 0.014591 | 0.014816 | 0.015039
F5_Commercial_OR - Miscellaneous_Existing_Food Preparation_Natural Gas_Griddle_A_Technical Potential | F5 | Commercial | OR - Miscellaneous | Existing | Food Preparation | Natural Gas | Griddle | A | Standalone Impact on Baseline Summer Peak (%) | Technical Potential | 0 | 0 | 0 | 0 | 0 | 0 | 0 | 0 | 0 | 0 | 0 | 0 | 0 | 0 | 0 | 0 | 0 | 0 | 0 | 0 | 0 | 0 | 0 | 0 | 0 | 0 | 0
F6_Commercial_OR - Miscellaneous_Existing_Food Preparation_Natural Gas_Griddle_A_Technical Potential | F6 | Commercial | OR - Miscellaneous | Existing | Food Preparation | Natural Gas | Griddle | A | Standalone Impact on Baseline Winter Peak (%) | Technical Potential | 0 | 0 | 0 | 0 | 0 | 0 | 0 | 0 | 0 | 0 | 0 | 0 | 0 | 0 | 0 | 0 | 0 | 0 | 0 | 0 | 0 | 0 | 0 | 0 | 0 | 0 | 0
F7_Commercial_OR - Miscellaneous_Existing_Food Preparation_Natural Gas_Griddle_A_Technical Potential | F7 | Commercial | OR - Miscellaneous | Existing | Food Preparation | Natural Gas | Griddle | A | Incremental Energy Savings (MWh or mTherms) | Technical Potential | 0 | 0 | 0.0056595 | 0.006273 | 0.0068183 | 0.0073031 | 0.007734 | 0.008117 | 0.0084574 | 0.00876 | 0.0083388 | 0.0080411 | 0.0078447 | 0.0077306 | 0.0020236 | 0.0014158 | 0.00091802 | 0.00051339 | 0.00018736 | 0.001381 | 0.0010912 | 0.00078822 | 0.0011754 | 0.0014189 | 0.0015512 | 0.0015988 | 0.0015831
F8_Commercial_OR - Miscellaneous_Existing_Food Preparation_Natural Gas_Griddle_A_Technical Potential | F8 | Commercial | OR - Miscellaneous | Existing | Food Preparation | Natural Gas | Griddle | A | Incremental Summer Peak Savings (MW) | Technical Potential | 0 | 0 | 0 | 0 | 0 | 0 | 0 | 0 | 0 | 0 | 0 | 0 | 0 | 0 | 0 | 0 | 0 | 0 | 0 | 0 | 0 | 0 | 0 | 0 | 0 | 0 | 0
F9_Commercial_OR - Miscellaneous_Existing_Food Preparation_Natural Gas_Griddle_A_Technical Potential | F9 | Commercial | OR - Miscellaneous | Existing | Food Preparation | Natural Gas | Griddle | A | Incremental Winter Peak Savings (MW) | Technical Potential | 0 | 0 | 0 | 0 | 0 | 0 | 0 | 0 | 0 | 0 | 0 | 0 | 0 | 0 | 0 | 0 | 0 | 0 | 0 | 0 | 0 | 0 | 0 | 0 | 0 | 0 | 0
F10_Commercial_OR - Miscellaneous_Existing_Food Preparation_Natural Gas_Griddle_A_Technical Potential | F10 | Commercial | OR - Miscellaneous | Existing | Food Preparation | Natural Gas | Griddle | A | Cumulative Energy Savings (MWh or mTherms) | Technical Potential | 0 | 0 | 0.0056595 | 0.011933 | 0.018751 | 0.026054 | 0.033788 | 0.041905 | 0.050362 | 0.059122 | 0.067461 | 0.075502 | 0.083347 | 0.091078 | 0.093101 | 0.094517 | 0.095435 | 0.095948 | 0.096136 | 0.097517 | 0.098608 | 0.099396 | 0.10057 | 0.10199 | 0.10354 | 0.10514 | 0.10672
F11_Commercial_OR - Miscellaneous_Existing_Food Preparation_Natural Gas_Griddle_A_Technical Potential | F11 | Commercial | OR - Miscellaneous | Existing | Food Preparation | Natural Gas | Griddle | A | Cumulative Summer Peak Savings (MW) | Technical Potential | 0 | 0 | 0 | 0 | 0 | 0 | 0 | 0 | 0 | 0 | 0 | 0 | 0 | 0 | 0 | 0 | 0 | 0 | 0 | 0 | 0 | 0 | 0 | 0 | 0 | 0 | 0
F12_Commercial_OR - Miscellaneous_Existing_Food Preparation_Natural Gas_Griddle_A_Technical Potential | F12 | Commercial | OR - Miscellaneous | Existing | Food Preparation | Natural Gas | Griddle | A | Cumulative Winter Peak Savings (MW) | Technical Potential | 0 | 0 | 0 | 0 | 0 | 0 | 0 | 0 | 0 | 0 | 0 | 0 | 0 | 0 | 0 | 0 | 0 | 0 | 0 | 0 | 0 | 0 | 0 | 0 | 0 | 0 | 0
F13_Commercial_OR - Miscellaneous_Existing_Food Preparation_Natural Gas_Griddle_A_Technical Potential | F13 | Commercial | OR - Miscellaneous | Existing | Food Preparation | Natural Gas | Griddle | A | Purchases (Incremental) | Technical Potential | 0 | 0 | 0.033698 | 0.037351 | 0.040598 | 0.043485 | 0.04605 | 0.048331 | 0.050358 | 0.05216 | 0.049652 | 0.047879 | 0.046709 | 0.04603 | 0.012049 | 0.0084299 | 0.0054661 | 0.0030569 | 0.0011156 | 0.008223 | 0.0064976 | 0.0046933 | 0.0069986 | 0.0084486 | 0.0092366 | 0.0095199 | 0.009426
F14_Commercial_OR - Miscellaneous_Existing_Food Preparation_Natural Gas_Griddle_A_Technical Potential | F14 | Commercial | OR - Miscellaneous | Existing | Food Preparation | Natural Gas | Griddle | A | Purchases (Cumulative) | Technical Potential | 0 | 0 | 0.033698 | 0.07105 | 0.11165 | 0.15513 | 0.20118 | 0.24951 | 0.29987 | 0.35203 | 0.40168 | 0.44956 | 0.49627 | 0.5423 | 0.55435 | 0.56278 | 0.56825 | 0.5713 | 0.57242 | 0.58064 | 0.58714 | 0.59183 | 0.59883 | 0.60728 | 0.61652 | 0.62604 | 0.63546
F1_Commercial_OR - Miscellaneous_Existing_Food Preparation_Natural Gas_Range_A_Technical Potential | F1 | Commercial | OR - Miscellaneous | Existing | Food Preparation | Natural Gas | Range | A | Original Unit Energy Savings (kWh or therms) | Technical Potential | 0 | 171.4286 | 171.4286 | 171.4286 | 171.4286 | 171.4286 | 171.4286 | 171.4286 | 171.4286 | 171.4286 | 171.4286 | 171.4286 | 171.4286 | 171.4286 | 171.4286 | 171.4286 | 171.4286 | 171.4286 | 171.4286 | 171.4286 | 171.4286 | 171.4286 | 171.4286 | 171.4286 | 171.4286 | 171.4286 | 171.4286
F2_Commercial_OR - Miscellaneous_Existing_Food Preparation_Natural Gas_Range_A_Technical Potential | F2 | Commercial | OR - Miscellaneous | Existing | Food Preparation | Natural Gas | Range | A | Original Unit Summer Peak Savings (kW) | Technical Potential | 0 | 0 | 0 | 0 | 0 | 0 | 0 | 0 | 0 | 0 | 0 | 0 | 0 | 0 | 0 | 0 | 0 | 0 | 0 | 0 | 0 | 0 | 0 | 0 | 0 | 0 | 0
F3_Commercial_OR - Miscellaneous_Existing_Food Preparation_Natural Gas_Range_A_Technical Potential | F3 | Commercial | OR - Miscellaneous | Existing | Food Preparation | Natural Gas | Range | A | Original Unit Winter Peak Savings (kW) | Technical Potential | 0 | 0 | 0 | 0 | 0 | 0 | 0 | 0 | 0 | 0 | 0 | 0 | 0 | 0 | 0 | 0 | 0 | 0 | 0 | 0 | 0 | 0 | 0 | 0 | 0 | 0 | 0
F4_Commercial_OR - Miscellaneous_Existing_Food Preparation_Natural Gas_Range_A_Technical Potential | F4 | Commercial | OR - Miscellaneous | Existing | Food Preparation | Natural Gas | Range | A | Standalone Impact on Baseline Energy (%) | Technical Potential | 0 | 0 | 0.001346 | 0.0029404 | 0.0047336 | 0.0066859 | 0.0087654 | 0.010947 | 0.013209 | 0.015537 | 0.017606 | 0.019531 | 0.020044 | 0.020295 | 0.020369 | 0.020597 | 0.02078 | 0.020926 | 0.021043 | 0.021075 | 0.021311 | 0.021629 | 0.021956 | 0.022248 | 0.022461 | 0.022461 | 0.022461
F5_Commercial_OR - Miscellaneous_Existing_Food Preparation_Natural Gas_Range_A_Technical Potential | F5 | Commercial | OR - Miscellaneous | Existing | Food Preparation | Natural Gas | Range | A | Standalone Impact on Baseline Summer Peak (%) | Technical Potential | 0 | 0 | 0 | 0 | 0 | 0 | 0 | 0 | 0 | 0 | 0 | 0 | 0 | 0 | 0 | 0 | 0 | 0 | 0 | 0 | 0 | 0 | 0 | 0 | 0 | 0 | 0
F6_Commercial_OR - Miscellaneous_Existing_Food Preparation_Natural Gas_Range_A_Technical Potential | F6 | Commercial | OR - Miscellaneous | Existing | Food Preparation | Natural Gas | Range | A | Standalone Impact on Baseline Winter Peak (%) | Technical Potential | 0 | 0 | 0 | 0 | 0 | 0 | 0 | 0 | 0 | 0 | 0 | 0 | 0 | 0 | 0 | 0 | 0 | 0 | 0 | 0 | 0 | 0 | 0 | 0 | 0 | 0 | 0
F7_Commercial_OR - Miscellaneous_Existing_Food Preparation_Natural Gas_Range_A_Technical Potential | F7 | Commercial | OR - Miscellaneous | Existing | Food Preparation | Natural Gas | Range | A | Incremental Energy Savings (MWh or mTherms) | Technical Potential | 0 | 0 | 0.0095515 | 0.011315 | 0.012725 | 0.013854 | 0.014757 | 0.015479 | 0.016057 | 0.016519 | 0.014685 | 0.013658 | 0.003638 | 0.0017819 | 0.00052266 | 0.0016219 | 0.0012975 | 0.001038 | 0.00083042 | 0.0002235 | 0.0016776 | 0.0022591 | 0.0023151 | 0.0020778 | 0.0015057 | 0 | 0
F8_Commercial_OR - Miscellaneous_Existing_Food Preparation_Natural Gas_Range_A_Technical Potential | F8 | Commercial | OR - Miscellaneous | Existing | Food Preparation | Natural Gas | Range | A | Incremental Summer Peak Savings (MW) | Technical Potential | 0 | 0 | 0 | 0 | 0 | 0 | 0 | 0 | 0 | 0 | 0 | 0 | 0 | 0 | 0 | 0 | 0 | 0 | 0 | 0 | 0 | 0 | 0 | 0 | 0 | 0 | 0
F9_Commercial_OR - Miscellaneous_Existing_Food Preparation_Natural Gas_Range_A_Technical Potential | F9 | Commercial | OR - Miscellaneous | Existing | Food Preparation | Natural Gas | Range | A | Incremental Winter Peak Savings (MW) | Technical Potential | 0 | 0 | 0 | 0 | 0 | 0 | 0 | 0 | 0 | 0 | 0 | 0 | 0 | 0 | 0 | 0 | 0 | 0 | 0 | 0 | 0 | 0 | 0 | 0 | 0 | 0 | 0
F10_Commercial_OR - Miscellaneous_Existing_Food Preparation_Natural Gas_Range_A_Technical Potential | F10 | Commercial | OR - Miscellaneous | Existing | Food Preparation | Natural Gas | Range | A | Cumulative Energy Savings (MWh or mTherms) | Technical Potential | 0 | 0 | 0.0095515 | 0.020866 | 0.033592 | 0.047446 | 0.062203 | 0.077682 | 0.093739 | 0.11026 | 0.12494 | 0.1386 | 0.14224 | 0.14402 | 0.14454 | 0.14617 | 0.14746 | 0.1485 | 0.14933 | 0.14955 | 0.15123 | 0.15349 | 0.15581 | 0.15788 | 0.15939 | 0.15939 | 0.15939
F11_Commercial_OR - Miscellaneous_Existing_Food Preparation_Natural Gas_Range_A_Technical Potential | F11 | Commercial | OR - Miscellaneous | Existing | Food Preparation | Natural Gas | Range | A | Cumulative Summer Peak Savings (MW) | Technical Potential | 0 | 0 | 0 | 0 | 0 | 0 | 0 | 0 | 0 | 0 | 0 | 0 | 0 | 0 | 0 | 0 | 0 | 0 | 0 | 0 | 0 | 0 | 0 | 0 | 0 | 0 | 0
F12_Commercial_OR - Miscellaneous_Existing_Food Preparation_Natural Gas_Range_A_Technical Potential | F12 | Commercial | OR - Miscellaneous | Existing | Food Preparation | Natural Gas | Range | A | Cumulative Winter Peak Savings (MW) | Technical Potential | 0 | 0 | 0 | 0 | 0 | 0 | 0 | 0 | 0 | 0 | 0 | 0 | 0 | 0 | 0 | 0 | 0 | 0 | 0 | 0 | 0 | 0 | 0 | 0 | 0 | 0 | 0
F13_Commercial_OR - Miscellaneous_Existing_Food Preparation_Natural Gas_Range_A_Technical Potential | F13 | Commercial | OR - Miscellaneous | Existing | Food Preparation | Natural Gas | Range | A | Purchases (Incremental) | Technical Potential | 0 | 0 | 0.055717 | 0.066003 | 0.074232 | 0.080815 | 0.086082 | 0.090295 | 0.093665 | 0.096362 | 0.085661 | 0.079672 | 0.021222 | 0.010394 | 0.0030489 | 0.0094611 | 0.0075689 | 0.0060551 | 0.0048441 | 0.0013037 | 0.0097862 | 0.013178 | 0.013505 | 0.01212 | 0.0087834 | 0 | 0
F14_Commercial_OR - Miscellaneous_Existing_Food Preparation_Natural Gas_Range_A_Technical Potential | F14 | Commercial | OR - Miscellaneous | Existing | Food Preparation | Natural Gas | Range | A | Purchases (Cumulative) | Technical Potential | 0 | 0 | 0.055717 | 0.12172 | 0.19595 | 0.27677 | 0.36285 | 0.45314 | 0.54681 | 0.64317 | 0.72883 | 0.8085 | 0.82973 | 0.84012 | 0.84317 | 0.85263 | 0.8602 | 0.86625 | 0.8711 | 0.8724 | 0.88219 | 0.89537 | 0.90887 | 0.92099 | 0.92977 | 0.92977 | 0.92977
F1_Commercial_OR - Miscellaneous_Existing_Food Preparation_Natural Gas_Steamer_A_Technical Potential | F1 | Commercial | OR - Miscellaneous | Existing | Food Preparation | Natural Gas | Steamer | A | Original Unit Energy Savings (kWh or therms) | Technical Potential | 0 | 1215.1419 | 1215.1419 | 1215.1419 | 1215.1419 | 1215.1419 | 1215.1419 | 1215.1419 | 1215.1419 | 1215.1419 | 1215.1419 | 1215.1419 | 1215.1419 | 1215.1419 | 1215.1419 | 1215.1419 | 1215.1419 | 1215.1419 | 1215.1419 | 1215.1419 | 1215.1419 | 1215.1419 | 1215.1419 | 1215.1419 | 1215.1419 | 1215.1419 | 1215.1419
F2_Commercial_OR - Miscellaneous_Existing_Food Preparation_Natural Gas_Steamer_A_Technical Potential | F2 | Commercial | OR - Miscellaneous | Existing | Food Preparation | Natural Gas | Steamer | A | Original Unit Summer Peak Savings (kW) | Technical Potential | 0 | 0 | 0 | 0 | 0 | 0 | 0 | 0 | 0 | 0 | 0 | 0 | 0 | 0 | 0 | 0 | 0 | 0 | 0 | 0 | 0 | 0 | 0 | 0 | 0 | 0 | 0
F3_Commercial_OR - Miscellaneous_Existing_Food Preparation_Natural Gas_Steamer_A_Technical Potential | F3 | Commercial | OR - Miscellaneous | Existing | Food Preparation | Natural Gas | Steamer | A | Original Unit Winter Peak Savings (kW) | Technical Potential | 0 | 0 | 0 | 0 | 0 | 0 | 0 | 0 | 0 | 0 | 0 | 0 | 0 | 0 | 0 | 0 | 0 | 0 | 0 | 0 | 0 | 0 | 0 | 0 | 0 | 0 | 0
F4_Commercial_OR - Miscellaneous_Existing_Food Preparation_Natural Gas_Steamer_A_Technical Potential | F4 | Commercial | OR - Miscellaneous | Existing | Food Preparation | Natural Gas | Steamer | A | Standalone Impact on Baseline Energy (%) | Technical Potential | 0 | 0 | 0.00051172 | 0.0010093 | 0.0014956 | 0.0019729 | 0.002443 | 0.0029072 | 0.0033845 | 0.0038687 | 0.0038687 | 0.0038687 | 0.0038687 | 0.0040121 | 0.0041268 | 0.0042221 | 0.0042863 | 0.0043304 | 0.0043367 | 0.004349 | 0.0043981 | 0.0043981 | 0.0043981 | 0.0043981 | 0.0044005 | 0.0044467 | 0.0044467
F5_Commercial_OR - Miscellaneous_Existing_Food Preparation_Natural Gas_Steamer_A_Technical Potential | F5 | Commercial | OR - Miscellaneous | Existing | Food Preparation | Natural Gas | Steamer | A | Standalone Impact on Baseline Summer Peak (%) | Technical Potential | 0 | 0 | 0 | 0 | 0 | 0 | 0 | 0 | 0 | 0 | 0 | 0 | 0 | 0 | 0 | 0 | 0 | 0 | 0 | 0 | 0 | 0 | 0 | 0 | 0 | 0 | 0
F6_Commercial_OR - Miscellaneous_Existing_Food Preparation_Natural Gas_Steamer_A_Technical Potential | F6 | Commercial | OR - Miscellaneous | Existing | Food Preparation | Natural Gas | Steamer | A | Standalone Impact on Baseline Winter Peak (%) | Technical Potential | 0 | 0 | 0 | 0 | 0 | 0 | 0 | 0 | 0 | 0 | 0 | 0 | 0 | 0 | 0 | 0 | 0 | 0 | 0 | 0 | 0 | 0 | 0 | 0 | 0 | 0 | 0
F7_Commercial_OR - Miscellaneous_Existing_Food Preparation_Natural Gas_Steamer_A_Technical Potential | F7 | Commercial | OR - Miscellaneous | Existing | Food Preparation | Natural Gas | Steamer | A | Incremental Energy Savings (MWh or mTherms) | Technical Potential | 0 | 0 | 0.0036314 | 0.0035312 | 0.0034511 | 0.0033869 | 0.0033357 | 0.0032946 | 0.003387 | 0.0034359 | 0 | 0 | 0 | 0.0010175 | 0.00081403 | 0.00067627 | 0.00045586 | 0.0003126 | 4.4806e-05 | 8.7134e-05 | 0.00034873 | 0 | 0 | 0 | 1.734e-05 | 0.00032757 | 0
F8_Commercial_OR - Miscellaneous_Existing_Food Preparation_Natural Gas_Steamer_A_Technical Potential | F8 | Commercial | OR - Miscellaneous | Existing | Food Preparation | Natural Gas | Steamer | A | Incremental Summer Peak Savings (MW) | Technical Potential | 0 | 0 | 0 | 0 | 0 | 0 | 0 | 0 | 0 | 0 | 0 | 0 | 0 | 0 | 0 | 0 | 0 | 0 | 0 | 0 | 0 | 0 | 0 | 0 | 0 | 0 | 0
F9_Commercial_OR - Miscellaneous_Existing_Food Preparation_Natural Gas_Steamer_A_Technical Potential | F9 | Commercial | OR - Miscellaneous | Existing | Food Preparation | Natural Gas | Steamer | A | Incremental Winter Peak Savings (MW) | Technical Potential | 0 | 0 | 0 | 0 | 0 | 0 | 0 | 0 | 0 | 0 | 0 | 0 | 0 | 0 | 0 | 0 | 0 | 0 | 0 | 0 | 0 | 0 | 0 | 0 | 0 | 0 | 0
F10_Commercial_OR - Miscellaneous_Existing_Food Preparation_Natural Gas_Steamer_A_Technical Potential | F10 | Commercial | OR - Miscellaneous | Existing | Food Preparation | Natural Gas | Steamer | A | Cumulative Energy Savings (MWh or mTherms) | Technical Potential | 0 | 0 | 0.0036314 | 0.0071626 | 0.010614 | 0.014001 | 0.017336 | 0.020631 | 0.024018 | 0.027454 | 0.027454 | 0.027454 | 0.027454 | 0.028471 | 0.029285 | 0.029962 | 0.030417 | 0.03073 | 0.030775 | 0.030862 | 0.031211 | 0.031211 | 0.031211 | 0.031211 | 0.031228 | 0.031556 | 0.031556
F11_Commercial_OR - Miscellaneous_Existing_Food Preparation_Natural Gas_Steamer_A_Technical Potential | F11 | Commercial | OR - Miscellaneous | Existing | Food Preparation | Natural Gas | Steamer | A | Cumulative Summer Peak Savings (MW) | Technical Potential | 0 | 0 | 0 | 0 | 0 | 0 | 0 | 0 | 0 | 0 | 0 | 0 | 0 | 0 | 0 | 0 | 0 | 0 | 0 | 0 | 0 | 0 | 0 | 0 | 0 | 0 | 0
F12_Commercial_OR - Miscellaneous_Existing_Food Preparation_Natural Gas_Steamer_A_Technical Potential | F12 | Commercial | OR - Miscellaneous | Existing | Food Preparation | Natural Gas | Steamer | A | Cumulative Winter Peak Savings (MW) | Technical Potential | 0 | 0 | 0 | 0 | 0 | 0 | 0 | 0 | 0 | 0 | 0 | 0 | 0 | 0 | 0 | 0 | 0 | 0 | 0 | 0 | 0 | 0 | 0 | 0 | 0 | 0 | 0
F13_Commercial_OR - Miscellaneous_Existing_Food Preparation_Natural Gas_Steamer_A_Technical Potential | F13 | Commercial | OR - Miscellaneous | Existing | Food Preparation | Natural Gas | Steamer | A | Purchases (Incremental) | Technical Potential | 0 | 0 | 0.0029884 | 0.002906 | 0.00284 | 0.0027873 | 0.0027451 | 0.0027113 | 0.0027873 | 0.0028276 | 0 | 0 | 0 | 0.00083738 | 0.0006699 | 0.00055653 | 0.00037515 | 0.00025725 | 3.6873e-05 | 7.1707e-05 | 0.00028698 | 0 | 0 | 0 | 1.427e-05 | 0.00026957 | 0
F14_Commercial_OR - Miscellaneous_Existing_Food Preparation_Natural Gas_Steamer_A_Technical Potential | F14 | Commercial | OR - Miscellaneous | Existing | Food Preparation | Natural Gas | Steamer | A | Purchases (Cumulative) | Technical Potential | 0 | 0 | 0.0029884 | 0.0058944 | 0.0087345 | 0.011522 | 0.014267 | 0.016978 | 0.019765 | 0.022593 | 0.022593 | 0.022593 | 0.022593 | 0.02343 | 0.0241 | 0.024657 | 0.025032 | 0.025289 | 0.025326 | 0.025398 | 0.025685 | 0.025685 | 0.025685 | 0.025685 | 0.025699 | 0.025969 | 0.025969
F1_Commercial_OR - Miscellaneous_Existing_Food Preparation_Natural Gas_Commercial Food Prep Other_A_Technical Potential | F1 | Commercial | OR - Miscellaneous | Existing | Food Preparation | Natural Gas | Commercial Food Prep Other | A | Original Unit Energy Savings (kWh or therms) | Technical Potential | 0 | 0 | 0 | 0 | 0 | 0 | 0 | 0 | 0 | 0 | 0 | 0 | 0 | 0 | 0 | 0 | 0 | 0 | 0 | 0 | 0 | 0 | 0 | 0 | 0 | 0 | 0
F2_Commercial_OR - Miscellaneous_Existing_Food Preparation_Natural Gas_Commercial Food Prep Other_A_Technical Potential | F2 | Commercial | OR - Miscellaneous | Existing | Food Preparation | Natural Gas | Commercial Food Prep Other | A | Original Unit Summer Peak Savings (kW) | Technical Potential | 0 | 0 | 0 | 0 | 0 | 0 | 0 | 0 | 0 | 0 | 0 | 0 | 0 | 0 | 0 | 0 | 0 | 0 | 0 | 0 | 0 | 0 | 0 | 0 | 0 | 0 | 0
F3_Commercial_OR - Miscellaneous_Existing_Food Preparation_Natural Gas_Commercial Food Prep Other_A_Technical Potential | F3 | Commercial | OR - Miscellaneous | Existing | Food Preparation | Natural Gas | Commercial Food Prep Other | A | Original Unit Winter Peak Savings (kW) | Technical Potential | 0 | 0 | 0 | 0 | 0 | 0 | 0 | 0 | 0 | 0 | 0 | 0 | 0 | 0 | 0 | 0 | 0 | 0 | 0 | 0 | 0 | 0 | 0 | 0 | 0 | 0 | 0
F4_Commercial_OR - Miscellaneous_Existing_Food Preparation_Natural Gas_Commercial Food Prep Other_A_Technical Potential | F4 | Commercial | OR - Miscellaneous | Existing | Food Preparation | Natural Gas | Commercial Food Prep Other | A | Standalone Impact on Baseline Energy (%) | Technical Potential | 0 | 0 | 0 | 0 | 0 | 0 | 0 | 0 | 0 | 0 | 0 | 0 | 0 | 0 | 0 | 0 | 0 | 0 | 0 | 0 | 0 | 0 | 0 | 0 | 0 | 0 | 0
F5_Commercial_OR - Miscellaneous_Existing_Food Preparation_Natural Gas_Commercial Food Prep Other_A_Technical Potential | F5 | Commercial | OR - Miscellaneous | Existing | Food Preparation | Natural Gas | Commercial Food Prep Other | A | Standalone Impact on Baseline Summer Peak (%) | Technical Potential | 0 | 0 | 0 | 0 | 0 | 0 | 0 | 0 | 0 | 0 | 0 | 0 | 0 | 0 | 0 | 0 | 0 | 0 | 0 | 0 | 0 | 0 | 0 | 0 | 0 | 0 | 0
F6_Commercial_OR - Miscellaneous_Existing_Food Preparation_Natural Gas_Commercial Food Prep Other_A_Technical Potential | F6 | Commercial | OR - Miscellaneous | Existing | Food Preparation | Natural Gas | Commercial Food Prep Other | A | Standalone Impact on Baseline Winter Peak (%) | Technical Potential | 0 | 0 | 0 | 0 | 0 | 0 | 0 | 0 | 0 | 0 | 0 | 0 | 0 | 0 | 0 | 0 | 0 | 0 | 0 | 0 | 0 | 0 | 0 | 0 | 0 | 0 | 0
F7_Commercial_OR - Miscellaneous_Existing_Food Preparation_Natural Gas_Commercial Food Prep Other_A_Technical Potential | F7 | Commercial | OR - Miscellaneous | Existing | Food Preparation | Natural Gas | Commercial Food Prep Other | A | Incremental Energy Savings (MWh or mTherms) | Technical Potential | 0 | 0 | 0 | 0 | 0 | 0 | 0 | 0 | 0 | 0 | 0 | 0 | 0 | 0 | 0 | 0 | 0 | 0 | 0 | 0 | 0 | 0 | 0 | 0 | 0 | 0 | 0
F8_Commercial_OR - Miscellaneous_Existing_Food Preparation_Natural Gas_Commercial Food Prep Other_A_Technical Potential | F8 | Commercial | OR - Miscellaneous | Existing | Food Preparation | Natural Gas | Commercial Food Prep Other | A | Incremental Summer Peak Savings (MW) | Technical Potential | 0 | 0 | 0 | 0 | 0 | 0 | 0 | 0 | 0 | 0 | 0 | 0 | 0 | 0 | 0 | 0 | 0 | 0 | 0 | 0 | 0 | 0 | 0 | 0 | 0 | 0 | 0
F9_Commercial_OR - Miscellaneous_Existing_Food Preparation_Natural Gas_Commercial Food Prep Other_A_Technical Potential | F9 | Commercial | OR - Miscellaneous | Existing | Food Preparation | Natural Gas | Commercial Food Prep Other | A | Incremental Winter Peak Savings (MW) | Technical Potential | 0 | 0 | 0 | 0 | 0 | 0 | 0 | 0 | 0 | 0 | 0 | 0 | 0 | 0 | 0 | 0 | 0 | 0 | 0 | 0 | 0 | 0 | 0 | 0 | 0 | 0 | 0
F10_Commercial_OR - Miscellaneous_Existing_Food Preparation_Natural Gas_Commercial Food Prep Other_A_Technical Potential | F10 | Commercial | OR - Miscellaneous | Existing | Food Preparation | Natural Gas | Commercial Food Prep Other | A | Cumulative Energy Savings (MWh or mTherms) | Technical Potential | 0 | 0 | 0 | 0 | 0 | 0 | 0 | 0 | 0 | 0 | 0 | 0 | 0 | 0 | 0 | 0 | 0 | 0 | 0 | 0 | 0 | 0 | 0 | 0 | 0 | 0 | 0
F11_Commercial_OR - Miscellaneous_Existing_Food Preparation_Natural Gas_Commercial Food Prep Other_A_Technical Potential | F11 | Commercial | OR - Miscellaneous | Existing | Food Preparation | Natural Gas | Commercial Food Prep Other | A | Cumulative Summer Peak Savings (MW) | Technical Potential | 0 | 0 | 0 | 0 | 0 | 0 | 0 | 0 | 0 | 0 | 0 | 0 | 0 | 0 | 0 | 0 | 0 | 0 | 0 | 0 | 0 | 0 | 0 | 0 | 0 | 0 | 0
F12_Commercial_OR - Miscellaneous_Existing_Food Preparation_Natural Gas_Commercial Food Prep Other_A_Technical Potential | F12 | Commercial | OR - Miscellaneous | Existing | Food Preparation | Natural Gas | Commercial Food Prep Other | A | Cumulative Winter Peak Savings (MW) | Technical Potential | 0 | 0 | 0 | 0 | 0 | 0 | 0 | 0 | 0 | 0 | 0 | 0 | 0 | 0 | 0 | 0 | 0 | 0 | 0 | 0 | 0 | 0 | 0 | 0 | 0 | 0 | 0
F13_Commercial_OR - Miscellaneous_Existing_Food Preparation_Natural Gas_Commercial Food Prep Other_A_Technical Potential | F13 | Commercial | OR - Miscellaneous | Existing | Food Preparation | Natural Gas | Commercial Food Prep Other | A | Purchases (Incremental) | Technical Potential | 0 | 0 | 0 | 0 | 0 | 0 | 0 | 0 | 0 | 0 | 0 | 0 | 0 | 0 | 0 | 0 | 0 | 0 | 0 | 0 | 0 | 0 | 0 | 0 | 0 | 0 | 0
F14_Commercial_OR - Miscellaneous_Existing_Food Preparation_Natural Gas_Commercial Food Prep Other_A_Technical Potential | F14 | Commercial | OR - Miscellaneous | Existing | Food Preparation | Natural Gas | Commercial Food Prep Other | A | Purchases (Cumulative) | Technical Potential | 0 | 0 | 0 | 0 | 0 | 0 | 0 | 0 | 0 | 0 | 0 | 0 | 0 | 0 | 0 | 0 | 0 | 0 | 0 | 0 | 0 | 0 | 0 | 0 | 0 | 0 | 0
F1_Commercial_OR - Miscellaneous_Existing_Miscellaneous_Natural Gas_Pool Heater_A_Technical Potential | F1 | Commercial | OR - Miscellaneous | Existing | Miscellaneous | Natural Gas | Pool Heater | A | Original Unit Energy Savings (kWh or therms) | Technical Potential | 0 | 2233.5 | 2233.5 | 2233.5 | 2233.5 | 2233.5 | 2233.5 | 2233.5 | 2233.5 | 2233.5 | 2233.5 | 2233.5 | 2233.5 | 2233.5 | 2233.5 | 2233.5 | 2233.5 | 2233.5 | 2233.5 | 2233.5 | 2233.5 | 2233.5 | 2233.5 | 2233.5 | 2233.5 | 2233.5 | 2233.5
F2_Commercial_OR - Miscellaneous_Existing_Miscellaneous_Natural Gas_Pool Heater_A_Technical Potential | F2 | Commercial | OR - Miscellaneous | Existing | Miscellaneous | Natural Gas | Pool Heater | A | Original Unit Summer Peak Savings (kW) | Technical Potential | 0 | 0 | 0 | 0 | 0 | 0 | 0 | 0 | 0 | 0 | 0 | 0 | 0 | 0 | 0 | 0 | 0 | 0 | 0 | 0 | 0 | 0 | 0 | 0 | 0 | 0 | 0
F3_Commercial_OR - Miscellaneous_Existing_Miscellaneous_Natural Gas_Pool Heater_A_Technical Potential | F3 | Commercial | OR - Miscellaneous | Existing | Miscellaneous | Natural Gas | Pool Heater | A | Original Unit Winter Peak Savings (kW) | Technical Potential | 0 | 0 | 0 | 0 | 0 | 0 | 0 | 0 | 0 | 0 | 0 | 0 | 0 | 0 | 0 | 0 | 0 | 0 | 0 | 0 | 0 | 0 | 0 | 0 | 0 | 0 | 0
F4_Commercial_OR - Miscellaneous_Existing_Miscellaneous_Natural Gas_Pool Heater_A_Technical Potential | F4 | Commercial | OR - Miscellaneous | Existing | Miscellaneous | Natural Gas | Pool Heater | A | Standalone Impact on Baseline Energy (%) | Technical Potential | 0 | 0 | 0.00028885 | 0.00056973 | 0.00084424 | 0.0011137 | 0.0013889 | 0.0016669 | 0.0016669 | 0.0016669 | 0.0016685 | 0.0017534 | 0.0018145 | 0.0018592 | 0.0018825 | 0.0019051 | 0.0019443 | 0.0019443 | 0.0019443 | 0.0019443 | 0.0019443 | 0.0019443 | 0.0019443 | 0.0019443 | 0.0019443 | 0.0019443 | 0.0019443
F5_Commercial_OR - Miscellaneous_Existing_Miscellaneous_Natural Gas_Pool Heater_A_Technical Potential | F5 | Commercial | OR - Miscellaneous | Existing | Miscellaneous | Natural Gas | Pool Heater | A | Standalone Impact on Baseline Summer Peak (%) | Technical Potential | 0 | 0 | 0 | 0 | 0 | 0 | 0 | 0 | 0 | 0 | 0 | 0 | 0 | 0 | 0 | 0 | 0 | 0 | 0 | 0 | 0 | 0 | 0 | 0 | 0 | 0 | 0
F6_Commercial_OR - Miscellaneous_Existing_Miscellaneous_Natural Gas_Pool Heater_A_Technical Potential | F6 | Commercial | OR - Miscellaneous | Existing | Miscellaneous | Natural Gas | Pool Heater | A | Standalone Impact on Baseline Winter Peak (%) | Technical Potential | 0 | 0 | 0 | 0 | 0 | 0 | 0 | 0 | 0 | 0 | 0 | 0 | 0 | 0 | 0 | 0 | 0 | 0 | 0 | 0 | 0 | 0 | 0 | 0 | 0 | 0 | 0
F7_Commercial_OR - Miscellaneous_Existing_Miscellaneous_Natural Gas_Pool Heater_A_Technical Potential | F7 | Commercial | OR - Miscellaneous | Existing | Miscellaneous | Natural Gas | Pool Heater | A | Incremental Energy Savings (MWh or mTherms) | Technical Potential | 0 | 0 | 0.0098168 | 0.009546 | 0.0093293 | 0.009156 | 0.0093558 | 0.009448 | 0 | 0 | 5.3853e-05 | 0.0028839 | 0.0020769 | 0.0015207 | 0.00078942 | 0.00077019 | 0.0013301 | 0 | 0 | 0 | 0 | 0 | 0 | 0 | 0 | 0 | 0
F8_Commercial_OR - Miscellaneous_Existing_Miscellaneous_Natural Gas_Pool Heater_A_Technical Potential | F8 | Commercial | OR - Miscellaneous | Existing | Miscellaneous | Natural Gas | Pool Heater | A | Incremental Summer Peak Savings (MW) | Technical Potential | 0 | 0 | 0 | 0 | 0 | 0 | 0 | 0 | 0 | 0 | 0 | 0 | 0 | 0 | 0 | 0 | 0 | 0 | 0 | 0 | 0 | 0 | 0 | 0 | 0 | 0 | 0
F9_Commercial_OR - Miscellaneous_Existing_Miscellaneous_Natural Gas_Pool Heater_A_Technical Potential | F9 | Commercial | OR - Miscellaneous | Existing | Miscellaneous | Natural Gas | Pool Heater | A | Incremental Winter Peak Savings (MW) | Technical Potential | 0 | 0 | 0 | 0 | 0 | 0 | 0 | 0 | 0 | 0 | 0 | 0 | 0 | 0 | 0 | 0 | 0 | 0 | 0 | 0 | 0 | 0 | 0 | 0 | 0 | 0 | 0
F10_Commercial_OR - Miscellaneous_Existing_Miscellaneous_Natural Gas_Pool Heater_A_Technical Potential | F10 | Commercial | OR - Miscellaneous | Existing | Miscellaneous | Natural Gas | Pool Heater | A | Cumulative Energy Savings (MWh or mTherms) | Technical Potential | 0 | 0 | 0.0098168 | 0.019363 | 0.028692 | 0.037848 | 0.047204 | 0.056652 | 0.056652 | 0.056652 | 0.056706 | 0.05959 | 0.061667 | 0.063187 | 0.063977 | 0.064747 | 0.066077 | 0.066077 | 0.066077 | 0.066077 | 0.066077 | 0.066077 | 0.066077 | 0.066077 | 0.066077 | 0.066077 | 0.066077
F11_Commercial_OR - Miscellaneous_Existing_Miscellaneous_Natural Gas_Pool Heater_A_Technical Potential | F11 | Commercial | OR - Miscellaneous | Existing | Miscellaneous | Natural Gas | Pool Heater | A | Cumulative Summer Peak Savings (MW) | Technical Potential | 0 | 0 | 0 | 0 | 0 | 0 | 0 | 0 | 0 | 0 | 0 | 0 | 0 | 0 | 0 | 0 | 0 | 0 | 0 | 0 | 0 | 0 | 0 | 0 | 0 | 0 | 0
F12_Commercial_OR - Miscellaneous_Existing_Miscellaneous_Natural Gas_Pool Heater_A_Technical Potential | F12 | Commercial | OR - Miscellaneous | Existing | Miscellaneous | Natural Gas | Pool Heater | A | Cumulative Winter Peak Savings (MW) | Technical Potential | 0 | 0 | 0 | 0 | 0 | 0 | 0 | 0 | 0 | 0 | 0 | 0 | 0 | 0 | 0 | 0 | 0 | 0 | 0 | 0 | 0 | 0 | 0 | 0 | 0 | 0 | 0
F13_Commercial_OR - Miscellaneous_Existing_Miscellaneous_Natural Gas_Pool Heater_A_Technical Potential | F13 | Commercial | OR - Miscellaneous | Existing | Miscellaneous | Natural Gas | Pool Heater | A | Purchases (Incremental) | Technical Potential | 0 | 0 | 0.0043952 | 0.004274 | 0.004177 | 0.0040994 | 0.0041889 | 0.0042301 | 0 | 0 | 2.4111e-05 | 0.0012912 | 0.00092988 | 0.00068086 | 0.00035344 | 0.00034483 | 0.00059553 | 0 | 0 | 0 | 0 | 0 | 0 | 0 | 0 | 0 | 0
F14_Commercial_OR - Miscellaneous_Existing_Miscellaneous_Natural Gas_Pool Heater_A_Technical Potential | F14 | Commercial | OR - Miscellaneous | Existing | Miscellaneous | Natural Gas | Pool Heater | A | Purchases (Cumulative) | Technical Potential | 0 | 0 | 0.0043952 | 0.0086692 | 0.012846 | 0.016946 | 0.021134 | 0.025365 | 0.025365 | 0.025365 | 0.025389 | 0.02668 | 0.02761 | 0.028291 | 0.028644 | 0.028989 | 0.029584 | 0.029584 | 0.029584 | 0.029584 | 0.029584 | 0.029584 | 0.029584 | 0.029584 | 0.029584 | 0.029584 | 0.029584
F1_Commercial_OR - Miscellaneous_New_Space Heating_Natural Gas_Furnace_A_Technical Potential | F1 | Commercial | OR - Miscellaneous | New | Space Heating | Natural Gas | Furnace | A | Original Unit Energy Savings (kWh or therms) | Technical Potential | 0 | 0 | 0 | 0 | 0 | 0 | 0 | 0 | 0 | 0 | 0 | 0 | 0 | 0 | 0 | 0 | 0 | 0 | 0 | 0 | 0 | 0 | 0 | 0 | 0 | 0 | 0
F2_Commercial_OR - Miscellaneous_New_Space Heating_Natural Gas_Furnace_A_Technical Potential | F2 | Commercial | OR - Miscellaneous | New | Space Heating | Natural Gas | Furnace | A | Original Unit Summer Peak Savings (kW) | Technical Potential | 0 | 0 | 0 | 0 | 0 | 0 | 0 | 0 | 0 | 0 | 0 | 0 | 0 | 0 | 0 | 0 | 0 | 0 | 0 | 0 | 0 | 0 | 0 | 0 | 0 | 0 | 0
F3_Commercial_OR - Miscellaneous_New_Space Heating_Natural Gas_Furnace_A_Technical Potential | F3 | Commercial | OR - Miscellaneous | New | Space Heating | Natural Gas | Furnace | A | Original Unit Winter Peak Savings (kW) | Technical Potential | 0 | 0 | 0 | 0 | 0 | 0 | 0 | 0 | 0 | 0 | 0 | 0 | 0 | 0 | 0 | 0 | 0 | 0 | 0 | 0 | 0 | 0 | 0 | 0 | 0 | 0 | 0
F4_Commercial_OR - Miscellaneous_New_Space Heating_Natural Gas_Furnace_A_Technical Potential | F4 | Commercial | OR - Miscellaneous | New | Space Heating | Natural Gas | Furnace | A | Standalone Impact on Baseline Energy (%) | Technical Potential | 0 | 0 | 0 | 0 | 0 | 0 | 0 | 0 | 0 | 0 | 0 | 0 | 0 | 0 | 0 | 0 | 0 | 0 | 0 | 0 | 0 | 0 | 0 | 0 | 0 | 0 | 0
F5_Commercial_OR - Miscellaneous_New_Space Heating_Natural Gas_Furnace_A_Technical Potential | F5 | Commercial | OR - Miscellaneous | New | Space Heating | Natural Gas | Furnace | A | Standalone Impact on Baseline Summer Peak (%) | Technical Potential | 0 | 0 | 0 | 0 | 0 | 0 | 0 | 0 | 0 | 0 | 0 | 0 | 0 | 0 | 0 | 0 | 0 | 0 | 0 | 0 | 0 | 0 | 0 | 0 | 0 | 0 | 0
F6_Commercial_OR - Miscellaneous_New_Space Heating_Natural Gas_Furnace_A_Technical Potential | F6 | Commercial | OR - Miscellaneous | New | Space Heating | Natural Gas | Furnace | A | Standalone Impact on Baseline Winter Peak (%) | Technical Potential | 0 | 0 | 0 | 0 | 0 | 0 | 0 | 0 | 0 | 0 | 0 | 0 | 0 | 0 | 0 | 0 | 0 | 0 | 0 | 0 | 0 | 0 | 0 | 0 | 0 | 0 | 0
F7_Commercial_OR - Miscellaneous_New_Space Heating_Natural Gas_Furnace_A_Technical Potential | F7 | Commercial | OR - Miscellaneous | New | Space Heating | Natural Gas | Furnace | A | Incremental Energy Savings (MWh or mTherms) | Technical Potential | 0 | 0 | 0 | 0 | 0 | 0 | 0 | 0 | 0 | 0 | 0 | 0 | 0 | 0 | 0 | 0 | 0 | 0 | 0 | 0 | 0 | 0 | 0 | 0 | 0 | 0 | 0
F8_Commercial_OR - Miscellaneous_New_Space Heating_Natural Gas_Furnace_A_Technical Potential | F8 | Commercial | OR - Miscellaneous | New | Space Heating | Natural Gas | Furnace | A | Incremental Summer Peak Savings (MW) | Technical Potential | 0 | 0 | 0 | 0 | 0 | 0 | 0 | 0 | 0 | 0 | 0 | 0 | 0 | 0 | 0 | 0 | 0 | 0 | 0 | 0 | 0 | 0 | 0 | 0 | 0 | 0 | 0
F9_Commercial_OR - Miscellaneous_New_Space Heating_Natural Gas_Furnace_A_Technical Potential | F9 | Commercial | OR - Miscellaneous | New | Space Heating | Natural Gas | Furnace | A | Incremental Winter Peak Savings (MW) | Technical Potential | 0 | 0 | 0 | 0 | 0 | 0 | 0 | 0 | 0 | 0 | 0 | 0 | 0 | 0 | 0 | 0 | 0 | 0 | 0 | 0 | 0 | 0 | 0 | 0 | 0 | 0 | 0
F10_Commercial_OR - Miscellaneous_New_Space Heating_Natural Gas_Furnace_A_Technical Potential | F10 | Commercial | OR - Miscellaneous | New | Space Heating | Natural Gas | Furnace | A | Cumulative Energy Savings (MWh or mTherms) | Technical Potential | 0 | 0 | 0 | 0 | 0 | 0 | 0 | 0 | 0 | 0 | 0 | 0 | 0 | 0 | 0 | 0 | 0 | 0 | 0 | 0 | 0 | 0 | 0 | 0 | 0 | 0 | 0
F11_Commercial_OR - Miscellaneous_New_Space Heating_Natural Gas_Furnace_A_Technical Potential | F11 | Commercial | OR - Miscellaneous | New | Space Heating | Natural Gas | Furnace | A | Cumulative Summer Peak Savings (MW) | Technical Potential | 0 | 0 | 0 | 0 | 0 | 0 | 0 | 0 | 0 | 0 | 0 | 0 | 0 | 0 | 0 | 0 | 0 | 0 | 0 | 0 | 0 | 0 | 0 | 0 | 0 | 0 | 0
F12_Commercial_OR - Miscellaneous_New_Space Heating_Natural Gas_Furnace_A_Technical Potential | F12 | Commercial | OR - Miscellaneous | New | Space Heating | Natural Gas | Furnace | A | Cumulative Winter Peak Savings (MW) | Technical Potential | 0 | 0 | 0 | 0 | 0 | 0 | 0 | 0 | 0 | 0 | 0 | 0 | 0 | 0 | 0 | 0 | 0 | 0 | 0 | 0 | 0 | 0 | 0 | 0 | 0 | 0 | 0
F13_Commercial_OR - Miscellaneous_New_Space Heating_Natural Gas_Furnace_A_Technical Potential | F13 | Commercial | OR - Miscellaneous | New | Space Heating | Natural Gas | Furnace | A | Purchases (Incremental) | Technical Potential | 0 | 0 | 0 | 0 | 0 | 0 | 0 | 0 | 0 | 0 | 0 | 0 | 0 | 0 | 0 | 0 | 0 | 0 | 0 | 0 | 0 | 0 | 0 | 0 | 0 | 0 | 0
F14_Commercial_OR - Miscellaneous_New_Space Heating_Natural Gas_Furnace_A_Technical Potential | F14 | Commercial | OR - Miscellaneous | New | Space Heating | Natural Gas | Furnace | A | Purchases (Cumulative) | Technical Potential | 0 | 0 | 0 | 0 | 0 | 0 | 0 | 0 | 0 | 0 | 0 | 0 | 0 | 0 | 0 | 0 | 0 | 0 | 0 | 0 | 0 | 0 | 0 | 0 | 0 | 0 | 0
F1_Commercial_OR - Miscellaneous_New_Space Heating_Natural Gas_Boiler_A_Technical Potential | F1 | Commercial | OR - Miscellaneous | New | Space Heating | Natural Gas | Boiler | A | Original Unit Energy Savings (kWh or therms) | Technical Potential | 0 | 0 | 0 | 0 | 0 | 0 | 0 | 0 | 0 | 0 | 0 | 0 | 0 | 0 | 0 | 0 | 0 | 0 | 0 | 0 | 0 | 0 | 0 | 0 | 0 | 0 | 0
F2_Commercial_OR - Miscellaneous_New_Space Heating_Natural Gas_Boiler_A_Technical Potential | F2 | Commercial | OR - Miscellaneous | New | Space Heating | Natural Gas | Boiler | A | Original Unit Summer Peak Savings (kW) | Technical Potential | 0 | 0 | 0 | 0 | 0 | 0 | 0 | 0 | 0 | 0 | 0 | 0 | 0 | 0 | 0 | 0 | 0 | 0 | 0 | 0 | 0 | 0 | 0 | 0 | 0 | 0 | 0
F3_Commercial_OR - Miscellaneous_New_Space Heating_Natural Gas_Boiler_A_Technical Potential | F3 | Commercial | OR - Miscellaneous | New | Space Heating | Natural Gas | Boiler | A | Original Unit Winter Peak Savings (kW) | Technical Potential | 0 | 0 | 0 | 0 | 0 | 0 | 0 | 0 | 0 | 0 | 0 | 0 | 0 | 0 | 0 | 0 | 0 | 0 | 0 | 0 | 0 | 0 | 0 | 0 | 0 | 0 | 0
F4_Commercial_OR - Miscellaneous_New_Space Heating_Natural Gas_Boiler_A_Technical Potential | F4 | Commercial | OR - Miscellaneous | New | Space Heating | Natural Gas | Boiler | A | Standalone Impact on Baseline Energy (%) | Technical Potential | 0 | 0 | 0 | 0 | 0 | 0 | 0 | 0 | 0 | 0 | 0 | 0 | 0 | 0 | 0 | 0 | 0 | 0 | 0 | 0 | 0 | 0 | 0 | 0 | 0 | 0 | 0
F5_Commercial_OR - Miscellaneous_New_Space Heating_Natural Gas_Boiler_A_Technical Potential | F5 | Commercial | OR - Miscellaneous | New | Space Heating | Natural Gas | Boiler | A | Standalone Impact on Baseline Summer Peak (%) | Technical Potential | 0 | 0 | 0 | 0 | 0 | 0 | 0 | 0 | 0 | 0 | 0 | 0 | 0 | 0 | 0 | 0 | 0 | 0 | 0 | 0 | 0 | 0 | 0 | 0 | 0 | 0 | 0
F6_Commercial_OR - Miscellaneous_New_Space Heating_Natural Gas_Boiler_A_Technical Potential | F6 | Commercial | OR - Miscellaneous | New | Space Heating | Natural Gas | Boiler | A | Standalone Impact on Baseline Winter Peak (%) | Technical Potential | 0 | 0 | 0 | 0 | 0 | 0 | 0 | 0 | 0 | 0 | 0 | 0 | 0 | 0 | 0 | 0 | 0 | 0 | 0 | 0 | 0 | 0 | 0 | 0 | 0 | 0 | 0
F7_Commercial_OR - Miscellaneous_New_Space Heating_Natural Gas_Boiler_A_Technical Potential | F7 | Commercial | OR - Miscellaneous | New | Space Heating | Natural Gas | Boiler | A | Incremental Energy Savings (MWh or mTherms) | Technical Potential | 0 | 0 | 0 | 0 | 0 | 0 | 0 | 0 | 0 | 0 | 0 | 0 | 0 | 0 | 0 | 0 | 0 | 0 | 0 | 0 | 0 | 0 | 0 | 0 | 0 | 0 | 0
F8_Commercial_OR - Miscellaneous_New_Space Heating_Natural Gas_Boiler_A_Technical Potential | F8 | Commercial | OR - Miscellaneous | New | Space Heating | Natural Gas | Boiler | A | Incremental Summer Peak Savings (MW) | Technical Potential | 0 | 0 | 0 | 0 | 0 | 0 | 0 | 0 | 0 | 0 | 0 | 0 | 0 | 0 | 0 | 0 | 0 | 0 | 0 | 0 | 0 | 0 | 0 | 0 | 0 | 0 | 0
F9_Commercial_OR - Miscellaneous_New_Space Heating_Natural Gas_Boiler_A_Technical Potential | F9 | Commercial | OR - Miscellaneous | New | Space Heating | Natural Gas | Boiler | A | Incremental Winter Peak Savings (MW) | Technical Potential | 0 | 0 | 0 | 0 | 0 | 0 | 0 | 0 | 0 | 0 | 0 | 0 | 0 | 0 | 0 | 0 | 0 | 0 | 0 | 0 | 0 | 0 | 0 | 0 | 0 | 0 | 0
F10_Commercial_OR - Miscellaneous_New_Space Heating_Natural Gas_Boiler_A_Technical Potential | F10 | Commercial | OR - Miscellaneous | New | Space Heating | Natural Gas | Boiler | A | Cumulative Energy Savings (MWh or mTherms) | Technical Potential | 0 | 0 | 0 | 0 | 0 | 0 | 0 | 0 | 0 | 0 | 0 | 0 | 0 | 0 | 0 | 0 | 0 | 0 | 0 | 0 | 0 | 0 | 0 | 0 | 0 | 0 | 0
F11_Commercial_OR - Miscellaneous_New_Space Heating_Natural Gas_Boiler_A_Technical Potential | F11 | Commercial | OR - Miscellaneous | New | Space Heating | Natural Gas | Boiler | A | Cumulative Summer Peak Savings (MW) | Technical Potential | 0 | 0 | 0 | 0 | 0 | 0 | 0 | 0 | 0 | 0 | 0 | 0 | 0 | 0 | 0 | 0 | 0 | 0 | 0 | 0 | 0 | 0 | 0 | 0 | 0 | 0 | 0
F12_Commercial_OR - Miscellaneous_New_Space Heating_Natural Gas_Boiler_A_Technical Potential | F12 | Commercial | OR - Miscellaneous | New | Space Heating | Natural Gas | Boiler | A | Cumulative Winter Peak Savings (MW) | Technical Potential | 0 | 0 | 0 | 0 | 0 | 0 | 0 | 0 | 0 | 0 | 0 | 0 | 0 | 0 | 0 | 0 | 0 | 0 | 0 | 0 | 0 | 0 | 0 | 0 | 0 | 0 | 0
F13_Commercial_OR - Miscellaneous_New_Space Heating_Natural Gas_Boiler_A_Technical Potential | F13 | Commercial | OR - Miscellaneous | New | Space Heating | Natural Gas | Boiler | A | Purchases (Incremental) | Technical Potential | 0 | 0 | 0 | 0 | 0 | 0 | 0 | 0 | 0 | 0 | 0 | 0 | 0 | 0 | 0 | 0 | 0 | 0 | 0 | 0 | 0 | 0 | 0 | 0 | 0 | 0 | 0
F14_Commercial_OR - Miscellaneous_New_Space Heating_Natural Gas_Boiler_A_Technical Potential | F14 | Commercial | OR - Miscellaneous | New | Space Heating | Natural Gas | Boiler | A | Purchases (Cumulative) | Technical Potential | 0 | 0 | 0 | 0 | 0 | 0 | 0 | 0 | 0 | 0 | 0 | 0 | 0 | 0 | 0 | 0 | 0 | 0 | 0 | 0 | 0 | 0 | 0 | 0 | 0 | 0 | 0
F1_Commercial_OR - Miscellaneous_New_Space Heating_Natural Gas_Unit Heater_A_Technical Potential | F1 | Commercial | OR - Miscellaneous | New | Space Heating | Natural Gas | Unit Heater | A | Original Unit Energy Savings (kWh or therms) | Technical Potential | 0 | 0 | 0 | 0 | 0 | 0 | 0 | 0 | 0 | 0 | 0 | 0 | 0 | 0 | 0 | 0 | 0 | 0 | 0 | 0 | 0 | 0 | 0 | 0 | 0 | 0 | 0
F2_Commercial_OR - Miscellaneous_New_Space Heating_Natural Gas_Unit Heater_A_Technical Potential | F2 | Commercial | OR - Miscellaneous | New | Space Heating | Natural Gas | Unit Heater | A | Original Unit Summer Peak Savings (kW) | Technical Potential | 0 | 0 | 0 | 0 | 0 | 0 | 0 | 0 | 0 | 0 | 0 | 0 | 0 | 0 | 0 | 0 | 0 | 0 | 0 | 0 | 0 | 0 | 0 | 0 | 0 | 0 | 0
F3_Commercial_OR - Miscellaneous_New_Space Heating_Natural Gas_Unit Heater_A_Technical Potential | F3 | Commercial | OR - Miscellaneous | New | Space Heating | Natural Gas | Unit Heater | A | Original Unit Winter Peak Savings (kW) | Technical Potential | 0 | 0 | 0 | 0 | 0 | 0 | 0 | 0 | 0 | 0 | 0 | 0 | 0 | 0 | 0 | 0 | 0 | 0 | 0 | 0 | 0 | 0 | 0 | 0 | 0 | 0 | 0
F4_Commercial_OR - Miscellaneous_New_Space Heating_Natural Gas_Unit Heater_A_Technical Potential | F4 | Commercial | OR - Miscellaneous | New | Space Heating | Natural Gas | Unit Heater | A | Standalone Impact on Baseline Energy (%) | Technical Potential | 0 | 0 | 0 | 0 | 0 | 0 | 0 | 0 | 0 | 0 | 0 | 0 | 0 | 0 | 0 | 0 | 0 | 0 | 0 | 0 | 0 | 0 | 0 | 0 | 0 | 0 | 0
F5_Commercial_OR - Miscellaneous_New_Space Heating_Natural Gas_Unit Heater_A_Technical Potential | F5 | Commercial | OR - Miscellaneous | New | Space Heating | Natural Gas | Unit Heater | A | Standalone Impact on Baseline Summer Peak (%) | Technical Potential | 0 | 0 | 0 | 0 | 0 | 0 | 0 | 0 | 0 | 0 | 0 | 0 | 0 | 0 | 0 | 0 | 0 | 0 | 0 | 0 | 0 | 0 | 0 | 0 | 0 | 0 | 0
F6_Commercial_OR - Miscellaneous_New_Space Heating_Natural Gas_Unit Heater_A_Technical Potential | F6 | Commercial | OR - Miscellaneous | New | Space Heating | Natural Gas | Unit Heater | A | Standalone Impact on Baseline Winter Peak (%) | Technical Potential | 0 | 0 | 0 | 0 | 0 | 0 | 0 | 0 | 0 | 0 | 0 | 0 | 0 | 0 | 0 | 0 | 0 | 0 | 0 | 0 | 0 | 0 | 0 | 0 | 0 | 0 | 0
F7_Commercial_OR - Miscellaneous_New_Space Heating_Natural Gas_Unit Heater_A_Technical Potential | F7 | Commercial | OR - Miscellaneous | New | Space Heating | Natural Gas | Unit Heater | A | Incremental Energy Savings (MWh or mTherms) | Technical Potential | 0 | 0 | 0 | 0 | 0 | 0 | 0 | 0 | 0 | 0 | 0 | 0 | 0 | 0 | 0 | 0 | 0 | 0 | 0 | 0 | 0 | 0 | 0 | 0 | 0 | 0 | 0
F8_Commercial_OR - Miscellaneous_New_Space Heating_Natural Gas_Unit Heater_A_Technical Potential | F8 | Commercial | OR - Miscellaneous | New | Space Heating | Natural Gas | Unit Heater | A | Incremental Summer Peak Savings (MW) | Technical Potential | 0 | 0 | 0 | 0 | 0 | 0 | 0 | 0 | 0 | 0 | 0 | 0 | 0 | 0 | 0 | 0 | 0 | 0 | 0 | 0 | 0 | 0 | 0 | 0 | 0 | 0 | 0
F9_Commercial_OR - Miscellaneous_New_Space Heating_Natural Gas_Unit Heater_A_Technical Potential | F9 | Commercial | OR - Miscellaneous | New | Space Heating | Natural Gas | Unit Heater | A | Incremental Winter Peak Savings (MW) | Technical Potential | 0 | 0 | 0 | 0 | 0 | 0 | 0 | 0 | 0 | 0 | 0 | 0 | 0 | 0 | 0 | 0 | 0 | 0 | 0 | 0 | 0 | 0 | 0 | 0 | 0 | 0 | 0
F10_Commercial_OR - Miscellaneous_New_Space Heating_Natural Gas_Unit Heater_A_Technical Potential | F10 | Commercial | OR - Miscellaneous | New | Space Heating | Natural Gas | Unit Heater | A | Cumulative Energy Savings (MWh or mTherms) | Technical Potential | 0 | 0 | 0 | 0 | 0 | 0 | 0 | 0 | 0 | 0 | 0 | 0 | 0 | 0 | 0 | 0 | 0 | 0 | 0 | 0 | 0 | 0 | 0 | 0 | 0 | 0 | 0
F11_Commercial_OR - Miscellaneous_New_Space Heating_Natural Gas_Unit Heater_A_Technical Potential | F11 | Commercial | OR - Miscellaneous | New | Space Heating | Natural Gas | Unit Heater | A | Cumulative Summer Peak Savings (MW) | Technical Potential | 0 | 0 | 0 | 0 | 0 | 0 | 0 | 0 | 0 | 0 | 0 | 0 | 0 | 0 | 0 | 0 | 0 | 0 | 0 | 0 | 0 | 0 | 0 | 0 | 0 | 0 | 0
F12_Commercial_OR - Miscellaneous_New_Space Heating_Natural Gas_Unit Heater_A_Technical Potential | F12 | Commercial | OR - Miscellaneous | New | Space Heating | Natural Gas | Unit Heater | A | Cumulative Winter Peak Savings (MW) | Technical Potential | 0 | 0 | 0 | 0 | 0 | 0 | 0 | 0 | 0 | 0 | 0 | 0 | 0 | 0 | 0 | 0 | 0 | 0 | 0 | 0 | 0 | 0 | 0 | 0 | 0 | 0 | 0
F13_Commercial_OR - Miscellaneous_New_Space Heating_Natural Gas_Unit Heater_A_Technical Potential | F13 | Commercial | OR - Miscellaneous | New | Space Heating | Natural Gas | Unit Heater | A | Purchases (Incremental) | Technical Potential | 0 | 0 | 0 | 0 | 0 | 0 | 0 | 0 | 0 | 0 | 0 | 0 | 0 | 0 | 0 | 0 | 0 | 0 | 0 | 0 | 0 | 0 | 0 | 0 | 0 | 0 | 0
F14_Commercial_OR - Miscellaneous_New_Space Heating_Natural Gas_Unit Heater_A_Technical Potential | F14 | Commercial | OR - Miscellaneous | New | Space Heating | Natural Gas | Unit Heater | A | Purchases (Cumulative) | Technical Potential | 0 | 0 | 0 | 0 | 0 | 0 | 0 | 0 | 0 | 0 | 0 | 0 | 0 | 0 | 0 | 0 | 0 | 0 | 0 | 0 | 0 | 0 | 0 | 0 | 0 | 0 | 0
F1_Commercial_OR - Miscellaneous_New_Water Heating_Natural Gas_Water Heater_A_Technical Potential | F1 | Commercial | OR - Miscellaneous | New | Water Heating | Natural Gas | Water Heater | A | Original Unit Energy Savings (kWh or therms) | Technical Potential | 0 | 0 | 0 | 0 | 0 | 0 | 0 | 0 | 0 | 0 | 0 | 0 | 0 | 0 | 0 | 0 | 0 | 0 | 0 | 0 | 0 | 0 | 0 | 0 | 0 | 0 | 0
F2_Commercial_OR - Miscellaneous_New_Water Heating_Natural Gas_Water Heater_A_Technical Potential | F2 | Commercial | OR - Miscellaneous | New | Water Heating | Natural Gas | Water Heater | A | Original Unit Summer Peak Savings (kW) | Technical Potential | 0 | 0 | 0 | 0 | 0 | 0 | 0 | 0 | 0 | 0 | 0 | 0 | 0 | 0 | 0 | 0 | 0 | 0 | 0 | 0 | 0 | 0 | 0 | 0 | 0 | 0 | 0
F3_Commercial_OR - Miscellaneous_New_Water Heating_Natural Gas_Water Heater_A_Technical Potential | F3 | Commercial | OR - Miscellaneous | New | Water Heating | Natural Gas | Water Heater | A | Original Unit Winter Peak Savings (kW) | Technical Potential | 0 | 0 | 0 | 0 | 0 | 0 | 0 | 0 | 0 | 0 | 0 | 0 | 0 | 0 | 0 | 0 | 0 | 0 | 0 | 0 | 0 | 0 | 0 | 0 | 0 | 0 | 0
F4_Commercial_OR - Miscellaneous_New_Water Heating_Natural Gas_Water Heater_A_Technical Potential | F4 | Commercial | OR - Miscellaneous | New | Water Heating | Natural Gas | Water Heater | A | Standalone Impact on Baseline Energy (%) | Technical Potential | 0 | 0 | 0 | 0 | 0 | 0 | 0 | 0 | 0 | 0 | 0 | 0 | 0 | 0 | 0 | 0 | 0 | 0 | 0 | 0 | 0 | 0 | 0 | 0 | 0 | 0 | 0
F5_Commercial_OR - Miscellaneous_New_Water Heating_Natural Gas_Water Heater_A_Technical Potential | F5 | Commercial | OR - Miscellaneous | New | Water Heating | Natural Gas | Water Heater | A | Standalone Impact on Baseline Summer Peak (%) | Technical Potential | 0 | 0 | 0 | 0 | 0 | 0 | 0 | 0 | 0 | 0 | 0 | 0 | 0 | 0 | 0 | 0 | 0 | 0 | 0 | 0 | 0 | 0 | 0 | 0 | 0 | 0 | 0
F6_Commercial_OR - Miscellaneous_New_Water Heating_Natural Gas_Water Heater_A_Technical Potential | F6 | Commercial | OR - Miscellaneous | New | Water Heating | Natural Gas | Water Heater | A | Standalone Impact on Baseline Winter Peak (%) | Technical Potential | 0 | 0 | 0 | 0 | 0 | 0 | 0 | 0 | 0 | 0 | 0 | 0 | 0 | 0 | 0 | 0 | 0 | 0 | 0 | 0 | 0 | 0 | 0 | 0 | 0 | 0 | 0
F7_Commercial_OR - Miscellaneous_New_Water Heating_Natural Gas_Water Heater_A_Technical Potential | F7 | Commercial | OR - Miscellaneous | New | Water Heating | Natural Gas | Water Heater | A | Incremental Energy Savings (MWh or mTherms) | Technical Potential | 0 | 0 | 0 | 0 | 0 | 0 | 0 | 0 | 0 | 0 | 0 | 0 | 0 | 0 | 0 | 0 | 0 | 0 | 0 | 0 | 0 | 0 | 0 | 0 | 0 | 0 | 0
F8_Commercial_OR - Miscellaneous_New_Water Heating_Natural Gas_Water Heater_A_Technical Potential | F8 | Commercial | OR - Miscellaneous | New | Water Heating | Natural Gas | Water Heater | A | Incremental Summer Peak Savings (MW) | Technical Potential | 0 | 0 | 0 | 0 | 0 | 0 | 0 | 0 | 0 | 0 | 0 | 0 | 0 | 0 | 0 | 0 | 0 | 0 | 0 | 0 | 0 | 0 | 0 | 0 | 0 | 0 | 0
F9_Commercial_OR - Miscellaneous_New_Water Heating_Natural Gas_Water Heater_A_Technical Potential | F9 | Commercial | OR - Miscellaneous | New | Water Heating | Natural Gas | Water Heater | A | Incremental Winter Peak Savings (MW) | Technical Potential | 0 | 0 | 0 | 0 | 0 | 0 | 0 | 0 | 0 | 0 | 0 | 0 | 0 | 0 | 0 | 0 | 0 | 0 | 0 | 0 | 0 | 0 | 0 | 0 | 0 | 0 | 0
F10_Commercial_OR - Miscellaneous_New_Water Heating_Natural Gas_Water Heater_A_Technical Potential | F10 | Commercial | OR - Miscellaneous | New | Water Heating | Natural Gas | Water Heater | A | Cumulative Energy Savings (MWh or mTherms) | Technical Potential | 0 | 0 | 0 | 0 | 0 | 0 | 0 | 0 | 0 | 0 | 0 | 0 | 0 | 0 | 0 | 0 | 0 | 0 | 0 | 0 | 0 | 0 | 0 | 0 | 0 | 0 | 0
F11_Commercial_OR - Miscellaneous_New_Water Heating_Natural Gas_Water Heater_A_Technical Potential | F11 | Commercial | OR - Miscellaneous | New | Water Heating | Natural Gas | Water Heater | A | Cumulative Summer Peak Savings (MW) | Technical Potential | 0 | 0 | 0 | 0 | 0 | 0 | 0 | 0 | 0 | 0 | 0 | 0 | 0 | 0 | 0 | 0 | 0 | 0 | 0 | 0 | 0 | 0 | 0 | 0 | 0 | 0 | 0
F12_Commercial_OR - Miscellaneous_New_Water Heating_Natural Gas_Water Heater_A_Technical Potential | F12 | Commercial | OR - Miscellaneous | New | Water Heating | Natural Gas | Water Heater | A | Cumulative Winter Peak Savings (MW) | Technical Potential | 0 | 0 | 0 | 0 | 0 | 0 | 0 | 0 | 0 | 0 | 0 | 0 | 0 | 0 | 0 | 0 | 0 | 0 | 0 | 0 | 0 | 0 | 0 | 0 | 0 | 0 | 0
F13_Commercial_OR - Miscellaneous_New_Water Heating_Natural Gas_Water Heater_A_Technical Potential | F13 | Commercial | OR - Miscellaneous | New | Water Heating | Natural Gas | Water Heater | A | Purchases (Incremental) | Technical Potential | 0 | 0 | 0 | 0 | 0 | 0 | 0 | 0 | 0 | 0 | 0 | 0 | 0 | 0 | 0 | 0 | 0 | 0 | 0 | 0 | 0 | 0 | 0 | 0 | 0 | 0 | 0
F14_Commercial_OR - Miscellaneous_New_Water Heating_Natural Gas_Water Heater_A_Technical Potential | F14 | Commercial | OR - Miscellaneous | New | Water Heating | Natural Gas | Water Heater | A | Purchases (Cumulative) | Technical Potential | 0 | 0 | 0 | 0 | 0 | 0 | 0 | 0 | 0 | 0 | 0 | 0 | 0 | 0 | 0 | 0 | 0 | 0 | 0 | 0 | 0 | 0 | 0 | 0 | 0 | 0 | 0
F1_Commercial_OR - Miscellaneous_New_Food Preparation_Natural Gas_Oven_A_Technical Potential | F1 | Commercial | OR - Miscellaneous | New | Food Preparation | Natural Gas | Oven | A | Original Unit Energy Savings (kWh or therms) | Technical Potential | 0 | 0 | 0 | 0 | 0 | 0 | 0 | 0 | 0 | 0 | 0 | 0 | 0 | 0 | 0 | 0 | 0 | 0 | 0 | 0 | 0 | 0 | 0 | 0 | 0 | 0 | 0
F2_Commercial_OR - Miscellaneous_New_Food Preparation_Natural Gas_Oven_A_Technical Potential | F2 | Commercial | OR - Miscellaneous | New | Food Preparation | Natural Gas | Oven | A | Original Unit Summer Peak Savings (kW) | Technical Potential | 0 | 0 | 0 | 0 | 0 | 0 | 0 | 0 | 0 | 0 | 0 | 0 | 0 | 0 | 0 | 0 | 0 | 0 | 0 | 0 | 0 | 0 | 0 | 0 | 0 | 0 | 0
F3_Commercial_OR - Miscellaneous_New_Food Preparation_Natural Gas_Oven_A_Technical Potential | F3 | Commercial | OR - Miscellaneous | New | Food Preparation | Natural Gas | Oven | A | Original Unit Winter Peak Savings (kW) | Technical Potential | 0 | 0 | 0 | 0 | 0 | 0 | 0 | 0 | 0 | 0 | 0 | 0 | 0 | 0 | 0 | 0 | 0 | 0 | 0 | 0 | 0 | 0 | 0 | 0 | 0 | 0 | 0
F4_Commercial_OR - Miscellaneous_New_Food Preparation_Natural Gas_Oven_A_Technical Potential | F4 | Commercial | OR - Miscellaneous | New | Food Preparation | Natural Gas | Oven | A | Standalone Impact on Baseline Energy (%) | Technical Potential | 0 | 0 | 0 | 0 | 0 | 0 | 0 | 0 | 0 | 0 | 0 | 0 | 0 | 0 | 0 | 0 | 0 | 0 | 0 | 0 | 0 | 0 | 0 | 0 | 0 | 0 | 0
F5_Commercial_OR - Miscellaneous_New_Food Preparation_Natural Gas_Oven_A_Technical Potential | F5 | Commercial | OR - Miscellaneous | New | Food Preparation | Natural Gas | Oven | A | Standalone Impact on Baseline Summer Peak (%) | Technical Potential | 0 | 0 | 0 | 0 | 0 | 0 | 0 | 0 | 0 | 0 | 0 | 0 | 0 | 0 | 0 | 0 | 0 | 0 | 0 | 0 | 0 | 0 | 0 | 0 | 0 | 0 | 0
F6_Commercial_OR - Miscellaneous_New_Food Preparation_Natural Gas_Oven_A_Technical Potential | F6 | Commercial | OR - Miscellaneous | New | Food Preparation | Natural Gas | Oven | A | Standalone Impact on Baseline Winter Peak (%) | Technical Potential | 0 | 0 | 0 | 0 | 0 | 0 | 0 | 0 | 0 | 0 | 0 | 0 | 0 | 0 | 0 | 0 | 0 | 0 | 0 | 0 | 0 | 0 | 0 | 0 | 0 | 0 | 0
F7_Commercial_OR - Miscellaneous_New_Food Preparation_Natural Gas_Oven_A_Technical Potential | F7 | Commercial | OR - Miscellaneous | New | Food Preparation | Natural Gas | Oven | A | Incremental Energy Savings (MWh or mTherms) | Technical Potential | 0 | 0 | 0 | 0 | 0 | 0 | 0 | 0 | 0 | 0 | 0 | 0 | 0 | 0 | 0 | 0 | 0 | 0 | 0 | 0 | 0 | 0 | 0 | 0 | 0 | 0 | 0
F8_Commercial_OR - Miscellaneous_New_Food Preparation_Natural Gas_Oven_A_Technical Potential | F8 | Commercial | OR - Miscellaneous | New | Food Preparation | Natural Gas | Oven | A | Incremental Summer Peak Savings (MW) | Technical Potential | 0 | 0 | 0 | 0 | 0 | 0 | 0 | 0 | 0 | 0 | 0 | 0 | 0 | 0 | 0 | 0 | 0 | 0 | 0 | 0 | 0 | 0 | 0 | 0 | 0 | 0 | 0
F9_Commercial_OR - Miscellaneous_New_Food Preparation_Natural Gas_Oven_A_Technical Potential | F9 | Commercial | OR - Miscellaneous | New | Food Preparation | Natural Gas | Oven | A | Incremental Winter Peak Savings (MW) | Technical Potential | 0 | 0 | 0 | 0 | 0 | 0 | 0 | 0 | 0 | 0 | 0 | 0 | 0 | 0 | 0 | 0 | 0 | 0 | 0 | 0 | 0 | 0 | 0 | 0 | 0 | 0 | 0
F10_Commercial_OR - Miscellaneous_New_Food Preparation_Natural Gas_Oven_A_Technical Potential | F10 | Commercial | OR - Miscellaneous | New | Food Preparation | Natural Gas | Oven | A | Cumulative Energy Savings (MWh or mTherms) | Technical Potential | 0 | 0 | 0 | 0 | 0 | 0 | 0 | 0 | 0 | 0 | 0 | 0 | 0 | 0 | 0 | 0 | 0 | 0 | 0 | 0 | 0 | 0 | 0 | 0 | 0 | 0 | 0
F11_Commercial_OR - Miscellaneous_New_Food Preparation_Natural Gas_Oven_A_Technical Potential | F11 | Commercial | OR - Miscellaneous | New | Food Preparation | Natural Gas | Oven | A | Cumulative Summer Peak Savings (MW) | Technical Potential | 0 | 0 | 0 | 0 | 0 | 0 | 0 | 0 | 0 | 0 | 0 | 0 | 0 | 0 | 0 | 0 | 0 | 0 | 0 | 0 | 0 | 0 | 0 | 0 | 0 | 0 | 0
F12_Commercial_OR - Miscellaneous_New_Food Preparation_Natural Gas_Oven_A_Technical Potential | F12 | Commercial | OR - Miscellaneous | New | Food Preparation | Natural Gas | Oven | A | Cumulative Winter Peak Savings (MW) | Technical Potential | 0 | 0 | 0 | 0 | 0 | 0 | 0 | 0 | 0 | 0 | 0 | 0 | 0 | 0 | 0 | 0 | 0 | 0 | 0 | 0 | 0 | 0 | 0 | 0 | 0 | 0 | 0
F13_Commercial_OR - Miscellaneous_New_Food Preparation_Natural Gas_Oven_A_Technical Potential | F13 | Commercial | OR - Miscellaneous | New | Food Preparation | Natural Gas | Oven | A | Purchases (Incremental) | Technical Potential | 0 | 0 | 0 | 0 | 0 | 0 | 0 | 0 | 0 | 0 | 0 | 0 | 0 | 0 | 0 | 0 | 0 | 0 | 0 | 0 | 0 | 0 | 0 | 0 | 0 | 0 | 0
F14_Commercial_OR - Miscellaneous_New_Food Preparation_Natural Gas_Oven_A_Technical Potential | F14 | Commercial | OR - Miscellaneous | New | Food Preparation | Natural Gas | Oven | A | Purchases (Cumulative) | Technical Potential | 0 | 0 | 0 | 0 | 0 | 0 | 0 | 0 | 0 | 0 | 0 | 0 | 0 | 0 | 0 | 0 | 0 | 0 | 0 | 0 | 0 | 0 | 0 | 0 | 0 | 0 | 0
F1_Commercial_OR - Miscellaneous_New_Food Preparation_Natural Gas_Conveyor Oven_A_Technical Potential | F1 | Commercial | OR - Miscellaneous | New | Food Preparation | Natural Gas | Conveyor Oven | A | Original Unit Energy Savings (kWh or therms) | Technical Potential | 0 | 0 | 0 | 0 | 0 | 0 | 0 | 0 | 0 | 0 | 0 | 0 | 0 | 0 | 0 | 0 | 0 | 0 | 0 | 0 | 0 | 0 | 0 | 0 | 0 | 0 | 0
F2_Commercial_OR - Miscellaneous_New_Food Preparation_Natural Gas_Conveyor Oven_A_Technical Potential | F2 | Commercial | OR - Miscellaneous | New | Food Preparation | Natural Gas | Conveyor Oven | A | Original Unit Summer Peak Savings (kW) | Technical Potential | 0 | 0 | 0 | 0 | 0 | 0 | 0 | 0 | 0 | 0 | 0 | 0 | 0 | 0 | 0 | 0 | 0 | 0 | 0 | 0 | 0 | 0 | 0 | 0 | 0 | 0 | 0
F3_Commercial_OR - Miscellaneous_New_Food Preparation_Natural Gas_Conveyor Oven_A_Technical Potential | F3 | Commercial | OR - Miscellaneous | New | Food Preparation | Natural Gas | Conveyor Oven | A | Original Unit Winter Peak Savings (kW) | Technical Potential | 0 | 0 | 0 | 0 | 0 | 0 | 0 | 0 | 0 | 0 | 0 | 0 | 0 | 0 | 0 | 0 | 0 | 0 | 0 | 0 | 0 | 0 | 0 | 0 | 0 | 0 | 0
F4_Commercial_OR - Miscellaneous_New_Food Preparation_Natural Gas_Conveyor Oven_A_Technical Potential | F4 | Commercial | OR - Miscellaneous | New | Food Preparation | Natural Gas | Conveyor Oven | A | Standalone Impact on Baseline Energy (%) | Technical Potential | 0 | 0 | 0 | 0 | 0 | 0 | 0 | 0 | 0 | 0 | 0 | 0 | 0 | 0 | 0 | 0 | 0 | 0 | 0 | 0 | 0 | 0 | 0 | 0 | 0 | 0 | 0
F5_Commercial_OR - Miscellaneous_New_Food Preparation_Natural Gas_Conveyor Oven_A_Technical Potential | F5 | Commercial | OR - Miscellaneous | New | Food Preparation | Natural Gas | Conveyor Oven | A | Standalone Impact on Baseline Summer Peak (%) | Technical Potential | 0 | 0 | 0 | 0 | 0 | 0 | 0 | 0 | 0 | 0 | 0 | 0 | 0 | 0 | 0 | 0 | 0 | 0 | 0 | 0 | 0 | 0 | 0 | 0 | 0 | 0 | 0
F6_Commercial_OR - Miscellaneous_New_Food Preparation_Natural Gas_Conveyor Oven_A_Technical Potential | F6 | Commercial | OR - Miscellaneous | New | Food Preparation | Natural Gas | Conveyor Oven | A | Standalone Impact on Baseline Winter Peak (%) | Technical Potential | 0 | 0 | 0 | 0 | 0 | 0 | 0 | 0 | 0 | 0 | 0 | 0 | 0 | 0 | 0 | 0 | 0 | 0 | 0 | 0 | 0 | 0 | 0 | 0 | 0 | 0 | 0
F7_Commercial_OR - Miscellaneous_New_Food Preparation_Natural Gas_Conveyor Oven_A_Technical Potential | F7 | Commercial | OR - Miscellaneous | New | Food Preparation | Natural Gas | Conveyor Oven | A | Incremental Energy Savings (MWh or mTherms) | Technical Potential | 0 | 0 | 0 | 0 | 0 | 0 | 0 | 0 | 0 | 0 | 0 | 0 | 0 | 0 | 0 | 0 | 0 | 0 | 0 | 0 | 0 | 0 | 0 | 0 | 0 | 0 | 0
F8_Commercial_OR - Miscellaneous_New_Food Preparation_Natural Gas_Conveyor Oven_A_Technical Potential | F8 | Commercial | OR - Miscellaneous | New | Food Preparation | Natural Gas | Conveyor Oven | A | Incremental Summer Peak Savings (MW) | Technical Potential | 0 | 0 | 0 | 0 | 0 | 0 | 0 | 0 | 0 | 0 | 0 | 0 | 0 | 0 | 0 | 0 | 0 | 0 | 0 | 0 | 0 | 0 | 0 | 0 | 0 | 0 | 0
F9_Commercial_OR - Miscellaneous_New_Food Preparation_Natural Gas_Conveyor Oven_A_Technical Potential | F9 | Commercial | OR - Miscellaneous | New | Food Preparation | Natural Gas | Conveyor Oven | A | Incremental Winter Peak Savings (MW) | Technical Potential | 0 | 0 | 0 | 0 | 0 | 0 | 0 | 0 | 0 | 0 | 0 | 0 | 0 | 0 | 0 | 0 | 0 | 0 | 0 | 0 | 0 | 0 | 0 | 0 | 0 | 0 | 0
F10_Commercial_OR - Miscellaneous_New_Food Preparation_Natural Gas_Conveyor Oven_A_Technical Potential | F10 | Commercial | OR - Miscellaneous | New | Food Preparation | Natural Gas | Conveyor Oven | A | Cumulative Energy Savings (MWh or mTherms) | Technical Potential | 0 | 0 | 0 | 0 | 0 | 0 | 0 | 0 | 0 | 0 | 0 | 0 | 0 | 0 | 0 | 0 | 0 | 0 | 0 | 0 | 0 | 0 | 0 | 0 | 0 | 0 | 0
F11_Commercial_OR - Miscellaneous_New_Food Preparation_Natural Gas_Conveyor Oven_A_Technical Potential | F11 | Commercial | OR - Miscellaneous | New | Food Preparation | Natural Gas | Conveyor Oven | A | Cumulative Summer Peak Savings (MW) | Technical Potential | 0 | 0 | 0 | 0 | 0 | 0 | 0 | 0 | 0 | 0 | 0 | 0 | 0 | 0 | 0 | 0 | 0 | 0 | 0 | 0 | 0 | 0 | 0 | 0 | 0 | 0 | 0
F12_Commercial_OR - Miscellaneous_New_Food Preparation_Natural Gas_Conveyor Oven_A_Technical Potential | F12 | Commercial | OR - Miscellaneous | New | Food Preparation | Natural Gas | Conveyor Oven | A | Cumulative Winter Peak Savings (MW) | Technical Potential | 0 | 0 | 0 | 0 | 0 | 0 | 0 | 0 | 0 | 0 | 0 | 0 | 0 | 0 | 0 | 0 | 0 | 0 | 0 | 0 | 0 | 0 | 0 | 0 | 0 | 0 | 0
F13_Commercial_OR - Miscellaneous_New_Food Preparation_Natural Gas_Conveyor Oven_A_Technical Potential | F13 | Commercial | OR - Miscellaneous | New | Food Preparation | Natural Gas | Conveyor Oven | A | Purchases (Incremental) | Technical Potential | 0 | 0 | 0 | 0 | 0 | 0 | 0 | 0 | 0 | 0 | 0 | 0 | 0 | 0 | 0 | 0 | 0 | 0 | 0 | 0 | 0 | 0 | 0 | 0 | 0 | 0 | 0
F14_Commercial_OR - Miscellaneous_New_Food Preparation_Natural Gas_Conveyor Oven_A_Technical Potential | F14 | Commercial | OR - Miscellaneous | New | Food Preparation | Natural Gas | Conveyor Oven | A | Purchases (Cumulative) | Technical Potential | 0 | 0 | 0 | 0 | 0 | 0 | 0 | 0 | 0 | 0 | 0 | 0 | 0 | 0 | 0 | 0 | 0 | 0 | 0 | 0 | 0 | 0 | 0 | 0 | 0 | 0 | 0
F1_Commercial_OR - Miscellaneous_New_Food Preparation_Natural Gas_Double Rack Oven_A_Technical Potential | F1 | Commercial | OR - Miscellaneous | New | Food Preparation | Natural Gas | Double Rack Oven | A | Original Unit Energy Savings (kWh or therms) | Technical Potential | 0 | 0 | 0 | 0 | 0 | 0 | 0 | 0 | 0 | 0 | 0 | 0 | 0 | 0 | 0 | 0 | 0 | 0 | 0 | 0 | 0 | 0 | 0 | 0 | 0 | 0 | 0
F2_Commercial_OR - Miscellaneous_New_Food Preparation_Natural Gas_Double Rack Oven_A_Technical Potential | F2 | Commercial | OR - Miscellaneous | New | Food Preparation | Natural Gas | Double Rack Oven | A | Original Unit Summer Peak Savings (kW) | Technical Potential | 0 | 0 | 0 | 0 | 0 | 0 | 0 | 0 | 0 | 0 | 0 | 0 | 0 | 0 | 0 | 0 | 0 | 0 | 0 | 0 | 0 | 0 | 0 | 0 | 0 | 0 | 0
F3_Commercial_OR - Miscellaneous_New_Food Preparation_Natural Gas_Double Rack Oven_A_Technical Potential | F3 | Commercial | OR - Miscellaneous | New | Food Preparation | Natural Gas | Double Rack Oven | A | Original Unit Winter Peak Savings (kW) | Technical Potential | 0 | 0 | 0 | 0 | 0 | 0 | 0 | 0 | 0 | 0 | 0 | 0 | 0 | 0 | 0 | 0 | 0 | 0 | 0 | 0 | 0 | 0 | 0 | 0 | 0 | 0 | 0
F4_Commercial_OR - Miscellaneous_New_Food Preparation_Natural Gas_Double Rack Oven_A_Technical Potential | F4 | Commercial | OR - Miscellaneous | New | Food Preparation | Natural Gas | Double Rack Oven | A | Standalone Impact on Baseline Energy (%) | Technical Potential | 0 | 0 | 0 | 0 | 0 | 0 | 0 | 0 | 0 | 0 | 0 | 0 | 0 | 0 | 0 | 0 | 0 | 0 | 0 | 0 | 0 | 0 | 0 | 0 | 0 | 0 | 0
F5_Commercial_OR - Miscellaneous_New_Food Preparation_Natural Gas_Double Rack Oven_A_Technical Potential | F5 | Commercial | OR - Miscellaneous | New | Food Preparation | Natural Gas | Double Rack Oven | A | Standalone Impact on Baseline Summer Peak (%) | Technical Potential | 0 | 0 | 0 | 0 | 0 | 0 | 0 | 0 | 0 | 0 | 0 | 0 | 0 | 0 | 0 | 0 | 0 | 0 | 0 | 0 | 0 | 0 | 0 | 0 | 0 | 0 | 0
F6_Commercial_OR - Miscellaneous_New_Food Preparation_Natural Gas_Double Rack Oven_A_Technical Potential | F6 | Commercial | OR - Miscellaneous | New | Food Preparation | Natural Gas | Double Rack Oven | A | Standalone Impact on Baseline Winter Peak (%) | Technical Potential | 0 | 0 | 0 | 0 | 0 | 0 | 0 | 0 | 0 | 0 | 0 | 0 | 0 | 0 | 0 | 0 | 0 | 0 | 0 | 0 | 0 | 0 | 0 | 0 | 0 | 0 | 0
F7_Commercial_OR - Miscellaneous_New_Food Preparation_Natural Gas_Double Rack Oven_A_Technical Potential | F7 | Commercial | OR - Miscellaneous | New | Food Preparation | Natural Gas | Double Rack Oven | A | Incremental Energy Savings (MWh or mTherms) | Technical Potential | 0 | 0 | 0 | 0 | 0 | 0 | 0 | 0 | 0 | 0 | 0 | 0 | 0 | 0 | 0 | 0 | 0 | 0 | 0 | 0 | 0 | 0 | 0 | 0 | 0 | 0 | 0
F8_Commercial_OR - Miscellaneous_New_Food Preparation_Natural Gas_Double Rack Oven_A_Technical Potential | F8 | Commercial | OR - Miscellaneous | New | Food Preparation | Natural Gas | Double Rack Oven | A | Incremental Summer Peak Savings (MW) | Technical Potential | 0 | 0 | 0 | 0 | 0 | 0 | 0 | 0 | 0 | 0 | 0 | 0 | 0 | 0 | 0 | 0 | 0 | 0 | 0 | 0 | 0 | 0 | 0 | 0 | 0 | 0 | 0
F9_Commercial_OR - Miscellaneous_New_Food Preparation_Natural Gas_Double Rack Oven_A_Technical Potential | F9 | Commercial | OR - Miscellaneous | New | Food Preparation | Natural Gas | Double Rack Oven | A | Incremental Winter Peak Savings (MW) | Technical Potential | 0 | 0 | 0 | 0 | 0 | 0 | 0 | 0 | 0 | 0 | 0 | 0 | 0 | 0 | 0 | 0 | 0 | 0 | 0 | 0 | 0 | 0 | 0 | 0 | 0 | 0 | 0
F10_Commercial_OR - Miscellaneous_New_Food Preparation_Natural Gas_Double Rack Oven_A_Technical Potential | F10 | Commercial | OR - Miscellaneous | New | Food Preparation | Natural Gas | Double Rack Oven | A | Cumulative Energy Savings (MWh or mTherms) | Technical Potential | 0 | 0 | 0 | 0 | 0 | 0 | 0 | 0 | 0 | 0 | 0 | 0 | 0 | 0 | 0 | 0 | 0 | 0 | 0 | 0 | 0 | 0 | 0 | 0 | 0 | 0 | 0
F11_Commercial_OR - Miscellaneous_New_Food Preparation_Natural Gas_Double Rack Oven_A_Technical Potential | F11 | Commercial | OR - Miscellaneous | New | Food Preparation | Natural Gas | Double Rack Oven | A | Cumulative Summer Peak Savings (MW) | Technical Potential | 0 | 0 | 0 | 0 | 0 | 0 | 0 | 0 | 0 | 0 | 0 | 0 | 0 | 0 | 0 | 0 | 0 | 0 | 0 | 0 | 0 | 0 | 0 | 0 | 0 | 0 | 0
F12_Commercial_OR - Miscellaneous_New_Food Preparation_Natural Gas_Double Rack Oven_A_Technical Potential | F12 | Commercial | OR - Miscellaneous | New | Food Preparation | Natural Gas | Double Rack Oven | A | Cumulative Winter Peak Savings (MW) | Technical Potential | 0 | 0 | 0 | 0 | 0 | 0 | 0 | 0 | 0 | 0 | 0 | 0 | 0 | 0 | 0 | 0 | 0 | 0 | 0 | 0 | 0 | 0 | 0 | 0 | 0 | 0 | 0
F13_Commercial_OR - Miscellaneous_New_Food Preparation_Natural Gas_Double Rack Oven_A_Technical Potential | F13 | Commercial | OR - Miscellaneous | New | Food Preparation | Natural Gas | Double Rack Oven | A | Purchases (Incremental) | Technical Potential | 0 | 0 | 0 | 0 | 0 | 0 | 0 | 0 | 0 | 0 | 0 | 0 | 0 | 0 | 0 | 0 | 0 | 0 | 0 | 0 | 0 | 0 | 0 | 0 | 0 | 0 | 0
F14_Commercial_OR - Miscellaneous_New_Food Preparation_Natural Gas_Double Rack Oven_A_Technical Potential | F14 | Commercial | OR - Miscellaneous | New | Food Preparation | Natural Gas | Double Rack Oven | A | Purchases (Cumulative) | Technical Potential | 0 | 0 | 0 | 0 | 0 | 0 | 0 | 0 | 0 | 0 | 0 | 0 | 0 | 0 | 0 | 0 | 0 | 0 | 0 | 0 | 0 | 0 | 0 | 0 | 0 | 0 | 0
F1_Commercial_OR - Miscellaneous_New_Food Preparation_Natural Gas_Fryer_A_Technical Potential | F1 | Commercial | OR - Miscellaneous | New | Food Preparation | Natural Gas | Fryer | A | Original Unit Energy Savings (kWh or therms) | Technical Potential | 0 | 0 | 0 | 0 | 0 | 0 | 0 | 0 | 0 | 0 | 0 | 0 | 0 | 0 | 0 | 0 | 0 | 0 | 0 | 0 | 0 | 0 | 0 | 0 | 0 | 0 | 0
F2_Commercial_OR - Miscellaneous_New_Food Preparation_Natural Gas_Fryer_A_Technical Potential | F2 | Commercial | OR - Miscellaneous | New | Food Preparation | Natural Gas | Fryer | A | Original Unit Summer Peak Savings (kW) | Technical Potential | 0 | 0 | 0 | 0 | 0 | 0 | 0 | 0 | 0 | 0 | 0 | 0 | 0 | 0 | 0 | 0 | 0 | 0 | 0 | 0 | 0 | 0 | 0 | 0 | 0 | 0 | 0
F3_Commercial_OR - Miscellaneous_New_Food Preparation_Natural Gas_Fryer_A_Technical Potential | F3 | Commercial | OR - Miscellaneous | New | Food Preparation | Natural Gas | Fryer | A | Original Unit Winter Peak Savings (kW) | Technical Potential | 0 | 0 | 0 | 0 | 0 | 0 | 0 | 0 | 0 | 0 | 0 | 0 | 0 | 0 | 0 | 0 | 0 | 0 | 0 | 0 | 0 | 0 | 0 | 0 | 0 | 0 | 0
F4_Commercial_OR - Miscellaneous_New_Food Preparation_Natural Gas_Fryer_A_Technical Potential | F4 | Commercial | OR - Miscellaneous | New | Food Preparation | Natural Gas | Fryer | A | Standalone Impact on Baseline Energy (%) | Technical Potential | 0 | 0 | 0 | 0 | 0 | 0 | 0 | 0 | 0 | 0 | 0 | 0 | 0 | 0 | 0 | 0 | 0 | 0 | 0 | 0 | 0 | 0 | 0 | 0 | 0 | 0 | 0
F5_Commercial_OR - Miscellaneous_New_Food Preparation_Natural Gas_Fryer_A_Technical Potential | F5 | Commercial | OR - Miscellaneous | New | Food Preparation | Natural Gas | Fryer | A | Standalone Impact on Baseline Summer Peak (%) | Technical Potential | 0 | 0 | 0 | 0 | 0 | 0 | 0 | 0 | 0 | 0 | 0 | 0 | 0 | 0 | 0 | 0 | 0 | 0 | 0 | 0 | 0 | 0 | 0 | 0 | 0 | 0 | 0
F6_Commercial_OR - Miscellaneous_New_Food Preparation_Natural Gas_Fryer_A_Technical Potential | F6 | Commercial | OR - Miscellaneous | New | Food Preparation | Natural Gas | Fryer | A | Standalone Impact on Baseline Winter Peak (%) | Technical Potential | 0 | 0 | 0 | 0 | 0 | 0 | 0 | 0 | 0 | 0 | 0 | 0 | 0 | 0 | 0 | 0 | 0 | 0 | 0 | 0 | 0 | 0 | 0 | 0 | 0 | 0 | 0
F7_Commercial_OR - Miscellaneous_New_Food Preparation_Natural Gas_Fryer_A_Technical Potential | F7 | Commercial | OR - Miscellaneous | New | Food Preparation | Natural Gas | Fryer | A | Incremental Energy Savings (MWh or mTherms) | Technical Potential | 0 | 0 | 0 | 0 | 0 | 0 | 0 | 0 | 0 | 0 | 0 | 0 | 0 | 0 | 0 | 0 | 0 | 0 | 0 | 0 | 0 | 0 | 0 | 0 | 0 | 0 | 0
F8_Commercial_OR - Miscellaneous_New_Food Preparation_Natural Gas_Fryer_A_Technical Potential | F8 | Commercial | OR - Miscellaneous | New | Food Preparation | Natural Gas | Fryer | A | Incremental Summer Peak Savings (MW) | Technical Potential | 0 | 0 | 0 | 0 | 0 | 0 | 0 | 0 | 0 | 0 | 0 | 0 | 0 | 0 | 0 | 0 | 0 | 0 | 0 | 0 | 0 | 0 | 0 | 0 | 0 | 0 | 0
F9_Commercial_OR - Miscellaneous_New_Food Preparation_Natural Gas_Fryer_A_Technical Potential | F9 | Commercial | OR - Miscellaneous | New | Food Preparation | Natural Gas | Fryer | A | Incremental Winter Peak Savings (MW) | Technical Potential | 0 | 0 | 0 | 0 | 0 | 0 | 0 | 0 | 0 | 0 | 0 | 0 | 0 | 0 | 0 | 0 | 0 | 0 | 0 | 0 | 0 | 0 | 0 | 0 | 0 | 0 | 0
F10_Commercial_OR - Miscellaneous_New_Food Preparation_Natural Gas_Fryer_A_Technical Potential | F10 | Commercial | OR - Miscellaneous | New | Food Preparation | Natural Gas | Fryer | A | Cumulative Energy Savings (MWh or mTherms) | Technical Potential | 0 | 0 | 0 | 0 | 0 | 0 | 0 | 0 | 0 | 0 | 0 | 0 | 0 | 0 | 0 | 0 | 0 | 0 | 0 | 0 | 0 | 0 | 0 | 0 | 0 | 0 | 0
F11_Commercial_OR - Miscellaneous_New_Food Preparation_Natural Gas_Fryer_A_Technical Potential | F11 | Commercial | OR - Miscellaneous | New | Food Preparation | Natural Gas | Fryer | A | Cumulative Summer Peak Savings (MW) | Technical Potential | 0 | 0 | 0 | 0 | 0 | 0 | 0 | 0 | 0 | 0 | 0 | 0 | 0 | 0 | 0 | 0 | 0 | 0 | 0 | 0 | 0 | 0 | 0 | 0 | 0 | 0 | 0
F12_Commercial_OR - Miscellaneous_New_Food Preparation_Natural Gas_Fryer_A_Technical Potential | F12 | Commercial | OR - Miscellaneous | New | Food Preparation | Natural Gas | Fryer | A | Cumulative Winter Peak Savings (MW) | Technical Potential | 0 | 0 | 0 | 0 | 0 | 0 | 0 | 0 | 0 | 0 | 0 | 0 | 0 | 0 | 0 | 0 | 0 | 0 | 0 | 0 | 0 | 0 | 0 | 0 | 0 | 0 | 0
F13_Commercial_OR - Miscellaneous_New_Food Preparation_Natural Gas_Fryer_A_Technical Potential | F13 | Commercial | OR - Miscellaneous | New | Food Preparation | Natural Gas | Fryer | A | Purchases (Incremental) | Technical Potential | 0 | 0 | 0 | 0 | 0 | 0 | 0 | 0 | 0 | 0 | 0 | 0 | 0 | 0 | 0 | 0 | 0 | 0 | 0 | 0 | 0 | 0 | 0 | 0 | 0 | 0 | 0
F14_Commercial_OR - Miscellaneous_New_Food Preparation_Natural Gas_Fryer_A_Technical Potential | F14 | Commercial | OR - Miscellaneous | New | Food Preparation | Natural Gas | Fryer | A | Purchases (Cumulative) | Technical Potential | 0 | 0 | 0 | 0 | 0 | 0 | 0 | 0 | 0 | 0 | 0 | 0 | 0 | 0 | 0 | 0 | 0 | 0 | 0 | 0 | 0 | 0 | 0 | 0 | 0 | 0 | 0
F1_Commercial_OR - Miscellaneous_New_Food Preparation_Natural Gas_Broiler_A_Technical Potential | F1 | Commercial | OR - Miscellaneous | New | Food Preparation | Natural Gas | Broiler | A | Original Unit Energy Savings (kWh or therms) | Technical Potential | 0 | 0 | 0 | 0 | 0 | 0 | 0 | 0 | 0 | 0 | 0 | 0 | 0 | 0 | 0 | 0 | 0 | 0 | 0 | 0 | 0 | 0 | 0 | 0 | 0 | 0 | 0
F2_Commercial_OR - Miscellaneous_New_Food Preparation_Natural Gas_Broiler_A_Technical Potential | F2 | Commercial | OR - Miscellaneous | New | Food Preparation | Natural Gas | Broiler | A | Original Unit Summer Peak Savings (kW) | Technical Potential | 0 | 0 | 0 | 0 | 0 | 0 | 0 | 0 | 0 | 0 | 0 | 0 | 0 | 0 | 0 | 0 | 0 | 0 | 0 | 0 | 0 | 0 | 0 | 0 | 0 | 0 | 0
F3_Commercial_OR - Miscellaneous_New_Food Preparation_Natural Gas_Broiler_A_Technical Potential | F3 | Commercial | OR - Miscellaneous | New | Food Preparation | Natural Gas | Broiler | A | Original Unit Winter Peak Savings (kW) | Technical Potential | 0 | 0 | 0 | 0 | 0 | 0 | 0 | 0 | 0 | 0 | 0 | 0 | 0 | 0 | 0 | 0 | 0 | 0 | 0 | 0 | 0 | 0 | 0 | 0 | 0 | 0 | 0
F4_Commercial_OR - Miscellaneous_New_Food Preparation_Natural Gas_Broiler_A_Technical Potential | F4 | Commercial | OR - Miscellaneous | New | Food Preparation | Natural Gas | Broiler | A | Standalone Impact on Baseline Energy (%) | Technical Potential | 0 | 0 | 0 | 0 | 0 | 0 | 0 | 0 | 0 | 0 | 0 | 0 | 0 | 0 | 0 | 0 | 0 | 0 | 0 | 0 | 0 | 0 | 0 | 0 | 0 | 0 | 0
F5_Commercial_OR - Miscellaneous_New_Food Preparation_Natural Gas_Broiler_A_Technical Potential | F5 | Commercial | OR - Miscellaneous | New | Food Preparation | Natural Gas | Broiler | A | Standalone Impact on Baseline Summer Peak (%) | Technical Potential | 0 | 0 | 0 | 0 | 0 | 0 | 0 | 0 | 0 | 0 | 0 | 0 | 0 | 0 | 0 | 0 | 0 | 0 | 0 | 0 | 0 | 0 | 0 | 0 | 0 | 0 | 0
F6_Commercial_OR - Miscellaneous_New_Food Preparation_Natural Gas_Broiler_A_Technical Potential | F6 | Commercial | OR - Miscellaneous | New | Food Preparation | Natural Gas | Broiler | A | Standalone Impact on Baseline Winter Peak (%) | Technical Potential | 0 | 0 | 0 | 0 | 0 | 0 | 0 | 0 | 0 | 0 | 0 | 0 | 0 | 0 | 0 | 0 | 0 | 0 | 0 | 0 | 0 | 0 | 0 | 0 | 0 | 0 | 0
F7_Commercial_OR - Miscellaneous_New_Food Preparation_Natural Gas_Broiler_A_Technical Potential | F7 | Commercial | OR - Miscellaneous | New | Food Preparation | Natural Gas | Broiler | A | Incremental Energy Savings (MWh or mTherms) | Technical Potential | 0 | 0 | 0 | 0 | 0 | 0 | 0 | 0 | 0 | 0 | 0 | 0 | 0 | 0 | 0 | 0 | 0 | 0 | 0 | 0 | 0 | 0 | 0 | 0 | 0 | 0 | 0
F8_Commercial_OR - Miscellaneous_New_Food Preparation_Natural Gas_Broiler_A_Technical Potential | F8 | Commercial | OR - Miscellaneous | New | Food Preparation | Natural Gas | Broiler | A | Incremental Summer Peak Savings (MW) | Technical Potential | 0 | 0 | 0 | 0 | 0 | 0 | 0 | 0 | 0 | 0 | 0 | 0 | 0 | 0 | 0 | 0 | 0 | 0 | 0 | 0 | 0 | 0 | 0 | 0 | 0 | 0 | 0
F9_Commercial_OR - Miscellaneous_New_Food Preparation_Natural Gas_Broiler_A_Technical Potential | F9 | Commercial | OR - Miscellaneous | New | Food Preparation | Natural Gas | Broiler | A | Incremental Winter Peak Savings (MW) | Technical Potential | 0 | 0 | 0 | 0 | 0 | 0 | 0 | 0 | 0 | 0 | 0 | 0 | 0 | 0 | 0 | 0 | 0 | 0 | 0 | 0 | 0 | 0 | 0 | 0 | 0 | 0 | 0
F10_Commercial_OR - Miscellaneous_New_Food Preparation_Natural Gas_Broiler_A_Technical Potential | F10 | Commercial | OR - Miscellaneous | New | Food Preparation | Natural Gas | Broiler | A | Cumulative Energy Savings (MWh or mTherms) | Technical Potential | 0 | 0 | 0 | 0 | 0 | 0 | 0 | 0 | 0 | 0 | 0 | 0 | 0 | 0 | 0 | 0 | 0 | 0 | 0 | 0 | 0 | 0 | 0 | 0 | 0 | 0 | 0
F11_Commercial_OR - Miscellaneous_New_Food Preparation_Natural Gas_Broiler_A_Technical Potential | F11 | Commercial | OR - Miscellaneous | New | Food Preparation | Natural Gas | Broiler | A | Cumulative Summer Peak Savings (MW) | Technical Potential | 0 | 0 | 0 | 0 | 0 | 0 | 0 | 0 | 0 | 0 | 0 | 0 | 0 | 0 | 0 | 0 | 0 | 0 | 0 | 0 | 0 | 0 | 0 | 0 | 0 | 0 | 0
F12_Commercial_OR - Miscellaneous_New_Food Preparation_Natural Gas_Broiler_A_Technical Potential | F12 | Commercial | OR - Miscellaneous | New | Food Preparation | Natural Gas | Broiler | A | Cumulative Winter Peak Savings (MW) | Technical Potential | 0 | 0 | 0 | 0 | 0 | 0 | 0 | 0 | 0 | 0 | 0 | 0 | 0 | 0 | 0 | 0 | 0 | 0 | 0 | 0 | 0 | 0 | 0 | 0 | 0 | 0 | 0
F13_Commercial_OR - Miscellaneous_New_Food Preparation_Natural Gas_Broiler_A_Technical Potential | F13 | Commercial | OR - Miscellaneous | New | Food Preparation | Natural Gas | Broiler | A | Purchases (Incremental) | Technical Potential | 0 | 0 | 0 | 0 | 0 | 0 | 0 | 0 | 0 | 0 | 0 | 0 | 0 | 0 | 0 | 0 | 0 | 0 | 0 | 0 | 0 | 0 | 0 | 0 | 0 | 0 | 0
F14_Commercial_OR - Miscellaneous_New_Food Preparation_Natural Gas_Broiler_A_Technical Potential | F14 | Commercial | OR - Miscellaneous | New | Food Preparation | Natural Gas | Broiler | A | Purchases (Cumulative) | Technical Potential | 0 | 0 | 0 | 0 | 0 | 0 | 0 | 0 | 0 | 0 | 0 | 0 | 0 | 0 | 0 | 0 | 0 | 0 | 0 | 0 | 0 | 0 | 0 | 0 | 0 | 0 | 0
F1_Commercial_OR - Miscellaneous_New_Food Preparation_Natural Gas_Griddle_A_Technical Potential | F1 | Commercial | OR - Miscellaneous | New | Food Preparation | Natural Gas | Griddle | A | Original Unit Energy Savings (kWh or therms) | Technical Potential | 0 | 0 | 0 | 0 | 0 | 0 | 0 | 0 | 0 | 0 | 0 | 0 | 0 | 0 | 0 | 0 | 0 | 0 | 0 | 0 | 0 | 0 | 0 | 0 | 0 | 0 | 0
F2_Commercial_OR - Miscellaneous_New_Food Preparation_Natural Gas_Griddle_A_Technical Potential | F2 | Commercial | OR - Miscellaneous | New | Food Preparation | Natural Gas | Griddle | A | Original Unit Summer Peak Savings (kW) | Technical Potential | 0 | 0 | 0 | 0 | 0 | 0 | 0 | 0 | 0 | 0 | 0 | 0 | 0 | 0 | 0 | 0 | 0 | 0 | 0 | 0 | 0 | 0 | 0 | 0 | 0 | 0 | 0
F3_Commercial_OR - Miscellaneous_New_Food Preparation_Natural Gas_Griddle_A_Technical Potential | F3 | Commercial | OR - Miscellaneous | New | Food Preparation | Natural Gas | Griddle | A | Original Unit Winter Peak Savings (kW) | Technical Potential | 0 | 0 | 0 | 0 | 0 | 0 | 0 | 0 | 0 | 0 | 0 | 0 | 0 | 0 | 0 | 0 | 0 | 0 | 0 | 0 | 0 | 0 | 0 | 0 | 0 | 0 | 0
F4_Commercial_OR - Miscellaneous_New_Food Preparation_Natural Gas_Griddle_A_Technical Potential | F4 | Commercial | OR - Miscellaneous | New | Food Preparation | Natural Gas | Griddle | A | Standalone Impact on Baseline Energy (%) | Technical Potential | 0 | 0 | 0 | 0 | 0 | 0 | 0 | 0 | 0 | 0 | 0 | 0 | 0 | 0 | 0 | 0 | 0 | 0 | 0 | 0 | 0 | 0 | 0 | 0 | 0 | 0 | 0
F5_Commercial_OR - Miscellaneous_New_Food Preparation_Natural Gas_Griddle_A_Technical Potential | F5 | Commercial | OR - Miscellaneous | New | Food Preparation | Natural Gas | Griddle | A | Standalone Impact on Baseline Summer Peak (%) | Technical Potential | 0 | 0 | 0 | 0 | 0 | 0 | 0 | 0 | 0 | 0 | 0 | 0 | 0 | 0 | 0 | 0 | 0 | 0 | 0 | 0 | 0 | 0 | 0 | 0 | 0 | 0 | 0
F6_Commercial_OR - Miscellaneous_New_Food Preparation_Natural Gas_Griddle_A_Technical Potential | F6 | Commercial | OR - Miscellaneous | New | Food Preparation | Natural Gas | Griddle | A | Standalone Impact on Baseline Winter Peak (%) | Technical Potential | 0 | 0 | 0 | 0 | 0 | 0 | 0 | 0 | 0 | 0 | 0 | 0 | 0 | 0 | 0 | 0 | 0 | 0 | 0 | 0 | 0 | 0 | 0 | 0 | 0 | 0 | 0
F7_Commercial_OR - Miscellaneous_New_Food Preparation_Natural Gas_Griddle_A_Technical Potential | F7 | Commercial | OR - Miscellaneous | New | Food Preparation | Natural Gas | Griddle | A | Incremental Energy Savings (MWh or mTherms) | Technical Potential | 0 | 0 | 0 | 0 | 0 | 0 | 0 | 0 | 0 | 0 | 0 | 0 | 0 | 0 | 0 | 0 | 0 | 0 | 0 | 0 | 0 | 0 | 0 | 0 | 0 | 0 | 0
F8_Commercial_OR - Miscellaneous_New_Food Preparation_Natural Gas_Griddle_A_Technical Potential | F8 | Commercial | OR - Miscellaneous | New | Food Preparation | Natural Gas | Griddle | A | Incremental Summer Peak Savings (MW) | Technical Potential | 0 | 0 | 0 | 0 | 0 | 0 | 0 | 0 | 0 | 0 | 0 | 0 | 0 | 0 | 0 | 0 | 0 | 0 | 0 | 0 | 0 | 0 | 0 | 0 | 0 | 0 | 0
F9_Commercial_OR - Miscellaneous_New_Food Preparation_Natural Gas_Griddle_A_Technical Potential | F9 | Commercial | OR - Miscellaneous | New | Food Preparation | Natural Gas | Griddle | A | Incremental Winter Peak Savings (MW) | Technical Potential | 0 | 0 | 0 | 0 | 0 | 0 | 0 | 0 | 0 | 0 | 0 | 0 | 0 | 0 | 0 | 0 | 0 | 0 | 0 | 0 | 0 | 0 | 0 | 0 | 0 | 0 | 0
F10_Commercial_OR - Miscellaneous_New_Food Preparation_Natural Gas_Griddle_A_Technical Potential | F10 | Commercial | OR - Miscellaneous | New | Food Preparation | Natural Gas | Griddle | A | Cumulative Energy Savings (MWh or mTherms) | Technical Potential | 0 | 0 | 0 | 0 | 0 | 0 | 0 | 0 | 0 | 0 | 0 | 0 | 0 | 0 | 0 | 0 | 0 | 0 | 0 | 0 | 0 | 0 | 0 | 0 | 0 | 0 | 0
F11_Commercial_OR - Miscellaneous_New_Food Preparation_Natural Gas_Griddle_A_Technical Potential | F11 | Commercial | OR - Miscellaneous | New | Food Preparation | Natural Gas | Griddle | A | Cumulative Summer Peak Savings (MW) | Technical Potential | 0 | 0 | 0 | 0 | 0 | 0 | 0 | 0 | 0 | 0 | 0 | 0 | 0 | 0 | 0 | 0 | 0 | 0 | 0 | 0 | 0 | 0 | 0 | 0 | 0 | 0 | 0
F12_Commercial_OR - Miscellaneous_New_Food Preparation_Natural Gas_Griddle_A_Technical Potential | F12 | Commercial | OR - Miscellaneous | New | Food Preparation | Natural Gas | Griddle | A | Cumulative Winter Peak Savings (MW) | Technical Potential | 0 | 0 | 0 | 0 | 0 | 0 | 0 | 0 | 0 | 0 | 0 | 0 | 0 | 0 | 0 | 0 | 0 | 0 | 0 | 0 | 0 | 0 | 0 | 0 | 0 | 0 | 0
F13_Commercial_OR - Miscellaneous_New_Food Preparation_Natural Gas_Griddle_A_Technical Potential | F13 | Commercial | OR - Miscellaneous | New | Food Preparation | Natural Gas | Griddle | A | Purchases (Incremental) | Technical Potential | 0 | 0 | 0 | 0 | 0 | 0 | 0 | 0 | 0 | 0 | 0 | 0 | 0 | 0 | 0 | 0 | 0 | 0 | 0 | 0 | 0 | 0 | 0 | 0 | 0 | 0 | 0
F14_Commercial_OR - Miscellaneous_New_Food Preparation_Natural Gas_Griddle_A_Technical Potential | F14 | Commercial | OR - Miscellaneous | New | Food Preparation | Natural Gas | Griddle | A | Purchases (Cumulative) | Technical Potential | 0 | 0 | 0 | 0 | 0 | 0 | 0 | 0 | 0 | 0 | 0 | 0 | 0 | 0 | 0 | 0 | 0 | 0 | 0 | 0 | 0 | 0 | 0 | 0 | 0 | 0 | 0
F1_Commercial_OR - Miscellaneous_New_Food Preparation_Natural Gas_Range_A_Technical Potential | F1 | Commercial | OR - Miscellaneous | New | Food Preparation | Natural Gas | Range | A | Original Unit Energy Savings (kWh or therms) | Technical Potential | 0 | 0 | 0 | 0 | 0 | 0 | 0 | 0 | 0 | 0 | 0 | 0 | 0 | 0 | 0 | 0 | 0 | 0 | 0 | 0 | 0 | 0 | 0 | 0 | 0 | 0 | 0
F2_Commercial_OR - Miscellaneous_New_Food Preparation_Natural Gas_Range_A_Technical Potential | F2 | Commercial | OR - Miscellaneous | New | Food Preparation | Natural Gas | Range | A | Original Unit Summer Peak Savings (kW) | Technical Potential | 0 | 0 | 0 | 0 | 0 | 0 | 0 | 0 | 0 | 0 | 0 | 0 | 0 | 0 | 0 | 0 | 0 | 0 | 0 | 0 | 0 | 0 | 0 | 0 | 0 | 0 | 0
F3_Commercial_OR - Miscellaneous_New_Food Preparation_Natural Gas_Range_A_Technical Potential | F3 | Commercial | OR - Miscellaneous | New | Food Preparation | Natural Gas | Range | A | Original Unit Winter Peak Savings (kW) | Technical Potential | 0 | 0 | 0 | 0 | 0 | 0 | 0 | 0 | 0 | 0 | 0 | 0 | 0 | 0 | 0 | 0 | 0 | 0 | 0 | 0 | 0 | 0 | 0 | 0 | 0 | 0 | 0
F4_Commercial_OR - Miscellaneous_New_Food Preparation_Natural Gas_Range_A_Technical Potential | F4 | Commercial | OR - Miscellaneous | New | Food Preparation | Natural Gas | Range | A | Standalone Impact on Baseline Energy (%) | Technical Potential | 0 | 0 | 0 | 0 | 0 | 0 | 0 | 0 | 0 | 0 | 0 | 0 | 0 | 0 | 0 | 0 | 0 | 0 | 0 | 0 | 0 | 0 | 0 | 0 | 0 | 0 | 0
F5_Commercial_OR - Miscellaneous_New_Food Preparation_Natural Gas_Range_A_Technical Potential | F5 | Commercial | OR - Miscellaneous | New | Food Preparation | Natural Gas | Range | A | Standalone Impact on Baseline Summer Peak (%) | Technical Potential | 0 | 0 | 0 | 0 | 0 | 0 | 0 | 0 | 0 | 0 | 0 | 0 | 0 | 0 | 0 | 0 | 0 | 0 | 0 | 0 | 0 | 0 | 0 | 0 | 0 | 0 | 0
F6_Commercial_OR - Miscellaneous_New_Food Preparation_Natural Gas_Range_A_Technical Potential | F6 | Commercial | OR - Miscellaneous | New | Food Preparation | Natural Gas | Range | A | Standalone Impact on Baseline Winter Peak (%) | Technical Potential | 0 | 0 | 0 | 0 | 0 | 0 | 0 | 0 | 0 | 0 | 0 | 0 | 0 | 0 | 0 | 0 | 0 | 0 | 0 | 0 | 0 | 0 | 0 | 0 | 0 | 0 | 0
F7_Commercial_OR - Miscellaneous_New_Food Preparation_Natural Gas_Range_A_Technical Potential | F7 | Commercial | OR - Miscellaneous | New | Food Preparation | Natural Gas | Range | A | Incremental Energy Savings (MWh or mTherms) | Technical Potential | 0 | 0 | 0 | 0 | 0 | 0 | 0 | 0 | 0 | 0 | 0 | 0 | 0 | 0 | 0 | 0 | 0 | 0 | 0 | 0 | 0 | 0 | 0 | 0 | 0 | 0 | 0
F8_Commercial_OR - Miscellaneous_New_Food Preparation_Natural Gas_Range_A_Technical Potential | F8 | Commercial | OR - Miscellaneous | New | Food Preparation | Natural Gas | Range | A | Incremental Summer Peak Savings (MW) | Technical Potential | 0 | 0 | 0 | 0 | 0 | 0 | 0 | 0 | 0 | 0 | 0 | 0 | 0 | 0 | 0 | 0 | 0 | 0 | 0 | 0 | 0 | 0 | 0 | 0 | 0 | 0 | 0
F9_Commercial_OR - Miscellaneous_New_Food Preparation_Natural Gas_Range_A_Technical Potential | F9 | Commercial | OR - Miscellaneous | New | Food Preparation | Natural Gas | Range | A | Incremental Winter Peak Savings (MW) | Technical Potential | 0 | 0 | 0 | 0 | 0 | 0 | 0 | 0 | 0 | 0 | 0 | 0 | 0 | 0 | 0 | 0 | 0 | 0 | 0 | 0 | 0 | 0 | 0 | 0 | 0 | 0 | 0
F10_Commercial_OR - Miscellaneous_New_Food Preparation_Natural Gas_Range_A_Technical Potential | F10 | Commercial | OR - Miscellaneous | New | Food Preparation | Natural Gas | Range | A | Cumulative Energy Savings (MWh or mTherms) | Technical Potential | 0 | 0 | 0 | 0 | 0 | 0 | 0 | 0 | 0 | 0 | 0 | 0 | 0 | 0 | 0 | 0 | 0 | 0 | 0 | 0 | 0 | 0 | 0 | 0 | 0 | 0 | 0
F11_Commercial_OR - Miscellaneous_New_Food Preparation_Natural Gas_Range_A_Technical Potential | F11 | Commercial | OR - Miscellaneous | New | Food Preparation | Natural Gas | Range | A | Cumulative Summer Peak Savings (MW) | Technical Potential | 0 | 0 | 0 | 0 | 0 | 0 | 0 | 0 | 0 | 0 | 0 | 0 | 0 | 0 | 0 | 0 | 0 | 0 | 0 | 0 | 0 | 0 | 0 | 0 | 0 | 0 | 0
F12_Commercial_OR - Miscellaneous_New_Food Preparation_Natural Gas_Range_A_Technical Potential | F12 | Commercial | OR - Miscellaneous | New | Food Preparation | Natural Gas | Range | A | Cumulative Winter Peak Savings (MW) | Technical Potential | 0 | 0 | 0 | 0 | 0 | 0 | 0 | 0 | 0 | 0 | 0 | 0 | 0 | 0 | 0 | 0 | 0 | 0 | 0 | 0 | 0 | 0 | 0 | 0 | 0 | 0 | 0
F13_Commercial_OR - Miscellaneous_New_Food Preparation_Natural Gas_Range_A_Technical Potential | F13 | Commercial | OR - Miscellaneous | New | Food Preparation | Natural Gas | Range | A | Purchases (Incremental) | Technical Potential | 0 | 0 | 0 | 0 | 0 | 0 | 0 | 0 | 0 | 0 | 0 | 0 | 0 | 0 | 0 | 0 | 0 | 0 | 0 | 0 | 0 | 0 | 0 | 0 | 0 | 0 | 0
F14_Commercial_OR - Miscellaneous_New_Food Preparation_Natural Gas_Range_A_Technical Potential | F14 | Commercial | OR - Miscellaneous | New | Food Preparation | Natural Gas | Range | A | Purchases (Cumulative) | Technical Potential | 0 | 0 | 0 | 0 | 0 | 0 | 0 | 0 | 0 | 0 | 0 | 0 | 0 | 0 | 0 | 0 | 0 | 0 | 0 | 0 | 0 | 0 | 0 | 0 | 0 | 0 | 0
F1_Commercial_OR - Miscellaneous_New_Food Preparation_Natural Gas_Steamer_A_Technical Potential | F1 | Commercial | OR - Miscellaneous | New | Food Preparation | Natural Gas | Steamer | A | Original Unit Energy Savings (kWh or therms) | Technical Potential | 0 | 0 | 0 | 0 | 0 | 0 | 0 | 0 | 0 | 0 | 0 | 0 | 0 | 0 | 0 | 0 | 0 | 0 | 0 | 0 | 0 | 0 | 0 | 0 | 0 | 0 | 0
F2_Commercial_OR - Miscellaneous_New_Food Preparation_Natural Gas_Steamer_A_Technical Potential | F2 | Commercial | OR - Miscellaneous | New | Food Preparation | Natural Gas | Steamer | A | Original Unit Summer Peak Savings (kW) | Technical Potential | 0 | 0 | 0 | 0 | 0 | 0 | 0 | 0 | 0 | 0 | 0 | 0 | 0 | 0 | 0 | 0 | 0 | 0 | 0 | 0 | 0 | 0 | 0 | 0 | 0 | 0 | 0
F3_Commercial_OR - Miscellaneous_New_Food Preparation_Natural Gas_Steamer_A_Technical Potential | F3 | Commercial | OR - Miscellaneous | New | Food Preparation | Natural Gas | Steamer | A | Original Unit Winter Peak Savings (kW) | Technical Potential | 0 | 0 | 0 | 0 | 0 | 0 | 0 | 0 | 0 | 0 | 0 | 0 | 0 | 0 | 0 | 0 | 0 | 0 | 0 | 0 | 0 | 0 | 0 | 0 | 0 | 0 | 0
F4_Commercial_OR - Miscellaneous_New_Food Preparation_Natural Gas_Steamer_A_Technical Potential | F4 | Commercial | OR - Miscellaneous | New | Food Preparation | Natural Gas | Steamer | A | Standalone Impact on Baseline Energy (%) | Technical Potential | 0 | 0 | 0 | 0 | 0 | 0 | 0 | 0 | 0 | 0 | 0 | 0 | 0 | 0 | 0 | 0 | 0 | 0 | 0 | 0 | 0 | 0 | 0 | 0 | 0 | 0 | 0
F5_Commercial_OR - Miscellaneous_New_Food Preparation_Natural Gas_Steamer_A_Technical Potential | F5 | Commercial | OR - Miscellaneous | New | Food Preparation | Natural Gas | Steamer | A | Standalone Impact on Baseline Summer Peak (%) | Technical Potential | 0 | 0 | 0 | 0 | 0 | 0 | 0 | 0 | 0 | 0 | 0 | 0 | 0 | 0 | 0 | 0 | 0 | 0 | 0 | 0 | 0 | 0 | 0 | 0 | 0 | 0 | 0
F6_Commercial_OR - Miscellaneous_New_Food Preparation_Natural Gas_Steamer_A_Technical Potential | F6 | Commercial | OR - Miscellaneous | New | Food Preparation | Natural Gas | Steamer | A | Standalone Impact on Baseline Winter Peak (%) | Technical Potential | 0 | 0 | 0 | 0 | 0 | 0 | 0 | 0 | 0 | 0 | 0 | 0 | 0 | 0 | 0 | 0 | 0 | 0 | 0 | 0 | 0 | 0 | 0 | 0 | 0 | 0 | 0
F7_Commercial_OR - Miscellaneous_New_Food Preparation_Natural Gas_Steamer_A_Technical Potential | F7 | Commercial | OR - Miscellaneous | New | Food Preparation | Natural Gas | Steamer | A | Incremental Energy Savings (MWh or mTherms) | Technical Potential | 0 | 0 | 0 | 0 | 0 | 0 | 0 | 0 | 0 | 0 | 0 | 0 | 0 | 0 | 0 | 0 | 0 | 0 | 0 | 0 | 0 | 0 | 0 | 0 | 0 | 0 | 0
F8_Commercial_OR - Miscellaneous_New_Food Preparation_Natural Gas_Steamer_A_Technical Potential | F8 | Commercial | OR - Miscellaneous | New | Food Preparation | Natural Gas | Steamer | A | Incremental Summer Peak Savings (MW) | Technical Potential | 0 | 0 | 0 | 0 | 0 | 0 | 0 | 0 | 0 | 0 | 0 | 0 | 0 | 0 | 0 | 0 | 0 | 0 | 0 | 0 | 0 | 0 | 0 | 0 | 0 | 0 | 0
F9_Commercial_OR - Miscellaneous_New_Food Preparation_Natural Gas_Steamer_A_Technical Potential | F9 | Commercial | OR - Miscellaneous | New | Food Preparation | Natural Gas | Steamer | A | Incremental Winter Peak Savings (MW) | Technical Potential | 0 | 0 | 0 | 0 | 0 | 0 | 0 | 0 | 0 | 0 | 0 | 0 | 0 | 0 | 0 | 0 | 0 | 0 | 0 | 0 | 0 | 0 | 0 | 0 | 0 | 0 | 0
F10_Commercial_OR - Miscellaneous_New_Food Preparation_Natural Gas_Steamer_A_Technical Potential | F10 | Commercial | OR - Miscellaneous | New | Food Preparation | Natural Gas | Steamer | A | Cumulative Energy Savings (MWh or mTherms) | Technical Potential | 0 | 0 | 0 | 0 | 0 | 0 | 0 | 0 | 0 | 0 | 0 | 0 | 0 | 0 | 0 | 0 | 0 | 0 | 0 | 0 | 0 | 0 | 0 | 0 | 0 | 0 | 0
F11_Commercial_OR - Miscellaneous_New_Food Preparation_Natural Gas_Steamer_A_Technical Potential | F11 | Commercial | OR - Miscellaneous | New | Food Preparation | Natural Gas | Steamer | A | Cumulative Summer Peak Savings (MW) | Technical Potential | 0 | 0 | 0 | 0 | 0 | 0 | 0 | 0 | 0 | 0 | 0 | 0 | 0 | 0 | 0 | 0 | 0 | 0 | 0 | 0 | 0 | 0 | 0 | 0 | 0 | 0 | 0
F12_Commercial_OR - Miscellaneous_New_Food Preparation_Natural Gas_Steamer_A_Technical Potential | F12 | Commercial | OR - Miscellaneous | New | Food Preparation | Natural Gas | Steamer | A | Cumulative Winter Peak Savings (MW) | Technical Potential | 0 | 0 | 0 | 0 | 0 | 0 | 0 | 0 | 0 | 0 | 0 | 0 | 0 | 0 | 0 | 0 | 0 | 0 | 0 | 0 | 0 | 0 | 0 | 0 | 0 | 0 | 0
F13_Commercial_OR - Miscellaneous_New_Food Preparation_Natural Gas_Steamer_A_Technical Potential | F13 | Commercial | OR - Miscellaneous | New | Food Preparation | Natural Gas | Steamer | A | Purchases (Incremental) | Technical Potential | 0 | 0 | 0 | 0 | 0 | 0 | 0 | 0 | 0 | 0 | 0 | 0 | 0 | 0 | 0 | 0 | 0 | 0 | 0 | 0 | 0 | 0 | 0 | 0 | 0 | 0 | 0
F14_Commercial_OR - Miscellaneous_New_Food Preparation_Natural Gas_Steamer_A_Technical Potential | F14 | Commercial | OR - Miscellaneous | New | Food Preparation | Natural Gas | Steamer | A | Purchases (Cumulative) | Technical Potential | 0 | 0 | 0 | 0 | 0 | 0 | 0 | 0 | 0 | 0 | 0 | 0 | 0 | 0 | 0 | 0 | 0 | 0 | 0 | 0 | 0 | 0 | 0 | 0 | 0 | 0 | 0
F1_Commercial_OR - Miscellaneous_New_Food Preparation_Natural Gas_Commercial Food Prep Other_A_Technical Potential | F1 | Commercial | OR - Miscellaneous | New | Food Preparation | Natural Gas | Commercial Food Prep Other | A | Original Unit Energy Savings (kWh or therms) | Technical Potential | 0 | 0 | 0 | 0 | 0 | 0 | 0 | 0 | 0 | 0 | 0 | 0 | 0 | 0 | 0 | 0 | 0 | 0 | 0 | 0 | 0 | 0 | 0 | 0 | 0 | 0 | 0
F2_Commercial_OR - Miscellaneous_New_Food Preparation_Natural Gas_Commercial Food Prep Other_A_Technical Potential | F2 | Commercial | OR - Miscellaneous | New | Food Preparation | Natural Gas | Commercial Food Prep Other | A | Original Unit Summer Peak Savings (kW) | Technical Potential | 0 | 0 | 0 | 0 | 0 | 0 | 0 | 0 | 0 | 0 | 0 | 0 | 0 | 0 | 0 | 0 | 0 | 0 | 0 | 0 | 0 | 0 | 0 | 0 | 0 | 0 | 0
F3_Commercial_OR - Miscellaneous_New_Food Preparation_Natural Gas_Commercial Food Prep Other_A_Technical Potential | F3 | Commercial | OR - Miscellaneous | New | Food Preparation | Natural Gas | Commercial Food Prep Other | A | Original Unit Winter Peak Savings (kW) | Technical Potential | 0 | 0 | 0 | 0 | 0 | 0 | 0 | 0 | 0 | 0 | 0 | 0 | 0 | 0 | 0 | 0 | 0 | 0 | 0 | 0 | 0 | 0 | 0 | 0 | 0 | 0 | 0
F4_Commercial_OR - Miscellaneous_New_Food Preparation_Natural Gas_Commercial Food Prep Other_A_Technical Potential | F4 | Commercial | OR - Miscellaneous | New | Food Preparation | Natural Gas | Commercial Food Prep Other | A | Standalone Impact on Baseline Energy (%) | Technical Potential | 0 | 0 | 0 | 0 | 0 | 0 | 0 | 0 | 0 | 0 | 0 | 0 | 0 | 0 | 0 | 0 | 0 | 0 | 0 | 0 | 0 | 0 | 0 | 0 | 0 | 0 | 0
F5_Commercial_OR - Miscellaneous_New_Food Preparation_Natural Gas_Commercial Food Prep Other_A_Technical Potential | F5 | Commercial | OR - Miscellaneous | New | Food Preparation | Natural Gas | Commercial Food Prep Other | A | Standalone Impact on Baseline Summer Peak (%) | Technical Potential | 0 | 0 | 0 | 0 | 0 | 0 | 0 | 0 | 0 | 0 | 0 | 0 | 0 | 0 | 0 | 0 | 0 | 0 | 0 | 0 | 0 | 0 | 0 | 0 | 0 | 0 | 0
F6_Commercial_OR - Miscellaneous_New_Food Preparation_Natural Gas_Commercial Food Prep Other_A_Technical Potential | F6 | Commercial | OR - Miscellaneous | New | Food Preparation | Natural Gas | Commercial Food Prep Other | A | Standalone Impact on Baseline Winter Peak (%) | Technical Potential | 0 | 0 | 0 | 0 | 0 | 0 | 0 | 0 | 0 | 0 | 0 | 0 | 0 | 0 | 0 | 0 | 0 | 0 | 0 | 0 | 0 | 0 | 0 | 0 | 0 | 0 | 0
F7_Commercial_OR - Miscellaneous_New_Food Preparation_Natural Gas_Commercial Food Prep Other_A_Technical Potential | F7 | Commercial | OR - Miscellaneous | New | Food Preparation | Natural Gas | Commercial Food Prep Other | A | Incremental Energy Savings (MWh or mTherms) | Technical Potential | 0 | 0 | 0 | 0 | 0 | 0 | 0 | 0 | 0 | 0 | 0 | 0 | 0 | 0 | 0 | 0 | 0 | 0 | 0 | 0 | 0 | 0 | 0 | 0 | 0 | 0 | 0
F8_Commercial_OR - Miscellaneous_New_Food Preparation_Natural Gas_Commercial Food Prep Other_A_Technical Potential | F8 | Commercial | OR - Miscellaneous | New | Food Preparation | Natural Gas | Commercial Food Prep Other | A | Incremental Summer Peak Savings (MW) | Technical Potential | 0 | 0 | 0 | 0 | 0 | 0 | 0 | 0 | 0 | 0 | 0 | 0 | 0 | 0 | 0 | 0 | 0 | 0 | 0 | 0 | 0 | 0 | 0 | 0 | 0 | 0 | 0
F9_Commercial_OR - Miscellaneous_New_Food Preparation_Natural Gas_Commercial Food Prep Other_A_Technical Potential | F9 | Commercial | OR - Miscellaneous | New | Food Preparation | Natural Gas | Commercial Food Prep Other | A | Incremental Winter Peak Savings (MW) | Technical Potential | 0 | 0 | 0 | 0 | 0 | 0 | 0 | 0 | 0 | 0 | 0 | 0 | 0 | 0 | 0 | 0 | 0 | 0 | 0 | 0 | 0 | 0 | 0 | 0 | 0 | 0 | 0
F10_Commercial_OR - Miscellaneous_New_Food Preparation_Natural Gas_Commercial Food Prep Other_A_Technical Potential | F10 | Commercial | OR - Miscellaneous | New | Food Preparation | Natural Gas | Commercial Food Prep Other | A | Cumulative Energy Savings (MWh or mTherms) | Technical Potential | 0 | 0 | 0 | 0 | 0 | 0 | 0 | 0 | 0 | 0 | 0 | 0 | 0 | 0 | 0 | 0 | 0 | 0 | 0 | 0 | 0 | 0 | 0 | 0 | 0 | 0 | 0
F11_Commercial_OR - Miscellaneous_New_Food Preparation_Natural Gas_Commercial Food Prep Other_A_Technical Potential | F11 | Commercial | OR - Miscellaneous | New | Food Preparation | Natural Gas | Commercial Food Prep Other | A | Cumulative Summer Peak Savings (MW) | Technical Potential | 0 | 0 | 0 | 0 | 0 | 0 | 0 | 0 | 0 | 0 | 0 | 0 | 0 | 0 | 0 | 0 | 0 | 0 | 0 | 0 | 0 | 0 | 0 | 0 | 0 | 0 | 0
F12_Commercial_OR - Miscellaneous_New_Food Preparation_Natural Gas_Commercial Food Prep Other_A_Technical Potential | F12 | Commercial | OR - Miscellaneous | New | Food Preparation | Natural Gas | Commercial Food Prep Other | A | Cumulative Winter Peak Savings (MW) | Technical Potential | 0 | 0 | 0 | 0 | 0 | 0 | 0 | 0 | 0 | 0 | 0 | 0 | 0 | 0 | 0 | 0 | 0 | 0 | 0 | 0 | 0 | 0 | 0 | 0 | 0 | 0 | 0
F13_Commercial_OR - Miscellaneous_New_Food Preparation_Natural Gas_Commercial Food Prep Other_A_Technical Potential | F13 | Commercial | OR - Miscellaneous | New | Food Preparation | Natural Gas | Commercial Food Prep Other | A | Purchases (Incremental) | Technical Potential | 0 | 0 | 0 | 0 | 0 | 0 | 0 | 0 | 0 | 0 | 0 | 0 | 0 | 0 | 0 | 0 | 0 | 0 | 0 | 0 | 0 | 0 | 0 | 0 | 0 | 0 | 0
F14_Commercial_OR - Miscellaneous_New_Food Preparation_Natural Gas_Commercial Food Prep Other_A_Technical Potential | F14 | Commercial | OR - Miscellaneous | New | Food Preparation | Natural Gas | Commercial Food Prep Other | A | Purchases (Cumulative) | Technical Potential | 0 | 0 | 0 | 0 | 0 | 0 | 0 | 0 | 0 | 0 | 0 | 0 | 0 | 0 | 0 | 0 | 0 | 0 | 0 | 0 | 0 | 0 | 0 | 0 | 0 | 0 | 0
F1_Commercial_OR - Miscellaneous_New_Miscellaneous_Natural Gas_Pool Heater_A_Technical Potential | F1 | Commercial | OR - Miscellaneous | New | Miscellaneous | Natural Gas | Pool Heater | A | Original Unit Energy Savings (kWh or therms) | Technical Potential | 0 | 0 | 0 | 0 | 0 | 0 | 0 | 0 | 0 | 0 | 0 | 0 | 0 | 0 | 0 | 0 | 0 | 0 | 0 | 0 | 0 | 0 | 0 | 0 | 0 | 0 | 0
F2_Commercial_OR - Miscellaneous_New_Miscellaneous_Natural Gas_Pool Heater_A_Technical Potential | F2 | Commercial | OR - Miscellaneous | New | Miscellaneous | Natural Gas | Pool Heater | A | Original Unit Summer Peak Savings (kW) | Technical Potential | 0 | 0 | 0 | 0 | 0 | 0 | 0 | 0 | 0 | 0 | 0 | 0 | 0 | 0 | 0 | 0 | 0 | 0 | 0 | 0 | 0 | 0 | 0 | 0 | 0 | 0 | 0
F3_Commercial_OR - Miscellaneous_New_Miscellaneous_Natural Gas_Pool Heater_A_Technical Potential | F3 | Commercial | OR - Miscellaneous | New | Miscellaneous | Natural Gas | Pool Heater | A | Original Unit Winter Peak Savings (kW) | Technical Potential | 0 | 0 | 0 | 0 | 0 | 0 | 0 | 0 | 0 | 0 | 0 | 0 | 0 | 0 | 0 | 0 | 0 | 0 | 0 | 0 | 0 | 0 | 0 | 0 | 0 | 0 | 0
F4_Commercial_OR - Miscellaneous_New_Miscellaneous_Natural Gas_Pool Heater_A_Technical Potential | F4 | Commercial | OR - Miscellaneous | New | Miscellaneous | Natural Gas | Pool Heater | A | Standalone Impact on Baseline Energy (%) | Technical Potential | 0 | 0 | 0 | 0 | 0 | 0 | 0 | 0 | 0 | 0 | 0 | 0 | 0 | 0 | 0 | 0 | 0 | 0 | 0 | 0 | 0 | 0 | 0 | 0 | 0 | 0 | 0
F5_Commercial_OR - Miscellaneous_New_Miscellaneous_Natural Gas_Pool Heater_A_Technical Potential | F5 | Commercial | OR - Miscellaneous | New | Miscellaneous | Natural Gas | Pool Heater | A | Standalone Impact on Baseline Summer Peak (%) | Technical Potential | 0 | 0 | 0 | 0 | 0 | 0 | 0 | 0 | 0 | 0 | 0 | 0 | 0 | 0 | 0 | 0 | 0 | 0 | 0 | 0 | 0 | 0 | 0 | 0 | 0 | 0 | 0
F6_Commercial_OR - Miscellaneous_New_Miscellaneous_Natural Gas_Pool Heater_A_Technical Potential | F6 | Commercial | OR - Miscellaneous | New | Miscellaneous | Natural Gas | Pool Heater | A | Standalone Impact on Baseline Winter Peak (%) | Technical Potential | 0 | 0 | 0 | 0 | 0 | 0 | 0 | 0 | 0 | 0 | 0 | 0 | 0 | 0 | 0 | 0 | 0 | 0 | 0 | 0 | 0 | 0 | 0 | 0 | 0 | 0 | 0
F7_Commercial_OR - Miscellaneous_New_Miscellaneous_Natural Gas_Pool Heater_A_Technical Potential | F7 | Commercial | OR - Miscellaneous | New | Miscellaneous | Natural Gas | Pool Heater | A | Incremental Energy Savings (MWh or mTherms) | Technical Potential | 0 | 0 | 0 | 0 | 0 | 0 | 0 | 0 | 0 | 0 | 0 | 0 | 0 | 0 | 0 | 0 | 0 | 0 | 0 | 0 | 0 | 0 | 0 | 0 | 0 | 0 | 0
F8_Commercial_OR - Miscellaneous_New_Miscellaneous_Natural Gas_Pool Heater_A_Technical Potential | F8 | Commercial | OR - Miscellaneous | New | Miscellaneous | Natural Gas | Pool Heater | A | Incremental Summer Peak Savings (MW) | Technical Potential | 0 | 0 | 0 | 0 | 0 | 0 | 0 | 0 | 0 | 0 | 0 | 0 | 0 | 0 | 0 | 0 | 0 | 0 | 0 | 0 | 0 | 0 | 0 | 0 | 0 | 0 | 0
F9_Commercial_OR - Miscellaneous_New_Miscellaneous_Natural Gas_Pool Heater_A_Technical Potential | F9 | Commercial | OR - Miscellaneous | New | Miscellaneous | Natural Gas | Pool Heater | A | Incremental Winter Peak Savings (MW) | Technical Potential | 0 | 0 | 0 | 0 | 0 | 0 | 0 | 0 | 0 | 0 | 0 | 0 | 0 | 0 | 0 | 0 | 0 | 0 | 0 | 0 | 0 | 0 | 0 | 0 | 0 | 0 | 0
F10_Commercial_OR - Miscellaneous_New_Miscellaneous_Natural Gas_Pool Heater_A_Technical Potential | F10 | Commercial | OR - Miscellaneous | New | Miscellaneous | Natural Gas | Pool Heater | A | Cumulative Energy Savings (MWh or mTherms) | Technical Potential | 0 | 0 | 0 | 0 | 0 | 0 | 0 | 0 | 0 | 0 | 0 | 0 | 0 | 0 | 0 | 0 | 0 | 0 | 0 | 0 | 0 | 0 | 0 | 0 | 0 | 0 | 0
F11_Commercial_OR - Miscellaneous_New_Miscellaneous_Natural Gas_Pool Heater_A_Technical Potential | F11 | Commercial | OR - Miscellaneous | New | Miscellaneous | Natural Gas | Pool Heater | A | Cumulative Summer Peak Savings (MW) | Technical Potential | 0 | 0 | 0 | 0 | 0 | 0 | 0 | 0 | 0 | 0 | 0 | 0 | 0 | 0 | 0 | 0 | 0 | 0 | 0 | 0 | 0 | 0 | 0 | 0 | 0 | 0 | 0
F12_Commercial_OR - Miscellaneous_New_Miscellaneous_Natural Gas_Pool Heater_A_Technical Potential | F12 | Commercial | OR - Miscellaneous | New | Miscellaneous | Natural Gas | Pool Heater | A | Cumulative Winter Peak Savings (MW) | Technical Potential | 0 | 0 | 0 | 0 | 0 | 0 | 0 | 0 | 0 | 0 | 0 | 0 | 0 | 0 | 0 | 0 | 0 | 0 | 0 | 0 | 0 | 0 | 0 | 0 | 0 | 0 | 0
F13_Commercial_OR - Miscellaneous_New_Miscellaneous_Natural Gas_Pool Heater_A_Technical Potential | F13 | Commercial | OR - Miscellaneous | New | Miscellaneous | Natural Gas | Pool Heater | A | Purchases (Incremental) | Technical Potential | 0 | 0 | 0 | 0 | 0 | 0 | 0 | 0 | 0 | 0 | 0 | 0 | 0 | 0 | 0 | 0 | 0 | 0 | 0 | 0 | 0 | 0 | 0 | 0 | 0 | 0 | 0
F14_Commercial_OR - Miscellaneous_New_Miscellaneous_Natural Gas_Pool Heater_A_Technical Potential | F14 | Commercial | OR - Miscellaneous | New | Miscellaneous | Natural Gas | Pool Heater | A | Purchases (Cumulative) | Technical Potential | 0 | 0 | 0 | 0 | 0 | 0 | 0 | 0 | 0 | 0 | 0 | 0 | 0 | 0 | 0 | 0 | 0 | 0 | 0 | 0 | 0 | 0 | 0 | 0 | 0 | 0 | 0
F1_Commercial_Interruptible - College_Existing_Space Heating_Natural Gas_Furnace_A_Technical Potential | F1 | Commercial | Interruptible - College | Existing | Space Heating | Natural Gas | Furnace | A | Original Unit Energy Savings (kWh or therms) | Technical Potential | 0 | 243.0543 | 242.1118 | 81.8666 | 81.8666 | 81.8666 | 81.8666 | 81.8666 | 81.8666 | 81.8666 | 81.8666 | 81.8666 | 81.8666 | 81.8666 | 81.8666 | 81.8666 | 81.8666 | 81.8666 | 81.8666 | 81.8666 | 81.8666 | 81.8666 | 81.8666 | 81.8666 | 81.8666 | 81.8666 | 81.8666
F2_Commercial_Interruptible - College_Existing_Space Heating_Natural Gas_Furnace_A_Technical Potential | F2 | Commercial | Interruptible - College | Existing | Space Heating | Natural Gas | Furnace | A | Original Unit Summer Peak Savings (kW) | Technical Potential | 0 | 0 | 0 | 0 | 0 | 0 | 0 | 0 | 0 | 0 | 0 | 0 | 0 | 0 | 0 | 0 | 0 | 0 | 0 | 0 | 0 | 0 | 0 | 0 | 0 | 0 | 0
F3_Commercial_Interruptible - College_Existing_Space Heating_Natural Gas_Furnace_A_Technical Potential | F3 | Commercial | Interruptible - College | Existing | Space Heating | Natural Gas | Furnace | A | Original Unit Winter Peak Savings (kW) | Technical Potential | 0 | 0 | 0 | 0 | 0 | 0 | 0 | 0 | 0 | 0 | 0 | 0 | 0 | 0 | 0 | 0 | 0 | 0 | 0 | 0 | 0 | 0 | 0 | 0 | 0 | 0 | 0
F4_Commercial_Interruptible - College_Existing_Space Heating_Natural Gas_Furnace_A_Technical Potential | F4 | Commercial | Interruptible - College | Existing | Space Heating | Natural Gas | Furnace | A | Standalone Impact on Baseline Energy (%) | Technical Potential | 0 | 0 | 0.00010486 | 7.5979e-05 | 0.00012193 | 0.00017363 | 0.00023141 | 0.00029556 | 0.00036634 | 0.00044402 | 0.00052811 | 0.0006182 | 0.00071385 | 0.00081469 | 0.00092034 | 0.0010305 | 0.0011448 | 0.0012629 | 0.0013845 | 0.0014997 | 0.0016093 | 0.0017139 | 0.0018144 | 0.0019115 | 0.0020058 | 0.0020609 | 0.0021094
F5_Commercial_Interruptible - College_Existing_Space Heating_Natural Gas_Furnace_A_Technical Potential | F5 | Commercial | Interruptible - College | Existing | Space Heating | Natural Gas | Furnace | A | Standalone Impact on Baseline Summer Peak (%) | Technical Potential | 0 | 0 | 0 | 0 | 0 | 0 | 0 | 0 | 0 | 0 | 0 | 0 | 0 | 0 | 0 | 0 | 0 | 0 | 0 | 0 | 0 | 0 | 0 | 0 | 0 | 0 | 0
F6_Commercial_Interruptible - College_Existing_Space Heating_Natural Gas_Furnace_A_Technical Potential | F6 | Commercial | Interruptible - College | Existing | Space Heating | Natural Gas | Furnace | A | Standalone Impact on Baseline Winter Peak (%) | Technical Potential | 0 | 0 | 0 | 0 | 0 | 0 | 0 | 0 | 0 | 0 | 0 | 0 | 0 | 0 | 0 | 0 | 0 | 0 | 0 | 0 | 0 | 0 | 0 | 0 | 0 | 0 | 0
F7_Commercial_Interruptible - College_Existing_Space Heating_Natural Gas_Furnace_A_Technical Potential | F7 | Commercial | Interruptible - College | Existing | Space Heating | Natural Gas | Furnace | A | Incremental Energy Savings (MWh or mTherms) | Technical Potential | 0 | 0 | 0.032961 | 0.012667 | 0.014288 | 0.016 | 0.017797 | 0.019671 | 0.021618 | 0.023632 | 0.02549 | 0.027206 | 0.028789 | 0.030251 | 0.0316 | 0.032846 | 0.033996 | 0.035057 | 0.036036 | 0.034013 | 0.032254 | 0.030747 | 0.029481 | 0.028444 | 0.027625 | 0.015868 | 0.013931
F8_Commercial_Interruptible - College_Existing_Space Heating_Natural Gas_Furnace_A_Technical Potential | F8 | Commercial | Interruptible - College | Existing | Space Heating | Natural Gas | Furnace | A | Incremental Summer Peak Savings (MW) | Technical Potential | 0 | 0 | 0 | 0 | 0 | 0 | 0 | 0 | 0 | 0 | 0 | 0 | 0 | 0 | 0 | 0 | 0 | 0 | 0 | 0 | 0 | 0 | 0 | 0 | 0 | 0 | 0
F9_Commercial_Interruptible - College_Existing_Space Heating_Natural Gas_Furnace_A_Technical Potential | F9 | Commercial | Interruptible - College | Existing | Space Heating | Natural Gas | Furnace | A | Incremental Winter Peak Savings (MW) | Technical Potential | 0 | 0 | 0 | 0 | 0 | 0 | 0 | 0 | 0 | 0 | 0 | 0 | 0 | 0 | 0 | 0 | 0 | 0 | 0 | 0 | 0 | 0 | 0 | 0 | 0 | 0 | 0
F10_Commercial_Interruptible - College_Existing_Space Heating_Natural Gas_Furnace_A_Technical Potential | F10 | Commercial | Interruptible - College | Existing | Space Heating | Natural Gas | Furnace | A | Cumulative Energy Savings (MWh or mTherms) | Technical Potential | 0 | 0 | 0.032961 | 0.023812 | 0.0381 | 0.0541 | 0.071896 | 0.091568 | 0.11319 | 0.13682 | 0.16231 | 0.18951 | 0.2183 | 0.24855 | 0.28015 | 0.313 | 0.347 | 0.38205 | 0.41809 | 0.4521 | 0.48436 | 0.5151 | 0.54458 | 0.57303 | 0.60065 | 0.61652 | 0.63045
F11_Commercial_Interruptible - College_Existing_Space Heating_Natural Gas_Furnace_A_Technical Potential | F11 | Commercial | Interruptible - College | Existing | Space Heating | Natural Gas | Furnace | A | Cumulative Summer Peak Savings (MW) | Technical Potential | 0 | 0 | 0 | 0 | 0 | 0 | 0 | 0 | 0 | 0 | 0 | 0 | 0 | 0 | 0 | 0 | 0 | 0 | 0 | 0 | 0 | 0 | 0 | 0 | 0 | 0 | 0
F12_Commercial_Interruptible - College_Existing_Space Heating_Natural Gas_Furnace_A_Technical Potential | F12 | Commercial | Interruptible - College | Existing | Space Heating | Natural Gas | Furnace | A | Cumulative Winter Peak Savings (MW) | Technical Potential | 0 | 0 | 0 | 0 | 0 | 0 | 0 | 0 | 0 | 0 | 0 | 0 | 0 | 0 | 0 | 0 | 0 | 0 | 0 | 0 | 0 | 0 | 0 | 0 | 0 | 0 | 0
F13_Commercial_Interruptible - College_Existing_Space Heating_Natural Gas_Furnace_A_Technical Potential | F13 | Commercial | Interruptible - College | Existing | Space Heating | Natural Gas | Furnace | A | Purchases (Incremental) | Technical Potential | 0 | 0 | 0.13614 | 0.15473 | 0.17452 | 0.19544 | 0.21738 | 0.24029 | 0.26407 | 0.28866 | 0.31136 | 0.33232 | 0.35166 | 0.36952 | 0.386 | 0.40121 | 0.41526 | 0.42822 | 0.44018 | 0.41547 | 0.39398 | 0.37558 | 0.36011 | 0.34744 | 0.33744 | 0.19383 | 0.17017
F14_Commercial_Interruptible - College_Existing_Space Heating_Natural Gas_Furnace_A_Technical Potential | F14 | Commercial | Interruptible - College | Existing | Space Heating | Natural Gas | Furnace | A | Purchases (Cumulative) | Technical Potential | 0 | 0 | 0.13614 | 0.29087 | 0.46539 | 0.66082 | 0.87821 | 1.1185 | 1.3826 | 1.6712 | 1.9826 | 2.3149 | 2.6666 | 3.0361 | 3.4221 | 3.8233 | 4.2385 | 4.6668 | 5.1069 | 5.5224 | 5.9164 | 6.292 | 6.6521 | 6.9995 | 7.337 | 7.5308 | 7.701
F1_Commercial_Interruptible - College_Existing_Space Heating_Natural Gas_Boiler_A_Technical Potential | F1 | Commercial | Interruptible - College | Existing | Space Heating | Natural Gas | Boiler | A | Original Unit Energy Savings (kWh or therms) | Technical Potential | 0 | 2671.5591 | 2661.1996 | 2661.1996 | 2661.1996 | 2661.1996 | 2661.1996 | 2661.1996 | 2661.1996 | 2661.1996 | 2661.1996 | 2661.1996 | 2661.1996 | 2661.1996 | 2661.1996 | 2661.1996 | 2661.1996 | 2661.1996 | 2661.1996 | 2661.1996 | 2661.1996 | 2661.1996 | 2661.1996 | 2661.1996 | 2661.1996 | 2661.1996 | 2661.1996
F2_Commercial_Interruptible - College_Existing_Space Heating_Natural Gas_Boiler_A_Technical Potential | F2 | Commercial | Interruptible - College | Existing | Space Heating | Natural Gas | Boiler | A | Original Unit Summer Peak Savings (kW) | Technical Potential | 0 | 0 | 0 | 0 | 0 | 0 | 0 | 0 | 0 | 0 | 0 | 0 | 0 | 0 | 0 | 0 | 0 | 0 | 0 | 0 | 0 | 0 | 0 | 0 | 0 | 0 | 0
F3_Commercial_Interruptible - College_Existing_Space Heating_Natural Gas_Boiler_A_Technical Potential | F3 | Commercial | Interruptible - College | Existing | Space Heating | Natural Gas | Boiler | A | Original Unit Winter Peak Savings (kW) | Technical Potential | 0 | 0 | 0 | 0 | 0 | 0 | 0 | 0 | 0 | 0 | 0 | 0 | 0 | 0 | 0 | 0 | 0 | 0 | 0 | 0 | 0 | 0 | 0 | 0 | 0 | 0 | 0
F4_Commercial_Interruptible - College_Existing_Space Heating_Natural Gas_Boiler_A_Technical Potential | F4 | Commercial | Interruptible - College | Existing | Space Heating | Natural Gas | Boiler | A | Standalone Impact on Baseline Energy (%) | Technical Potential | 0 | 0 | 0.011601 | 0.023367 | 0.035289 | 0.047358 | 0.059567 | 0.071907 | 0.084371 | 0.096951 | 0.10964 | 0.12243 | 0.13532 | 0.14829 | 0.16134 | 0.17446 | 0.18765 | 0.2009 | 0.2142 | 0.22754 | 0.24091 | 0.2543 | 0.26761 | 0.28085 | 0.29402 | 0.30715 | 0.32025
F5_Commercial_Interruptible - College_Existing_Space Heating_Natural Gas_Boiler_A_Technical Potential | F5 | Commercial | Interruptible - College | Existing | Space Heating | Natural Gas | Boiler | A | Standalone Impact on Baseline Summer Peak (%) | Technical Potential | 0 | 0 | 0 | 0 | 0 | 0 | 0 | 0 | 0 | 0 | 0 | 0 | 0 | 0 | 0 | 0 | 0 | 0 | 0 | 0 | 0 | 0 | 0 | 0 | 0 | 0 | 0
F6_Commercial_Interruptible - College_Existing_Space Heating_Natural Gas_Boiler_A_Technical Potential | F6 | Commercial | Interruptible - College | Existing | Space Heating | Natural Gas | Boiler | A | Standalone Impact on Baseline Winter Peak (%) | Technical Potential | 0 | 0 | 0 | 0 | 0 | 0 | 0 | 0 | 0 | 0 | 0 | 0 | 0 | 0 | 0 | 0 | 0 | 0 | 0 | 0 | 0 | 0 | 0 | 0 | 0 | 0 | 0
F7_Commercial_Interruptible - College_Existing_Space Heating_Natural Gas_Boiler_A_Technical Potential | F7 | Commercial | Interruptible - College | Existing | Space Heating | Natural Gas | Boiler | A | Incremental Energy Savings (MWh or mTherms) | Technical Potential | 0 | 0 | 3.6467 | 3.6766 | 3.7038 | 3.7284 | 3.7509 | 3.7713 | 3.7898 | 3.8067 | 3.822 | 3.8359 | 3.8486 | 3.8601 | 3.8706 | 3.8801 | 3.8888 | 3.8966 | 3.9038 | 3.9103 | 3.9162 | 3.9216 | 3.8936 | 3.8711 | 3.8535 | 3.8398 | 3.8297
F8_Commercial_Interruptible - College_Existing_Space Heating_Natural Gas_Boiler_A_Technical Potential | F8 | Commercial | Interruptible - College | Existing | Space Heating | Natural Gas | Boiler | A | Incremental Summer Peak Savings (MW) | Technical Potential | 0 | 0 | 0 | 0 | 0 | 0 | 0 | 0 | 0 | 0 | 0 | 0 | 0 | 0 | 0 | 0 | 0 | 0 | 0 | 0 | 0 | 0 | 0 | 0 | 0 | 0 | 0
F9_Commercial_Interruptible - College_Existing_Space Heating_Natural Gas_Boiler_A_Technical Potential | F9 | Commercial | Interruptible - College | Existing | Space Heating | Natural Gas | Boiler | A | Incremental Winter Peak Savings (MW) | Technical Potential | 0 | 0 | 0 | 0 | 0 | 0 | 0 | 0 | 0 | 0 | 0 | 0 | 0 | 0 | 0 | 0 | 0 | 0 | 0 | 0 | 0 | 0 | 0 | 0 | 0 | 0 | 0
F10_Commercial_Interruptible - College_Existing_Space Heating_Natural Gas_Boiler_A_Technical Potential | F10 | Commercial | Interruptible - College | Existing | Space Heating | Natural Gas | Boiler | A | Cumulative Energy Savings (MWh or mTherms) | Technical Potential | 0 | 0 | 3.6467 | 7.3233 | 11.0271 | 14.7555 | 18.5064 | 22.2777 | 26.0675 | 29.8742 | 33.6962 | 37.5321 | 41.3807 | 45.2408 | 49.1114 | 52.9915 | 56.8803 | 60.7769 | 64.6807 | 68.5909 | 72.5071 | 76.4287 | 80.3223 | 84.1934 | 88.0469 | 91.8867 | 95.7164
F11_Commercial_Interruptible - College_Existing_Space Heating_Natural Gas_Boiler_A_Technical Potential | F11 | Commercial | Interruptible - College | Existing | Space Heating | Natural Gas | Boiler | A | Cumulative Summer Peak Savings (MW) | Technical Potential | 0 | 0 | 0 | 0 | 0 | 0 | 0 | 0 | 0 | 0 | 0 | 0 | 0 | 0 | 0 | 0 | 0 | 0 | 0 | 0 | 0 | 0 | 0 | 0 | 0 | 0 | 0
F12_Commercial_Interruptible - College_Existing_Space Heating_Natural Gas_Boiler_A_Technical Potential | F12 | Commercial | Interruptible - College | Existing | Space Heating | Natural Gas | Boiler | A | Cumulative Winter Peak Savings (MW) | Technical Potential | 0 | 0 | 0 | 0 | 0 | 0 | 0 | 0 | 0 | 0 | 0 | 0 | 0 | 0 | 0 | 0 | 0 | 0 | 0 | 0 | 0 | 0 | 0 | 0 | 0 | 0 | 0
F13_Commercial_Interruptible - College_Existing_Space Heating_Natural Gas_Boiler_A_Technical Potential | F13 | Commercial | Interruptible - College | Existing | Space Heating | Natural Gas | Boiler | A | Purchases (Incremental) | Technical Potential | 0 | 0 | 1.3703 | 1.3816 | 1.3918 | 1.401 | 1.4095 | 1.4171 | 1.4241 | 1.4304 | 1.4362 | 1.4414 | 1.4462 | 1.4505 | 1.4545 | 1.458 | 1.4613 | 1.4642 | 1.4669 | 1.4694 | 1.4716 | 1.4736 | 1.4631 | 1.4547 | 1.448 | 1.4429 | 1.4391
F14_Commercial_Interruptible - College_Existing_Space Heating_Natural Gas_Boiler_A_Technical Potential | F14 | Commercial | Interruptible - College | Existing | Space Heating | Natural Gas | Boiler | A | Purchases (Cumulative) | Technical Potential | 0 | 0 | 1.3703 | 2.7519 | 4.1437 | 5.5447 | 6.9542 | 8.3713 | 9.7954 | 11.2258 | 12.662 | 14.1035 | 15.5496 | 17.0002 | 18.4546 | 19.9126 | 21.3739 | 22.8382 | 24.3051 | 25.7744 | 27.246 | 28.7196 | 30.1827 | 31.6374 | 33.0854 | 34.5283 | 35.9674
F1_Commercial_Interruptible - College_Existing_Space Heating_Natural Gas_Unit Heater_A_Technical Potential | F1 | Commercial | Interruptible - College | Existing | Space Heating | Natural Gas | Unit Heater | A | Original Unit Energy Savings (kWh or therms) | Technical Potential | 0 | 0 | 0 | 0 | 0 | 0 | 0 | 0 | 0 | 0 | 0 | 0 | 0 | 0 | 0 | 0 | 0 | 0 | 0 | 0 | 0 | 0 | 0 | 0 | 0 | 0 | 0
F2_Commercial_Interruptible - College_Existing_Space Heating_Natural Gas_Unit Heater_A_Technical Potential | F2 | Commercial | Interruptible - College | Existing | Space Heating | Natural Gas | Unit Heater | A | Original Unit Summer Peak Savings (kW) | Technical Potential | 0 | 0 | 0 | 0 | 0 | 0 | 0 | 0 | 0 | 0 | 0 | 0 | 0 | 0 | 0 | 0 | 0 | 0 | 0 | 0 | 0 | 0 | 0 | 0 | 0 | 0 | 0
F3_Commercial_Interruptible - College_Existing_Space Heating_Natural Gas_Unit Heater_A_Technical Potential | F3 | Commercial | Interruptible - College | Existing | Space Heating | Natural Gas | Unit Heater | A | Original Unit Winter Peak Savings (kW) | Technical Potential | 0 | 0 | 0 | 0 | 0 | 0 | 0 | 0 | 0 | 0 | 0 | 0 | 0 | 0 | 0 | 0 | 0 | 0 | 0 | 0 | 0 | 0 | 0 | 0 | 0 | 0 | 0
F4_Commercial_Interruptible - College_Existing_Space Heating_Natural Gas_Unit Heater_A_Technical Potential | F4 | Commercial | Interruptible - College | Existing | Space Heating | Natural Gas | Unit Heater | A | Standalone Impact on Baseline Energy (%) | Technical Potential | 0 | 0 | 0 | 0 | 0 | 0 | 0 | 0 | 0 | 0 | 0 | 0 | 0 | 0 | 0 | 0 | 0 | 0 | 0 | 0 | 0 | 0 | 0 | 0 | 0 | 0 | 0
F5_Commercial_Interruptible - College_Existing_Space Heating_Natural Gas_Unit Heater_A_Technical Potential | F5 | Commercial | Interruptible - College | Existing | Space Heating | Natural Gas | Unit Heater | A | Standalone Impact on Baseline Summer Peak (%) | Technical Potential | 0 | 0 | 0 | 0 | 0 | 0 | 0 | 0 | 0 | 0 | 0 | 0 | 0 | 0 | 0 | 0 | 0 | 0 | 0 | 0 | 0 | 0 | 0 | 0 | 0 | 0 | 0
F6_Commercial_Interruptible - College_Existing_Space Heating_Natural Gas_Unit Heater_A_Technical Potential | F6 | Commercial | Interruptible - College | Existing | Space Heating | Natural Gas | Unit Heater | A | Standalone Impact on Baseline Winter Peak (%) | Technical Potential | 0 | 0 | 0 | 0 | 0 | 0 | 0 | 0 | 0 | 0 | 0 | 0 | 0 | 0 | 0 | 0 | 0 | 0 | 0 | 0 | 0 | 0 | 0 | 0 | 0 | 0 | 0
F7_Commercial_Interruptible - College_Existing_Space Heating_Natural Gas_Unit Heater_A_Technical Potential | F7 | Commercial | Interruptible - College | Existing | Space Heating | Natural Gas | Unit Heater | A | Incremental Energy Savings (MWh or mTherms) | Technical Potential | 0 | 0 | 0 | 0 | 0 | 0 | 0 | 0 | 0 | 0 | 0 | 0 | 0 | 0 | 0 | 0 | 0 | 0 | 0 | 0 | 0 | 0 | 0 | 0 | 0 | 0 | 0
F8_Commercial_Interruptible - College_Existing_Space Heating_Natural Gas_Unit Heater_A_Technical Potential | F8 | Commercial | Interruptible - College | Existing | Space Heating | Natural Gas | Unit Heater | A | Incremental Summer Peak Savings (MW) | Technical Potential | 0 | 0 | 0 | 0 | 0 | 0 | 0 | 0 | 0 | 0 | 0 | 0 | 0 | 0 | 0 | 0 | 0 | 0 | 0 | 0 | 0 | 0 | 0 | 0 | 0 | 0 | 0
F9_Commercial_Interruptible - College_Existing_Space Heating_Natural Gas_Unit Heater_A_Technical Potential | F9 | Commercial | Interruptible - College | Existing | Space Heating | Natural Gas | Unit Heater | A | Incremental Winter Peak Savings (MW) | Technical Potential | 0 | 0 | 0 | 0 | 0 | 0 | 0 | 0 | 0 | 0 | 0 | 0 | 0 | 0 | 0 | 0 | 0 | 0 | 0 | 0 | 0 | 0 | 0 | 0 | 0 | 0 | 0
F10_Commercial_Interruptible - College_Existing_Space Heating_Natural Gas_Unit Heater_A_Technical Potential | F10 | Commercial | Interruptible - College | Existing | Space Heating | Natural Gas | Unit Heater | A | Cumulative Energy Savings (MWh or mTherms) | Technical Potential | 0 | 0 | 0 | 0 | 0 | 0 | 0 | 0 | 0 | 0 | 0 | 0 | 0 | 0 | 0 | 0 | 0 | 0 | 0 | 0 | 0 | 0 | 0 | 0 | 0 | 0 | 0
F11_Commercial_Interruptible - College_Existing_Space Heating_Natural Gas_Unit Heater_A_Technical Potential | F11 | Commercial | Interruptible - College | Existing | Space Heating | Natural Gas | Unit Heater | A | Cumulative Summer Peak Savings (MW) | Technical Potential | 0 | 0 | 0 | 0 | 0 | 0 | 0 | 0 | 0 | 0 | 0 | 0 | 0 | 0 | 0 | 0 | 0 | 0 | 0 | 0 | 0 | 0 | 0 | 0 | 0 | 0 | 0
F12_Commercial_Interruptible - College_Existing_Space Heating_Natural Gas_Unit Heater_A_Technical Potential | F12 | Commercial | Interruptible - College | Existing | Space Heating | Natural Gas | Unit Heater | A | Cumulative Winter Peak Savings (MW) | Technical Potential | 0 | 0 | 0 | 0 | 0 | 0 | 0 | 0 | 0 | 0 | 0 | 0 | 0 | 0 | 0 | 0 | 0 | 0 | 0 | 0 | 0 | 0 | 0 | 0 | 0 | 0 | 0
F13_Commercial_Interruptible - College_Existing_Space Heating_Natural Gas_Unit Heater_A_Technical Potential | F13 | Commercial | Interruptible - College | Existing | Space Heating | Natural Gas | Unit Heater | A | Purchases (Incremental) | Technical Potential | 0 | 0 | 0 | 0 | 0 | 0 | 0 | 0 | 0 | 0 | 0 | 0 | 0 | 0 | 0 | 0 | 0 | 0 | 0 | 0 | 0 | 0 | 0 | 0 | 0 | 0 | 0
F14_Commercial_Interruptible - College_Existing_Space Heating_Natural Gas_Unit Heater_A_Technical Potential | F14 | Commercial | Interruptible - College | Existing | Space Heating | Natural Gas | Unit Heater | A | Purchases (Cumulative) | Technical Potential | 0 | 0 | 0 | 0 | 0 | 0 | 0 | 0 | 0 | 0 | 0 | 0 | 0 | 0 | 0 | 0 | 0 | 0 | 0 | 0 | 0 | 0 | 0 | 0 | 0 | 0 | 0
F1_Commercial_Interruptible - College_Existing_Water Heating_Natural Gas_Water Heater_A_Technical Potential | F1 | Commercial | Interruptible - College | Existing | Water Heating | Natural Gas | Water Heater | A | Original Unit Energy Savings (kWh or therms) | Technical Potential | 0 | 2.8505 | 6.0949 | 6.0949 | 6.0949 | 6.0949 | 6.0949 | 6.0949 | 6.0949 | 6.0949 | 6.0949 | 6.0949 | 6.0949 | 6.0949 | 6.0949 | 6.0949 | 6.0949 | 6.0949 | 6.0949 | 6.0949 | 6.0949 | 6.0949 | 6.0949 | 6.0949 | 6.0949 | 6.0949 | 6.0949
F2_Commercial_Interruptible - College_Existing_Water Heating_Natural Gas_Water Heater_A_Technical Potential | F2 | Commercial | Interruptible - College | Existing | Water Heating | Natural Gas | Water Heater | A | Original Unit Summer Peak Savings (kW) | Technical Potential | 0 | 0 | 0 | 0 | 0 | 0 | 0 | 0 | 0 | 0 | 0 | 0 | 0 | 0 | 0 | 0 | 0 | 0 | 0 | 0 | 0 | 0 | 0 | 0 | 0 | 0 | 0
F3_Commercial_Interruptible - College_Existing_Water Heating_Natural Gas_Water Heater_A_Technical Potential | F3 | Commercial | Interruptible - College | Existing | Water Heating | Natural Gas | Water Heater | A | Original Unit Winter Peak Savings (kW) | Technical Potential | 0 | 0 | 0 | 0 | 0 | 0 | 0 | 0 | 0 | 0 | 0 | 0 | 0 | 0 | 0 | 0 | 0 | 0 | 0 | 0 | 0 | 0 | 0 | 0 | 0 | 0 | 0
F4_Commercial_Interruptible - College_Existing_Water Heating_Natural Gas_Water Heater_A_Technical Potential | F4 | Commercial | Interruptible - College | Existing | Water Heating | Natural Gas | Water Heater | A | Standalone Impact on Baseline Energy (%) | Technical Potential | 0 | 0 | 0.01057 | 0.020955 | 0.031192 | 0.041304 | 0.051304 | 0.061198 | 0.070982 | 0.080648 | 0.090901 | 0.10148 | 0.10181 | 0.10207 | 0.10229 | 0.10578 | 0.10859 | 0.11084 | 0.11265 | 0.11424 | 0.11503 | 0.11537 | 0.11541 | 0.11544 | 0.11611 | 0.11613 | 0.11614
F5_Commercial_Interruptible - College_Existing_Water Heating_Natural Gas_Water Heater_A_Technical Potential | F5 | Commercial | Interruptible - College | Existing | Water Heating | Natural Gas | Water Heater | A | Standalone Impact on Baseline Summer Peak (%) | Technical Potential | 0 | 0 | 0 | 0 | 0 | 0 | 0 | 0 | 0 | 0 | 0 | 0 | 0 | 0 | 0 | 0 | 0 | 0 | 0 | 0 | 0 | 0 | 0 | 0 | 0 | 0 | 0
F6_Commercial_Interruptible - College_Existing_Water Heating_Natural Gas_Water Heater_A_Technical Potential | F6 | Commercial | Interruptible - College | Existing | Water Heating | Natural Gas | Water Heater | A | Standalone Impact on Baseline Winter Peak (%) | Technical Potential | 0 | 0 | 0 | 0 | 0 | 0 | 0 | 0 | 0 | 0 | 0 | 0 | 0 | 0 | 0 | 0 | 0 | 0 | 0 | 0 | 0 | 0 | 0 | 0 | 0 | 0 | 0
F7_Commercial_Interruptible - College_Existing_Water Heating_Natural Gas_Water Heater_A_Technical Potential | F7 | Commercial | Interruptible - College | Existing | Water Heating | Natural Gas | Water Heater | A | Incremental Energy Savings (MWh or mTherms) | Technical Potential | 0 | 0 | 1.5682 | 1.4922 | 1.4314 | 1.3827 | 1.3438 | 1.3126 | 1.2877 | 1.2678 | 1.3469 | 1.3912 | 0 | 0 | 0 | 0.44913 | 0.35931 | 0.28744 | 0.22996 | 0.20297 | 0.097749 | 0.03866 | 0 | 0 | 0.086018 | 0 | 0
F8_Commercial_Interruptible - College_Existing_Water Heating_Natural Gas_Water Heater_A_Technical Potential | F8 | Commercial | Interruptible - College | Existing | Water Heating | Natural Gas | Water Heater | A | Incremental Summer Peak Savings (MW) | Technical Potential | 0 | 0 | 0 | 0 | 0 | 0 | 0 | 0 | 0 | 0 | 0 | 0 | 0 | 0 | 0 | 0 | 0 | 0 | 0 | 0 | 0 | 0 | 0 | 0 | 0 | 0 | 0
F9_Commercial_Interruptible - College_Existing_Water Heating_Natural Gas_Water Heater_A_Technical Potential | F9 | Commercial | Interruptible - College | Existing | Water Heating | Natural Gas | Water Heater | A | Incremental Winter Peak Savings (MW) | Technical Potential | 0 | 0 | 0 | 0 | 0 | 0 | 0 | 0 | 0 | 0 | 0 | 0 | 0 | 0 | 0 | 0 | 0 | 0 | 0 | 0 | 0 | 0 | 0 | 0 | 0 | 0 | 0
F10_Commercial_Interruptible - College_Existing_Water Heating_Natural Gas_Water Heater_A_Technical Potential | F10 | Commercial | Interruptible - College | Existing | Water Heating | Natural Gas | Water Heater | A | Cumulative Energy Savings (MWh or mTherms) | Technical Potential | 0 | 0 | 1.5682 | 3.0604 | 4.4918 | 5.8745 | 7.2183 | 8.5309 | 9.8186 | 11.0864 | 12.4333 | 13.8244 | 13.8244 | 13.8244 | 13.8244 | 14.2736 | 14.6329 | 14.9203 | 15.1503 | 15.3533 | 15.451 | 15.4897 | 15.4897 | 15.4897 | 15.5757 | 15.5757 | 15.5757
F11_Commercial_Interruptible - College_Existing_Water Heating_Natural Gas_Water Heater_A_Technical Potential | F11 | Commercial | Interruptible - College | Existing | Water Heating | Natural Gas | Water Heater | A | Cumulative Summer Peak Savings (MW) | Technical Potential | 0 | 0 | 0 | 0 | 0 | 0 | 0 | 0 | 0 | 0 | 0 | 0 | 0 | 0 | 0 | 0 | 0 | 0 | 0 | 0 | 0 | 0 | 0 | 0 | 0 | 0 | 0
F12_Commercial_Interruptible - College_Existing_Water Heating_Natural Gas_Water Heater_A_Technical Potential | F12 | Commercial | Interruptible - College | Existing | Water Heating | Natural Gas | Water Heater | A | Cumulative Winter Peak Savings (MW) | Technical Potential | 0 | 0 | 0 | 0 | 0 | 0 | 0 | 0 | 0 | 0 | 0 | 0 | 0 | 0 | 0 | 0 | 0 | 0 | 0 | 0 | 0 | 0 | 0 | 0 | 0 | 0 | 0
F13_Commercial_Interruptible - College_Existing_Water Heating_Natural Gas_Water Heater_A_Technical Potential | F13 | Commercial | Interruptible - College | Existing | Water Heating | Natural Gas | Water Heater | A | Purchases (Incremental) | Technical Potential | 0 | 0 | 257.3017 | 244.8264 | 234.8462 | 226.8621 | 220.4748 | 215.3649 | 211.277 | 208.0067 | 220.9845 | 228.248 | 0 | 0 | 0 | 73.6897 | 58.9517 | 47.1614 | 37.7291 | 33.3021 | 16.0377 | 6.3431 | 0 | 0 | 14.113 | 0 | 0
F14_Commercial_Interruptible - College_Existing_Water Heating_Natural Gas_Water Heater_A_Technical Potential | F14 | Commercial | Interruptible - College | Existing | Water Heating | Natural Gas | Water Heater | A | Purchases (Cumulative) | Technical Potential | 0 | 0 | 257.3017 | 502.1281 | 736.9743 | 963.8364 | 1184.3112 | 1399.6762 | 1610.9532 | 1818.9599 | 2039.9445 | 2268.1924 | 2268.1924 | 2268.1924 | 2268.1924 | 2341.8821 | 2400.8338 | 2447.9952 | 2485.7243 | 2519.0264 | 2535.0642 | 2541.4072 | 2541.4072 | 2541.4072 | 2555.5203 | 2555.5203 | 2555.5203
F1_Commercial_Interruptible - College_Existing_Food Preparation_Natural Gas_Oven_A_Technical Potential | F1 | Commercial | Interruptible - College | Existing | Food Preparation | Natural Gas | Oven | A | Original Unit Energy Savings (kWh or therms) | Technical Potential | 0 | 106.6752 | 106.6752 | 106.6752 | 106.6752 | 106.6752 | 106.6752 | 106.6752 | 106.6752 | 106.6752 | 106.6752 | 106.6752 | 106.6752 | 106.6752 | 106.6752 | 106.6752 | 106.6752 | 106.6752 | 106.6752 | 106.6752 | 106.6752 | 106.6752 | 106.6752 | 106.6752 | 106.6752 | 106.6752 | 106.6752
F2_Commercial_Interruptible - College_Existing_Food Preparation_Natural Gas_Oven_A_Technical Potential | F2 | Commercial | Interruptible - College | Existing | Food Preparation | Natural Gas | Oven | A | Original Unit Summer Peak Savings (kW) | Technical Potential | 0 | 0 | 0 | 0 | 0 | 0 | 0 | 0 | 0 | 0 | 0 | 0 | 0 | 0 | 0 | 0 | 0 | 0 | 0 | 0 | 0 | 0 | 0 | 0 | 0 | 0 | 0
F3_Commercial_Interruptible - College_Existing_Food Preparation_Natural Gas_Oven_A_Technical Potential | F3 | Commercial | Interruptible - College | Existing | Food Preparation | Natural Gas | Oven | A | Original Unit Winter Peak Savings (kW) | Technical Potential | 0 | 0 | 0 | 0 | 0 | 0 | 0 | 0 | 0 | 0 | 0 | 0 | 0 | 0 | 0 | 0 | 0 | 0 | 0 | 0 | 0 | 0 | 0 | 0 | 0 | 0 | 0
F4_Commercial_Interruptible - College_Existing_Food Preparation_Natural Gas_Oven_A_Technical Potential | F4 | Commercial | Interruptible - College | Existing | Food Preparation | Natural Gas | Oven | A | Standalone Impact on Baseline Energy (%) | Technical Potential | 0 | 0 | 8.0428e-05 | 0.00020435 | 0.00037795 | 0.00059131 | 0.00083646 | 0.0011071 | 0.001398 | 0.0017052 | 0.0020255 | 0.0023561 | 0.0026296 | 0.0028645 | 0.0029967 | 0.0030777 | 0.0031106 | 0.0031233 | 0.0031233 | 0.0031233 | 0.0031233 | 0.0031233 | 0.0031233 | 0.0031233 | 0.0031543 | 0.0032099 | 0.0032739
F5_Commercial_Interruptible - College_Existing_Food Preparation_Natural Gas_Oven_A_Technical Potential | F5 | Commercial | Interruptible - College | Existing | Food Preparation | Natural Gas | Oven | A | Standalone Impact on Baseline Summer Peak (%) | Technical Potential | 0 | 0 | 0 | 0 | 0 | 0 | 0 | 0 | 0 | 0 | 0 | 0 | 0 | 0 | 0 | 0 | 0 | 0 | 0 | 0 | 0 | 0 | 0 | 0 | 0 | 0 | 0
F6_Commercial_Interruptible - College_Existing_Food Preparation_Natural Gas_Oven_A_Technical Potential | F6 | Commercial | Interruptible - College | Existing | Food Preparation | Natural Gas | Oven | A | Standalone Impact on Baseline Winter Peak (%) | Technical Potential | 0 | 0 | 0 | 0 | 0 | 0 | 0 | 0 | 0 | 0 | 0 | 0 | 0 | 0 | 0 | 0 | 0 | 0 | 0 | 0 | 0 | 0 | 0 | 0 | 0 | 0 | 0
F7_Commercial_Interruptible - College_Existing_Food Preparation_Natural Gas_Oven_A_Technical Potential | F7 | Commercial | Interruptible - College | Existing | Food Preparation | Natural Gas | Oven | A | Incremental Energy Savings (MWh or mTherms) | Technical Potential | 0 | 0 | 0.001273 | 0.0019614 | 0.0027479 | 0.003377 | 0.0038803 | 0.004283 | 0.0046051 | 0.0048628 | 0.005069 | 0.0052339 | 0.0043286 | 0.0037175 | 0.0020932 | 0.0012812 | 0.00052161 | 0.00020003 | 0 | 0 | 0 | 0 | 0 | 0 | 0.0004916 | 0.00087948 | 0.0010139
F8_Commercial_Interruptible - College_Existing_Food Preparation_Natural Gas_Oven_A_Technical Potential | F8 | Commercial | Interruptible - College | Existing | Food Preparation | Natural Gas | Oven | A | Incremental Summer Peak Savings (MW) | Technical Potential | 0 | 0 | 0 | 0 | 0 | 0 | 0 | 0 | 0 | 0 | 0 | 0 | 0 | 0 | 0 | 0 | 0 | 0 | 0 | 0 | 0 | 0 | 0 | 0 | 0 | 0 | 0
F9_Commercial_Interruptible - College_Existing_Food Preparation_Natural Gas_Oven_A_Technical Potential | F9 | Commercial | Interruptible - College | Existing | Food Preparation | Natural Gas | Oven | A | Incremental Winter Peak Savings (MW) | Technical Potential | 0 | 0 | 0 | 0 | 0 | 0 | 0 | 0 | 0 | 0 | 0 | 0 | 0 | 0 | 0 | 0 | 0 | 0 | 0 | 0 | 0 | 0 | 0 | 0 | 0 | 0 | 0
F10_Commercial_Interruptible - College_Existing_Food Preparation_Natural Gas_Oven_A_Technical Potential | F10 | Commercial | Interruptible - College | Existing | Food Preparation | Natural Gas | Oven | A | Cumulative Energy Savings (MWh or mTherms) | Technical Potential | 0 | 0 | 0.001273 | 0.0032344 | 0.0059823 | 0.0093593 | 0.01324 | 0.017523 | 0.022128 | 0.026991 | 0.03206 | 0.037294 | 0.041622 | 0.04534 | 0.047433 | 0.048714 | 0.049236 | 0.049436 | 0.049436 | 0.049436 | 0.049436 | 0.049436 | 0.049436 | 0.049436 | 0.049927 | 0.050807 | 0.051821
F11_Commercial_Interruptible - College_Existing_Food Preparation_Natural Gas_Oven_A_Technical Potential | F11 | Commercial | Interruptible - College | Existing | Food Preparation | Natural Gas | Oven | A | Cumulative Summer Peak Savings (MW) | Technical Potential | 0 | 0 | 0 | 0 | 0 | 0 | 0 | 0 | 0 | 0 | 0 | 0 | 0 | 0 | 0 | 0 | 0 | 0 | 0 | 0 | 0 | 0 | 0 | 0 | 0 | 0 | 0
F12_Commercial_Interruptible - College_Existing_Food Preparation_Natural Gas_Oven_A_Technical Potential | F12 | Commercial | Interruptible - College | Existing | Food Preparation | Natural Gas | Oven | A | Cumulative Winter Peak Savings (MW) | Technical Potential | 0 | 0 | 0 | 0 | 0 | 0 | 0 | 0 | 0 | 0 | 0 | 0 | 0 | 0 | 0 | 0 | 0 | 0 | 0 | 0 | 0 | 0 | 0 | 0 | 0 | 0 | 0
F13_Commercial_Interruptible - College_Existing_Food Preparation_Natural Gas_Oven_A_Technical Potential | F13 | Commercial | Interruptible - College | Existing | Food Preparation | Natural Gas | Oven | A | Purchases (Incremental) | Technical Potential | 0 | 0 | 0.011934 | 0.018387 | 0.025759 | 0.031657 | 0.036375 | 0.04015 | 0.04317 | 0.045586 | 0.047518 | 0.049064 | 0.040577 | 0.034849 | 0.019623 | 0.01201 | 0.0048897 | 0.0018751 | 0 | 0 | 0 | 0 | 0 | 0 | 0.0046084 | 0.0082445 | 0.0095042
F14_Commercial_Interruptible - College_Existing_Food Preparation_Natural Gas_Oven_A_Technical Potential | F14 | Commercial | Interruptible - College | Existing | Food Preparation | Natural Gas | Oven | A | Purchases (Cumulative) | Technical Potential | 0 | 0 | 0.011934 | 0.03032 | 0.05608 | 0.087737 | 0.12411 | 0.16426 | 0.20743 | 0.25302 | 0.30054 | 0.3496 | 0.39018 | 0.42503 | 0.44465 | 0.45666 | 0.46155 | 0.46342 | 0.46342 | 0.46342 | 0.46342 | 0.46342 | 0.46342 | 0.46342 | 0.46803 | 0.47628 | 0.48578
F1_Commercial_Interruptible - College_Existing_Food Preparation_Natural Gas_Conveyor Oven_A_Technical Potential | F1 | Commercial | Interruptible - College | Existing | Food Preparation | Natural Gas | Conveyor Oven | A | Original Unit Energy Savings (kWh or therms) | Technical Potential | 0 | 0 | 0 | 0 | 0 | 692.0657 | 692.0657 | 692.0657 | 692.0657 | 692.0657 | 692.0657 | 692.0657 | 692.0657 | 692.0657 | 692.0657 | 692.0657 | 692.0657 | 692.0657 | 692.0657 | 692.0657 | 692.0657 | 692.0657 | 692.0657 | 692.0657 | 692.0657 | 692.0657 | 692.0657
F2_Commercial_Interruptible - College_Existing_Food Preparation_Natural Gas_Conveyor Oven_A_Technical Potential | F2 | Commercial | Interruptible - College | Existing | Food Preparation | Natural Gas | Conveyor Oven | A | Original Unit Summer Peak Savings (kW) | Technical Potential | 0 | 0 | 0 | 0 | 0 | 0 | 0 | 0 | 0 | 0 | 0 | 0 | 0 | 0 | 0 | 0 | 0 | 0 | 0 | 0 | 0 | 0 | 0 | 0 | 0 | 0 | 0
F3_Commercial_Interruptible - College_Existing_Food Preparation_Natural Gas_Conveyor Oven_A_Technical Potential | F3 | Commercial | Interruptible - College | Existing | Food Preparation | Natural Gas | Conveyor Oven | A | Original Unit Winter Peak Savings (kW) | Technical Potential | 0 | 0 | 0 | 0 | 0 | 0 | 0 | 0 | 0 | 0 | 0 | 0 | 0 | 0 | 0 | 0 | 0 | 0 | 0 | 0 | 0 | 0 | 0 | 0 | 0 | 0 | 0
F4_Commercial_Interruptible - College_Existing_Food Preparation_Natural Gas_Conveyor Oven_A_Technical Potential | F4 | Commercial | Interruptible - College | Existing | Food Preparation | Natural Gas | Conveyor Oven | A | Standalone Impact on Baseline Energy (%) | Technical Potential | 0 | 0 | 0 | 0 | 0 | 2.4875e-05 | 9.4526e-05 | 0.00022487 | 0.00042865 | 0.00071605 | 0.0010703 | 0.0014782 | 0.0019288 | 0.0024137 | 0.0029259 | 0.0034601 | 0.0040119 | 0.0044533 | 0.0048064 | 0.0050889 | 0.0053149 | 0.0055006 | 0.0056383 | 0.0057248 | 0.00576 | 0.00576 | 0.00576
F5_Commercial_Interruptible - College_Existing_Food Preparation_Natural Gas_Conveyor Oven_A_Technical Potential | F5 | Commercial | Interruptible - College | Existing | Food Preparation | Natural Gas | Conveyor Oven | A | Standalone Impact on Baseline Summer Peak (%) | Technical Potential | 0 | 0 | 0 | 0 | 0 | 0 | 0 | 0 | 0 | 0 | 0 | 0 | 0 | 0 | 0 | 0 | 0 | 0 | 0 | 0 | 0 | 0 | 0 | 0 | 0 | 0 | 0
F6_Commercial_Interruptible - College_Existing_Food Preparation_Natural Gas_Conveyor Oven_A_Technical Potential | F6 | Commercial | Interruptible - College | Existing | Food Preparation | Natural Gas | Conveyor Oven | A | Standalone Impact on Baseline Winter Peak (%) | Technical Potential | 0 | 0 | 0 | 0 | 0 | 0 | 0 | 0 | 0 | 0 | 0 | 0 | 0 | 0 | 0 | 0 | 0 | 0 | 0 | 0 | 0 | 0 | 0 | 0 | 0 | 0 | 0
F7_Commercial_Interruptible - College_Existing_Food Preparation_Natural Gas_Conveyor Oven_A_Technical Potential | F7 | Commercial | Interruptible - College | Existing | Food Preparation | Natural Gas | Conveyor Oven | A | Incremental Energy Savings (MWh or mTherms) | Technical Potential | 0 | 0 | 0 | 0 | 0 | 0.00039373 | 0.0011024 | 0.0020632 | 0.0032255 | 0.004549 | 0.0056079 | 0.006455 | 0.0071326 | 0.0076748 | 0.0081085 | 0.0084554 | 0.008733 | 0.0069864 | 0.0055891 | 0.0044713 | 0.003577 | 0.0029404 | 0.0021791 | 0.0013684 | 0.00055863 | 0 | 0
F8_Commercial_Interruptible - College_Existing_Food Preparation_Natural Gas_Conveyor Oven_A_Technical Potential | F8 | Commercial | Interruptible - College | Existing | Food Preparation | Natural Gas | Conveyor Oven | A | Incremental Summer Peak Savings (MW) | Technical Potential | 0 | 0 | 0 | 0 | 0 | 0 | 0 | 0 | 0 | 0 | 0 | 0 | 0 | 0 | 0 | 0 | 0 | 0 | 0 | 0 | 0 | 0 | 0 | 0 | 0 | 0 | 0
F9_Commercial_Interruptible - College_Existing_Food Preparation_Natural Gas_Conveyor Oven_A_Technical Potential | F9 | Commercial | Interruptible - College | Existing | Food Preparation | Natural Gas | Conveyor Oven | A | Incremental Winter Peak Savings (MW) | Technical Potential | 0 | 0 | 0 | 0 | 0 | 0 | 0 | 0 | 0 | 0 | 0 | 0 | 0 | 0 | 0 | 0 | 0 | 0 | 0 | 0 | 0 | 0 | 0 | 0 | 0 | 0 | 0
F10_Commercial_Interruptible - College_Existing_Food Preparation_Natural Gas_Conveyor Oven_A_Technical Potential | F10 | Commercial | Interruptible - College | Existing | Food Preparation | Natural Gas | Conveyor Oven | A | Cumulative Energy Savings (MWh or mTherms) | Technical Potential | 0 | 0 | 0 | 0 | 0 | 0.00039373 | 0.0014962 | 0.0035593 | 0.0067848 | 0.011334 | 0.016942 | 0.023397 | 0.030529 | 0.038204 | 0.046313 | 0.054768 | 0.063501 | 0.070487 | 0.076076 | 0.080548 | 0.084125 | 0.087065 | 0.089244 | 0.090613 | 0.091171 | 0.091171 | 0.091171
F11_Commercial_Interruptible - College_Existing_Food Preparation_Natural Gas_Conveyor Oven_A_Technical Potential | F11 | Commercial | Interruptible - College | Existing | Food Preparation | Natural Gas | Conveyor Oven | A | Cumulative Summer Peak Savings (MW) | Technical Potential | 0 | 0 | 0 | 0 | 0 | 0 | 0 | 0 | 0 | 0 | 0 | 0 | 0 | 0 | 0 | 0 | 0 | 0 | 0 | 0 | 0 | 0 | 0 | 0 | 0 | 0 | 0
F12_Commercial_Interruptible - College_Existing_Food Preparation_Natural Gas_Conveyor Oven_A_Technical Potential | F12 | Commercial | Interruptible - College | Existing | Food Preparation | Natural Gas | Conveyor Oven | A | Cumulative Winter Peak Savings (MW) | Technical Potential | 0 | 0 | 0 | 0 | 0 | 0 | 0 | 0 | 0 | 0 | 0 | 0 | 0 | 0 | 0 | 0 | 0 | 0 | 0 | 0 | 0 | 0 | 0 | 0 | 0 | 0 | 0
F13_Commercial_Interruptible - College_Existing_Food Preparation_Natural Gas_Conveyor Oven_A_Technical Potential | F13 | Commercial | Interruptible - College | Existing | Food Preparation | Natural Gas | Conveyor Oven | A | Purchases (Incremental) | Technical Potential | 0 | 0 | 0 | 0 | 0 | 0.00056892 | 0.001593 | 0.0029812 | 0.0046606 | 0.0065731 | 0.0081031 | 0.0093271 | 0.010306 | 0.01109 | 0.011716 | 0.012218 | 0.012619 | 0.010095 | 0.008076 | 0.0064608 | 0.0051686 | 0.0042487 | 0.0031486 | 0.0019773 | 0.00080719 | 0 | 0
F14_Commercial_Interruptible - College_Existing_Food Preparation_Natural Gas_Conveyor Oven_A_Technical Potential | F14 | Commercial | Interruptible - College | Existing | Food Preparation | Natural Gas | Conveyor Oven | A | Purchases (Cumulative) | Technical Potential | 0 | 0 | 0 | 0 | 0 | 0.00056892 | 0.0021619 | 0.0051431 | 0.0098037 | 0.016377 | 0.02448 | 0.033807 | 0.044113 | 0.055203 | 0.066919 | 0.079137 | 0.091756 | 0.10185 | 0.10993 | 0.11639 | 0.12156 | 0.1258 | 0.12895 | 0.13093 | 0.13174 | 0.13174 | 0.13174
F1_Commercial_Interruptible - College_Existing_Food Preparation_Natural Gas_Double Rack Oven_A_Technical Potential | F1 | Commercial | Interruptible - College | Existing | Food Preparation | Natural Gas | Double Rack Oven | A | Original Unit Energy Savings (kWh or therms) | Technical Potential | 0 | 1621.62 | 1621.62 | 1621.62 | 1621.62 | 1621.62 | 1621.62 | 1621.62 | 1621.62 | 1621.62 | 1621.62 | 1621.62 | 1621.62 | 1621.62 | 1621.62 | 1621.62 | 1621.62 | 1621.62 | 1621.62 | 1621.62 | 1621.62 | 1621.62 | 1621.62 | 1621.62 | 1621.62 | 1621.62 | 1621.62
F2_Commercial_Interruptible - College_Existing_Food Preparation_Natural Gas_Double Rack Oven_A_Technical Potential | F2 | Commercial | Interruptible - College | Existing | Food Preparation | Natural Gas | Double Rack Oven | A | Original Unit Summer Peak Savings (kW) | Technical Potential | 0 | 0 | 0 | 0 | 0 | 0 | 0 | 0 | 0 | 0 | 0 | 0 | 0 | 0 | 0 | 0 | 0 | 0 | 0 | 0 | 0 | 0 | 0 | 0 | 0 | 0 | 0
F3_Commercial_Interruptible - College_Existing_Food Preparation_Natural Gas_Double Rack Oven_A_Technical Potential | F3 | Commercial | Interruptible - College | Existing | Food Preparation | Natural Gas | Double Rack Oven | A | Original Unit Winter Peak Savings (kW) | Technical Potential | 0 | 0 | 0 | 0 | 0 | 0 | 0 | 0 | 0 | 0 | 0 | 0 | 0 | 0 | 0 | 0 | 0 | 0 | 0 | 0 | 0 | 0 | 0 | 0 | 0 | 0 | 0
F4_Commercial_Interruptible - College_Existing_Food Preparation_Natural Gas_Double Rack Oven_A_Technical Potential | F4 | Commercial | Interruptible - College | Existing | Food Preparation | Natural Gas | Double Rack Oven | A | Standalone Impact on Baseline Energy (%) | Technical Potential | 0 | 0 | 0.00056036 | 0.0012602 | 0.002084 | 0.003018 | 0.00405 | 0.005169 | 0.0063654 | 0.0076306 | 0.0088001 | 0.0099019 | 0.010959 | 0.01199 | 0.01245 | 0.012772 | 0.012981 | 0.013098 | 0.01314 | 0.01323 | 0.01328 | 0.013282 | 0.013392 | 0.013575 | 0.013804 | 0.014057 | 0.014319
F5_Commercial_Interruptible - College_Existing_Food Preparation_Natural Gas_Double Rack Oven_A_Technical Potential | F5 | Commercial | Interruptible - College | Existing | Food Preparation | Natural Gas | Double Rack Oven | A | Standalone Impact on Baseline Summer Peak (%) | Technical Potential | 0 | 0 | 0 | 0 | 0 | 0 | 0 | 0 | 0 | 0 | 0 | 0 | 0 | 0 | 0 | 0 | 0 | 0 | 0 | 0 | 0 | 0 | 0 | 0 | 0 | 0 | 0
F6_Commercial_Interruptible - College_Existing_Food Preparation_Natural Gas_Double Rack Oven_A_Technical Potential | F6 | Commercial | Interruptible - College | Existing | Food Preparation | Natural Gas | Double Rack Oven | A | Standalone Impact on Baseline Winter Peak (%) | Technical Potential | 0 | 0 | 0 | 0 | 0 | 0 | 0 | 0 | 0 | 0 | 0 | 0 | 0 | 0 | 0 | 0 | 0 | 0 | 0 | 0 | 0 | 0 | 0 | 0 | 0 | 0 | 0
F7_Commercial_Interruptible - College_Existing_Food Preparation_Natural Gas_Double Rack Oven_A_Technical Potential | F7 | Commercial | Interruptible - College | Existing | Food Preparation | Natural Gas | Double Rack Oven | A | Incremental Energy Savings (MWh or mTherms) | Technical Potential | 0 | 0 | 0.0088696 | 0.011077 | 0.013039 | 0.014784 | 0.016334 | 0.017712 | 0.018937 | 0.020026 | 0.018511 | 0.017439 | 0.016732 | 0.016322 | 0.0072816 | 0.0050943 | 0.0033033 | 0.0018473 | 0.00067416 | 0.0014295 | 0.00078011 | 3.9343e-05 | 0.0017432 | 0.0028957 | 0.0036175 | 0.004007 | 0.0041442
F8_Commercial_Interruptible - College_Existing_Food Preparation_Natural Gas_Double Rack Oven_A_Technical Potential | F8 | Commercial | Interruptible - College | Existing | Food Preparation | Natural Gas | Double Rack Oven | A | Incremental Summer Peak Savings (MW) | Technical Potential | 0 | 0 | 0 | 0 | 0 | 0 | 0 | 0 | 0 | 0 | 0 | 0 | 0 | 0 | 0 | 0 | 0 | 0 | 0 | 0 | 0 | 0 | 0 | 0 | 0 | 0 | 0
F9_Commercial_Interruptible - College_Existing_Food Preparation_Natural Gas_Double Rack Oven_A_Technical Potential | F9 | Commercial | Interruptible - College | Existing | Food Preparation | Natural Gas | Double Rack Oven | A | Incremental Winter Peak Savings (MW) | Technical Potential | 0 | 0 | 0 | 0 | 0 | 0 | 0 | 0 | 0 | 0 | 0 | 0 | 0 | 0 | 0 | 0 | 0 | 0 | 0 | 0 | 0 | 0 | 0 | 0 | 0 | 0 | 0
F10_Commercial_Interruptible - College_Existing_Food Preparation_Natural Gas_Double Rack Oven_A_Technical Potential | F10 | Commercial | Interruptible - College | Existing | Food Preparation | Natural Gas | Double Rack Oven | A | Cumulative Energy Savings (MWh or mTherms) | Technical Potential | 0 | 0 | 0.0088696 | 0.019947 | 0.032986 | 0.04777 | 0.064104 | 0.081816 | 0.10075 | 0.12078 | 0.13929 | 0.15673 | 0.17346 | 0.18978 | 0.19707 | 0.20216 | 0.20546 | 0.20731 | 0.20798 | 0.20941 | 0.21019 | 0.21023 | 0.21198 | 0.21487 | 0.21849 | 0.2225 | 0.22664
F11_Commercial_Interruptible - College_Existing_Food Preparation_Natural Gas_Double Rack Oven_A_Technical Potential | F11 | Commercial | Interruptible - College | Existing | Food Preparation | Natural Gas | Double Rack Oven | A | Cumulative Summer Peak Savings (MW) | Technical Potential | 0 | 0 | 0 | 0 | 0 | 0 | 0 | 0 | 0 | 0 | 0 | 0 | 0 | 0 | 0 | 0 | 0 | 0 | 0 | 0 | 0 | 0 | 0 | 0 | 0 | 0 | 0
F12_Commercial_Interruptible - College_Existing_Food Preparation_Natural Gas_Double Rack Oven_A_Technical Potential | F12 | Commercial | Interruptible - College | Existing | Food Preparation | Natural Gas | Double Rack Oven | A | Cumulative Winter Peak Savings (MW) | Technical Potential | 0 | 0 | 0 | 0 | 0 | 0 | 0 | 0 | 0 | 0 | 0 | 0 | 0 | 0 | 0 | 0 | 0 | 0 | 0 | 0 | 0 | 0 | 0 | 0 | 0 | 0 | 0
F13_Commercial_Interruptible - College_Existing_Food Preparation_Natural Gas_Double Rack Oven_A_Technical Potential | F13 | Commercial | Interruptible - College | Existing | Food Preparation | Natural Gas | Double Rack Oven | A | Purchases (Incremental) | Technical Potential | 0 | 0 | 0.0054696 | 0.0068309 | 0.008041 | 0.0091166 | 0.010073 | 0.010923 | 0.011678 | 0.012349 | 0.011415 | 0.010754 | 0.010318 | 0.010065 | 0.0044903 | 0.0031415 | 0.002037 | 0.0011392 | 0.00041573 | 0.00088153 | 0.00048107 | 2.4262e-05 | 0.001075 | 0.0017857 | 0.0022308 | 0.002471 | 0.0025556
F14_Commercial_Interruptible - College_Existing_Food Preparation_Natural Gas_Double Rack Oven_A_Technical Potential | F14 | Commercial | Interruptible - College | Existing | Food Preparation | Natural Gas | Double Rack Oven | A | Purchases (Cumulative) | Technical Potential | 0 | 0 | 0.0054696 | 0.0123 | 0.020341 | 0.029458 | 0.039531 | 0.050453 | 0.062131 | 0.074481 | 0.085895 | 0.09665 | 0.10697 | 0.11703 | 0.12152 | 0.12467 | 0.1267 | 0.12784 | 0.12826 | 0.12914 | 0.12962 | 0.12964 | 0.13072 | 0.1325 | 0.13474 | 0.13721 | 0.13976
F1_Commercial_Interruptible - College_Existing_Food Preparation_Natural Gas_Fryer_A_Technical Potential | F1 | Commercial | Interruptible - College | Existing | Food Preparation | Natural Gas | Fryer | A | Original Unit Energy Savings (kWh or therms) | Technical Potential | 0 | 395.2691 | 395.2691 | 395.2691 | 395.2691 | 395.2691 | 395.2691 | 395.2691 | 395.2691 | 395.2691 | 395.2691 | 395.2691 | 395.2691 | 395.2691 | 395.2691 | 395.2691 | 395.2691 | 395.2691 | 395.2691 | 395.2691 | 395.2691 | 395.2691 | 395.2691 | 395.2691 | 395.2691 | 395.2691 | 395.2691
F2_Commercial_Interruptible - College_Existing_Food Preparation_Natural Gas_Fryer_A_Technical Potential | F2 | Commercial | Interruptible - College | Existing | Food Preparation | Natural Gas | Fryer | A | Original Unit Summer Peak Savings (kW) | Technical Potential | 0 | 0 | 0 | 0 | 0 | 0 | 0 | 0 | 0 | 0 | 0 | 0 | 0 | 0 | 0 | 0 | 0 | 0 | 0 | 0 | 0 | 0 | 0 | 0 | 0 | 0 | 0
F3_Commercial_Interruptible - College_Existing_Food Preparation_Natural Gas_Fryer_A_Technical Potential | F3 | Commercial | Interruptible - College | Existing | Food Preparation | Natural Gas | Fryer | A | Original Unit Winter Peak Savings (kW) | Technical Potential | 0 | 0 | 0 | 0 | 0 | 0 | 0 | 0 | 0 | 0 | 0 | 0 | 0 | 0 | 0 | 0 | 0 | 0 | 0 | 0 | 0 | 0 | 0 | 0 | 0 | 0 | 0
F4_Commercial_Interruptible - College_Existing_Food Preparation_Natural Gas_Fryer_A_Technical Potential | F4 | Commercial | Interruptible - College | Existing | Food Preparation | Natural Gas | Fryer | A | Standalone Impact on Baseline Energy (%) | Technical Potential | 0 | 0 | 0.0035927 | 0.0069523 | 0.010126 | 0.01315 | 0.016054 | 0.018864 | 0.021597 | 0.02456 | 0.027649 | 0.027649 | 0.027649 | 0.027649 | 0.028723 | 0.029583 | 0.03027 | 0.030879 | 0.031167 | 0.031277 | 0.031277 | 0.031277 | 0.031492 | 0.031492 | 0.031492 | 0.031492 | 0.031578
F5_Commercial_Interruptible - College_Existing_Food Preparation_Natural Gas_Fryer_A_Technical Potential | F5 | Commercial | Interruptible - College | Existing | Food Preparation | Natural Gas | Fryer | A | Standalone Impact on Baseline Summer Peak (%) | Technical Potential | 0 | 0 | 0 | 0 | 0 | 0 | 0 | 0 | 0 | 0 | 0 | 0 | 0 | 0 | 0 | 0 | 0 | 0 | 0 | 0 | 0 | 0 | 0 | 0 | 0 | 0 | 0
F6_Commercial_Interruptible - College_Existing_Food Preparation_Natural Gas_Fryer_A_Technical Potential | F6 | Commercial | Interruptible - College | Existing | Food Preparation | Natural Gas | Fryer | A | Standalone Impact on Baseline Winter Peak (%) | Technical Potential | 0 | 0 | 0 | 0 | 0 | 0 | 0 | 0 | 0 | 0 | 0 | 0 | 0 | 0 | 0 | 0 | 0 | 0 | 0 | 0 | 0 | 0 | 0 | 0 | 0 | 0 | 0
F7_Commercial_Interruptible - College_Existing_Food Preparation_Natural Gas_Fryer_A_Technical Potential | F7 | Commercial | Interruptible - College | Existing | Food Preparation | Natural Gas | Fryer | A | Incremental Energy Savings (MWh or mTherms) | Technical Potential | 0 | 0 | 0.056866 | 0.053177 | 0.050226 | 0.047866 | 0.045977 | 0.044466 | 0.043257 | 0.046901 | 0.048894 | 0 | 0 | 0 | 0.017005 | 0.013604 | 0.010883 | 0.0096289 | 0.0045678 | 0.0017362 | 0 | 0 | 0.0034111 | 0 | 0 | 0 | 0.0013523
F8_Commercial_Interruptible - College_Existing_Food Preparation_Natural Gas_Fryer_A_Technical Potential | F8 | Commercial | Interruptible - College | Existing | Food Preparation | Natural Gas | Fryer | A | Incremental Summer Peak Savings (MW) | Technical Potential | 0 | 0 | 0 | 0 | 0 | 0 | 0 | 0 | 0 | 0 | 0 | 0 | 0 | 0 | 0 | 0 | 0 | 0 | 0 | 0 | 0 | 0 | 0 | 0 | 0 | 0 | 0
F9_Commercial_Interruptible - College_Existing_Food Preparation_Natural Gas_Fryer_A_Technical Potential | F9 | Commercial | Interruptible - College | Existing | Food Preparation | Natural Gas | Fryer | A | Incremental Winter Peak Savings (MW) | Technical Potential | 0 | 0 | 0 | 0 | 0 | 0 | 0 | 0 | 0 | 0 | 0 | 0 | 0 | 0 | 0 | 0 | 0 | 0 | 0 | 0 | 0 | 0 | 0 | 0 | 0 | 0 | 0
F10_Commercial_Interruptible - College_Existing_Food Preparation_Natural Gas_Fryer_A_Technical Potential | F10 | Commercial | Interruptible - College | Existing | Food Preparation | Natural Gas | Fryer | A | Cumulative Energy Savings (MWh or mTherms) | Technical Potential | 0 | 0 | 0.056866 | 0.11004 | 0.16027 | 0.20813 | 0.25411 | 0.29858 | 0.34184 | 0.38874 | 0.43763 | 0.43763 | 0.43763 | 0.43763 | 0.45464 | 0.46824 | 0.47912 | 0.48875 | 0.49332 | 0.49506 | 0.49506 | 0.49506 | 0.49847 | 0.49847 | 0.49847 | 0.49847 | 0.49982
F11_Commercial_Interruptible - College_Existing_Food Preparation_Natural Gas_Fryer_A_Technical Potential | F11 | Commercial | Interruptible - College | Existing | Food Preparation | Natural Gas | Fryer | A | Cumulative Summer Peak Savings (MW) | Technical Potential | 0 | 0 | 0 | 0 | 0 | 0 | 0 | 0 | 0 | 0 | 0 | 0 | 0 | 0 | 0 | 0 | 0 | 0 | 0 | 0 | 0 | 0 | 0 | 0 | 0 | 0 | 0
F12_Commercial_Interruptible - College_Existing_Food Preparation_Natural Gas_Fryer_A_Technical Potential | F12 | Commercial | Interruptible - College | Existing | Food Preparation | Natural Gas | Fryer | A | Cumulative Winter Peak Savings (MW) | Technical Potential | 0 | 0 | 0 | 0 | 0 | 0 | 0 | 0 | 0 | 0 | 0 | 0 | 0 | 0 | 0 | 0 | 0 | 0 | 0 | 0 | 0 | 0 | 0 | 0 | 0 | 0 | 0
F13_Commercial_Interruptible - College_Existing_Food Preparation_Natural Gas_Fryer_A_Technical Potential | F13 | Commercial | Interruptible - College | Existing | Food Preparation | Natural Gas | Fryer | A | Purchases (Incremental) | Technical Potential | 0 | 0 | 0.14387 | 0.13453 | 0.12707 | 0.1211 | 0.11632 | 0.1125 | 0.10944 | 0.11866 | 0.1237 | 0 | 0 | 0 | 0.043022 | 0.034418 | 0.027534 | 0.02436 | 0.011556 | 0.0043924 | 0 | 0 | 0.0086299 | 0 | 0 | 0 | 0.0034213
F14_Commercial_Interruptible - College_Existing_Food Preparation_Natural Gas_Fryer_A_Technical Potential | F14 | Commercial | Interruptible - College | Existing | Food Preparation | Natural Gas | Fryer | A | Purchases (Cumulative) | Technical Potential | 0 | 0 | 0.14387 | 0.2784 | 0.40547 | 0.52656 | 0.64288 | 0.75538 | 0.86482 | 0.98347 | 1.1072 | 1.1072 | 1.1072 | 1.1072 | 1.1502 | 1.1846 | 1.2121 | 1.2365 | 1.2481 | 1.2525 | 1.2525 | 1.2525 | 1.2611 | 1.2611 | 1.2611 | 1.2611 | 1.2645
F1_Commercial_Interruptible - College_Existing_Food Preparation_Natural Gas_Broiler_A_Technical Potential | F1 | Commercial | Interruptible - College | Existing | Food Preparation | Natural Gas | Broiler | A | Original Unit Energy Savings (kWh or therms) | Technical Potential | 0 | 240.24 | 240.24 | 240.24 | 240.24 | 240.24 | 240.24 | 240.24 | 240.24 | 240.24 | 240.24 | 240.24 | 240.24 | 240.24 | 240.24 | 240.24 | 240.24 | 240.24 | 240.24 | 240.24 | 240.24 | 240.24 | 240.24 | 240.24 | 240.24 | 240.24 | 240.24
F2_Commercial_Interruptible - College_Existing_Food Preparation_Natural Gas_Broiler_A_Technical Potential | F2 | Commercial | Interruptible - College | Existing | Food Preparation | Natural Gas | Broiler | A | Original Unit Summer Peak Savings (kW) | Technical Potential | 0 | 0 | 0 | 0 | 0 | 0 | 0 | 0 | 0 | 0 | 0 | 0 | 0 | 0 | 0 | 0 | 0 | 0 | 0 | 0 | 0 | 0 | 0 | 0 | 0 | 0 | 0
F3_Commercial_Interruptible - College_Existing_Food Preparation_Natural Gas_Broiler_A_Technical Potential | F3 | Commercial | Interruptible - College | Existing | Food Preparation | Natural Gas | Broiler | A | Original Unit Winter Peak Savings (kW) | Technical Potential | 0 | 0 | 0 | 0 | 0 | 0 | 0 | 0 | 0 | 0 | 0 | 0 | 0 | 0 | 0 | 0 | 0 | 0 | 0 | 0 | 0 | 0 | 0 | 0 | 0 | 0 | 0
F4_Commercial_Interruptible - College_Existing_Food Preparation_Natural Gas_Broiler_A_Technical Potential | F4 | Commercial | Interruptible - College | Existing | Food Preparation | Natural Gas | Broiler | A | Standalone Impact on Baseline Energy (%) | Technical Potential | 0 | 0 | 0.0028609 | 0.0060319 | 0.0094786 | 0.01317 | 0.01708 | 0.021183 | 0.025458 | 0.029886 | 0.034102 | 0.038167 | 0.042132 | 0.04604 | 0.047063 | 0.047779 | 0.048243 | 0.048502 | 0.048597 | 0.049295 | 0.049847 | 0.050245 | 0.050839 | 0.051557 | 0.052341 | 0.053149 | 0.053949
F5_Commercial_Interruptible - College_Existing_Food Preparation_Natural Gas_Broiler_A_Technical Potential | F5 | Commercial | Interruptible - College | Existing | Food Preparation | Natural Gas | Broiler | A | Standalone Impact on Baseline Summer Peak (%) | Technical Potential | 0 | 0 | 0 | 0 | 0 | 0 | 0 | 0 | 0 | 0 | 0 | 0 | 0 | 0 | 0 | 0 | 0 | 0 | 0 | 0 | 0 | 0 | 0 | 0 | 0 | 0 | 0
F6_Commercial_Interruptible - College_Existing_Food Preparation_Natural Gas_Broiler_A_Technical Potential | F6 | Commercial | Interruptible - College | Existing | Food Preparation | Natural Gas | Broiler | A | Standalone Impact on Baseline Winter Peak (%) | Technical Potential | 0 | 0 | 0 | 0 | 0 | 0 | 0 | 0 | 0 | 0 | 0 | 0 | 0 | 0 | 0 | 0 | 0 | 0 | 0 | 0 | 0 | 0 | 0 | 0 | 0 | 0 | 0
F7_Commercial_Interruptible - College_Existing_Food Preparation_Natural Gas_Broiler_A_Technical Potential | F7 | Commercial | Interruptible - College | Existing | Food Preparation | Natural Gas | Broiler | A | Incremental Energy Savings (MWh or mTherms) | Technical Potential | 0 | 0 | 0.045283 | 0.050192 | 0.054555 | 0.058433 | 0.061881 | 0.064945 | 0.067669 | 0.070091 | 0.066721 | 0.064339 | 0.062767 | 0.061854 | 0.016191 | 0.011328 | 0.0073452 | 0.0041078 | 0.0014991 | 0.01105 | 0.0087313 | 0.0063067 | 0.0094045 | 0.011353 | 0.012412 | 0.012793 | 0.012666
F8_Commercial_Interruptible - College_Existing_Food Preparation_Natural Gas_Broiler_A_Technical Potential | F8 | Commercial | Interruptible - College | Existing | Food Preparation | Natural Gas | Broiler | A | Incremental Summer Peak Savings (MW) | Technical Potential | 0 | 0 | 0 | 0 | 0 | 0 | 0 | 0 | 0 | 0 | 0 | 0 | 0 | 0 | 0 | 0 | 0 | 0 | 0 | 0 | 0 | 0 | 0 | 0 | 0 | 0 | 0
F9_Commercial_Interruptible - College_Existing_Food Preparation_Natural Gas_Broiler_A_Technical Potential | F9 | Commercial | Interruptible - College | Existing | Food Preparation | Natural Gas | Broiler | A | Incremental Winter Peak Savings (MW) | Technical Potential | 0 | 0 | 0 | 0 | 0 | 0 | 0 | 0 | 0 | 0 | 0 | 0 | 0 | 0 | 0 | 0 | 0 | 0 | 0 | 0 | 0 | 0 | 0 | 0 | 0 | 0 | 0
F10_Commercial_Interruptible - College_Existing_Food Preparation_Natural Gas_Broiler_A_Technical Potential | F10 | Commercial | Interruptible - College | Existing | Food Preparation | Natural Gas | Broiler | A | Cumulative Energy Savings (MWh or mTherms) | Technical Potential | 0 | 0 | 0.045283 | 0.095475 | 0.15003 | 0.20846 | 0.27034 | 0.33529 | 0.40296 | 0.47305 | 0.53977 | 0.60411 | 0.66688 | 0.72873 | 0.74492 | 0.75625 | 0.7636 | 0.7677 | 0.7692 | 0.78025 | 0.78898 | 0.79529 | 0.80469 | 0.81605 | 0.82846 | 0.84125 | 0.85392
F11_Commercial_Interruptible - College_Existing_Food Preparation_Natural Gas_Broiler_A_Technical Potential | F11 | Commercial | Interruptible - College | Existing | Food Preparation | Natural Gas | Broiler | A | Cumulative Summer Peak Savings (MW) | Technical Potential | 0 | 0 | 0 | 0 | 0 | 0 | 0 | 0 | 0 | 0 | 0 | 0 | 0 | 0 | 0 | 0 | 0 | 0 | 0 | 0 | 0 | 0 | 0 | 0 | 0 | 0 | 0
F12_Commercial_Interruptible - College_Existing_Food Preparation_Natural Gas_Broiler_A_Technical Potential | F12 | Commercial | Interruptible - College | Existing | Food Preparation | Natural Gas | Broiler | A | Cumulative Winter Peak Savings (MW) | Technical Potential | 0 | 0 | 0 | 0 | 0 | 0 | 0 | 0 | 0 | 0 | 0 | 0 | 0 | 0 | 0 | 0 | 0 | 0 | 0 | 0 | 0 | 0 | 0 | 0 | 0 | 0 | 0
F13_Commercial_Interruptible - College_Existing_Food Preparation_Natural Gas_Broiler_A_Technical Potential | F13 | Commercial | Interruptible - College | Existing | Food Preparation | Natural Gas | Broiler | A | Purchases (Incremental) | Technical Potential | 0 | 0 | 0.18849 | 0.20892 | 0.22709 | 0.24323 | 0.25758 | 0.27034 | 0.28167 | 0.29175 | 0.27773 | 0.26781 | 0.26127 | 0.25747 | 0.067397 | 0.047152 | 0.030575 | 0.017099 | 0.0062399 | 0.045995 | 0.036344 | 0.026252 | 0.039146 | 0.047257 | 0.051664 | 0.053249 | 0.052724
F14_Commercial_Interruptible - College_Existing_Food Preparation_Natural Gas_Broiler_A_Technical Potential | F14 | Commercial | Interruptible - College | Existing | Food Preparation | Natural Gas | Broiler | A | Purchases (Cumulative) | Technical Potential | 0 | 0 | 0.18849 | 0.39741 | 0.6245 | 0.86773 | 1.1253 | 1.3956 | 1.6773 | 1.9691 | 2.2468 | 2.5146 | 2.7759 | 3.0333 | 3.1007 | 3.1479 | 3.1785 | 3.1956 | 3.2018 | 3.2478 | 3.2841 | 3.3104 | 3.3495 | 3.3968 | 3.4485 | 3.5017 | 3.5544
F1_Commercial_Interruptible - College_Existing_Food Preparation_Natural Gas_Griddle_A_Technical Potential | F1 | Commercial | Interruptible - College | Existing | Food Preparation | Natural Gas | Griddle | A | Original Unit Energy Savings (kWh or therms) | Technical Potential | 0 | 167.9465 | 167.9465 | 167.9465 | 167.9465 | 167.9465 | 167.9465 | 167.9465 | 167.9465 | 167.9465 | 167.9465 | 167.9465 | 167.9465 | 167.9465 | 167.9465 | 167.9465 | 167.9465 | 167.9465 | 167.9465 | 167.9465 | 167.9465 | 167.9465 | 167.9465 | 167.9465 | 167.9465 | 167.9465 | 167.9465
F2_Commercial_Interruptible - College_Existing_Food Preparation_Natural Gas_Griddle_A_Technical Potential | F2 | Commercial | Interruptible - College | Existing | Food Preparation | Natural Gas | Griddle | A | Original Unit Summer Peak Savings (kW) | Technical Potential | 0 | 0 | 0 | 0 | 0 | 0 | 0 | 0 | 0 | 0 | 0 | 0 | 0 | 0 | 0 | 0 | 0 | 0 | 0 | 0 | 0 | 0 | 0 | 0 | 0 | 0 | 0
F3_Commercial_Interruptible - College_Existing_Food Preparation_Natural Gas_Griddle_A_Technical Potential | F3 | Commercial | Interruptible - College | Existing | Food Preparation | Natural Gas | Griddle | A | Original Unit Winter Peak Savings (kW) | Technical Potential | 0 | 0 | 0 | 0 | 0 | 0 | 0 | 0 | 0 | 0 | 0 | 0 | 0 | 0 | 0 | 0 | 0 | 0 | 0 | 0 | 0 | 0 | 0 | 0 | 0 | 0 | 0
F4_Commercial_Interruptible - College_Existing_Food Preparation_Natural Gas_Griddle_A_Technical Potential | F4 | Commercial | Interruptible - College | Existing | Food Preparation | Natural Gas | Griddle | A | Standalone Impact on Baseline Energy (%) | Technical Potential | 0 | 0 | 0.00090332 | 0.0019046 | 0.0029928 | 0.0041585 | 0.0053929 | 0.0066885 | 0.0080383 | 0.0094365 | 0.010768 | 0.012051 | 0.013303 | 0.014537 | 0.01486 | 0.015086 | 0.015232 | 0.015314 | 0.015344 | 0.015565 | 0.015739 | 0.015865 | 0.016052 | 0.016279 | 0.016526 | 0.016782 | 0.017034
F5_Commercial_Interruptible - College_Existing_Food Preparation_Natural Gas_Griddle_A_Technical Potential | F5 | Commercial | Interruptible - College | Existing | Food Preparation | Natural Gas | Griddle | A | Standalone Impact on Baseline Summer Peak (%) | Technical Potential | 0 | 0 | 0 | 0 | 0 | 0 | 0 | 0 | 0 | 0 | 0 | 0 | 0 | 0 | 0 | 0 | 0 | 0 | 0 | 0 | 0 | 0 | 0 | 0 | 0 | 0 | 0
F6_Commercial_Interruptible - College_Existing_Food Preparation_Natural Gas_Griddle_A_Technical Potential | F6 | Commercial | Interruptible - College | Existing | Food Preparation | Natural Gas | Griddle | A | Standalone Impact on Baseline Winter Peak (%) | Technical Potential | 0 | 0 | 0 | 0 | 0 | 0 | 0 | 0 | 0 | 0 | 0 | 0 | 0 | 0 | 0 | 0 | 0 | 0 | 0 | 0 | 0 | 0 | 0 | 0 | 0 | 0 | 0
F7_Commercial_Interruptible - College_Existing_Food Preparation_Natural Gas_Griddle_A_Technical Potential | F7 | Commercial | Interruptible - College | Existing | Food Preparation | Natural Gas | Griddle | A | Incremental Energy Savings (MWh or mTherms) | Technical Potential | 0 | 0 | 0.014298 | 0.015848 | 0.017226 | 0.01845 | 0.019539 | 0.020506 | 0.021366 | 0.022131 | 0.021067 | 0.020315 | 0.019818 | 0.01953 | 0.0051124 | 0.0035767 | 0.0023192 | 0.001297 | 0.00047332 | 0.003489 | 0.0027569 | 0.0019913 | 0.0029694 | 0.0035847 | 0.003919 | 0.0040392 | 0.0039994
F8_Commercial_Interruptible - College_Existing_Food Preparation_Natural Gas_Griddle_A_Technical Potential | F8 | Commercial | Interruptible - College | Existing | Food Preparation | Natural Gas | Griddle | A | Incremental Summer Peak Savings (MW) | Technical Potential | 0 | 0 | 0 | 0 | 0 | 0 | 0 | 0 | 0 | 0 | 0 | 0 | 0 | 0 | 0 | 0 | 0 | 0 | 0 | 0 | 0 | 0 | 0 | 0 | 0 | 0 | 0
F9_Commercial_Interruptible - College_Existing_Food Preparation_Natural Gas_Griddle_A_Technical Potential | F9 | Commercial | Interruptible - College | Existing | Food Preparation | Natural Gas | Griddle | A | Incremental Winter Peak Savings (MW) | Technical Potential | 0 | 0 | 0 | 0 | 0 | 0 | 0 | 0 | 0 | 0 | 0 | 0 | 0 | 0 | 0 | 0 | 0 | 0 | 0 | 0 | 0 | 0 | 0 | 0 | 0 | 0 | 0
F10_Commercial_Interruptible - College_Existing_Food Preparation_Natural Gas_Griddle_A_Technical Potential | F10 | Commercial | Interruptible - College | Existing | Food Preparation | Natural Gas | Griddle | A | Cumulative Energy Savings (MWh or mTherms) | Technical Potential | 0 | 0 | 0.014298 | 0.030146 | 0.047371 | 0.065821 | 0.08536 | 0.10587 | 0.12723 | 0.14936 | 0.17043 | 0.19075 | 0.21056 | 0.23009 | 0.23521 | 0.23878 | 0.2411 | 0.2424 | 0.24287 | 0.24636 | 0.24912 | 0.25111 | 0.25408 | 0.25766 | 0.26158 | 0.26562 | 0.26962
F11_Commercial_Interruptible - College_Existing_Food Preparation_Natural Gas_Griddle_A_Technical Potential | F11 | Commercial | Interruptible - College | Existing | Food Preparation | Natural Gas | Griddle | A | Cumulative Summer Peak Savings (MW) | Technical Potential | 0 | 0 | 0 | 0 | 0 | 0 | 0 | 0 | 0 | 0 | 0 | 0 | 0 | 0 | 0 | 0 | 0 | 0 | 0 | 0 | 0 | 0 | 0 | 0 | 0 | 0 | 0
F12_Commercial_Interruptible - College_Existing_Food Preparation_Natural Gas_Griddle_A_Technical Potential | F12 | Commercial | Interruptible - College | Existing | Food Preparation | Natural Gas | Griddle | A | Cumulative Winter Peak Savings (MW) | Technical Potential | 0 | 0 | 0 | 0 | 0 | 0 | 0 | 0 | 0 | 0 | 0 | 0 | 0 | 0 | 0 | 0 | 0 | 0 | 0 | 0 | 0 | 0 | 0 | 0 | 0 | 0 | 0
F13_Commercial_Interruptible - College_Existing_Food Preparation_Natural Gas_Griddle_A_Technical Potential | F13 | Commercial | Interruptible - College | Existing | Food Preparation | Natural Gas | Griddle | A | Purchases (Incremental) | Technical Potential | 0 | 0 | 0.085134 | 0.094362 | 0.10257 | 0.10986 | 0.11634 | 0.1221 | 0.12722 | 0.13177 | 0.12544 | 0.12096 | 0.118 | 0.11629 | 0.03044 | 0.021297 | 0.013809 | 0.0077228 | 0.0028183 | 0.020774 | 0.016415 | 0.011857 | 0.017681 | 0.021344 | 0.023335 | 0.024051 | 0.023813
F14_Commercial_Interruptible - College_Existing_Food Preparation_Natural Gas_Griddle_A_Technical Potential | F14 | Commercial | Interruptible - College | Existing | Food Preparation | Natural Gas | Griddle | A | Purchases (Cumulative) | Technical Potential | 0 | 0 | 0.085134 | 0.1795 | 0.28206 | 0.39192 | 0.50826 | 0.63036 | 0.75758 | 0.88935 | 1.0148 | 1.1357 | 1.2538 | 1.37 | 1.4005 | 1.4218 | 1.4356 | 1.4433 | 1.4461 | 1.4669 | 1.4833 | 1.4952 | 1.5129 | 1.5342 | 1.5575 | 1.5816 | 1.6054
F1_Commercial_Interruptible - College_Existing_Food Preparation_Natural Gas_Range_A_Technical Potential | F1 | Commercial | Interruptible - College | Existing | Food Preparation | Natural Gas | Range | A | Original Unit Energy Savings (kWh or therms) | Technical Potential | 0 | 171.4286 | 171.4286 | 171.4286 | 171.4286 | 171.4286 | 171.4286 | 171.4286 | 171.4286 | 171.4286 | 171.4286 | 171.4286 | 171.4286 | 171.4286 | 171.4286 | 171.4286 | 171.4286 | 171.4286 | 171.4286 | 171.4286 | 171.4286 | 171.4286 | 171.4286 | 171.4286 | 171.4286 | 171.4286 | 171.4286
F2_Commercial_Interruptible - College_Existing_Food Preparation_Natural Gas_Range_A_Technical Potential | F2 | Commercial | Interruptible - College | Existing | Food Preparation | Natural Gas | Range | A | Original Unit Summer Peak Savings (kW) | Technical Potential | 0 | 0 | 0 | 0 | 0 | 0 | 0 | 0 | 0 | 0 | 0 | 0 | 0 | 0 | 0 | 0 | 0 | 0 | 0 | 0 | 0 | 0 | 0 | 0 | 0 | 0 | 0
F3_Commercial_Interruptible - College_Existing_Food Preparation_Natural Gas_Range_A_Technical Potential | F3 | Commercial | Interruptible - College | Existing | Food Preparation | Natural Gas | Range | A | Original Unit Winter Peak Savings (kW) | Technical Potential | 0 | 0 | 0 | 0 | 0 | 0 | 0 | 0 | 0 | 0 | 0 | 0 | 0 | 0 | 0 | 0 | 0 | 0 | 0 | 0 | 0 | 0 | 0 | 0 | 0 | 0 | 0
F4_Commercial_Interruptible - College_Existing_Food Preparation_Natural Gas_Range_A_Technical Potential | F4 | Commercial | Interruptible - College | Existing | Food Preparation | Natural Gas | Range | A | Standalone Impact on Baseline Energy (%) | Technical Potential | 0 | 0 | 0.0016951 | 0.0037032 | 0.0059617 | 0.0084204 | 0.011039 | 0.013786 | 0.016636 | 0.019568 | 0.022174 | 0.024598 | 0.025244 | 0.02556 | 0.025653 | 0.025941 | 0.026171 | 0.026355 | 0.026502 | 0.026542 | 0.02684 | 0.027241 | 0.027652 | 0.02802 | 0.028288 | 0.028288 | 0.028288
F5_Commercial_Interruptible - College_Existing_Food Preparation_Natural Gas_Range_A_Technical Potential | F5 | Commercial | Interruptible - College | Existing | Food Preparation | Natural Gas | Range | A | Standalone Impact on Baseline Summer Peak (%) | Technical Potential | 0 | 0 | 0 | 0 | 0 | 0 | 0 | 0 | 0 | 0 | 0 | 0 | 0 | 0 | 0 | 0 | 0 | 0 | 0 | 0 | 0 | 0 | 0 | 0 | 0 | 0 | 0
F6_Commercial_Interruptible - College_Existing_Food Preparation_Natural Gas_Range_A_Technical Potential | F6 | Commercial | Interruptible - College | Existing | Food Preparation | Natural Gas | Range | A | Standalone Impact on Baseline Winter Peak (%) | Technical Potential | 0 | 0 | 0 | 0 | 0 | 0 | 0 | 0 | 0 | 0 | 0 | 0 | 0 | 0 | 0 | 0 | 0 | 0 | 0 | 0 | 0 | 0 | 0 | 0 | 0 | 0 | 0
F7_Commercial_Interruptible - College_Existing_Food Preparation_Natural Gas_Range_A_Technical Potential | F7 | Commercial | Interruptible - College | Existing | Food Preparation | Natural Gas | Range | A | Incremental Energy Savings (MWh or mTherms) | Technical Potential | 0 | 0 | 0.026831 | 0.031784 | 0.035747 | 0.038917 | 0.041453 | 0.043482 | 0.045106 | 0.046404 | 0.041251 | 0.038367 | 0.01022 | 0.0050054 | 0.0014682 | 0.0045561 | 0.0036449 | 0.0029159 | 0.0023327 | 0.00062782 | 0.0047127 | 0.0063459 | 0.0065033 | 0.0058367 | 0.0042297 | 0 | 0
F8_Commercial_Interruptible - College_Existing_Food Preparation_Natural Gas_Range_A_Technical Potential | F8 | Commercial | Interruptible - College | Existing | Food Preparation | Natural Gas | Range | A | Incremental Summer Peak Savings (MW) | Technical Potential | 0 | 0 | 0 | 0 | 0 | 0 | 0 | 0 | 0 | 0 | 0 | 0 | 0 | 0 | 0 | 0 | 0 | 0 | 0 | 0 | 0 | 0 | 0 | 0 | 0 | 0 | 0
F9_Commercial_Interruptible - College_Existing_Food Preparation_Natural Gas_Range_A_Technical Potential | F9 | Commercial | Interruptible - College | Existing | Food Preparation | Natural Gas | Range | A | Incremental Winter Peak Savings (MW) | Technical Potential | 0 | 0 | 0 | 0 | 0 | 0 | 0 | 0 | 0 | 0 | 0 | 0 | 0 | 0 | 0 | 0 | 0 | 0 | 0 | 0 | 0 | 0 | 0 | 0 | 0 | 0 | 0
F10_Commercial_Interruptible - College_Existing_Food Preparation_Natural Gas_Range_A_Technical Potential | F10 | Commercial | Interruptible - College | Existing | Food Preparation | Natural Gas | Range | A | Cumulative Energy Savings (MWh or mTherms) | Technical Potential | 0 | 0 | 0.026831 | 0.058615 | 0.094363 | 0.13328 | 0.17473 | 0.21822 | 0.26332 | 0.30973 | 0.35098 | 0.38934 | 0.39956 | 0.40457 | 0.40604 | 0.41059 | 0.41424 | 0.41715 | 0.41949 | 0.42011 | 0.42483 | 0.43117 | 0.43768 | 0.44351 | 0.44774 | 0.44774 | 0.44774
F11_Commercial_Interruptible - College_Existing_Food Preparation_Natural Gas_Range_A_Technical Potential | F11 | Commercial | Interruptible - College | Existing | Food Preparation | Natural Gas | Range | A | Cumulative Summer Peak Savings (MW) | Technical Potential | 0 | 0 | 0 | 0 | 0 | 0 | 0 | 0 | 0 | 0 | 0 | 0 | 0 | 0 | 0 | 0 | 0 | 0 | 0 | 0 | 0 | 0 | 0 | 0 | 0 | 0 | 0
F12_Commercial_Interruptible - College_Existing_Food Preparation_Natural Gas_Range_A_Technical Potential | F12 | Commercial | Interruptible - College | Existing | Food Preparation | Natural Gas | Range | A | Cumulative Winter Peak Savings (MW) | Technical Potential | 0 | 0 | 0 | 0 | 0 | 0 | 0 | 0 | 0 | 0 | 0 | 0 | 0 | 0 | 0 | 0 | 0 | 0 | 0 | 0 | 0 | 0 | 0 | 0 | 0 | 0 | 0
F13_Commercial_Interruptible - College_Existing_Food Preparation_Natural Gas_Range_A_Technical Potential | F13 | Commercial | Interruptible - College | Existing | Food Preparation | Natural Gas | Range | A | Purchases (Incremental) | Technical Potential | 0 | 0 | 0.15651 | 0.18541 | 0.20852 | 0.22702 | 0.24181 | 0.25365 | 0.26312 | 0.27069 | 0.24063 | 0.22381 | 0.059614 | 0.029198 | 0.0085645 | 0.026577 | 0.021262 | 0.017009 | 0.013608 | 0.0036623 | 0.027491 | 0.037018 | 0.037936 | 0.034047 | 0.024674 | 0 | 0
F14_Commercial_Interruptible - College_Existing_Food Preparation_Natural Gas_Range_A_Technical Potential | F14 | Commercial | Interruptible - College | Existing | Food Preparation | Natural Gas | Range | A | Purchases (Cumulative) | Technical Potential | 0 | 0 | 0.15651 | 0.34192 | 0.55045 | 0.77747 | 1.0193 | 1.2729 | 1.536 | 1.8067 | 2.0474 | 2.2712 | 2.3308 | 2.36 | 2.3685 | 2.3951 | 2.4164 | 2.4334 | 2.447 | 2.4507 | 2.4782 | 2.5152 | 2.5531 | 2.5872 | 2.6118 | 2.6118 | 2.6118
F1_Commercial_Interruptible - College_Existing_Food Preparation_Natural Gas_Steamer_A_Technical Potential | F1 | Commercial | Interruptible - College | Existing | Food Preparation | Natural Gas | Steamer | A | Original Unit Energy Savings (kWh or therms) | Technical Potential | 0 | 1215.1419 | 1215.1419 | 1215.1419 | 1215.1419 | 1215.1419 | 1215.1419 | 1215.1419 | 1215.1419 | 1215.1419 | 1215.1419 | 1215.1419 | 1215.1419 | 1215.1419 | 1215.1419 | 1215.1419 | 1215.1419 | 1215.1419 | 1215.1419 | 1215.1419 | 1215.1419 | 1215.1419 | 1215.1419 | 1215.1419 | 1215.1419 | 1215.1419 | 1215.1419
F2_Commercial_Interruptible - College_Existing_Food Preparation_Natural Gas_Steamer_A_Technical Potential | F2 | Commercial | Interruptible - College | Existing | Food Preparation | Natural Gas | Steamer | A | Original Unit Summer Peak Savings (kW) | Technical Potential | 0 | 0 | 0 | 0 | 0 | 0 | 0 | 0 | 0 | 0 | 0 | 0 | 0 | 0 | 0 | 0 | 0 | 0 | 0 | 0 | 0 | 0 | 0 | 0 | 0 | 0 | 0
F3_Commercial_Interruptible - College_Existing_Food Preparation_Natural Gas_Steamer_A_Technical Potential | F3 | Commercial | Interruptible - College | Existing | Food Preparation | Natural Gas | Steamer | A | Original Unit Winter Peak Savings (kW) | Technical Potential | 0 | 0 | 0 | 0 | 0 | 0 | 0 | 0 | 0 | 0 | 0 | 0 | 0 | 0 | 0 | 0 | 0 | 0 | 0 | 0 | 0 | 0 | 0 | 0 | 0 | 0 | 0
F4_Commercial_Interruptible - College_Existing_Food Preparation_Natural Gas_Steamer_A_Technical Potential | F4 | Commercial | Interruptible - College | Existing | Food Preparation | Natural Gas | Steamer | A | Standalone Impact on Baseline Energy (%) | Technical Potential | 0 | 0 | 0.0065757 | 0.01297 | 0.019219 | 0.025352 | 0.031393 | 0.037359 | 0.043492 | 0.049714 | 0.049714 | 0.049714 | 0.049714 | 0.051556 | 0.05303 | 0.054255 | 0.05508 | 0.055646 | 0.055727 | 0.055885 | 0.056517 | 0.056517 | 0.056517 | 0.056517 | 0.056548 | 0.057141 | 0.057141
F5_Commercial_Interruptible - College_Existing_Food Preparation_Natural Gas_Steamer_A_Technical Potential | F5 | Commercial | Interruptible - College | Existing | Food Preparation | Natural Gas | Steamer | A | Standalone Impact on Baseline Summer Peak (%) | Technical Potential | 0 | 0 | 0 | 0 | 0 | 0 | 0 | 0 | 0 | 0 | 0 | 0 | 0 | 0 | 0 | 0 | 0 | 0 | 0 | 0 | 0 | 0 | 0 | 0 | 0 | 0 | 0
F6_Commercial_Interruptible - College_Existing_Food Preparation_Natural Gas_Steamer_A_Technical Potential | F6 | Commercial | Interruptible - College | Existing | Food Preparation | Natural Gas | Steamer | A | Standalone Impact on Baseline Winter Peak (%) | Technical Potential | 0 | 0 | 0 | 0 | 0 | 0 | 0 | 0 | 0 | 0 | 0 | 0 | 0 | 0 | 0 | 0 | 0 | 0 | 0 | 0 | 0 | 0 | 0 | 0 | 0 | 0 | 0
F7_Commercial_Interruptible - College_Existing_Food Preparation_Natural Gas_Steamer_A_Technical Potential | F7 | Commercial | Interruptible - College | Existing | Food Preparation | Natural Gas | Steamer | A | Incremental Energy Savings (MWh or mTherms) | Technical Potential | 0 | 0 | 0.10408 | 0.10121 | 0.098914 | 0.097076 | 0.095606 | 0.09443 | 0.097078 | 0.098479 | 0 | 0 | 0 | 0.029165 | 0.023332 | 0.019383 | 0.013066 | 0.0089597 | 0.0012842 | 0.0024974 | 0.0099951 | 0 | 0 | 0 | 0.00049699 | 0.0093887 | 0
F8_Commercial_Interruptible - College_Existing_Food Preparation_Natural Gas_Steamer_A_Technical Potential | F8 | Commercial | Interruptible - College | Existing | Food Preparation | Natural Gas | Steamer | A | Incremental Summer Peak Savings (MW) | Technical Potential | 0 | 0 | 0 | 0 | 0 | 0 | 0 | 0 | 0 | 0 | 0 | 0 | 0 | 0 | 0 | 0 | 0 | 0 | 0 | 0 | 0 | 0 | 0 | 0 | 0 | 0 | 0
F9_Commercial_Interruptible - College_Existing_Food Preparation_Natural Gas_Steamer_A_Technical Potential | F9 | Commercial | Interruptible - College | Existing | Food Preparation | Natural Gas | Steamer | A | Incremental Winter Peak Savings (MW) | Technical Potential | 0 | 0 | 0 | 0 | 0 | 0 | 0 | 0 | 0 | 0 | 0 | 0 | 0 | 0 | 0 | 0 | 0 | 0 | 0 | 0 | 0 | 0 | 0 | 0 | 0 | 0 | 0
F10_Commercial_Interruptible - College_Existing_Food Preparation_Natural Gas_Steamer_A_Technical Potential | F10 | Commercial | Interruptible - College | Existing | Food Preparation | Natural Gas | Steamer | A | Cumulative Energy Savings (MWh or mTherms) | Technical Potential | 0 | 0 | 0.10408 | 0.20529 | 0.30421 | 0.40128 | 0.49689 | 0.59132 | 0.6884 | 0.78688 | 0.78688 | 0.78688 | 0.78688 | 0.81604 | 0.83937 | 0.85876 | 0.87182 | 0.88078 | 0.88207 | 0.88456 | 0.89456 | 0.89456 | 0.89456 | 0.89456 | 0.89506 | 0.90444 | 0.90444
F11_Commercial_Interruptible - College_Existing_Food Preparation_Natural Gas_Steamer_A_Technical Potential | F11 | Commercial | Interruptible - College | Existing | Food Preparation | Natural Gas | Steamer | A | Cumulative Summer Peak Savings (MW) | Technical Potential | 0 | 0 | 0 | 0 | 0 | 0 | 0 | 0 | 0 | 0 | 0 | 0 | 0 | 0 | 0 | 0 | 0 | 0 | 0 | 0 | 0 | 0 | 0 | 0 | 0 | 0 | 0
F12_Commercial_Interruptible - College_Existing_Food Preparation_Natural Gas_Steamer_A_Technical Potential | F12 | Commercial | Interruptible - College | Existing | Food Preparation | Natural Gas | Steamer | A | Cumulative Winter Peak Savings (MW) | Technical Potential | 0 | 0 | 0 | 0 | 0 | 0 | 0 | 0 | 0 | 0 | 0 | 0 | 0 | 0 | 0 | 0 | 0 | 0 | 0 | 0 | 0 | 0 | 0 | 0 | 0 | 0 | 0
F13_Commercial_Interruptible - College_Existing_Food Preparation_Natural Gas_Steamer_A_Technical Potential | F13 | Commercial | Interruptible - College | Existing | Food Preparation | Natural Gas | Steamer | A | Purchases (Incremental) | Technical Potential | 0 | 0 | 0.085654 | 0.083291 | 0.081401 | 0.079889 | 0.078679 | 0.077711 | 0.079891 | 0.081043 | 0 | 0 | 0 | 0.024001 | 0.019201 | 0.015951 | 0.010753 | 0.0073734 | 0.0010568 | 0.0020553 | 0.0082255 | 0 | 0 | 0 | 0.00040899 | 0.0077264 | 0
F14_Commercial_Interruptible - College_Existing_Food Preparation_Natural Gas_Steamer_A_Technical Potential | F14 | Commercial | Interruptible - College | Existing | Food Preparation | Natural Gas | Steamer | A | Purchases (Cumulative) | Technical Potential | 0 | 0 | 0.085654 | 0.16895 | 0.25035 | 0.33024 | 0.40891 | 0.48663 | 0.56652 | 0.64756 | 0.64756 | 0.64756 | 0.64756 | 0.67156 | 0.69076 | 0.70671 | 0.71747 | 0.72484 | 0.7259 | 0.72795 | 0.73618 | 0.73618 | 0.73618 | 0.73618 | 0.73659 | 0.74431 | 0.74431
F1_Commercial_Interruptible - College_Existing_Food Preparation_Natural Gas_Commercial Food Prep Other_A_Technical Potential | F1 | Commercial | Interruptible - College | Existing | Food Preparation | Natural Gas | Commercial Food Prep Other | A | Original Unit Energy Savings (kWh or therms) | Technical Potential | 0 | 366.1618 | 366.1618 | 366.1618 | 366.1618 | 366.1618 | 366.1618 | 366.1618 | 366.1618 | 366.1618 | 366.1618 | 366.1618 | 366.1618 | 366.1618 | 366.1618 | 366.1618 | 366.1618 | 366.1618 | 366.1618 | 366.1618 | 366.1618 | 366.1618 | 366.1618 | 366.1618 | 366.1618 | 366.1618 | 366.1618
F2_Commercial_Interruptible - College_Existing_Food Preparation_Natural Gas_Commercial Food Prep Other_A_Technical Potential | F2 | Commercial | Interruptible - College | Existing | Food Preparation | Natural Gas | Commercial Food Prep Other | A | Original Unit Summer Peak Savings (kW) | Technical Potential | 0 | 0 | 0 | 0 | 0 | 0 | 0 | 0 | 0 | 0 | 0 | 0 | 0 | 0 | 0 | 0 | 0 | 0 | 0 | 0 | 0 | 0 | 0 | 0 | 0 | 0 | 0
F3_Commercial_Interruptible - College_Existing_Food Preparation_Natural Gas_Commercial Food Prep Other_A_Technical Potential | F3 | Commercial | Interruptible - College | Existing | Food Preparation | Natural Gas | Commercial Food Prep Other | A | Original Unit Winter Peak Savings (kW) | Technical Potential | 0 | 0 | 0 | 0 | 0 | 0 | 0 | 0 | 0 | 0 | 0 | 0 | 0 | 0 | 0 | 0 | 0 | 0 | 0 | 0 | 0 | 0 | 0 | 0 | 0 | 0 | 0
F4_Commercial_Interruptible - College_Existing_Food Preparation_Natural Gas_Commercial Food Prep Other_A_Technical Potential | F4 | Commercial | Interruptible - College | Existing | Food Preparation | Natural Gas | Commercial Food Prep Other | A | Standalone Impact on Baseline Energy (%) | Technical Potential | 0 | 0 | 4.5899e-05 | 0.00010027 | 0.00016142 | 0.000228 | 0.00029891 | 0.0003733 | 0.00045046 | 0.00052984 | 0.00060041 | 0.00066604 | 0.00068352 | 0.00069209 | 0.0006946 | 0.00070239 | 0.00070863 | 0.00071361 | 0.0007176 | 0.00071868 | 0.00072674 | 0.0007376 | 0.00074872 | 0.00075871 | 0.00076594 | 0.00076594 | 0.00076594
F5_Commercial_Interruptible - College_Existing_Food Preparation_Natural Gas_Commercial Food Prep Other_A_Technical Potential | F5 | Commercial | Interruptible - College | Existing | Food Preparation | Natural Gas | Commercial Food Prep Other | A | Standalone Impact on Baseline Summer Peak (%) | Technical Potential | 0 | 0 | 0 | 0 | 0 | 0 | 0 | 0 | 0 | 0 | 0 | 0 | 0 | 0 | 0 | 0 | 0 | 0 | 0 | 0 | 0 | 0 | 0 | 0 | 0 | 0 | 0
F6_Commercial_Interruptible - College_Existing_Food Preparation_Natural Gas_Commercial Food Prep Other_A_Technical Potential | F6 | Commercial | Interruptible - College | Existing | Food Preparation | Natural Gas | Commercial Food Prep Other | A | Standalone Impact on Baseline Winter Peak (%) | Technical Potential | 0 | 0 | 0 | 0 | 0 | 0 | 0 | 0 | 0 | 0 | 0 | 0 | 0 | 0 | 0 | 0 | 0 | 0 | 0 | 0 | 0 | 0 | 0 | 0 | 0 | 0 | 0
F7_Commercial_Interruptible - College_Existing_Food Preparation_Natural Gas_Commercial Food Prep Other_A_Technical Potential | F7 | Commercial | Interruptible - College | Existing | Food Preparation | Natural Gas | Commercial Food Prep Other | A | Incremental Energy Savings (MWh or mTherms) | Technical Potential | 0 | 0 | 0.0007265 | 0.00086062 | 0.00096792 | 0.0010538 | 0.0011224 | 0.0011774 | 0.0012213 | 0.0012565 | 0.001117 | 0.0010389 | 0.00027671 | 0.00013553 | 3.9755e-05 | 0.00012337 | 9.8692e-05 | 7.8954e-05 | 6.3163e-05 | 1.7e-05 | 0.0001276 | 0.00017183 | 0.00017609 | 0.00015804 | 0.00011453 | 0 | 0
F8_Commercial_Interruptible - College_Existing_Food Preparation_Natural Gas_Commercial Food Prep Other_A_Technical Potential | F8 | Commercial | Interruptible - College | Existing | Food Preparation | Natural Gas | Commercial Food Prep Other | A | Incremental Summer Peak Savings (MW) | Technical Potential | 0 | 0 | 0 | 0 | 0 | 0 | 0 | 0 | 0 | 0 | 0 | 0 | 0 | 0 | 0 | 0 | 0 | 0 | 0 | 0 | 0 | 0 | 0 | 0 | 0 | 0 | 0
F9_Commercial_Interruptible - College_Existing_Food Preparation_Natural Gas_Commercial Food Prep Other_A_Technical Potential | F9 | Commercial | Interruptible - College | Existing | Food Preparation | Natural Gas | Commercial Food Prep Other | A | Incremental Winter Peak Savings (MW) | Technical Potential | 0 | 0 | 0 | 0 | 0 | 0 | 0 | 0 | 0 | 0 | 0 | 0 | 0 | 0 | 0 | 0 | 0 | 0 | 0 | 0 | 0 | 0 | 0 | 0 | 0 | 0 | 0
F10_Commercial_Interruptible - College_Existing_Food Preparation_Natural Gas_Commercial Food Prep Other_A_Technical Potential | F10 | Commercial | Interruptible - College | Existing | Food Preparation | Natural Gas | Commercial Food Prep Other | A | Cumulative Energy Savings (MWh or mTherms) | Technical Potential | 0 | 0 | 0.0007265 | 0.0015871 | 0.002555 | 0.0036088 | 0.0047312 | 0.0059086 | 0.0071299 | 0.0083864 | 0.0095034 | 0.010542 | 0.010819 | 0.010954 | 0.010994 | 0.011118 | 0.011216 | 0.011295 | 0.011358 | 0.011375 | 0.011503 | 0.011675 | 0.011851 | 0.012009 | 0.012123 | 0.012123 | 0.012123
F11_Commercial_Interruptible - College_Existing_Food Preparation_Natural Gas_Commercial Food Prep Other_A_Technical Potential | F11 | Commercial | Interruptible - College | Existing | Food Preparation | Natural Gas | Commercial Food Prep Other | A | Cumulative Summer Peak Savings (MW) | Technical Potential | 0 | 0 | 0 | 0 | 0 | 0 | 0 | 0 | 0 | 0 | 0 | 0 | 0 | 0 | 0 | 0 | 0 | 0 | 0 | 0 | 0 | 0 | 0 | 0 | 0 | 0 | 0
F12_Commercial_Interruptible - College_Existing_Food Preparation_Natural Gas_Commercial Food Prep Other_A_Technical Potential | F12 | Commercial | Interruptible - College | Existing | Food Preparation | Natural Gas | Commercial Food Prep Other | A | Cumulative Winter Peak Savings (MW) | Technical Potential | 0 | 0 | 0 | 0 | 0 | 0 | 0 | 0 | 0 | 0 | 0 | 0 | 0 | 0 | 0 | 0 | 0 | 0 | 0 | 0 | 0 | 0 | 0 | 0 | 0 | 0 | 0
F13_Commercial_Interruptible - College_Existing_Food Preparation_Natural Gas_Commercial Food Prep Other_A_Technical Potential | F13 | Commercial | Interruptible - College | Existing | Food Preparation | Natural Gas | Commercial Food Prep Other | A | Purchases (Incremental) | Technical Potential | 0 | 0 | 0.0019841 | 0.0023504 | 0.0026434 | 0.0028779 | 0.0030654 | 0.0032154 | 0.0033355 | 0.0034315 | 0.0030504 | 0.0028372 | 0.00075571 | 0.00037014 | 0.00010857 | 0.00033691 | 0.00026953 | 0.00021563 | 0.0001725 | 4.6426e-05 | 0.00034849 | 0.00046927 | 0.00048091 | 0.00043161 | 0.00031278 | 0 | 0
F14_Commercial_Interruptible - College_Existing_Food Preparation_Natural Gas_Commercial Food Prep Other_A_Technical Potential | F14 | Commercial | Interruptible - College | Existing | Food Preparation | Natural Gas | Commercial Food Prep Other | A | Purchases (Cumulative) | Technical Potential | 0 | 0 | 0.0019841 | 0.0043345 | 0.0069779 | 0.0098558 | 0.012921 | 0.016137 | 0.019472 | 0.022904 | 0.025954 | 0.028791 | 0.029547 | 0.029917 | 0.030026 | 0.030363 | 0.030632 | 0.030848 | 0.03102 | 0.031067 | 0.031415 | 0.031884 | 0.032365 | 0.032797 | 0.03311 | 0.03311 | 0.03311
F1_Commercial_Interruptible - College_Existing_Miscellaneous_Natural Gas_Pool Heater_A_Technical Potential | F1 | Commercial | Interruptible - College | Existing | Miscellaneous | Natural Gas | Pool Heater | A | Original Unit Energy Savings (kWh or therms) | Technical Potential | 0 | 2233.5 | 2233.5 | 2233.5 | 2233.5 | 2233.5 | 2233.5 | 2233.5 | 2233.5 | 2233.5 | 2233.5 | 2233.5 | 2233.5 | 2233.5 | 2233.5 | 2233.5 | 2233.5 | 2233.5 | 2233.5 | 2233.5 | 2233.5 | 2233.5 | 2233.5 | 2233.5 | 2233.5 | 2233.5 | 2233.5
F2_Commercial_Interruptible - College_Existing_Miscellaneous_Natural Gas_Pool Heater_A_Technical Potential | F2 | Commercial | Interruptible - College | Existing | Miscellaneous | Natural Gas | Pool Heater | A | Original Unit Summer Peak Savings (kW) | Technical Potential | 0 | 0 | 0 | 0 | 0 | 0 | 0 | 0 | 0 | 0 | 0 | 0 | 0 | 0 | 0 | 0 | 0 | 0 | 0 | 0 | 0 | 0 | 0 | 0 | 0 | 0 | 0
F3_Commercial_Interruptible - College_Existing_Miscellaneous_Natural Gas_Pool Heater_A_Technical Potential | F3 | Commercial | Interruptible - College | Existing | Miscellaneous | Natural Gas | Pool Heater | A | Original Unit Winter Peak Savings (kW) | Technical Potential | 0 | 0 | 0 | 0 | 0 | 0 | 0 | 0 | 0 | 0 | 0 | 0 | 0 | 0 | 0 | 0 | 0 | 0 | 0 | 0 | 0 | 0 | 0 | 0 | 0 | 0 | 0
F4_Commercial_Interruptible - College_Existing_Miscellaneous_Natural Gas_Pool Heater_A_Technical Potential | F4 | Commercial | Interruptible - College | Existing | Miscellaneous | Natural Gas | Pool Heater | A | Standalone Impact on Baseline Energy (%) | Technical Potential | 0 | 0 | 9.2037e-05 | 0.00018153 | 0.000269 | 0.00035484 | 0.00044256 | 0.00053114 | 0.00053114 | 0.00053114 | 0.00053164 | 0.00055868 | 0.00057815 | 0.00059241 | 0.00059981 | 0.00060703 | 0.0006195 | 0.0006195 | 0.0006195 | 0.0006195 | 0.0006195 | 0.0006195 | 0.0006195 | 0.0006195 | 0.0006195 | 0.0006195 | 0.0006195
F5_Commercial_Interruptible - College_Existing_Miscellaneous_Natural Gas_Pool Heater_A_Technical Potential | F5 | Commercial | Interruptible - College | Existing | Miscellaneous | Natural Gas | Pool Heater | A | Standalone Impact on Baseline Summer Peak (%) | Technical Potential | 0 | 0 | 0 | 0 | 0 | 0 | 0 | 0 | 0 | 0 | 0 | 0 | 0 | 0 | 0 | 0 | 0 | 0 | 0 | 0 | 0 | 0 | 0 | 0 | 0 | 0 | 0
F6_Commercial_Interruptible - College_Existing_Miscellaneous_Natural Gas_Pool Heater_A_Technical Potential | F6 | Commercial | Interruptible - College | Existing | Miscellaneous | Natural Gas | Pool Heater | A | Standalone Impact on Baseline Winter Peak (%) | Technical Potential | 0 | 0 | 0 | 0 | 0 | 0 | 0 | 0 | 0 | 0 | 0 | 0 | 0 | 0 | 0 | 0 | 0 | 0 | 0 | 0 | 0 | 0 | 0 | 0 | 0 | 0 | 0
F7_Commercial_Interruptible - College_Existing_Miscellaneous_Natural Gas_Pool Heater_A_Technical Potential | F7 | Commercial | Interruptible - College | Existing | Miscellaneous | Natural Gas | Pool Heater | A | Incremental Energy Savings (MWh or mTherms) | Technical Potential | 0 | 0 | 0.00038658 | 0.00037591 | 0.00036738 | 0.00036056 | 0.00036843 | 0.00037206 | 0 | 0 | 2.1207e-06 | 0.00011356 | 8.1787e-05 | 5.9884e-05 | 3.1087e-05 | 3.0329e-05 | 5.2379e-05 | 0 | 0 | 0 | 0 | 0 | 0 | 0 | 0 | 0 | 0
F8_Commercial_Interruptible - College_Existing_Miscellaneous_Natural Gas_Pool Heater_A_Technical Potential | F8 | Commercial | Interruptible - College | Existing | Miscellaneous | Natural Gas | Pool Heater | A | Incremental Summer Peak Savings (MW) | Technical Potential | 0 | 0 | 0 | 0 | 0 | 0 | 0 | 0 | 0 | 0 | 0 | 0 | 0 | 0 | 0 | 0 | 0 | 0 | 0 | 0 | 0 | 0 | 0 | 0 | 0 | 0 | 0
F9_Commercial_Interruptible - College_Existing_Miscellaneous_Natural Gas_Pool Heater_A_Technical Potential | F9 | Commercial | Interruptible - College | Existing | Miscellaneous | Natural Gas | Pool Heater | A | Incremental Winter Peak Savings (MW) | Technical Potential | 0 | 0 | 0 | 0 | 0 | 0 | 0 | 0 | 0 | 0 | 0 | 0 | 0 | 0 | 0 | 0 | 0 | 0 | 0 | 0 | 0 | 0 | 0 | 0 | 0 | 0 | 0
F10_Commercial_Interruptible - College_Existing_Miscellaneous_Natural Gas_Pool Heater_A_Technical Potential | F10 | Commercial | Interruptible - College | Existing | Miscellaneous | Natural Gas | Pool Heater | A | Cumulative Energy Savings (MWh or mTherms) | Technical Potential | 0 | 0 | 0.00038658 | 0.00076249 | 0.0011299 | 0.0014904 | 0.0018589 | 0.0022309 | 0.0022309 | 0.0022309 | 0.002233 | 0.0023466 | 0.0024284 | 0.0024883 | 0.0025194 | 0.0025497 | 0.0026021 | 0.0026021 | 0.0026021 | 0.0026021 | 0.0026021 | 0.0026021 | 0.0026021 | 0.0026021 | 0.0026021 | 0.0026021 | 0.0026021
F11_Commercial_Interruptible - College_Existing_Miscellaneous_Natural Gas_Pool Heater_A_Technical Potential | F11 | Commercial | Interruptible - College | Existing | Miscellaneous | Natural Gas | Pool Heater | A | Cumulative Summer Peak Savings (MW) | Technical Potential | 0 | 0 | 0 | 0 | 0 | 0 | 0 | 0 | 0 | 0 | 0 | 0 | 0 | 0 | 0 | 0 | 0 | 0 | 0 | 0 | 0 | 0 | 0 | 0 | 0 | 0 | 0
F12_Commercial_Interruptible - College_Existing_Miscellaneous_Natural Gas_Pool Heater_A_Technical Potential | F12 | Commercial | Interruptible - College | Existing | Miscellaneous | Natural Gas | Pool Heater | A | Cumulative Winter Peak Savings (MW) | Technical Potential | 0 | 0 | 0 | 0 | 0 | 0 | 0 | 0 | 0 | 0 | 0 | 0 | 0 | 0 | 0 | 0 | 0 | 0 | 0 | 0 | 0 | 0 | 0 | 0 | 0 | 0 | 0
F13_Commercial_Interruptible - College_Existing_Miscellaneous_Natural Gas_Pool Heater_A_Technical Potential | F13 | Commercial | Interruptible - College | Existing | Miscellaneous | Natural Gas | Pool Heater | A | Purchases (Incremental) | Technical Potential | 0 | 0 | 0.00017308 | 0.00016831 | 0.00016449 | 0.00016143 | 0.00016496 | 0.00016658 | 0 | 0 | 9.4949e-07 | 5.0846e-05 | 3.6618e-05 | 2.6812e-05 | 1.3918e-05 | 1.3579e-05 | 2.3451e-05 | 0 | 0 | 0 | 0 | 0 | 0 | 0 | 0 | 0 | 0
F14_Commercial_Interruptible - College_Existing_Miscellaneous_Natural Gas_Pool Heater_A_Technical Potential | F14 | Commercial | Interruptible - College | Existing | Miscellaneous | Natural Gas | Pool Heater | A | Purchases (Cumulative) | Technical Potential | 0 | 0 | 0.00017308 | 0.00034139 | 0.00050588 | 0.00066731 | 0.00083226 | 0.00099884 | 0.00099884 | 0.00099884 | 0.00099979 | 0.0010506 | 0.0010873 | 0.0011141 | 0.001128 | 0.0011416 | 0.001165 | 0.001165 | 0.001165 | 0.001165 | 0.001165 | 0.001165 | 0.001165 | 0.001165 | 0.001165 | 0.001165 | 0.001165
F1_Commercial_Interruptible - College_New_Space Heating_Natural Gas_Furnace_A_Technical Potential | F1 | Commercial | Interruptible - College | New | Space Heating | Natural Gas | Furnace | A | Original Unit Energy Savings (kWh or therms) | Technical Potential | 0 | 0 | 0 | 0 | 0 | 0 | 0 | 0 | 0 | 0 | 0 | 0 | 0 | 0 | 0 | 0 | 0 | 0 | 0 | 0 | 0 | 0 | 0 | 0 | 0 | 0 | 0
F2_Commercial_Interruptible - College_New_Space Heating_Natural Gas_Furnace_A_Technical Potential | F2 | Commercial | Interruptible - College | New | Space Heating | Natural Gas | Furnace | A | Original Unit Summer Peak Savings (kW) | Technical Potential | 0 | 0 | 0 | 0 | 0 | 0 | 0 | 0 | 0 | 0 | 0 | 0 | 0 | 0 | 0 | 0 | 0 | 0 | 0 | 0 | 0 | 0 | 0 | 0 | 0 | 0 | 0
F3_Commercial_Interruptible - College_New_Space Heating_Natural Gas_Furnace_A_Technical Potential | F3 | Commercial | Interruptible - College | New | Space Heating | Natural Gas | Furnace | A | Original Unit Winter Peak Savings (kW) | Technical Potential | 0 | 0 | 0 | 0 | 0 | 0 | 0 | 0 | 0 | 0 | 0 | 0 | 0 | 0 | 0 | 0 | 0 | 0 | 0 | 0 | 0 | 0 | 0 | 0 | 0 | 0 | 0
F4_Commercial_Interruptible - College_New_Space Heating_Natural Gas_Furnace_A_Technical Potential | F4 | Commercial | Interruptible - College | New | Space Heating | Natural Gas | Furnace | A | Standalone Impact on Baseline Energy (%) | Technical Potential | 0 | 0 | 0 | 0 | 0 | 0 | 0 | 0 | 0 | 0 | 0 | 0 | 0 | 0 | 0 | 0 | 0 | 0 | 0 | 0 | 0 | 0 | 0 | 0 | 0 | 0 | 0
F5_Commercial_Interruptible - College_New_Space Heating_Natural Gas_Furnace_A_Technical Potential | F5 | Commercial | Interruptible - College | New | Space Heating | Natural Gas | Furnace | A | Standalone Impact on Baseline Summer Peak (%) | Technical Potential | 0 | 0 | 0 | 0 | 0 | 0 | 0 | 0 | 0 | 0 | 0 | 0 | 0 | 0 | 0 | 0 | 0 | 0 | 0 | 0 | 0 | 0 | 0 | 0 | 0 | 0 | 0
F6_Commercial_Interruptible - College_New_Space Heating_Natural Gas_Furnace_A_Technical Potential | F6 | Commercial | Interruptible - College | New | Space Heating | Natural Gas | Furnace | A | Standalone Impact on Baseline Winter Peak (%) | Technical Potential | 0 | 0 | 0 | 0 | 0 | 0 | 0 | 0 | 0 | 0 | 0 | 0 | 0 | 0 | 0 | 0 | 0 | 0 | 0 | 0 | 0 | 0 | 0 | 0 | 0 | 0 | 0
F7_Commercial_Interruptible - College_New_Space Heating_Natural Gas_Furnace_A_Technical Potential | F7 | Commercial | Interruptible - College | New | Space Heating | Natural Gas | Furnace | A | Incremental Energy Savings (MWh or mTherms) | Technical Potential | 0 | 0 | 0 | 0 | 0 | 0 | 0 | 0 | 0 | 0 | 0 | 0 | 0 | 0 | 0 | 0 | 0 | 0 | 0 | 0 | 0 | 0 | 0 | 0 | 0 | 0 | 0
F8_Commercial_Interruptible - College_New_Space Heating_Natural Gas_Furnace_A_Technical Potential | F8 | Commercial | Interruptible - College | New | Space Heating | Natural Gas | Furnace | A | Incremental Summer Peak Savings (MW) | Technical Potential | 0 | 0 | 0 | 0 | 0 | 0 | 0 | 0 | 0 | 0 | 0 | 0 | 0 | 0 | 0 | 0 | 0 | 0 | 0 | 0 | 0 | 0 | 0 | 0 | 0 | 0 | 0
F9_Commercial_Interruptible - College_New_Space Heating_Natural Gas_Furnace_A_Technical Potential | F9 | Commercial | Interruptible - College | New | Space Heating | Natural Gas | Furnace | A | Incremental Winter Peak Savings (MW) | Technical Potential | 0 | 0 | 0 | 0 | 0 | 0 | 0 | 0 | 0 | 0 | 0 | 0 | 0 | 0 | 0 | 0 | 0 | 0 | 0 | 0 | 0 | 0 | 0 | 0 | 0 | 0 | 0
F10_Commercial_Interruptible - College_New_Space Heating_Natural Gas_Furnace_A_Technical Potential | F10 | Commercial | Interruptible - College | New | Space Heating | Natural Gas | Furnace | A | Cumulative Energy Savings (MWh or mTherms) | Technical Potential | 0 | 0 | 0 | 0 | 0 | 0 | 0 | 0 | 0 | 0 | 0 | 0 | 0 | 0 | 0 | 0 | 0 | 0 | 0 | 0 | 0 | 0 | 0 | 0 | 0 | 0 | 0
F11_Commercial_Interruptible - College_New_Space Heating_Natural Gas_Furnace_A_Technical Potential | F11 | Commercial | Interruptible - College | New | Space Heating | Natural Gas | Furnace | A | Cumulative Summer Peak Savings (MW) | Technical Potential | 0 | 0 | 0 | 0 | 0 | 0 | 0 | 0 | 0 | 0 | 0 | 0 | 0 | 0 | 0 | 0 | 0 | 0 | 0 | 0 | 0 | 0 | 0 | 0 | 0 | 0 | 0
F12_Commercial_Interruptible - College_New_Space Heating_Natural Gas_Furnace_A_Technical Potential | F12 | Commercial | Interruptible - College | New | Space Heating | Natural Gas | Furnace | A | Cumulative Winter Peak Savings (MW) | Technical Potential | 0 | 0 | 0 | 0 | 0 | 0 | 0 | 0 | 0 | 0 | 0 | 0 | 0 | 0 | 0 | 0 | 0 | 0 | 0 | 0 | 0 | 0 | 0 | 0 | 0 | 0 | 0
F13_Commercial_Interruptible - College_New_Space Heating_Natural Gas_Furnace_A_Technical Potential | F13 | Commercial | Interruptible - College | New | Space Heating | Natural Gas | Furnace | A | Purchases (Incremental) | Technical Potential | 0 | 0 | 0 | 0 | 0 | 0 | 0 | 0 | 0 | 0 | 0 | 0 | 0 | 0 | 0 | 0 | 0 | 0 | 0 | 0 | 0 | 0 | 0 | 0 | 0 | 0 | 0
F14_Commercial_Interruptible - College_New_Space Heating_Natural Gas_Furnace_A_Technical Potential | F14 | Commercial | Interruptible - College | New | Space Heating | Natural Gas | Furnace | A | Purchases (Cumulative) | Technical Potential | 0 | 0 | 0 | 0 | 0 | 0 | 0 | 0 | 0 | 0 | 0 | 0 | 0 | 0 | 0 | 0 | 0 | 0 | 0 | 0 | 0 | 0 | 0 | 0 | 0 | 0 | 0
F1_Commercial_Interruptible - College_New_Space Heating_Natural Gas_Boiler_A_Technical Potential | F1 | Commercial | Interruptible - College | New | Space Heating | Natural Gas | Boiler | A | Original Unit Energy Savings (kWh or therms) | Technical Potential | 0 | 0 | 0 | 0 | 0 | 0 | 0 | 0 | 0 | 0 | 0 | 0 | 0 | 0 | 0 | 0 | 0 | 0 | 0 | 0 | 0 | 0 | 0 | 0 | 0 | 0 | 0
F2_Commercial_Interruptible - College_New_Space Heating_Natural Gas_Boiler_A_Technical Potential | F2 | Commercial | Interruptible - College | New | Space Heating | Natural Gas | Boiler | A | Original Unit Summer Peak Savings (kW) | Technical Potential | 0 | 0 | 0 | 0 | 0 | 0 | 0 | 0 | 0 | 0 | 0 | 0 | 0 | 0 | 0 | 0 | 0 | 0 | 0 | 0 | 0 | 0 | 0 | 0 | 0 | 0 | 0
F3_Commercial_Interruptible - College_New_Space Heating_Natural Gas_Boiler_A_Technical Potential | F3 | Commercial | Interruptible - College | New | Space Heating | Natural Gas | Boiler | A | Original Unit Winter Peak Savings (kW) | Technical Potential | 0 | 0 | 0 | 0 | 0 | 0 | 0 | 0 | 0 | 0 | 0 | 0 | 0 | 0 | 0 | 0 | 0 | 0 | 0 | 0 | 0 | 0 | 0 | 0 | 0 | 0 | 0
F4_Commercial_Interruptible - College_New_Space Heating_Natural Gas_Boiler_A_Technical Potential | F4 | Commercial | Interruptible - College | New | Space Heating | Natural Gas | Boiler | A | Standalone Impact on Baseline Energy (%) | Technical Potential | 0 | 0 | 0 | 0 | 0 | 0 | 0 | 0 | 0 | 0 | 0 | 0 | 0 | 0 | 0 | 0 | 0 | 0 | 0 | 0 | 0 | 0 | 0 | 0 | 0 | 0 | 0
F5_Commercial_Interruptible - College_New_Space Heating_Natural Gas_Boiler_A_Technical Potential | F5 | Commercial | Interruptible - College | New | Space Heating | Natural Gas | Boiler | A | Standalone Impact on Baseline Summer Peak (%) | Technical Potential | 0 | 0 | 0 | 0 | 0 | 0 | 0 | 0 | 0 | 0 | 0 | 0 | 0 | 0 | 0 | 0 | 0 | 0 | 0 | 0 | 0 | 0 | 0 | 0 | 0 | 0 | 0
F6_Commercial_Interruptible - College_New_Space Heating_Natural Gas_Boiler_A_Technical Potential | F6 | Commercial | Interruptible - College | New | Space Heating | Natural Gas | Boiler | A | Standalone Impact on Baseline Winter Peak (%) | Technical Potential | 0 | 0 | 0 | 0 | 0 | 0 | 0 | 0 | 0 | 0 | 0 | 0 | 0 | 0 | 0 | 0 | 0 | 0 | 0 | 0 | 0 | 0 | 0 | 0 | 0 | 0 | 0
F7_Commercial_Interruptible - College_New_Space Heating_Natural Gas_Boiler_A_Technical Potential | F7 | Commercial | Interruptible - College | New | Space Heating | Natural Gas | Boiler | A | Incremental Energy Savings (MWh or mTherms) | Technical Potential | 0 | 0 | 0 | 0 | 0 | 0 | 0 | 0 | 0 | 0 | 0 | 0 | 0 | 0 | 0 | 0 | 0 | 0 | 0 | 0 | 0 | 0 | 0 | 0 | 0 | 0 | 0
F8_Commercial_Interruptible - College_New_Space Heating_Natural Gas_Boiler_A_Technical Potential | F8 | Commercial | Interruptible - College | New | Space Heating | Natural Gas | Boiler | A | Incremental Summer Peak Savings (MW) | Technical Potential | 0 | 0 | 0 | 0 | 0 | 0 | 0 | 0 | 0 | 0 | 0 | 0 | 0 | 0 | 0 | 0 | 0 | 0 | 0 | 0 | 0 | 0 | 0 | 0 | 0 | 0 | 0
F9_Commercial_Interruptible - College_New_Space Heating_Natural Gas_Boiler_A_Technical Potential | F9 | Commercial | Interruptible - College | New | Space Heating | Natural Gas | Boiler | A | Incremental Winter Peak Savings (MW) | Technical Potential | 0 | 0 | 0 | 0 | 0 | 0 | 0 | 0 | 0 | 0 | 0 | 0 | 0 | 0 | 0 | 0 | 0 | 0 | 0 | 0 | 0 | 0 | 0 | 0 | 0 | 0 | 0
F10_Commercial_Interruptible - College_New_Space Heating_Natural Gas_Boiler_A_Technical Potential | F10 | Commercial | Interruptible - College | New | Space Heating | Natural Gas | Boiler | A | Cumulative Energy Savings (MWh or mTherms) | Technical Potential | 0 | 0 | 0 | 0 | 0 | 0 | 0 | 0 | 0 | 0 | 0 | 0 | 0 | 0 | 0 | 0 | 0 | 0 | 0 | 0 | 0 | 0 | 0 | 0 | 0 | 0 | 0
F11_Commercial_Interruptible - College_New_Space Heating_Natural Gas_Boiler_A_Technical Potential | F11 | Commercial | Interruptible - College | New | Space Heating | Natural Gas | Boiler | A | Cumulative Summer Peak Savings (MW) | Technical Potential | 0 | 0 | 0 | 0 | 0 | 0 | 0 | 0 | 0 | 0 | 0 | 0 | 0 | 0 | 0 | 0 | 0 | 0 | 0 | 0 | 0 | 0 | 0 | 0 | 0 | 0 | 0
F12_Commercial_Interruptible - College_New_Space Heating_Natural Gas_Boiler_A_Technical Potential | F12 | Commercial | Interruptible - College | New | Space Heating | Natural Gas | Boiler | A | Cumulative Winter Peak Savings (MW) | Technical Potential | 0 | 0 | 0 | 0 | 0 | 0 | 0 | 0 | 0 | 0 | 0 | 0 | 0 | 0 | 0 | 0 | 0 | 0 | 0 | 0 | 0 | 0 | 0 | 0 | 0 | 0 | 0
F13_Commercial_Interruptible - College_New_Space Heating_Natural Gas_Boiler_A_Technical Potential | F13 | Commercial | Interruptible - College | New | Space Heating | Natural Gas | Boiler | A | Purchases (Incremental) | Technical Potential | 0 | 0 | 0 | 0 | 0 | 0 | 0 | 0 | 0 | 0 | 0 | 0 | 0 | 0 | 0 | 0 | 0 | 0 | 0 | 0 | 0 | 0 | 0 | 0 | 0 | 0 | 0
F14_Commercial_Interruptible - College_New_Space Heating_Natural Gas_Boiler_A_Technical Potential | F14 | Commercial | Interruptible - College | New | Space Heating | Natural Gas | Boiler | A | Purchases (Cumulative) | Technical Potential | 0 | 0 | 0 | 0 | 0 | 0 | 0 | 0 | 0 | 0 | 0 | 0 | 0 | 0 | 0 | 0 | 0 | 0 | 0 | 0 | 0 | 0 | 0 | 0 | 0 | 0 | 0
F1_Commercial_Interruptible - College_New_Space Heating_Natural Gas_Unit Heater_A_Technical Potential | F1 | Commercial | Interruptible - College | New | Space Heating | Natural Gas | Unit Heater | A | Original Unit Energy Savings (kWh or therms) | Technical Potential | 0 | 0 | 0 | 0 | 0 | 0 | 0 | 0 | 0 | 0 | 0 | 0 | 0 | 0 | 0 | 0 | 0 | 0 | 0 | 0 | 0 | 0 | 0 | 0 | 0 | 0 | 0
F2_Commercial_Interruptible - College_New_Space Heating_Natural Gas_Unit Heater_A_Technical Potential | F2 | Commercial | Interruptible - College | New | Space Heating | Natural Gas | Unit Heater | A | Original Unit Summer Peak Savings (kW) | Technical Potential | 0 | 0 | 0 | 0 | 0 | 0 | 0 | 0 | 0 | 0 | 0 | 0 | 0 | 0 | 0 | 0 | 0 | 0 | 0 | 0 | 0 | 0 | 0 | 0 | 0 | 0 | 0
F3_Commercial_Interruptible - College_New_Space Heating_Natural Gas_Unit Heater_A_Technical Potential | F3 | Commercial | Interruptible - College | New | Space Heating | Natural Gas | Unit Heater | A | Original Unit Winter Peak Savings (kW) | Technical Potential | 0 | 0 | 0 | 0 | 0 | 0 | 0 | 0 | 0 | 0 | 0 | 0 | 0 | 0 | 0 | 0 | 0 | 0 | 0 | 0 | 0 | 0 | 0 | 0 | 0 | 0 | 0
F4_Commercial_Interruptible - College_New_Space Heating_Natural Gas_Unit Heater_A_Technical Potential | F4 | Commercial | Interruptible - College | New | Space Heating | Natural Gas | Unit Heater | A | Standalone Impact on Baseline Energy (%) | Technical Potential | 0 | 0 | 0 | 0 | 0 | 0 | 0 | 0 | 0 | 0 | 0 | 0 | 0 | 0 | 0 | 0 | 0 | 0 | 0 | 0 | 0 | 0 | 0 | 0 | 0 | 0 | 0
F5_Commercial_Interruptible - College_New_Space Heating_Natural Gas_Unit Heater_A_Technical Potential | F5 | Commercial | Interruptible - College | New | Space Heating | Natural Gas | Unit Heater | A | Standalone Impact on Baseline Summer Peak (%) | Technical Potential | 0 | 0 | 0 | 0 | 0 | 0 | 0 | 0 | 0 | 0 | 0 | 0 | 0 | 0 | 0 | 0 | 0 | 0 | 0 | 0 | 0 | 0 | 0 | 0 | 0 | 0 | 0
F6_Commercial_Interruptible - College_New_Space Heating_Natural Gas_Unit Heater_A_Technical Potential | F6 | Commercial | Interruptible - College | New | Space Heating | Natural Gas | Unit Heater | A | Standalone Impact on Baseline Winter Peak (%) | Technical Potential | 0 | 0 | 0 | 0 | 0 | 0 | 0 | 0 | 0 | 0 | 0 | 0 | 0 | 0 | 0 | 0 | 0 | 0 | 0 | 0 | 0 | 0 | 0 | 0 | 0 | 0 | 0
F7_Commercial_Interruptible - College_New_Space Heating_Natural Gas_Unit Heater_A_Technical Potential | F7 | Commercial | Interruptible - College | New | Space Heating | Natural Gas | Unit Heater | A | Incremental Energy Savings (MWh or mTherms) | Technical Potential | 0 | 0 | 0 | 0 | 0 | 0 | 0 | 0 | 0 | 0 | 0 | 0 | 0 | 0 | 0 | 0 | 0 | 0 | 0 | 0 | 0 | 0 | 0 | 0 | 0 | 0 | 0
F8_Commercial_Interruptible - College_New_Space Heating_Natural Gas_Unit Heater_A_Technical Potential | F8 | Commercial | Interruptible - College | New | Space Heating | Natural Gas | Unit Heater | A | Incremental Summer Peak Savings (MW) | Technical Potential | 0 | 0 | 0 | 0 | 0 | 0 | 0 | 0 | 0 | 0 | 0 | 0 | 0 | 0 | 0 | 0 | 0 | 0 | 0 | 0 | 0 | 0 | 0 | 0 | 0 | 0 | 0
F9_Commercial_Interruptible - College_New_Space Heating_Natural Gas_Unit Heater_A_Technical Potential | F9 | Commercial | Interruptible - College | New | Space Heating | Natural Gas | Unit Heater | A | Incremental Winter Peak Savings (MW) | Technical Potential | 0 | 0 | 0 | 0 | 0 | 0 | 0 | 0 | 0 | 0 | 0 | 0 | 0 | 0 | 0 | 0 | 0 | 0 | 0 | 0 | 0 | 0 | 0 | 0 | 0 | 0 | 0
F10_Commercial_Interruptible - College_New_Space Heating_Natural Gas_Unit Heater_A_Technical Potential | F10 | Commercial | Interruptible - College | New | Space Heating | Natural Gas | Unit Heater | A | Cumulative Energy Savings (MWh or mTherms) | Technical Potential | 0 | 0 | 0 | 0 | 0 | 0 | 0 | 0 | 0 | 0 | 0 | 0 | 0 | 0 | 0 | 0 | 0 | 0 | 0 | 0 | 0 | 0 | 0 | 0 | 0 | 0 | 0
F11_Commercial_Interruptible - College_New_Space Heating_Natural Gas_Unit Heater_A_Technical Potential | F11 | Commercial | Interruptible - College | New | Space Heating | Natural Gas | Unit Heater | A | Cumulative Summer Peak Savings (MW) | Technical Potential | 0 | 0 | 0 | 0 | 0 | 0 | 0 | 0 | 0 | 0 | 0 | 0 | 0 | 0 | 0 | 0 | 0 | 0 | 0 | 0 | 0 | 0 | 0 | 0 | 0 | 0 | 0
F12_Commercial_Interruptible - College_New_Space Heating_Natural Gas_Unit Heater_A_Technical Potential | F12 | Commercial | Interruptible - College | New | Space Heating | Natural Gas | Unit Heater | A | Cumulative Winter Peak Savings (MW) | Technical Potential | 0 | 0 | 0 | 0 | 0 | 0 | 0 | 0 | 0 | 0 | 0 | 0 | 0 | 0 | 0 | 0 | 0 | 0 | 0 | 0 | 0 | 0 | 0 | 0 | 0 | 0 | 0
F13_Commercial_Interruptible - College_New_Space Heating_Natural Gas_Unit Heater_A_Technical Potential | F13 | Commercial | Interruptible - College | New | Space Heating | Natural Gas | Unit Heater | A | Purchases (Incremental) | Technical Potential | 0 | 0 | 0 | 0 | 0 | 0 | 0 | 0 | 0 | 0 | 0 | 0 | 0 | 0 | 0 | 0 | 0 | 0 | 0 | 0 | 0 | 0 | 0 | 0 | 0 | 0 | 0
F14_Commercial_Interruptible - College_New_Space Heating_Natural Gas_Unit Heater_A_Technical Potential | F14 | Commercial | Interruptible - College | New | Space Heating | Natural Gas | Unit Heater | A | Purchases (Cumulative) | Technical Potential | 0 | 0 | 0 | 0 | 0 | 0 | 0 | 0 | 0 | 0 | 0 | 0 | 0 | 0 | 0 | 0 | 0 | 0 | 0 | 0 | 0 | 0 | 0 | 0 | 0 | 0 | 0
F1_Commercial_Interruptible - College_New_Water Heating_Natural Gas_Water Heater_A_Technical Potential | F1 | Commercial | Interruptible - College | New | Water Heating | Natural Gas | Water Heater | A | Original Unit Energy Savings (kWh or therms) | Technical Potential | 0 | 0 | 0 | 0 | 0 | 0 | 0 | 0 | 0 | 0 | 0 | 0 | 0 | 0 | 0 | 0 | 0 | 0 | 0 | 0 | 0 | 0 | 0 | 0 | 0 | 0 | 0
F2_Commercial_Interruptible - College_New_Water Heating_Natural Gas_Water Heater_A_Technical Potential | F2 | Commercial | Interruptible - College | New | Water Heating | Natural Gas | Water Heater | A | Original Unit Summer Peak Savings (kW) | Technical Potential | 0 | 0 | 0 | 0 | 0 | 0 | 0 | 0 | 0 | 0 | 0 | 0 | 0 | 0 | 0 | 0 | 0 | 0 | 0 | 0 | 0 | 0 | 0 | 0 | 0 | 0 | 0
F3_Commercial_Interruptible - College_New_Water Heating_Natural Gas_Water Heater_A_Technical Potential | F3 | Commercial | Interruptible - College | New | Water Heating | Natural Gas | Water Heater | A | Original Unit Winter Peak Savings (kW) | Technical Potential | 0 | 0 | 0 | 0 | 0 | 0 | 0 | 0 | 0 | 0 | 0 | 0 | 0 | 0 | 0 | 0 | 0 | 0 | 0 | 0 | 0 | 0 | 0 | 0 | 0 | 0 | 0
F4_Commercial_Interruptible - College_New_Water Heating_Natural Gas_Water Heater_A_Technical Potential | F4 | Commercial | Interruptible - College | New | Water Heating | Natural Gas | Water Heater | A | Standalone Impact on Baseline Energy (%) | Technical Potential | 0 | 0 | 0 | 0 | 0 | 0 | 0 | 0 | 0 | 0 | 0 | 0 | 0 | 0 | 0 | 0 | 0 | 0 | 0 | 0 | 0 | 0 | 0 | 0 | 0 | 0 | 0
F5_Commercial_Interruptible - College_New_Water Heating_Natural Gas_Water Heater_A_Technical Potential | F5 | Commercial | Interruptible - College | New | Water Heating | Natural Gas | Water Heater | A | Standalone Impact on Baseline Summer Peak (%) | Technical Potential | 0 | 0 | 0 | 0 | 0 | 0 | 0 | 0 | 0 | 0 | 0 | 0 | 0 | 0 | 0 | 0 | 0 | 0 | 0 | 0 | 0 | 0 | 0 | 0 | 0 | 0 | 0
F6_Commercial_Interruptible - College_New_Water Heating_Natural Gas_Water Heater_A_Technical Potential | F6 | Commercial | Interruptible - College | New | Water Heating | Natural Gas | Water Heater | A | Standalone Impact on Baseline Winter Peak (%) | Technical Potential | 0 | 0 | 0 | 0 | 0 | 0 | 0 | 0 | 0 | 0 | 0 | 0 | 0 | 0 | 0 | 0 | 0 | 0 | 0 | 0 | 0 | 0 | 0 | 0 | 0 | 0 | 0
F7_Commercial_Interruptible - College_New_Water Heating_Natural Gas_Water Heater_A_Technical Potential | F7 | Commercial | Interruptible - College | New | Water Heating | Natural Gas | Water Heater | A | Incremental Energy Savings (MWh or mTherms) | Technical Potential | 0 | 0 | 0 | 0 | 0 | 0 | 0 | 0 | 0 | 0 | 0 | 0 | 0 | 0 | 0 | 0 | 0 | 0 | 0 | 0 | 0 | 0 | 0 | 0 | 0 | 0 | 0
F8_Commercial_Interruptible - College_New_Water Heating_Natural Gas_Water Heater_A_Technical Potential | F8 | Commercial | Interruptible - College | New | Water Heating | Natural Gas | Water Heater | A | Incremental Summer Peak Savings (MW) | Technical Potential | 0 | 0 | 0 | 0 | 0 | 0 | 0 | 0 | 0 | 0 | 0 | 0 | 0 | 0 | 0 | 0 | 0 | 0 | 0 | 0 | 0 | 0 | 0 | 0 | 0 | 0 | 0
F9_Commercial_Interruptible - College_New_Water Heating_Natural Gas_Water Heater_A_Technical Potential | F9 | Commercial | Interruptible - College | New | Water Heating | Natural Gas | Water Heater | A | Incremental Winter Peak Savings (MW) | Technical Potential | 0 | 0 | 0 | 0 | 0 | 0 | 0 | 0 | 0 | 0 | 0 | 0 | 0 | 0 | 0 | 0 | 0 | 0 | 0 | 0 | 0 | 0 | 0 | 0 | 0 | 0 | 0
F10_Commercial_Interruptible - College_New_Water Heating_Natural Gas_Water Heater_A_Technical Potential | F10 | Commercial | Interruptible - College | New | Water Heating | Natural Gas | Water Heater | A | Cumulative Energy Savings (MWh or mTherms) | Technical Potential | 0 | 0 | 0 | 0 | 0 | 0 | 0 | 0 | 0 | 0 | 0 | 0 | 0 | 0 | 0 | 0 | 0 | 0 | 0 | 0 | 0 | 0 | 0 | 0 | 0 | 0 | 0
F11_Commercial_Interruptible - College_New_Water Heating_Natural Gas_Water Heater_A_Technical Potential | F11 | Commercial | Interruptible - College | New | Water Heating | Natural Gas | Water Heater | A | Cumulative Summer Peak Savings (MW) | Technical Potential | 0 | 0 | 0 | 0 | 0 | 0 | 0 | 0 | 0 | 0 | 0 | 0 | 0 | 0 | 0 | 0 | 0 | 0 | 0 | 0 | 0 | 0 | 0 | 0 | 0 | 0 | 0
F12_Commercial_Interruptible - College_New_Water Heating_Natural Gas_Water Heater_A_Technical Potential | F12 | Commercial | Interruptible - College | New | Water Heating | Natural Gas | Water Heater | A | Cumulative Winter Peak Savings (MW) | Technical Potential | 0 | 0 | 0 | 0 | 0 | 0 | 0 | 0 | 0 | 0 | 0 | 0 | 0 | 0 | 0 | 0 | 0 | 0 | 0 | 0 | 0 | 0 | 0 | 0 | 0 | 0 | 0
F13_Commercial_Interruptible - College_New_Water Heating_Natural Gas_Water Heater_A_Technical Potential | F13 | Commercial | Interruptible - College | New | Water Heating | Natural Gas | Water Heater | A | Purchases (Incremental) | Technical Potential | 0 | 0 | 0 | 0 | 0 | 0 | 0 | 0 | 0 | 0 | 0 | 0 | 0 | 0 | 0 | 0 | 0 | 0 | 0 | 0 | 0 | 0 | 0 | 0 | 0 | 0 | 0
F14_Commercial_Interruptible - College_New_Water Heating_Natural Gas_Water Heater_A_Technical Potential | F14 | Commercial | Interruptible - College | New | Water Heating | Natural Gas | Water Heater | A | Purchases (Cumulative) | Technical Potential | 0 | 0 | 0 | 0 | 0 | 0 | 0 | 0 | 0 | 0 | 0 | 0 | 0 | 0 | 0 | 0 | 0 | 0 | 0 | 0 | 0 | 0 | 0 | 0 | 0 | 0 | 0
F1_Commercial_Interruptible - College_New_Food Preparation_Natural Gas_Oven_A_Technical Potential | F1 | Commercial | Interruptible - College | New | Food Preparation | Natural Gas | Oven | A | Original Unit Energy Savings (kWh or therms) | Technical Potential | 0 | 0 | 0 | 0 | 0 | 0 | 0 | 0 | 0 | 0 | 0 | 0 | 0 | 0 | 0 | 0 | 0 | 0 | 0 | 0 | 0 | 0 | 0 | 0 | 0 | 0 | 0
F2_Commercial_Interruptible - College_New_Food Preparation_Natural Gas_Oven_A_Technical Potential | F2 | Commercial | Interruptible - College | New | Food Preparation | Natural Gas | Oven | A | Original Unit Summer Peak Savings (kW) | Technical Potential | 0 | 0 | 0 | 0 | 0 | 0 | 0 | 0 | 0 | 0 | 0 | 0 | 0 | 0 | 0 | 0 | 0 | 0 | 0 | 0 | 0 | 0 | 0 | 0 | 0 | 0 | 0
F3_Commercial_Interruptible - College_New_Food Preparation_Natural Gas_Oven_A_Technical Potential | F3 | Commercial | Interruptible - College | New | Food Preparation | Natural Gas | Oven | A | Original Unit Winter Peak Savings (kW) | Technical Potential | 0 | 0 | 0 | 0 | 0 | 0 | 0 | 0 | 0 | 0 | 0 | 0 | 0 | 0 | 0 | 0 | 0 | 0 | 0 | 0 | 0 | 0 | 0 | 0 | 0 | 0 | 0
F4_Commercial_Interruptible - College_New_Food Preparation_Natural Gas_Oven_A_Technical Potential | F4 | Commercial | Interruptible - College | New | Food Preparation | Natural Gas | Oven | A | Standalone Impact on Baseline Energy (%) | Technical Potential | 0 | 0 | 0 | 0 | 0 | 0 | 0 | 0 | 0 | 0 | 0 | 0 | 0 | 0 | 0 | 0 | 0 | 0 | 0 | 0 | 0 | 0 | 0 | 0 | 0 | 0 | 0
F5_Commercial_Interruptible - College_New_Food Preparation_Natural Gas_Oven_A_Technical Potential | F5 | Commercial | Interruptible - College | New | Food Preparation | Natural Gas | Oven | A | Standalone Impact on Baseline Summer Peak (%) | Technical Potential | 0 | 0 | 0 | 0 | 0 | 0 | 0 | 0 | 0 | 0 | 0 | 0 | 0 | 0 | 0 | 0 | 0 | 0 | 0 | 0 | 0 | 0 | 0 | 0 | 0 | 0 | 0
F6_Commercial_Interruptible - College_New_Food Preparation_Natural Gas_Oven_A_Technical Potential | F6 | Commercial | Interruptible - College | New | Food Preparation | Natural Gas | Oven | A | Standalone Impact on Baseline Winter Peak (%) | Technical Potential | 0 | 0 | 0 | 0 | 0 | 0 | 0 | 0 | 0 | 0 | 0 | 0 | 0 | 0 | 0 | 0 | 0 | 0 | 0 | 0 | 0 | 0 | 0 | 0 | 0 | 0 | 0
F7_Commercial_Interruptible - College_New_Food Preparation_Natural Gas_Oven_A_Technical Potential | F7 | Commercial | Interruptible - College | New | Food Preparation | Natural Gas | Oven | A | Incremental Energy Savings (MWh or mTherms) | Technical Potential | 0 | 0 | 0 | 0 | 0 | 0 | 0 | 0 | 0 | 0 | 0 | 0 | 0 | 0 | 0 | 0 | 0 | 0 | 0 | 0 | 0 | 0 | 0 | 0 | 0 | 0 | 0
F8_Commercial_Interruptible - College_New_Food Preparation_Natural Gas_Oven_A_Technical Potential | F8 | Commercial | Interruptible - College | New | Food Preparation | Natural Gas | Oven | A | Incremental Summer Peak Savings (MW) | Technical Potential | 0 | 0 | 0 | 0 | 0 | 0 | 0 | 0 | 0 | 0 | 0 | 0 | 0 | 0 | 0 | 0 | 0 | 0 | 0 | 0 | 0 | 0 | 0 | 0 | 0 | 0 | 0
F9_Commercial_Interruptible - College_New_Food Preparation_Natural Gas_Oven_A_Technical Potential | F9 | Commercial | Interruptible - College | New | Food Preparation | Natural Gas | Oven | A | Incremental Winter Peak Savings (MW) | Technical Potential | 0 | 0 | 0 | 0 | 0 | 0 | 0 | 0 | 0 | 0 | 0 | 0 | 0 | 0 | 0 | 0 | 0 | 0 | 0 | 0 | 0 | 0 | 0 | 0 | 0 | 0 | 0
F10_Commercial_Interruptible - College_New_Food Preparation_Natural Gas_Oven_A_Technical Potential | F10 | Commercial | Interruptible - College | New | Food Preparation | Natural Gas | Oven | A | Cumulative Energy Savings (MWh or mTherms) | Technical Potential | 0 | 0 | 0 | 0 | 0 | 0 | 0 | 0 | 0 | 0 | 0 | 0 | 0 | 0 | 0 | 0 | 0 | 0 | 0 | 0 | 0 | 0 | 0 | 0 | 0 | 0 | 0
F11_Commercial_Interruptible - College_New_Food Preparation_Natural Gas_Oven_A_Technical Potential | F11 | Commercial | Interruptible - College | New | Food Preparation | Natural Gas | Oven | A | Cumulative Summer Peak Savings (MW) | Technical Potential | 0 | 0 | 0 | 0 | 0 | 0 | 0 | 0 | 0 | 0 | 0 | 0 | 0 | 0 | 0 | 0 | 0 | 0 | 0 | 0 | 0 | 0 | 0 | 0 | 0 | 0 | 0
F12_Commercial_Interruptible - College_New_Food Preparation_Natural Gas_Oven_A_Technical Potential | F12 | Commercial | Interruptible - College | New | Food Preparation | Natural Gas | Oven | A | Cumulative Winter Peak Savings (MW) | Technical Potential | 0 | 0 | 0 | 0 | 0 | 0 | 0 | 0 | 0 | 0 | 0 | 0 | 0 | 0 | 0 | 0 | 0 | 0 | 0 | 0 | 0 | 0 | 0 | 0 | 0 | 0 | 0
F13_Commercial_Interruptible - College_New_Food Preparation_Natural Gas_Oven_A_Technical Potential | F13 | Commercial | Interruptible - College | New | Food Preparation | Natural Gas | Oven | A | Purchases (Incremental) | Technical Potential | 0 | 0 | 0 | 0 | 0 | 0 | 0 | 0 | 0 | 0 | 0 | 0 | 0 | 0 | 0 | 0 | 0 | 0 | 0 | 0 | 0 | 0 | 0 | 0 | 0 | 0 | 0
F14_Commercial_Interruptible - College_New_Food Preparation_Natural Gas_Oven_A_Technical Potential | F14 | Commercial | Interruptible - College | New | Food Preparation | Natural Gas | Oven | A | Purchases (Cumulative) | Technical Potential | 0 | 0 | 0 | 0 | 0 | 0 | 0 | 0 | 0 | 0 | 0 | 0 | 0 | 0 | 0 | 0 | 0 | 0 | 0 | 0 | 0 | 0 | 0 | 0 | 0 | 0 | 0
F1_Commercial_Interruptible - College_New_Food Preparation_Natural Gas_Conveyor Oven_A_Technical Potential | F1 | Commercial | Interruptible - College | New | Food Preparation | Natural Gas | Conveyor Oven | A | Original Unit Energy Savings (kWh or therms) | Technical Potential | 0 | 0 | 0 | 0 | 0 | 0 | 0 | 0 | 0 | 0 | 0 | 0 | 0 | 0 | 0 | 0 | 0 | 0 | 0 | 0 | 0 | 0 | 0 | 0 | 0 | 0 | 0
F2_Commercial_Interruptible - College_New_Food Preparation_Natural Gas_Conveyor Oven_A_Technical Potential | F2 | Commercial | Interruptible - College | New | Food Preparation | Natural Gas | Conveyor Oven | A | Original Unit Summer Peak Savings (kW) | Technical Potential | 0 | 0 | 0 | 0 | 0 | 0 | 0 | 0 | 0 | 0 | 0 | 0 | 0 | 0 | 0 | 0 | 0 | 0 | 0 | 0 | 0 | 0 | 0 | 0 | 0 | 0 | 0
F3_Commercial_Interruptible - College_New_Food Preparation_Natural Gas_Conveyor Oven_A_Technical Potential | F3 | Commercial | Interruptible - College | New | Food Preparation | Natural Gas | Conveyor Oven | A | Original Unit Winter Peak Savings (kW) | Technical Potential | 0 | 0 | 0 | 0 | 0 | 0 | 0 | 0 | 0 | 0 | 0 | 0 | 0 | 0 | 0 | 0 | 0 | 0 | 0 | 0 | 0 | 0 | 0 | 0 | 0 | 0 | 0
F4_Commercial_Interruptible - College_New_Food Preparation_Natural Gas_Conveyor Oven_A_Technical Potential | F4 | Commercial | Interruptible - College | New | Food Preparation | Natural Gas | Conveyor Oven | A | Standalone Impact on Baseline Energy (%) | Technical Potential | 0 | 0 | 0 | 0 | 0 | 0 | 0 | 0 | 0 | 0 | 0 | 0 | 0 | 0 | 0 | 0 | 0 | 0 | 0 | 0 | 0 | 0 | 0 | 0 | 0 | 0 | 0
F5_Commercial_Interruptible - College_New_Food Preparation_Natural Gas_Conveyor Oven_A_Technical Potential | F5 | Commercial | Interruptible - College | New | Food Preparation | Natural Gas | Conveyor Oven | A | Standalone Impact on Baseline Summer Peak (%) | Technical Potential | 0 | 0 | 0 | 0 | 0 | 0 | 0 | 0 | 0 | 0 | 0 | 0 | 0 | 0 | 0 | 0 | 0 | 0 | 0 | 0 | 0 | 0 | 0 | 0 | 0 | 0 | 0
F6_Commercial_Interruptible - College_New_Food Preparation_Natural Gas_Conveyor Oven_A_Technical Potential | F6 | Commercial | Interruptible - College | New | Food Preparation | Natural Gas | Conveyor Oven | A | Standalone Impact on Baseline Winter Peak (%) | Technical Potential | 0 | 0 | 0 | 0 | 0 | 0 | 0 | 0 | 0 | 0 | 0 | 0 | 0 | 0 | 0 | 0 | 0 | 0 | 0 | 0 | 0 | 0 | 0 | 0 | 0 | 0 | 0
F7_Commercial_Interruptible - College_New_Food Preparation_Natural Gas_Conveyor Oven_A_Technical Potential | F7 | Commercial | Interruptible - College | New | Food Preparation | Natural Gas | Conveyor Oven | A | Incremental Energy Savings (MWh or mTherms) | Technical Potential | 0 | 0 | 0 | 0 | 0 | 0 | 0 | 0 | 0 | 0 | 0 | 0 | 0 | 0 | 0 | 0 | 0 | 0 | 0 | 0 | 0 | 0 | 0 | 0 | 0 | 0 | 0
F8_Commercial_Interruptible - College_New_Food Preparation_Natural Gas_Conveyor Oven_A_Technical Potential | F8 | Commercial | Interruptible - College | New | Food Preparation | Natural Gas | Conveyor Oven | A | Incremental Summer Peak Savings (MW) | Technical Potential | 0 | 0 | 0 | 0 | 0 | 0 | 0 | 0 | 0 | 0 | 0 | 0 | 0 | 0 | 0 | 0 | 0 | 0 | 0 | 0 | 0 | 0 | 0 | 0 | 0 | 0 | 0
F9_Commercial_Interruptible - College_New_Food Preparation_Natural Gas_Conveyor Oven_A_Technical Potential | F9 | Commercial | Interruptible - College | New | Food Preparation | Natural Gas | Conveyor Oven | A | Incremental Winter Peak Savings (MW) | Technical Potential | 0 | 0 | 0 | 0 | 0 | 0 | 0 | 0 | 0 | 0 | 0 | 0 | 0 | 0 | 0 | 0 | 0 | 0 | 0 | 0 | 0 | 0 | 0 | 0 | 0 | 0 | 0
F10_Commercial_Interruptible - College_New_Food Preparation_Natural Gas_Conveyor Oven_A_Technical Potential | F10 | Commercial | Interruptible - College | New | Food Preparation | Natural Gas | Conveyor Oven | A | Cumulative Energy Savings (MWh or mTherms) | Technical Potential | 0 | 0 | 0 | 0 | 0 | 0 | 0 | 0 | 0 | 0 | 0 | 0 | 0 | 0 | 0 | 0 | 0 | 0 | 0 | 0 | 0 | 0 | 0 | 0 | 0 | 0 | 0
F11_Commercial_Interruptible - College_New_Food Preparation_Natural Gas_Conveyor Oven_A_Technical Potential | F11 | Commercial | Interruptible - College | New | Food Preparation | Natural Gas | Conveyor Oven | A | Cumulative Summer Peak Savings (MW) | Technical Potential | 0 | 0 | 0 | 0 | 0 | 0 | 0 | 0 | 0 | 0 | 0 | 0 | 0 | 0 | 0 | 0 | 0 | 0 | 0 | 0 | 0 | 0 | 0 | 0 | 0 | 0 | 0
F12_Commercial_Interruptible - College_New_Food Preparation_Natural Gas_Conveyor Oven_A_Technical Potential | F12 | Commercial | Interruptible - College | New | Food Preparation | Natural Gas | Conveyor Oven | A | Cumulative Winter Peak Savings (MW) | Technical Potential | 0 | 0 | 0 | 0 | 0 | 0 | 0 | 0 | 0 | 0 | 0 | 0 | 0 | 0 | 0 | 0 | 0 | 0 | 0 | 0 | 0 | 0 | 0 | 0 | 0 | 0 | 0
F13_Commercial_Interruptible - College_New_Food Preparation_Natural Gas_Conveyor Oven_A_Technical Potential | F13 | Commercial | Interruptible - College | New | Food Preparation | Natural Gas | Conveyor Oven | A | Purchases (Incremental) | Technical Potential | 0 | 0 | 0 | 0 | 0 | 0 | 0 | 0 | 0 | 0 | 0 | 0 | 0 | 0 | 0 | 0 | 0 | 0 | 0 | 0 | 0 | 0 | 0 | 0 | 0 | 0 | 0
F14_Commercial_Interruptible - College_New_Food Preparation_Natural Gas_Conveyor Oven_A_Technical Potential | F14 | Commercial | Interruptible - College | New | Food Preparation | Natural Gas | Conveyor Oven | A | Purchases (Cumulative) | Technical Potential | 0 | 0 | 0 | 0 | 0 | 0 | 0 | 0 | 0 | 0 | 0 | 0 | 0 | 0 | 0 | 0 | 0 | 0 | 0 | 0 | 0 | 0 | 0 | 0 | 0 | 0 | 0
F1_Commercial_Interruptible - College_New_Food Preparation_Natural Gas_Double Rack Oven_A_Technical Potential | F1 | Commercial | Interruptible - College | New | Food Preparation | Natural Gas | Double Rack Oven | A | Original Unit Energy Savings (kWh or therms) | Technical Potential | 0 | 0 | 0 | 0 | 0 | 0 | 0 | 0 | 0 | 0 | 0 | 0 | 0 | 0 | 0 | 0 | 0 | 0 | 0 | 0 | 0 | 0 | 0 | 0 | 0 | 0 | 0
F2_Commercial_Interruptible - College_New_Food Preparation_Natural Gas_Double Rack Oven_A_Technical Potential | F2 | Commercial | Interruptible - College | New | Food Preparation | Natural Gas | Double Rack Oven | A | Original Unit Summer Peak Savings (kW) | Technical Potential | 0 | 0 | 0 | 0 | 0 | 0 | 0 | 0 | 0 | 0 | 0 | 0 | 0 | 0 | 0 | 0 | 0 | 0 | 0 | 0 | 0 | 0 | 0 | 0 | 0 | 0 | 0
F3_Commercial_Interruptible - College_New_Food Preparation_Natural Gas_Double Rack Oven_A_Technical Potential | F3 | Commercial | Interruptible - College | New | Food Preparation | Natural Gas | Double Rack Oven | A | Original Unit Winter Peak Savings (kW) | Technical Potential | 0 | 0 | 0 | 0 | 0 | 0 | 0 | 0 | 0 | 0 | 0 | 0 | 0 | 0 | 0 | 0 | 0 | 0 | 0 | 0 | 0 | 0 | 0 | 0 | 0 | 0 | 0
F4_Commercial_Interruptible - College_New_Food Preparation_Natural Gas_Double Rack Oven_A_Technical Potential | F4 | Commercial | Interruptible - College | New | Food Preparation | Natural Gas | Double Rack Oven | A | Standalone Impact on Baseline Energy (%) | Technical Potential | 0 | 0 | 0 | 0 | 0 | 0 | 0 | 0 | 0 | 0 | 0 | 0 | 0 | 0 | 0 | 0 | 0 | 0 | 0 | 0 | 0 | 0 | 0 | 0 | 0 | 0 | 0
F5_Commercial_Interruptible - College_New_Food Preparation_Natural Gas_Double Rack Oven_A_Technical Potential | F5 | Commercial | Interruptible - College | New | Food Preparation | Natural Gas | Double Rack Oven | A | Standalone Impact on Baseline Summer Peak (%) | Technical Potential | 0 | 0 | 0 | 0 | 0 | 0 | 0 | 0 | 0 | 0 | 0 | 0 | 0 | 0 | 0 | 0 | 0 | 0 | 0 | 0 | 0 | 0 | 0 | 0 | 0 | 0 | 0
F6_Commercial_Interruptible - College_New_Food Preparation_Natural Gas_Double Rack Oven_A_Technical Potential | F6 | Commercial | Interruptible - College | New | Food Preparation | Natural Gas | Double Rack Oven | A | Standalone Impact on Baseline Winter Peak (%) | Technical Potential | 0 | 0 | 0 | 0 | 0 | 0 | 0 | 0 | 0 | 0 | 0 | 0 | 0 | 0 | 0 | 0 | 0 | 0 | 0 | 0 | 0 | 0 | 0 | 0 | 0 | 0 | 0
F7_Commercial_Interruptible - College_New_Food Preparation_Natural Gas_Double Rack Oven_A_Technical Potential | F7 | Commercial | Interruptible - College | New | Food Preparation | Natural Gas | Double Rack Oven | A | Incremental Energy Savings (MWh or mTherms) | Technical Potential | 0 | 0 | 0 | 0 | 0 | 0 | 0 | 0 | 0 | 0 | 0 | 0 | 0 | 0 | 0 | 0 | 0 | 0 | 0 | 0 | 0 | 0 | 0 | 0 | 0 | 0 | 0
F8_Commercial_Interruptible - College_New_Food Preparation_Natural Gas_Double Rack Oven_A_Technical Potential | F8 | Commercial | Interruptible - College | New | Food Preparation | Natural Gas | Double Rack Oven | A | Incremental Summer Peak Savings (MW) | Technical Potential | 0 | 0 | 0 | 0 | 0 | 0 | 0 | 0 | 0 | 0 | 0 | 0 | 0 | 0 | 0 | 0 | 0 | 0 | 0 | 0 | 0 | 0 | 0 | 0 | 0 | 0 | 0
F9_Commercial_Interruptible - College_New_Food Preparation_Natural Gas_Double Rack Oven_A_Technical Potential | F9 | Commercial | Interruptible - College | New | Food Preparation | Natural Gas | Double Rack Oven | A | Incremental Winter Peak Savings (MW) | Technical Potential | 0 | 0 | 0 | 0 | 0 | 0 | 0 | 0 | 0 | 0 | 0 | 0 | 0 | 0 | 0 | 0 | 0 | 0 | 0 | 0 | 0 | 0 | 0 | 0 | 0 | 0 | 0
F10_Commercial_Interruptible - College_New_Food Preparation_Natural Gas_Double Rack Oven_A_Technical Potential | F10 | Commercial | Interruptible - College | New | Food Preparation | Natural Gas | Double Rack Oven | A | Cumulative Energy Savings (MWh or mTherms) | Technical Potential | 0 | 0 | 0 | 0 | 0 | 0 | 0 | 0 | 0 | 0 | 0 | 0 | 0 | 0 | 0 | 0 | 0 | 0 | 0 | 0 | 0 | 0 | 0 | 0 | 0 | 0 | 0
F11_Commercial_Interruptible - College_New_Food Preparation_Natural Gas_Double Rack Oven_A_Technical Potential | F11 | Commercial | Interruptible - College | New | Food Preparation | Natural Gas | Double Rack Oven | A | Cumulative Summer Peak Savings (MW) | Technical Potential | 0 | 0 | 0 | 0 | 0 | 0 | 0 | 0 | 0 | 0 | 0 | 0 | 0 | 0 | 0 | 0 | 0 | 0 | 0 | 0 | 0 | 0 | 0 | 0 | 0 | 0 | 0
F12_Commercial_Interruptible - College_New_Food Preparation_Natural Gas_Double Rack Oven_A_Technical Potential | F12 | Commercial | Interruptible - College | New | Food Preparation | Natural Gas | Double Rack Oven | A | Cumulative Winter Peak Savings (MW) | Technical Potential | 0 | 0 | 0 | 0 | 0 | 0 | 0 | 0 | 0 | 0 | 0 | 0 | 0 | 0 | 0 | 0 | 0 | 0 | 0 | 0 | 0 | 0 | 0 | 0 | 0 | 0 | 0
F13_Commercial_Interruptible - College_New_Food Preparation_Natural Gas_Double Rack Oven_A_Technical Potential | F13 | Commercial | Interruptible - College | New | Food Preparation | Natural Gas | Double Rack Oven | A | Purchases (Incremental) | Technical Potential | 0 | 0 | 0 | 0 | 0 | 0 | 0 | 0 | 0 | 0 | 0 | 0 | 0 | 0 | 0 | 0 | 0 | 0 | 0 | 0 | 0 | 0 | 0 | 0 | 0 | 0 | 0
F14_Commercial_Interruptible - College_New_Food Preparation_Natural Gas_Double Rack Oven_A_Technical Potential | F14 | Commercial | Interruptible - College | New | Food Preparation | Natural Gas | Double Rack Oven | A | Purchases (Cumulative) | Technical Potential | 0 | 0 | 0 | 0 | 0 | 0 | 0 | 0 | 0 | 0 | 0 | 0 | 0 | 0 | 0 | 0 | 0 | 0 | 0 | 0 | 0 | 0 | 0 | 0 | 0 | 0 | 0
F1_Commercial_Interruptible - College_New_Food Preparation_Natural Gas_Fryer_A_Technical Potential | F1 | Commercial | Interruptible - College | New | Food Preparation | Natural Gas | Fryer | A | Original Unit Energy Savings (kWh or therms) | Technical Potential | 0 | 0 | 0 | 0 | 0 | 0 | 0 | 0 | 0 | 0 | 0 | 0 | 0 | 0 | 0 | 0 | 0 | 0 | 0 | 0 | 0 | 0 | 0 | 0 | 0 | 0 | 0
F2_Commercial_Interruptible - College_New_Food Preparation_Natural Gas_Fryer_A_Technical Potential | F2 | Commercial | Interruptible - College | New | Food Preparation | Natural Gas | Fryer | A | Original Unit Summer Peak Savings (kW) | Technical Potential | 0 | 0 | 0 | 0 | 0 | 0 | 0 | 0 | 0 | 0 | 0 | 0 | 0 | 0 | 0 | 0 | 0 | 0 | 0 | 0 | 0 | 0 | 0 | 0 | 0 | 0 | 0
F3_Commercial_Interruptible - College_New_Food Preparation_Natural Gas_Fryer_A_Technical Potential | F3 | Commercial | Interruptible - College | New | Food Preparation | Natural Gas | Fryer | A | Original Unit Winter Peak Savings (kW) | Technical Potential | 0 | 0 | 0 | 0 | 0 | 0 | 0 | 0 | 0 | 0 | 0 | 0 | 0 | 0 | 0 | 0 | 0 | 0 | 0 | 0 | 0 | 0 | 0 | 0 | 0 | 0 | 0
F4_Commercial_Interruptible - College_New_Food Preparation_Natural Gas_Fryer_A_Technical Potential | F4 | Commercial | Interruptible - College | New | Food Preparation | Natural Gas | Fryer | A | Standalone Impact on Baseline Energy (%) | Technical Potential | 0 | 0 | 0 | 0 | 0 | 0 | 0 | 0 | 0 | 0 | 0 | 0 | 0 | 0 | 0 | 0 | 0 | 0 | 0 | 0 | 0 | 0 | 0 | 0 | 0 | 0 | 0
F5_Commercial_Interruptible - College_New_Food Preparation_Natural Gas_Fryer_A_Technical Potential | F5 | Commercial | Interruptible - College | New | Food Preparation | Natural Gas | Fryer | A | Standalone Impact on Baseline Summer Peak (%) | Technical Potential | 0 | 0 | 0 | 0 | 0 | 0 | 0 | 0 | 0 | 0 | 0 | 0 | 0 | 0 | 0 | 0 | 0 | 0 | 0 | 0 | 0 | 0 | 0 | 0 | 0 | 0 | 0
F6_Commercial_Interruptible - College_New_Food Preparation_Natural Gas_Fryer_A_Technical Potential | F6 | Commercial | Interruptible - College | New | Food Preparation | Natural Gas | Fryer | A | Standalone Impact on Baseline Winter Peak (%) | Technical Potential | 0 | 0 | 0 | 0 | 0 | 0 | 0 | 0 | 0 | 0 | 0 | 0 | 0 | 0 | 0 | 0 | 0 | 0 | 0 | 0 | 0 | 0 | 0 | 0 | 0 | 0 | 0
F7_Commercial_Interruptible - College_New_Food Preparation_Natural Gas_Fryer_A_Technical Potential | F7 | Commercial | Interruptible - College | New | Food Preparation | Natural Gas | Fryer | A | Incremental Energy Savings (MWh or mTherms) | Technical Potential | 0 | 0 | 0 | 0 | 0 | 0 | 0 | 0 | 0 | 0 | 0 | 0 | 0 | 0 | 0 | 0 | 0 | 0 | 0 | 0 | 0 | 0 | 0 | 0 | 0 | 0 | 0
F8_Commercial_Interruptible - College_New_Food Preparation_Natural Gas_Fryer_A_Technical Potential | F8 | Commercial | Interruptible - College | New | Food Preparation | Natural Gas | Fryer | A | Incremental Summer Peak Savings (MW) | Technical Potential | 0 | 0 | 0 | 0 | 0 | 0 | 0 | 0 | 0 | 0 | 0 | 0 | 0 | 0 | 0 | 0 | 0 | 0 | 0 | 0 | 0 | 0 | 0 | 0 | 0 | 0 | 0
F9_Commercial_Interruptible - College_New_Food Preparation_Natural Gas_Fryer_A_Technical Potential | F9 | Commercial | Interruptible - College | New | Food Preparation | Natural Gas | Fryer | A | Incremental Winter Peak Savings (MW) | Technical Potential | 0 | 0 | 0 | 0 | 0 | 0 | 0 | 0 | 0 | 0 | 0 | 0 | 0 | 0 | 0 | 0 | 0 | 0 | 0 | 0 | 0 | 0 | 0 | 0 | 0 | 0 | 0
F10_Commercial_Interruptible - College_New_Food Preparation_Natural Gas_Fryer_A_Technical Potential | F10 | Commercial | Interruptible - College | New | Food Preparation | Natural Gas | Fryer | A | Cumulative Energy Savings (MWh or mTherms) | Technical Potential | 0 | 0 | 0 | 0 | 0 | 0 | 0 | 0 | 0 | 0 | 0 | 0 | 0 | 0 | 0 | 0 | 0 | 0 | 0 | 0 | 0 | 0 | 0 | 0 | 0 | 0 | 0
F11_Commercial_Interruptible - College_New_Food Preparation_Natural Gas_Fryer_A_Technical Potential | F11 | Commercial | Interruptible - College | New | Food Preparation | Natural Gas | Fryer | A | Cumulative Summer Peak Savings (MW) | Technical Potential | 0 | 0 | 0 | 0 | 0 | 0 | 0 | 0 | 0 | 0 | 0 | 0 | 0 | 0 | 0 | 0 | 0 | 0 | 0 | 0 | 0 | 0 | 0 | 0 | 0 | 0 | 0
F12_Commercial_Interruptible - College_New_Food Preparation_Natural Gas_Fryer_A_Technical Potential | F12 | Commercial | Interruptible - College | New | Food Preparation | Natural Gas | Fryer | A | Cumulative Winter Peak Savings (MW) | Technical Potential | 0 | 0 | 0 | 0 | 0 | 0 | 0 | 0 | 0 | 0 | 0 | 0 | 0 | 0 | 0 | 0 | 0 | 0 | 0 | 0 | 0 | 0 | 0 | 0 | 0 | 0 | 0
F13_Commercial_Interruptible - College_New_Food Preparation_Natural Gas_Fryer_A_Technical Potential | F13 | Commercial | Interruptible - College | New | Food Preparation | Natural Gas | Fryer | A | Purchases (Incremental) | Technical Potential | 0 | 0 | 0 | 0 | 0 | 0 | 0 | 0 | 0 | 0 | 0 | 0 | 0 | 0 | 0 | 0 | 0 | 0 | 0 | 0 | 0 | 0 | 0 | 0 | 0 | 0 | 0
F14_Commercial_Interruptible - College_New_Food Preparation_Natural Gas_Fryer_A_Technical Potential | F14 | Commercial | Interruptible - College | New | Food Preparation | Natural Gas | Fryer | A | Purchases (Cumulative) | Technical Potential | 0 | 0 | 0 | 0 | 0 | 0 | 0 | 0 | 0 | 0 | 0 | 0 | 0 | 0 | 0 | 0 | 0 | 0 | 0 | 0 | 0 | 0 | 0 | 0 | 0 | 0 | 0
F1_Commercial_Interruptible - College_New_Food Preparation_Natural Gas_Broiler_A_Technical Potential | F1 | Commercial | Interruptible - College | New | Food Preparation | Natural Gas | Broiler | A | Original Unit Energy Savings (kWh or therms) | Technical Potential | 0 | 0 | 0 | 0 | 0 | 0 | 0 | 0 | 0 | 0 | 0 | 0 | 0 | 0 | 0 | 0 | 0 | 0 | 0 | 0 | 0 | 0 | 0 | 0 | 0 | 0 | 0
F2_Commercial_Interruptible - College_New_Food Preparation_Natural Gas_Broiler_A_Technical Potential | F2 | Commercial | Interruptible - College | New | Food Preparation | Natural Gas | Broiler | A | Original Unit Summer Peak Savings (kW) | Technical Potential | 0 | 0 | 0 | 0 | 0 | 0 | 0 | 0 | 0 | 0 | 0 | 0 | 0 | 0 | 0 | 0 | 0 | 0 | 0 | 0 | 0 | 0 | 0 | 0 | 0 | 0 | 0
F3_Commercial_Interruptible - College_New_Food Preparation_Natural Gas_Broiler_A_Technical Potential | F3 | Commercial | Interruptible - College | New | Food Preparation | Natural Gas | Broiler | A | Original Unit Winter Peak Savings (kW) | Technical Potential | 0 | 0 | 0 | 0 | 0 | 0 | 0 | 0 | 0 | 0 | 0 | 0 | 0 | 0 | 0 | 0 | 0 | 0 | 0 | 0 | 0 | 0 | 0 | 0 | 0 | 0 | 0
F4_Commercial_Interruptible - College_New_Food Preparation_Natural Gas_Broiler_A_Technical Potential | F4 | Commercial | Interruptible - College | New | Food Preparation | Natural Gas | Broiler | A | Standalone Impact on Baseline Energy (%) | Technical Potential | 0 | 0 | 0 | 0 | 0 | 0 | 0 | 0 | 0 | 0 | 0 | 0 | 0 | 0 | 0 | 0 | 0 | 0 | 0 | 0 | 0 | 0 | 0 | 0 | 0 | 0 | 0
F5_Commercial_Interruptible - College_New_Food Preparation_Natural Gas_Broiler_A_Technical Potential | F5 | Commercial | Interruptible - College | New | Food Preparation | Natural Gas | Broiler | A | Standalone Impact on Baseline Summer Peak (%) | Technical Potential | 0 | 0 | 0 | 0 | 0 | 0 | 0 | 0 | 0 | 0 | 0 | 0 | 0 | 0 | 0 | 0 | 0 | 0 | 0 | 0 | 0 | 0 | 0 | 0 | 0 | 0 | 0
F6_Commercial_Interruptible - College_New_Food Preparation_Natural Gas_Broiler_A_Technical Potential | F6 | Commercial | Interruptible - College | New | Food Preparation | Natural Gas | Broiler | A | Standalone Impact on Baseline Winter Peak (%) | Technical Potential | 0 | 0 | 0 | 0 | 0 | 0 | 0 | 0 | 0 | 0 | 0 | 0 | 0 | 0 | 0 | 0 | 0 | 0 | 0 | 0 | 0 | 0 | 0 | 0 | 0 | 0 | 0
F7_Commercial_Interruptible - College_New_Food Preparation_Natural Gas_Broiler_A_Technical Potential | F7 | Commercial | Interruptible - College | New | Food Preparation | Natural Gas | Broiler | A | Incremental Energy Savings (MWh or mTherms) | Technical Potential | 0 | 0 | 0 | 0 | 0 | 0 | 0 | 0 | 0 | 0 | 0 | 0 | 0 | 0 | 0 | 0 | 0 | 0 | 0 | 0 | 0 | 0 | 0 | 0 | 0 | 0 | 0
F8_Commercial_Interruptible - College_New_Food Preparation_Natural Gas_Broiler_A_Technical Potential | F8 | Commercial | Interruptible - College | New | Food Preparation | Natural Gas | Broiler | A | Incremental Summer Peak Savings (MW) | Technical Potential | 0 | 0 | 0 | 0 | 0 | 0 | 0 | 0 | 0 | 0 | 0 | 0 | 0 | 0 | 0 | 0 | 0 | 0 | 0 | 0 | 0 | 0 | 0 | 0 | 0 | 0 | 0
F9_Commercial_Interruptible - College_New_Food Preparation_Natural Gas_Broiler_A_Technical Potential | F9 | Commercial | Interruptible - College | New | Food Preparation | Natural Gas | Broiler | A | Incremental Winter Peak Savings (MW) | Technical Potential | 0 | 0 | 0 | 0 | 0 | 0 | 0 | 0 | 0 | 0 | 0 | 0 | 0 | 0 | 0 | 0 | 0 | 0 | 0 | 0 | 0 | 0 | 0 | 0 | 0 | 0 | 0
F10_Commercial_Interruptible - College_New_Food Preparation_Natural Gas_Broiler_A_Technical Potential | F10 | Commercial | Interruptible - College | New | Food Preparation | Natural Gas | Broiler | A | Cumulative Energy Savings (MWh or mTherms) | Technical Potential | 0 | 0 | 0 | 0 | 0 | 0 | 0 | 0 | 0 | 0 | 0 | 0 | 0 | 0 | 0 | 0 | 0 | 0 | 0 | 0 | 0 | 0 | 0 | 0 | 0 | 0 | 0
F11_Commercial_Interruptible - College_New_Food Preparation_Natural Gas_Broiler_A_Technical Potential | F11 | Commercial | Interruptible - College | New | Food Preparation | Natural Gas | Broiler | A | Cumulative Summer Peak Savings (MW) | Technical Potential | 0 | 0 | 0 | 0 | 0 | 0 | 0 | 0 | 0 | 0 | 0 | 0 | 0 | 0 | 0 | 0 | 0 | 0 | 0 | 0 | 0 | 0 | 0 | 0 | 0 | 0 | 0
F12_Commercial_Interruptible - College_New_Food Preparation_Natural Gas_Broiler_A_Technical Potential | F12 | Commercial | Interruptible - College | New | Food Preparation | Natural Gas | Broiler | A | Cumulative Winter Peak Savings (MW) | Technical Potential | 0 | 0 | 0 | 0 | 0 | 0 | 0 | 0 | 0 | 0 | 0 | 0 | 0 | 0 | 0 | 0 | 0 | 0 | 0 | 0 | 0 | 0 | 0 | 0 | 0 | 0 | 0
F13_Commercial_Interruptible - College_New_Food Preparation_Natural Gas_Broiler_A_Technical Potential | F13 | Commercial | Interruptible - College | New | Food Preparation | Natural Gas | Broiler | A | Purchases (Incremental) | Technical Potential | 0 | 0 | 0 | 0 | 0 | 0 | 0 | 0 | 0 | 0 | 0 | 0 | 0 | 0 | 0 | 0 | 0 | 0 | 0 | 0 | 0 | 0 | 0 | 0 | 0 | 0 | 0
F14_Commercial_Interruptible - College_New_Food Preparation_Natural Gas_Broiler_A_Technical Potential | F14 | Commercial | Interruptible - College | New | Food Preparation | Natural Gas | Broiler | A | Purchases (Cumulative) | Technical Potential | 0 | 0 | 0 | 0 | 0 | 0 | 0 | 0 | 0 | 0 | 0 | 0 | 0 | 0 | 0 | 0 | 0 | 0 | 0 | 0 | 0 | 0 | 0 | 0 | 0 | 0 | 0
F1_Commercial_Interruptible - College_New_Food Preparation_Natural Gas_Griddle_A_Technical Potential | F1 | Commercial | Interruptible - College | New | Food Preparation | Natural Gas | Griddle | A | Original Unit Energy Savings (kWh or therms) | Technical Potential | 0 | 0 | 0 | 0 | 0 | 0 | 0 | 0 | 0 | 0 | 0 | 0 | 0 | 0 | 0 | 0 | 0 | 0 | 0 | 0 | 0 | 0 | 0 | 0 | 0 | 0 | 0
F2_Commercial_Interruptible - College_New_Food Preparation_Natural Gas_Griddle_A_Technical Potential | F2 | Commercial | Interruptible - College | New | Food Preparation | Natural Gas | Griddle | A | Original Unit Summer Peak Savings (kW) | Technical Potential | 0 | 0 | 0 | 0 | 0 | 0 | 0 | 0 | 0 | 0 | 0 | 0 | 0 | 0 | 0 | 0 | 0 | 0 | 0 | 0 | 0 | 0 | 0 | 0 | 0 | 0 | 0
F3_Commercial_Interruptible - College_New_Food Preparation_Natural Gas_Griddle_A_Technical Potential | F3 | Commercial | Interruptible - College | New | Food Preparation | Natural Gas | Griddle | A | Original Unit Winter Peak Savings (kW) | Technical Potential | 0 | 0 | 0 | 0 | 0 | 0 | 0 | 0 | 0 | 0 | 0 | 0 | 0 | 0 | 0 | 0 | 0 | 0 | 0 | 0 | 0 | 0 | 0 | 0 | 0 | 0 | 0
F4_Commercial_Interruptible - College_New_Food Preparation_Natural Gas_Griddle_A_Technical Potential | F4 | Commercial | Interruptible - College | New | Food Preparation | Natural Gas | Griddle | A | Standalone Impact on Baseline Energy (%) | Technical Potential | 0 | 0 | 0 | 0 | 0 | 0 | 0 | 0 | 0 | 0 | 0 | 0 | 0 | 0 | 0 | 0 | 0 | 0 | 0 | 0 | 0 | 0 | 0 | 0 | 0 | 0 | 0
F5_Commercial_Interruptible - College_New_Food Preparation_Natural Gas_Griddle_A_Technical Potential | F5 | Commercial | Interruptible - College | New | Food Preparation | Natural Gas | Griddle | A | Standalone Impact on Baseline Summer Peak (%) | Technical Potential | 0 | 0 | 0 | 0 | 0 | 0 | 0 | 0 | 0 | 0 | 0 | 0 | 0 | 0 | 0 | 0 | 0 | 0 | 0 | 0 | 0 | 0 | 0 | 0 | 0 | 0 | 0
F6_Commercial_Interruptible - College_New_Food Preparation_Natural Gas_Griddle_A_Technical Potential | F6 | Commercial | Interruptible - College | New | Food Preparation | Natural Gas | Griddle | A | Standalone Impact on Baseline Winter Peak (%) | Technical Potential | 0 | 0 | 0 | 0 | 0 | 0 | 0 | 0 | 0 | 0 | 0 | 0 | 0 | 0 | 0 | 0 | 0 | 0 | 0 | 0 | 0 | 0 | 0 | 0 | 0 | 0 | 0
F7_Commercial_Interruptible - College_New_Food Preparation_Natural Gas_Griddle_A_Technical Potential | F7 | Commercial | Interruptible - College | New | Food Preparation | Natural Gas | Griddle | A | Incremental Energy Savings (MWh or mTherms) | Technical Potential | 0 | 0 | 0 | 0 | 0 | 0 | 0 | 0 | 0 | 0 | 0 | 0 | 0 | 0 | 0 | 0 | 0 | 0 | 0 | 0 | 0 | 0 | 0 | 0 | 0 | 0 | 0
F8_Commercial_Interruptible - College_New_Food Preparation_Natural Gas_Griddle_A_Technical Potential | F8 | Commercial | Interruptible - College | New | Food Preparation | Natural Gas | Griddle | A | Incremental Summer Peak Savings (MW) | Technical Potential | 0 | 0 | 0 | 0 | 0 | 0 | 0 | 0 | 0 | 0 | 0 | 0 | 0 | 0 | 0 | 0 | 0 | 0 | 0 | 0 | 0 | 0 | 0 | 0 | 0 | 0 | 0
F9_Commercial_Interruptible - College_New_Food Preparation_Natural Gas_Griddle_A_Technical Potential | F9 | Commercial | Interruptible - College | New | Food Preparation | Natural Gas | Griddle | A | Incremental Winter Peak Savings (MW) | Technical Potential | 0 | 0 | 0 | 0 | 0 | 0 | 0 | 0 | 0 | 0 | 0 | 0 | 0 | 0 | 0 | 0 | 0 | 0 | 0 | 0 | 0 | 0 | 0 | 0 | 0 | 0 | 0
F10_Commercial_Interruptible - College_New_Food Preparation_Natural Gas_Griddle_A_Technical Potential | F10 | Commercial | Interruptible - College | New | Food Preparation | Natural Gas | Griddle | A | Cumulative Energy Savings (MWh or mTherms) | Technical Potential | 0 | 0 | 0 | 0 | 0 | 0 | 0 | 0 | 0 | 0 | 0 | 0 | 0 | 0 | 0 | 0 | 0 | 0 | 0 | 0 | 0 | 0 | 0 | 0 | 0 | 0 | 0
F11_Commercial_Interruptible - College_New_Food Preparation_Natural Gas_Griddle_A_Technical Potential | F11 | Commercial | Interruptible - College | New | Food Preparation | Natural Gas | Griddle | A | Cumulative Summer Peak Savings (MW) | Technical Potential | 0 | 0 | 0 | 0 | 0 | 0 | 0 | 0 | 0 | 0 | 0 | 0 | 0 | 0 | 0 | 0 | 0 | 0 | 0 | 0 | 0 | 0 | 0 | 0 | 0 | 0 | 0
F12_Commercial_Interruptible - College_New_Food Preparation_Natural Gas_Griddle_A_Technical Potential | F12 | Commercial | Interruptible - College | New | Food Preparation | Natural Gas | Griddle | A | Cumulative Winter Peak Savings (MW) | Technical Potential | 0 | 0 | 0 | 0 | 0 | 0 | 0 | 0 | 0 | 0 | 0 | 0 | 0 | 0 | 0 | 0 | 0 | 0 | 0 | 0 | 0 | 0 | 0 | 0 | 0 | 0 | 0
F13_Commercial_Interruptible - College_New_Food Preparation_Natural Gas_Griddle_A_Technical Potential | F13 | Commercial | Interruptible - College | New | Food Preparation | Natural Gas | Griddle | A | Purchases (Incremental) | Technical Potential | 0 | 0 | 0 | 0 | 0 | 0 | 0 | 0 | 0 | 0 | 0 | 0 | 0 | 0 | 0 | 0 | 0 | 0 | 0 | 0 | 0 | 0 | 0 | 0 | 0 | 0 | 0
F14_Commercial_Interruptible - College_New_Food Preparation_Natural Gas_Griddle_A_Technical Potential | F14 | Commercial | Interruptible - College | New | Food Preparation | Natural Gas | Griddle | A | Purchases (Cumulative) | Technical Potential | 0 | 0 | 0 | 0 | 0 | 0 | 0 | 0 | 0 | 0 | 0 | 0 | 0 | 0 | 0 | 0 | 0 | 0 | 0 | 0 | 0 | 0 | 0 | 0 | 0 | 0 | 0
F1_Commercial_Interruptible - College_New_Food Preparation_Natural Gas_Range_A_Technical Potential | F1 | Commercial | Interruptible - College | New | Food Preparation | Natural Gas | Range | A | Original Unit Energy Savings (kWh or therms) | Technical Potential | 0 | 0 | 0 | 0 | 0 | 0 | 0 | 0 | 0 | 0 | 0 | 0 | 0 | 0 | 0 | 0 | 0 | 0 | 0 | 0 | 0 | 0 | 0 | 0 | 0 | 0 | 0
F2_Commercial_Interruptible - College_New_Food Preparation_Natural Gas_Range_A_Technical Potential | F2 | Commercial | Interruptible - College | New | Food Preparation | Natural Gas | Range | A | Original Unit Summer Peak Savings (kW) | Technical Potential | 0 | 0 | 0 | 0 | 0 | 0 | 0 | 0 | 0 | 0 | 0 | 0 | 0 | 0 | 0 | 0 | 0 | 0 | 0 | 0 | 0 | 0 | 0 | 0 | 0 | 0 | 0
F3_Commercial_Interruptible - College_New_Food Preparation_Natural Gas_Range_A_Technical Potential | F3 | Commercial | Interruptible - College | New | Food Preparation | Natural Gas | Range | A | Original Unit Winter Peak Savings (kW) | Technical Potential | 0 | 0 | 0 | 0 | 0 | 0 | 0 | 0 | 0 | 0 | 0 | 0 | 0 | 0 | 0 | 0 | 0 | 0 | 0 | 0 | 0 | 0 | 0 | 0 | 0 | 0 | 0
F4_Commercial_Interruptible - College_New_Food Preparation_Natural Gas_Range_A_Technical Potential | F4 | Commercial | Interruptible - College | New | Food Preparation | Natural Gas | Range | A | Standalone Impact on Baseline Energy (%) | Technical Potential | 0 | 0 | 0 | 0 | 0 | 0 | 0 | 0 | 0 | 0 | 0 | 0 | 0 | 0 | 0 | 0 | 0 | 0 | 0 | 0 | 0 | 0 | 0 | 0 | 0 | 0 | 0
F5_Commercial_Interruptible - College_New_Food Preparation_Natural Gas_Range_A_Technical Potential | F5 | Commercial | Interruptible - College | New | Food Preparation | Natural Gas | Range | A | Standalone Impact on Baseline Summer Peak (%) | Technical Potential | 0 | 0 | 0 | 0 | 0 | 0 | 0 | 0 | 0 | 0 | 0 | 0 | 0 | 0 | 0 | 0 | 0 | 0 | 0 | 0 | 0 | 0 | 0 | 0 | 0 | 0 | 0
F6_Commercial_Interruptible - College_New_Food Preparation_Natural Gas_Range_A_Technical Potential | F6 | Commercial | Interruptible - College | New | Food Preparation | Natural Gas | Range | A | Standalone Impact on Baseline Winter Peak (%) | Technical Potential | 0 | 0 | 0 | 0 | 0 | 0 | 0 | 0 | 0 | 0 | 0 | 0 | 0 | 0 | 0 | 0 | 0 | 0 | 0 | 0 | 0 | 0 | 0 | 0 | 0 | 0 | 0
F7_Commercial_Interruptible - College_New_Food Preparation_Natural Gas_Range_A_Technical Potential | F7 | Commercial | Interruptible - College | New | Food Preparation | Natural Gas | Range | A | Incremental Energy Savings (MWh or mTherms) | Technical Potential | 0 | 0 | 0 | 0 | 0 | 0 | 0 | 0 | 0 | 0 | 0 | 0 | 0 | 0 | 0 | 0 | 0 | 0 | 0 | 0 | 0 | 0 | 0 | 0 | 0 | 0 | 0
F8_Commercial_Interruptible - College_New_Food Preparation_Natural Gas_Range_A_Technical Potential | F8 | Commercial | Interruptible - College | New | Food Preparation | Natural Gas | Range | A | Incremental Summer Peak Savings (MW) | Technical Potential | 0 | 0 | 0 | 0 | 0 | 0 | 0 | 0 | 0 | 0 | 0 | 0 | 0 | 0 | 0 | 0 | 0 | 0 | 0 | 0 | 0 | 0 | 0 | 0 | 0 | 0 | 0
F9_Commercial_Interruptible - College_New_Food Preparation_Natural Gas_Range_A_Technical Potential | F9 | Commercial | Interruptible - College | New | Food Preparation | Natural Gas | Range | A | Incremental Winter Peak Savings (MW) | Technical Potential | 0 | 0 | 0 | 0 | 0 | 0 | 0 | 0 | 0 | 0 | 0 | 0 | 0 | 0 | 0 | 0 | 0 | 0 | 0 | 0 | 0 | 0 | 0 | 0 | 0 | 0 | 0
F10_Commercial_Interruptible - College_New_Food Preparation_Natural Gas_Range_A_Technical Potential | F10 | Commercial | Interruptible - College | New | Food Preparation | Natural Gas | Range | A | Cumulative Energy Savings (MWh or mTherms) | Technical Potential | 0 | 0 | 0 | 0 | 0 | 0 | 0 | 0 | 0 | 0 | 0 | 0 | 0 | 0 | 0 | 0 | 0 | 0 | 0 | 0 | 0 | 0 | 0 | 0 | 0 | 0 | 0
F11_Commercial_Interruptible - College_New_Food Preparation_Natural Gas_Range_A_Technical Potential | F11 | Commercial | Interruptible - College | New | Food Preparation | Natural Gas | Range | A | Cumulative Summer Peak Savings (MW) | Technical Potential | 0 | 0 | 0 | 0 | 0 | 0 | 0 | 0 | 0 | 0 | 0 | 0 | 0 | 0 | 0 | 0 | 0 | 0 | 0 | 0 | 0 | 0 | 0 | 0 | 0 | 0 | 0
F12_Commercial_Interruptible - College_New_Food Preparation_Natural Gas_Range_A_Technical Potential | F12 | Commercial | Interruptible - College | New | Food Preparation | Natural Gas | Range | A | Cumulative Winter Peak Savings (MW) | Technical Potential | 0 | 0 | 0 | 0 | 0 | 0 | 0 | 0 | 0 | 0 | 0 | 0 | 0 | 0 | 0 | 0 | 0 | 0 | 0 | 0 | 0 | 0 | 0 | 0 | 0 | 0 | 0
F13_Commercial_Interruptible - College_New_Food Preparation_Natural Gas_Range_A_Technical Potential | F13 | Commercial | Interruptible - College | New | Food Preparation | Natural Gas | Range | A | Purchases (Incremental) | Technical Potential | 0 | 0 | 0 | 0 | 0 | 0 | 0 | 0 | 0 | 0 | 0 | 0 | 0 | 0 | 0 | 0 | 0 | 0 | 0 | 0 | 0 | 0 | 0 | 0 | 0 | 0 | 0
F14_Commercial_Interruptible - College_New_Food Preparation_Natural Gas_Range_A_Technical Potential | F14 | Commercial | Interruptible - College | New | Food Preparation | Natural Gas | Range | A | Purchases (Cumulative) | Technical Potential | 0 | 0 | 0 | 0 | 0 | 0 | 0 | 0 | 0 | 0 | 0 | 0 | 0 | 0 | 0 | 0 | 0 | 0 | 0 | 0 | 0 | 0 | 0 | 0 | 0 | 0 | 0
F1_Commercial_Interruptible - College_New_Food Preparation_Natural Gas_Steamer_A_Technical Potential | F1 | Commercial | Interruptible - College | New | Food Preparation | Natural Gas | Steamer | A | Original Unit Energy Savings (kWh or therms) | Technical Potential | 0 | 0 | 0 | 0 | 0 | 0 | 0 | 0 | 0 | 0 | 0 | 0 | 0 | 0 | 0 | 0 | 0 | 0 | 0 | 0 | 0 | 0 | 0 | 0 | 0 | 0 | 0
F2_Commercial_Interruptible - College_New_Food Preparation_Natural Gas_Steamer_A_Technical Potential | F2 | Commercial | Interruptible - College | New | Food Preparation | Natural Gas | Steamer | A | Original Unit Summer Peak Savings (kW) | Technical Potential | 0 | 0 | 0 | 0 | 0 | 0 | 0 | 0 | 0 | 0 | 0 | 0 | 0 | 0 | 0 | 0 | 0 | 0 | 0 | 0 | 0 | 0 | 0 | 0 | 0 | 0 | 0
F3_Commercial_Interruptible - College_New_Food Preparation_Natural Gas_Steamer_A_Technical Potential | F3 | Commercial | Interruptible - College | New | Food Preparation | Natural Gas | Steamer | A | Original Unit Winter Peak Savings (kW) | Technical Potential | 0 | 0 | 0 | 0 | 0 | 0 | 0 | 0 | 0 | 0 | 0 | 0 | 0 | 0 | 0 | 0 | 0 | 0 | 0 | 0 | 0 | 0 | 0 | 0 | 0 | 0 | 0
F4_Commercial_Interruptible - College_New_Food Preparation_Natural Gas_Steamer_A_Technical Potential | F4 | Commercial | Interruptible - College | New | Food Preparation | Natural Gas | Steamer | A | Standalone Impact on Baseline Energy (%) | Technical Potential | 0 | 0 | 0 | 0 | 0 | 0 | 0 | 0 | 0 | 0 | 0 | 0 | 0 | 0 | 0 | 0 | 0 | 0 | 0 | 0 | 0 | 0 | 0 | 0 | 0 | 0 | 0
F5_Commercial_Interruptible - College_New_Food Preparation_Natural Gas_Steamer_A_Technical Potential | F5 | Commercial | Interruptible - College | New | Food Preparation | Natural Gas | Steamer | A | Standalone Impact on Baseline Summer Peak (%) | Technical Potential | 0 | 0 | 0 | 0 | 0 | 0 | 0 | 0 | 0 | 0 | 0 | 0 | 0 | 0 | 0 | 0 | 0 | 0 | 0 | 0 | 0 | 0 | 0 | 0 | 0 | 0 | 0
F6_Commercial_Interruptible - College_New_Food Preparation_Natural Gas_Steamer_A_Technical Potential | F6 | Commercial | Interruptible - College | New | Food Preparation | Natural Gas | Steamer | A | Standalone Impact on Baseline Winter Peak (%) | Technical Potential | 0 | 0 | 0 | 0 | 0 | 0 | 0 | 0 | 0 | 0 | 0 | 0 | 0 | 0 | 0 | 0 | 0 | 0 | 0 | 0 | 0 | 0 | 0 | 0 | 0 | 0 | 0
F7_Commercial_Interruptible - College_New_Food Preparation_Natural Gas_Steamer_A_Technical Potential | F7 | Commercial | Interruptible - College | New | Food Preparation | Natural Gas | Steamer | A | Incremental Energy Savings (MWh or mTherms) | Technical Potential | 0 | 0 | 0 | 0 | 0 | 0 | 0 | 0 | 0 | 0 | 0 | 0 | 0 | 0 | 0 | 0 | 0 | 0 | 0 | 0 | 0 | 0 | 0 | 0 | 0 | 0 | 0
F8_Commercial_Interruptible - College_New_Food Preparation_Natural Gas_Steamer_A_Technical Potential | F8 | Commercial | Interruptible - College | New | Food Preparation | Natural Gas | Steamer | A | Incremental Summer Peak Savings (MW) | Technical Potential | 0 | 0 | 0 | 0 | 0 | 0 | 0 | 0 | 0 | 0 | 0 | 0 | 0 | 0 | 0 | 0 | 0 | 0 | 0 | 0 | 0 | 0 | 0 | 0 | 0 | 0 | 0
F9_Commercial_Interruptible - College_New_Food Preparation_Natural Gas_Steamer_A_Technical Potential | F9 | Commercial | Interruptible - College | New | Food Preparation | Natural Gas | Steamer | A | Incremental Winter Peak Savings (MW) | Technical Potential | 0 | 0 | 0 | 0 | 0 | 0 | 0 | 0 | 0 | 0 | 0 | 0 | 0 | 0 | 0 | 0 | 0 | 0 | 0 | 0 | 0 | 0 | 0 | 0 | 0 | 0 | 0
F10_Commercial_Interruptible - College_New_Food Preparation_Natural Gas_Steamer_A_Technical Potential | F10 | Commercial | Interruptible - College | New | Food Preparation | Natural Gas | Steamer | A | Cumulative Energy Savings (MWh or mTherms) | Technical Potential | 0 | 0 | 0 | 0 | 0 | 0 | 0 | 0 | 0 | 0 | 0 | 0 | 0 | 0 | 0 | 0 | 0 | 0 | 0 | 0 | 0 | 0 | 0 | 0 | 0 | 0 | 0
F11_Commercial_Interruptible - College_New_Food Preparation_Natural Gas_Steamer_A_Technical Potential | F11 | Commercial | Interruptible - College | New | Food Preparation | Natural Gas | Steamer | A | Cumulative Summer Peak Savings (MW) | Technical Potential | 0 | 0 | 0 | 0 | 0 | 0 | 0 | 0 | 0 | 0 | 0 | 0 | 0 | 0 | 0 | 0 | 0 | 0 | 0 | 0 | 0 | 0 | 0 | 0 | 0 | 0 | 0
F12_Commercial_Interruptible - College_New_Food Preparation_Natural Gas_Steamer_A_Technical Potential | F12 | Commercial | Interruptible - College | New | Food Preparation | Natural Gas | Steamer | A | Cumulative Winter Peak Savings (MW) | Technical Potential | 0 | 0 | 0 | 0 | 0 | 0 | 0 | 0 | 0 | 0 | 0 | 0 | 0 | 0 | 0 | 0 | 0 | 0 | 0 | 0 | 0 | 0 | 0 | 0 | 0 | 0 | 0
F13_Commercial_Interruptible - College_New_Food Preparation_Natural Gas_Steamer_A_Technical Potential | F13 | Commercial | Interruptible - College | New | Food Preparation | Natural Gas | Steamer | A | Purchases (Incremental) | Technical Potential | 0 | 0 | 0 | 0 | 0 | 0 | 0 | 0 | 0 | 0 | 0 | 0 | 0 | 0 | 0 | 0 | 0 | 0 | 0 | 0 | 0 | 0 | 0 | 0 | 0 | 0 | 0
F14_Commercial_Interruptible - College_New_Food Preparation_Natural Gas_Steamer_A_Technical Potential | F14 | Commercial | Interruptible - College | New | Food Preparation | Natural Gas | Steamer | A | Purchases (Cumulative) | Technical Potential | 0 | 0 | 0 | 0 | 0 | 0 | 0 | 0 | 0 | 0 | 0 | 0 | 0 | 0 | 0 | 0 | 0 | 0 | 0 | 0 | 0 | 0 | 0 | 0 | 0 | 0 | 0
F1_Commercial_Interruptible - College_New_Food Preparation_Natural Gas_Commercial Food Prep Other_A_Technical Potential | F1 | Commercial | Interruptible - College | New | Food Preparation | Natural Gas | Commercial Food Prep Other | A | Original Unit Energy Savings (kWh or therms) | Technical Potential | 0 | 0 | 0 | 0 | 0 | 0 | 0 | 0 | 0 | 0 | 0 | 0 | 0 | 0 | 0 | 0 | 0 | 0 | 0 | 0 | 0 | 0 | 0 | 0 | 0 | 0 | 0
F2_Commercial_Interruptible - College_New_Food Preparation_Natural Gas_Commercial Food Prep Other_A_Technical Potential | F2 | Commercial | Interruptible - College | New | Food Preparation | Natural Gas | Commercial Food Prep Other | A | Original Unit Summer Peak Savings (kW) | Technical Potential | 0 | 0 | 0 | 0 | 0 | 0 | 0 | 0 | 0 | 0 | 0 | 0 | 0 | 0 | 0 | 0 | 0 | 0 | 0 | 0 | 0 | 0 | 0 | 0 | 0 | 0 | 0
F3_Commercial_Interruptible - College_New_Food Preparation_Natural Gas_Commercial Food Prep Other_A_Technical Potential | F3 | Commercial | Interruptible - College | New | Food Preparation | Natural Gas | Commercial Food Prep Other | A | Original Unit Winter Peak Savings (kW) | Technical Potential | 0 | 0 | 0 | 0 | 0 | 0 | 0 | 0 | 0 | 0 | 0 | 0 | 0 | 0 | 0 | 0 | 0 | 0 | 0 | 0 | 0 | 0 | 0 | 0 | 0 | 0 | 0
F4_Commercial_Interruptible - College_New_Food Preparation_Natural Gas_Commercial Food Prep Other_A_Technical Potential | F4 | Commercial | Interruptible - College | New | Food Preparation | Natural Gas | Commercial Food Prep Other | A | Standalone Impact on Baseline Energy (%) | Technical Potential | 0 | 0 | 0 | 0 | 0 | 0 | 0 | 0 | 0 | 0 | 0 | 0 | 0 | 0 | 0 | 0 | 0 | 0 | 0 | 0 | 0 | 0 | 0 | 0 | 0 | 0 | 0
F5_Commercial_Interruptible - College_New_Food Preparation_Natural Gas_Commercial Food Prep Other_A_Technical Potential | F5 | Commercial | Interruptible - College | New | Food Preparation | Natural Gas | Commercial Food Prep Other | A | Standalone Impact on Baseline Summer Peak (%) | Technical Potential | 0 | 0 | 0 | 0 | 0 | 0 | 0 | 0 | 0 | 0 | 0 | 0 | 0 | 0 | 0 | 0 | 0 | 0 | 0 | 0 | 0 | 0 | 0 | 0 | 0 | 0 | 0
F6_Commercial_Interruptible - College_New_Food Preparation_Natural Gas_Commercial Food Prep Other_A_Technical Potential | F6 | Commercial | Interruptible - College | New | Food Preparation | Natural Gas | Commercial Food Prep Other | A | Standalone Impact on Baseline Winter Peak (%) | Technical Potential | 0 | 0 | 0 | 0 | 0 | 0 | 0 | 0 | 0 | 0 | 0 | 0 | 0 | 0 | 0 | 0 | 0 | 0 | 0 | 0 | 0 | 0 | 0 | 0 | 0 | 0 | 0
F7_Commercial_Interruptible - College_New_Food Preparation_Natural Gas_Commercial Food Prep Other_A_Technical Potential | F7 | Commercial | Interruptible - College | New | Food Preparation | Natural Gas | Commercial Food Prep Other | A | Incremental Energy Savings (MWh or mTherms) | Technical Potential | 0 | 0 | 0 | 0 | 0 | 0 | 0 | 0 | 0 | 0 | 0 | 0 | 0 | 0 | 0 | 0 | 0 | 0 | 0 | 0 | 0 | 0 | 0 | 0 | 0 | 0 | 0
F8_Commercial_Interruptible - College_New_Food Preparation_Natural Gas_Commercial Food Prep Other_A_Technical Potential | F8 | Commercial | Interruptible - College | New | Food Preparation | Natural Gas | Commercial Food Prep Other | A | Incremental Summer Peak Savings (MW) | Technical Potential | 0 | 0 | 0 | 0 | 0 | 0 | 0 | 0 | 0 | 0 | 0 | 0 | 0 | 0 | 0 | 0 | 0 | 0 | 0 | 0 | 0 | 0 | 0 | 0 | 0 | 0 | 0
F9_Commercial_Interruptible - College_New_Food Preparation_Natural Gas_Commercial Food Prep Other_A_Technical Potential | F9 | Commercial | Interruptible - College | New | Food Preparation | Natural Gas | Commercial Food Prep Other | A | Incremental Winter Peak Savings (MW) | Technical Potential | 0 | 0 | 0 | 0 | 0 | 0 | 0 | 0 | 0 | 0 | 0 | 0 | 0 | 0 | 0 | 0 | 0 | 0 | 0 | 0 | 0 | 0 | 0 | 0 | 0 | 0 | 0
F10_Commercial_Interruptible - College_New_Food Preparation_Natural Gas_Commercial Food Prep Other_A_Technical Potential | F10 | Commercial | Interruptible - College | New | Food Preparation | Natural Gas | Commercial Food Prep Other | A | Cumulative Energy Savings (MWh or mTherms) | Technical Potential | 0 | 0 | 0 | 0 | 0 | 0 | 0 | 0 | 0 | 0 | 0 | 0 | 0 | 0 | 0 | 0 | 0 | 0 | 0 | 0 | 0 | 0 | 0 | 0 | 0 | 0 | 0
F11_Commercial_Interruptible - College_New_Food Preparation_Natural Gas_Commercial Food Prep Other_A_Technical Potential | F11 | Commercial | Interruptible - College | New | Food Preparation | Natural Gas | Commercial Food Prep Other | A | Cumulative Summer Peak Savings (MW) | Technical Potential | 0 | 0 | 0 | 0 | 0 | 0 | 0 | 0 | 0 | 0 | 0 | 0 | 0 | 0 | 0 | 0 | 0 | 0 | 0 | 0 | 0 | 0 | 0 | 0 | 0 | 0 | 0
F12_Commercial_Interruptible - College_New_Food Preparation_Natural Gas_Commercial Food Prep Other_A_Technical Potential | F12 | Commercial | Interruptible - College | New | Food Preparation | Natural Gas | Commercial Food Prep Other | A | Cumulative Winter Peak Savings (MW) | Technical Potential | 0 | 0 | 0 | 0 | 0 | 0 | 0 | 0 | 0 | 0 | 0 | 0 | 0 | 0 | 0 | 0 | 0 | 0 | 0 | 0 | 0 | 0 | 0 | 0 | 0 | 0 | 0
F13_Commercial_Interruptible - College_New_Food Preparation_Natural Gas_Commercial Food Prep Other_A_Technical Potential | F13 | Commercial | Interruptible - College | New | Food Preparation | Natural Gas | Commercial Food Prep Other | A | Purchases (Incremental) | Technical Potential | 0 | 0 | 0 | 0 | 0 | 0 | 0 | 0 | 0 | 0 | 0 | 0 | 0 | 0 | 0 | 0 | 0 | 0 | 0 | 0 | 0 | 0 | 0 | 0 | 0 | 0 | 0
F14_Commercial_Interruptible - College_New_Food Preparation_Natural Gas_Commercial Food Prep Other_A_Technical Potential | F14 | Commercial | Interruptible - College | New | Food Preparation | Natural Gas | Commercial Food Prep Other | A | Purchases (Cumulative) | Technical Potential | 0 | 0 | 0 | 0 | 0 | 0 | 0 | 0 | 0 | 0 | 0 | 0 | 0 | 0 | 0 | 0 | 0 | 0 | 0 | 0 | 0 | 0 | 0 | 0 | 0 | 0 | 0
F1_Commercial_Interruptible - College_New_Miscellaneous_Natural Gas_Pool Heater_A_Technical Potential | F1 | Commercial | Interruptible - College | New | Miscellaneous | Natural Gas | Pool Heater | A | Original Unit Energy Savings (kWh or therms) | Technical Potential | 0 | 0 | 0 | 0 | 0 | 0 | 0 | 0 | 0 | 0 | 0 | 0 | 0 | 0 | 0 | 0 | 0 | 0 | 0 | 0 | 0 | 0 | 0 | 0 | 0 | 0 | 0
F2_Commercial_Interruptible - College_New_Miscellaneous_Natural Gas_Pool Heater_A_Technical Potential | F2 | Commercial | Interruptible - College | New | Miscellaneous | Natural Gas | Pool Heater | A | Original Unit Summer Peak Savings (kW) | Technical Potential | 0 | 0 | 0 | 0 | 0 | 0 | 0 | 0 | 0 | 0 | 0 | 0 | 0 | 0 | 0 | 0 | 0 | 0 | 0 | 0 | 0 | 0 | 0 | 0 | 0 | 0 | 0
F3_Commercial_Interruptible - College_New_Miscellaneous_Natural Gas_Pool Heater_A_Technical Potential | F3 | Commercial | Interruptible - College | New | Miscellaneous | Natural Gas | Pool Heater | A | Original Unit Winter Peak Savings (kW) | Technical Potential | 0 | 0 | 0 | 0 | 0 | 0 | 0 | 0 | 0 | 0 | 0 | 0 | 0 | 0 | 0 | 0 | 0 | 0 | 0 | 0 | 0 | 0 | 0 | 0 | 0 | 0 | 0
F4_Commercial_Interruptible - College_New_Miscellaneous_Natural Gas_Pool Heater_A_Technical Potential | F4 | Commercial | Interruptible - College | New | Miscellaneous | Natural Gas | Pool Heater | A | Standalone Impact on Baseline Energy (%) | Technical Potential | 0 | 0 | 0 | 0 | 0 | 0 | 0 | 0 | 0 | 0 | 0 | 0 | 0 | 0 | 0 | 0 | 0 | 0 | 0 | 0 | 0 | 0 | 0 | 0 | 0 | 0 | 0
F5_Commercial_Interruptible - College_New_Miscellaneous_Natural Gas_Pool Heater_A_Technical Potential | F5 | Commercial | Interruptible - College | New | Miscellaneous | Natural Gas | Pool Heater | A | Standalone Impact on Baseline Summer Peak (%) | Technical Potential | 0 | 0 | 0 | 0 | 0 | 0 | 0 | 0 | 0 | 0 | 0 | 0 | 0 | 0 | 0 | 0 | 0 | 0 | 0 | 0 | 0 | 0 | 0 | 0 | 0 | 0 | 0
F6_Commercial_Interruptible - College_New_Miscellaneous_Natural Gas_Pool Heater_A_Technical Potential | F6 | Commercial | Interruptible - College | New | Miscellaneous | Natural Gas | Pool Heater | A | Standalone Impact on Baseline Winter Peak (%) | Technical Potential | 0 | 0 | 0 | 0 | 0 | 0 | 0 | 0 | 0 | 0 | 0 | 0 | 0 | 0 | 0 | 0 | 0 | 0 | 0 | 0 | 0 | 0 | 0 | 0 | 0 | 0 | 0
F7_Commercial_Interruptible - College_New_Miscellaneous_Natural Gas_Pool Heater_A_Technical Potential | F7 | Commercial | Interruptible - College | New | Miscellaneous | Natural Gas | Pool Heater | A | Incremental Energy Savings (MWh or mTherms) | Technical Potential | 0 | 0 | 0 | 0 | 0 | 0 | 0 | 0 | 0 | 0 | 0 | 0 | 0 | 0 | 0 | 0 | 0 | 0 | 0 | 0 | 0 | 0 | 0 | 0 | 0 | 0 | 0
F8_Commercial_Interruptible - College_New_Miscellaneous_Natural Gas_Pool Heater_A_Technical Potential | F8 | Commercial | Interruptible - College | New | Miscellaneous | Natural Gas | Pool Heater | A | Incremental Summer Peak Savings (MW) | Technical Potential | 0 | 0 | 0 | 0 | 0 | 0 | 0 | 0 | 0 | 0 | 0 | 0 | 0 | 0 | 0 | 0 | 0 | 0 | 0 | 0 | 0 | 0 | 0 | 0 | 0 | 0 | 0
F9_Commercial_Interruptible - College_New_Miscellaneous_Natural Gas_Pool Heater_A_Technical Potential | F9 | Commercial | Interruptible - College | New | Miscellaneous | Natural Gas | Pool Heater | A | Incremental Winter Peak Savings (MW) | Technical Potential | 0 | 0 | 0 | 0 | 0 | 0 | 0 | 0 | 0 | 0 | 0 | 0 | 0 | 0 | 0 | 0 | 0 | 0 | 0 | 0 | 0 | 0 | 0 | 0 | 0 | 0 | 0
F10_Commercial_Interruptible - College_New_Miscellaneous_Natural Gas_Pool Heater_A_Technical Potential | F10 | Commercial | Interruptible - College | New | Miscellaneous | Natural Gas | Pool Heater | A | Cumulative Energy Savings (MWh or mTherms) | Technical Potential | 0 | 0 | 0 | 0 | 0 | 0 | 0 | 0 | 0 | 0 | 0 | 0 | 0 | 0 | 0 | 0 | 0 | 0 | 0 | 0 | 0 | 0 | 0 | 0 | 0 | 0 | 0
F11_Commercial_Interruptible - College_New_Miscellaneous_Natural Gas_Pool Heater_A_Technical Potential | F11 | Commercial | Interruptible - College | New | Miscellaneous | Natural Gas | Pool Heater | A | Cumulative Summer Peak Savings (MW) | Technical Potential | 0 | 0 | 0 | 0 | 0 | 0 | 0 | 0 | 0 | 0 | 0 | 0 | 0 | 0 | 0 | 0 | 0 | 0 | 0 | 0 | 0 | 0 | 0 | 0 | 0 | 0 | 0
F12_Commercial_Interruptible - College_New_Miscellaneous_Natural Gas_Pool Heater_A_Technical Potential | F12 | Commercial | Interruptible - College | New | Miscellaneous | Natural Gas | Pool Heater | A | Cumulative Winter Peak Savings (MW) | Technical Potential | 0 | 0 | 0 | 0 | 0 | 0 | 0 | 0 | 0 | 0 | 0 | 0 | 0 | 0 | 0 | 0 | 0 | 0 | 0 | 0 | 0 | 0 | 0 | 0 | 0 | 0 | 0
F13_Commercial_Interruptible - College_New_Miscellaneous_Natural Gas_Pool Heater_A_Technical Potential | F13 | Commercial | Interruptible - College | New | Miscellaneous | Natural Gas | Pool Heater | A | Purchases (Incremental) | Technical Potential | 0 | 0 | 0 | 0 | 0 | 0 | 0 | 0 | 0 | 0 | 0 | 0 | 0 | 0 | 0 | 0 | 0 | 0 | 0 | 0 | 0 | 0 | 0 | 0 | 0 | 0 | 0
F14_Commercial_Interruptible - College_New_Miscellaneous_Natural Gas_Pool Heater_A_Technical Potential | F14 | Commercial | Interruptible - College | New | Miscellaneous | Natural Gas | Pool Heater | A | Purchases (Cumulative) | Technical Potential | 0 | 0 | 0 | 0 | 0 | 0 | 0 | 0 | 0 | 0 | 0 | 0 | 0 | 0 | 0 | 0 | 0 | 0 | 0 | 0 | 0 | 0 | 0 | 0 | 0 | 0 | 0
F1_Commercial_Interruptible - Health_Existing_Space Heating_Natural Gas_Furnace_A_Technical Potential | F1 | Commercial | Interruptible - Health | Existing | Space Heating | Natural Gas | Furnace | A | Original Unit Energy Savings (kWh or therms) | Technical Potential | 0 | 122.2515 | 121.7774 | 82.9831 | 82.9831 | 82.9831 | 82.9831 | 82.9831 | 82.9831 | 82.9831 | 82.9831 | 82.9831 | 82.9831 | 82.9831 | 82.9831 | 82.9831 | 82.9831 | 82.9831 | 82.9831 | 82.9831 | 82.9831 | 82.9831 | 82.9831 | 82.9831 | 82.9831 | 82.9831 | 82.9831
F2_Commercial_Interruptible - Health_Existing_Space Heating_Natural Gas_Furnace_A_Technical Potential | F2 | Commercial | Interruptible - Health | Existing | Space Heating | Natural Gas | Furnace | A | Original Unit Summer Peak Savings (kW) | Technical Potential | 0 | 0 | 0 | 0 | 0 | 0 | 0 | 0 | 0 | 0 | 0 | 0 | 0 | 0 | 0 | 0 | 0 | 0 | 0 | 0 | 0 | 0 | 0 | 0 | 0 | 0 | 0
F3_Commercial_Interruptible - Health_Existing_Space Heating_Natural Gas_Furnace_A_Technical Potential | F3 | Commercial | Interruptible - Health | Existing | Space Heating | Natural Gas | Furnace | A | Original Unit Winter Peak Savings (kW) | Technical Potential | 0 | 0 | 0 | 0 | 0 | 0 | 0 | 0 | 0 | 0 | 0 | 0 | 0 | 0 | 0 | 0 | 0 | 0 | 0 | 0 | 0 | 0 | 0 | 0 | 0 | 0 | 0
F4_Commercial_Interruptible - Health_Existing_Space Heating_Natural Gas_Furnace_A_Technical Potential | F4 | Commercial | Interruptible - Health | Existing | Space Heating | Natural Gas | Furnace | A | Standalone Impact on Baseline Energy (%) | Technical Potential | 0 | 0 | 6.8448e-05 | 9.9957e-05 | 0.00016042 | 0.00022847 | 0.00030452 | 0.00038897 | 0.00048217 | 0.00058446 | 0.00069522 | 0.00081388 | 0.00093989 | 0.0010727 | 0.0012119 | 0.001357 | 0.0015076 | 0.0016631 | 0.0018234 | 0.0019751 | 0.0021193 | 0.0022571 | 0.0023894 | 0.0025172 | 0.0026415 | 0.002714 | 0.0027778
F5_Commercial_Interruptible - Health_Existing_Space Heating_Natural Gas_Furnace_A_Technical Potential | F5 | Commercial | Interruptible - Health | Existing | Space Heating | Natural Gas | Furnace | A | Standalone Impact on Baseline Summer Peak (%) | Technical Potential | 0 | 0 | 0 | 0 | 0 | 0 | 0 | 0 | 0 | 0 | 0 | 0 | 0 | 0 | 0 | 0 | 0 | 0 | 0 | 0 | 0 | 0 | 0 | 0 | 0 | 0 | 0
F6_Commercial_Interruptible - Health_Existing_Space Heating_Natural Gas_Furnace_A_Technical Potential | F6 | Commercial | Interruptible - Health | Existing | Space Heating | Natural Gas | Furnace | A | Standalone Impact on Baseline Winter Peak (%) | Technical Potential | 0 | 0 | 0 | 0 | 0 | 0 | 0 | 0 | 0 | 0 | 0 | 0 | 0 | 0 | 0 | 0 | 0 | 0 | 0 | 0 | 0 | 0 | 0 | 0 | 0 | 0 | 0
F7_Commercial_Interruptible - Health_Existing_Space Heating_Natural Gas_Furnace_A_Technical Potential | F7 | Commercial | Interruptible - Health | Existing | Space Heating | Natural Gas | Furnace | A | Incremental Energy Savings (MWh or mTherms) | Technical Potential | 0 | 0 | 0.043667 | 0.033818 | 0.038145 | 0.042716 | 0.047513 | 0.052519 | 0.057716 | 0.063092 | 0.068053 | 0.072634 | 0.076861 | 0.080764 | 0.084366 | 0.087692 | 0.090761 | 0.093594 | 0.09621 | 0.090808 | 0.086111 | 0.082089 | 0.078709 | 0.07594 | 0.073753 | 0.042364 | 0.037194
F8_Commercial_Interruptible - Health_Existing_Space Heating_Natural Gas_Furnace_A_Technical Potential | F8 | Commercial | Interruptible - Health | Existing | Space Heating | Natural Gas | Furnace | A | Incremental Summer Peak Savings (MW) | Technical Potential | 0 | 0 | 0 | 0 | 0 | 0 | 0 | 0 | 0 | 0 | 0 | 0 | 0 | 0 | 0 | 0 | 0 | 0 | 0 | 0 | 0 | 0 | 0 | 0 | 0 | 0 | 0
F9_Commercial_Interruptible - Health_Existing_Space Heating_Natural Gas_Furnace_A_Technical Potential | F9 | Commercial | Interruptible - Health | Existing | Space Heating | Natural Gas | Furnace | A | Incremental Winter Peak Savings (MW) | Technical Potential | 0 | 0 | 0 | 0 | 0 | 0 | 0 | 0 | 0 | 0 | 0 | 0 | 0 | 0 | 0 | 0 | 0 | 0 | 0 | 0 | 0 | 0 | 0 | 0 | 0 | 0 | 0
F10_Commercial_Interruptible - Health_Existing_Space Heating_Natural Gas_Furnace_A_Technical Potential | F10 | Commercial | Interruptible - Health | Existing | Space Heating | Natural Gas | Furnace | A | Cumulative Energy Savings (MWh or mTherms) | Technical Potential | 0 | 0 | 0.043667 | 0.063574 | 0.10172 | 0.14443 | 0.19195 | 0.24447 | 0.30218 | 0.36527 | 0.43333 | 0.50596 | 0.58282 | 0.66359 | 0.74795 | 0.83564 | 0.92641 | 1.02 | 1.1162 | 1.207 | 1.2931 | 1.3752 | 1.4539 | 1.5299 | 1.6036 | 1.646 | 1.6832
F11_Commercial_Interruptible - Health_Existing_Space Heating_Natural Gas_Furnace_A_Technical Potential | F11 | Commercial | Interruptible - Health | Existing | Space Heating | Natural Gas | Furnace | A | Cumulative Summer Peak Savings (MW) | Technical Potential | 0 | 0 | 0 | 0 | 0 | 0 | 0 | 0 | 0 | 0 | 0 | 0 | 0 | 0 | 0 | 0 | 0 | 0 | 0 | 0 | 0 | 0 | 0 | 0 | 0 | 0 | 0
F12_Commercial_Interruptible - Health_Existing_Space Heating_Natural Gas_Furnace_A_Technical Potential | F12 | Commercial | Interruptible - Health | Existing | Space Heating | Natural Gas | Furnace | A | Cumulative Winter Peak Savings (MW) | Technical Potential | 0 | 0 | 0 | 0 | 0 | 0 | 0 | 0 | 0 | 0 | 0 | 0 | 0 | 0 | 0 | 0 | 0 | 0 | 0 | 0 | 0 | 0 | 0 | 0 | 0 | 0 | 0
F13_Commercial_Interruptible - Health_Existing_Space Heating_Natural Gas_Furnace_A_Technical Potential | F13 | Commercial | Interruptible - Health | Existing | Space Heating | Natural Gas | Furnace | A | Purchases (Incremental) | Technical Potential | 0 | 0 | 0.35858 | 0.40753 | 0.45967 | 0.51476 | 0.57256 | 0.63288 | 0.69552 | 0.7603 | 0.82009 | 0.87528 | 0.92623 | 0.97326 | 1.0167 | 1.0567 | 1.0937 | 1.1279 | 1.1594 | 1.0943 | 1.0377 | 0.98922 | 0.94849 | 0.91512 | 0.88877 | 0.51051 | 0.44821
F14_Commercial_Interruptible - Health_Existing_Space Heating_Natural Gas_Furnace_A_Technical Potential | F14 | Commercial | Interruptible - Health | Existing | Space Heating | Natural Gas | Furnace | A | Purchases (Cumulative) | Technical Potential | 0 | 0 | 0.35858 | 0.7661 | 1.2258 | 1.7405 | 2.3131 | 2.946 | 3.6415 | 4.4018 | 5.2219 | 6.0972 | 7.0234 | 7.9966 | 9.0133 | 10.0701 | 11.1638 | 12.2917 | 13.4511 | 14.5453 | 15.583 | 16.5723 | 17.5208 | 18.4359 | 19.3247 | 19.8352 | 20.2834
F1_Commercial_Interruptible - Health_Existing_Space Heating_Natural Gas_Boiler_A_Technical Potential | F1 | Commercial | Interruptible - Health | Existing | Space Heating | Natural Gas | Boiler | A | Original Unit Energy Savings (kWh or therms) | Technical Potential | 0 | 3064.0148 | 3052.1334 | 3052.1334 | 3052.1334 | 3052.1334 | 3052.1334 | 3052.1334 | 3052.1334 | 3052.1334 | 3052.1334 | 3052.1334 | 3052.1334 | 3052.1334 | 3052.1334 | 3052.1334 | 3052.1334 | 3052.1334 | 3052.1334 | 3052.1334 | 3052.1334 | 3052.1334 | 3052.1334 | 3052.1334 | 3052.1334 | 3052.1334 | 3052.1334
F2_Commercial_Interruptible - Health_Existing_Space Heating_Natural Gas_Boiler_A_Technical Potential | F2 | Commercial | Interruptible - Health | Existing | Space Heating | Natural Gas | Boiler | A | Original Unit Summer Peak Savings (kW) | Technical Potential | 0 | 0 | 0 | 0 | 0 | 0 | 0 | 0 | 0 | 0 | 0 | 0 | 0 | 0 | 0 | 0 | 0 | 0 | 0 | 0 | 0 | 0 | 0 | 0 | 0 | 0 | 0
F3_Commercial_Interruptible - Health_Existing_Space Heating_Natural Gas_Boiler_A_Technical Potential | F3 | Commercial | Interruptible - Health | Existing | Space Heating | Natural Gas | Boiler | A | Original Unit Winter Peak Savings (kW) | Technical Potential | 0 | 0 | 0 | 0 | 0 | 0 | 0 | 0 | 0 | 0 | 0 | 0 | 0 | 0 | 0 | 0 | 0 | 0 | 0 | 0 | 0 | 0 | 0 | 0 | 0 | 0 | 0
F4_Commercial_Interruptible - Health_Existing_Space Heating_Natural Gas_Boiler_A_Technical Potential | F4 | Commercial | Interruptible - Health | Existing | Space Heating | Natural Gas | Boiler | A | Standalone Impact on Baseline Energy (%) | Technical Potential | 0 | 0 | 0.01141 | 0.022984 | 0.034712 | 0.046589 | 0.058604 | 0.070751 | 0.083023 | 0.095411 | 0.10791 | 0.12051 | 0.1332 | 0.14598 | 0.15884 | 0.17177 | 0.18476 | 0.19781 | 0.2109 | 0.22403 | 0.2372 | 0.25038 | 0.26349 | 0.27652 | 0.28949 | 0.30241 | 0.3153
F5_Commercial_Interruptible - Health_Existing_Space Heating_Natural Gas_Boiler_A_Technical Potential | F5 | Commercial | Interruptible - Health | Existing | Space Heating | Natural Gas | Boiler | A | Standalone Impact on Baseline Summer Peak (%) | Technical Potential | 0 | 0 | 0 | 0 | 0 | 0 | 0 | 0 | 0 | 0 | 0 | 0 | 0 | 0 | 0 | 0 | 0 | 0 | 0 | 0 | 0 | 0 | 0 | 0 | 0 | 0 | 0
F6_Commercial_Interruptible - Health_Existing_Space Heating_Natural Gas_Boiler_A_Technical Potential | F6 | Commercial | Interruptible - Health | Existing | Space Heating | Natural Gas | Boiler | A | Standalone Impact on Baseline Winter Peak (%) | Technical Potential | 0 | 0 | 0 | 0 | 0 | 0 | 0 | 0 | 0 | 0 | 0 | 0 | 0 | 0 | 0 | 0 | 0 | 0 | 0 | 0 | 0 | 0 | 0 | 0 | 0 | 0 | 0
F7_Commercial_Interruptible - Health_Existing_Space Heating_Natural Gas_Boiler_A_Technical Potential | F7 | Commercial | Interruptible - Health | Existing | Space Heating | Natural Gas | Boiler | A | Incremental Energy Savings (MWh or mTherms) | Technical Potential | 0 | 0 | 7.2791 | 7.3387 | 7.3929 | 7.4421 | 7.4869 | 7.5276 | 7.5647 | 7.5983 | 7.6289 | 7.6567 | 7.682 | 7.705 | 7.7259 | 7.7449 | 7.7621 | 7.7778 | 7.7921 | 7.8051 | 7.8169 | 7.8276 | 7.7718 | 7.727 | 7.6917 | 7.6645 | 7.6443
F8_Commercial_Interruptible - Health_Existing_Space Heating_Natural Gas_Boiler_A_Technical Potential | F8 | Commercial | Interruptible - Health | Existing | Space Heating | Natural Gas | Boiler | A | Incremental Summer Peak Savings (MW) | Technical Potential | 0 | 0 | 0 | 0 | 0 | 0 | 0 | 0 | 0 | 0 | 0 | 0 | 0 | 0 | 0 | 0 | 0 | 0 | 0 | 0 | 0 | 0 | 0 | 0 | 0 | 0 | 0
F9_Commercial_Interruptible - Health_Existing_Space Heating_Natural Gas_Boiler_A_Technical Potential | F9 | Commercial | Interruptible - Health | Existing | Space Heating | Natural Gas | Boiler | A | Incremental Winter Peak Savings (MW) | Technical Potential | 0 | 0 | 0 | 0 | 0 | 0 | 0 | 0 | 0 | 0 | 0 | 0 | 0 | 0 | 0 | 0 | 0 | 0 | 0 | 0 | 0 | 0 | 0 | 0 | 0 | 0 | 0
F10_Commercial_Interruptible - Health_Existing_Space Heating_Natural Gas_Boiler_A_Technical Potential | F10 | Commercial | Interruptible - Health | Existing | Space Heating | Natural Gas | Boiler | A | Cumulative Energy Savings (MWh or mTherms) | Technical Potential | 0 | 0 | 7.2791 | 14.6177 | 22.0106 | 29.4527 | 36.9396 | 44.4673 | 52.0319 | 59.6302 | 67.2591 | 74.9159 | 82.5979 | 90.3028 | 98.0287 | 105.7736 | 113.5357 | 121.3135 | 129.1057 | 136.9107 | 144.7276 | 152.5552 | 160.327 | 168.054 | 175.7456 | 183.4101 | 191.0544
F11_Commercial_Interruptible - Health_Existing_Space Heating_Natural Gas_Boiler_A_Technical Potential | F11 | Commercial | Interruptible - Health | Existing | Space Heating | Natural Gas | Boiler | A | Cumulative Summer Peak Savings (MW) | Technical Potential | 0 | 0 | 0 | 0 | 0 | 0 | 0 | 0 | 0 | 0 | 0 | 0 | 0 | 0 | 0 | 0 | 0 | 0 | 0 | 0 | 0 | 0 | 0 | 0 | 0 | 0 | 0
F12_Commercial_Interruptible - Health_Existing_Space Heating_Natural Gas_Boiler_A_Technical Potential | F12 | Commercial | Interruptible - Health | Existing | Space Heating | Natural Gas | Boiler | A | Cumulative Winter Peak Savings (MW) | Technical Potential | 0 | 0 | 0 | 0 | 0 | 0 | 0 | 0 | 0 | 0 | 0 | 0 | 0 | 0 | 0 | 0 | 0 | 0 | 0 | 0 | 0 | 0 | 0 | 0 | 0 | 0 | 0
F13_Commercial_Interruptible - Health_Existing_Space Heating_Natural Gas_Boiler_A_Technical Potential | F13 | Commercial | Interruptible - Health | Existing | Space Heating | Natural Gas | Boiler | A | Purchases (Incremental) | Technical Potential | 0 | 0 | 2.3849 | 2.4044 | 2.4222 | 2.4383 | 2.453 | 2.4664 | 2.4785 | 2.4895 | 2.4995 | 2.5086 | 2.5169 | 2.5245 | 2.5313 | 2.5375 | 2.5432 | 2.5483 | 2.553 | 2.5573 | 2.5611 | 2.5646 | 2.5463 | 2.5317 | 2.5201 | 2.5112 | 2.5046
F14_Commercial_Interruptible - Health_Existing_Space Heating_Natural Gas_Boiler_A_Technical Potential | F14 | Commercial | Interruptible - Health | Existing | Space Heating | Natural Gas | Boiler | A | Purchases (Cumulative) | Technical Potential | 0 | 0 | 2.3849 | 4.7893 | 7.2115 | 9.6499 | 12.1029 | 14.5692 | 17.0477 | 19.5372 | 22.0368 | 24.5454 | 27.0623 | 29.5868 | 32.1181 | 34.6556 | 37.1988 | 39.7471 | 42.3001 | 44.8574 | 47.4185 | 49.9831 | 52.5295 | 55.0611 | 57.5812 | 60.0924 | 62.597
F1_Commercial_Interruptible - Health_Existing_Space Heating_Natural Gas_Unit Heater_A_Technical Potential | F1 | Commercial | Interruptible - Health | Existing | Space Heating | Natural Gas | Unit Heater | A | Original Unit Energy Savings (kWh or therms) | Technical Potential | 0 | 0 | 0 | 0 | 0 | 0 | 0 | 0 | 0 | 0 | 0 | 0 | 0 | 0 | 0 | 0 | 0 | 0 | 0 | 0 | 0 | 0 | 0 | 0 | 0 | 0 | 0
F2_Commercial_Interruptible - Health_Existing_Space Heating_Natural Gas_Unit Heater_A_Technical Potential | F2 | Commercial | Interruptible - Health | Existing | Space Heating | Natural Gas | Unit Heater | A | Original Unit Summer Peak Savings (kW) | Technical Potential | 0 | 0 | 0 | 0 | 0 | 0 | 0 | 0 | 0 | 0 | 0 | 0 | 0 | 0 | 0 | 0 | 0 | 0 | 0 | 0 | 0 | 0 | 0 | 0 | 0 | 0 | 0
F3_Commercial_Interruptible - Health_Existing_Space Heating_Natural Gas_Unit Heater_A_Technical Potential | F3 | Commercial | Interruptible - Health | Existing | Space Heating | Natural Gas | Unit Heater | A | Original Unit Winter Peak Savings (kW) | Technical Potential | 0 | 0 | 0 | 0 | 0 | 0 | 0 | 0 | 0 | 0 | 0 | 0 | 0 | 0 | 0 | 0 | 0 | 0 | 0 | 0 | 0 | 0 | 0 | 0 | 0 | 0 | 0
F4_Commercial_Interruptible - Health_Existing_Space Heating_Natural Gas_Unit Heater_A_Technical Potential | F4 | Commercial | Interruptible - Health | Existing | Space Heating | Natural Gas | Unit Heater | A | Standalone Impact on Baseline Energy (%) | Technical Potential | 0 | 0 | 0 | 0 | 0 | 0 | 0 | 0 | 0 | 0 | 0 | 0 | 0 | 0 | 0 | 0 | 0 | 0 | 0 | 0 | 0 | 0 | 0 | 0 | 0 | 0 | 0
F5_Commercial_Interruptible - Health_Existing_Space Heating_Natural Gas_Unit Heater_A_Technical Potential | F5 | Commercial | Interruptible - Health | Existing | Space Heating | Natural Gas | Unit Heater | A | Standalone Impact on Baseline Summer Peak (%) | Technical Potential | 0 | 0 | 0 | 0 | 0 | 0 | 0 | 0 | 0 | 0 | 0 | 0 | 0 | 0 | 0 | 0 | 0 | 0 | 0 | 0 | 0 | 0 | 0 | 0 | 0 | 0 | 0
F6_Commercial_Interruptible - Health_Existing_Space Heating_Natural Gas_Unit Heater_A_Technical Potential | F6 | Commercial | Interruptible - Health | Existing | Space Heating | Natural Gas | Unit Heater | A | Standalone Impact on Baseline Winter Peak (%) | Technical Potential | 0 | 0 | 0 | 0 | 0 | 0 | 0 | 0 | 0 | 0 | 0 | 0 | 0 | 0 | 0 | 0 | 0 | 0 | 0 | 0 | 0 | 0 | 0 | 0 | 0 | 0 | 0
F7_Commercial_Interruptible - Health_Existing_Space Heating_Natural Gas_Unit Heater_A_Technical Potential | F7 | Commercial | Interruptible - Health | Existing | Space Heating | Natural Gas | Unit Heater | A | Incremental Energy Savings (MWh or mTherms) | Technical Potential | 0 | 0 | 0 | 0 | 0 | 0 | 0 | 0 | 0 | 0 | 0 | 0 | 0 | 0 | 0 | 0 | 0 | 0 | 0 | 0 | 0 | 0 | 0 | 0 | 0 | 0 | 0
F8_Commercial_Interruptible - Health_Existing_Space Heating_Natural Gas_Unit Heater_A_Technical Potential | F8 | Commercial | Interruptible - Health | Existing | Space Heating | Natural Gas | Unit Heater | A | Incremental Summer Peak Savings (MW) | Technical Potential | 0 | 0 | 0 | 0 | 0 | 0 | 0 | 0 | 0 | 0 | 0 | 0 | 0 | 0 | 0 | 0 | 0 | 0 | 0 | 0 | 0 | 0 | 0 | 0 | 0 | 0 | 0
F9_Commercial_Interruptible - Health_Existing_Space Heating_Natural Gas_Unit Heater_A_Technical Potential | F9 | Commercial | Interruptible - Health | Existing | Space Heating | Natural Gas | Unit Heater | A | Incremental Winter Peak Savings (MW) | Technical Potential | 0 | 0 | 0 | 0 | 0 | 0 | 0 | 0 | 0 | 0 | 0 | 0 | 0 | 0 | 0 | 0 | 0 | 0 | 0 | 0 | 0 | 0 | 0 | 0 | 0 | 0 | 0
F10_Commercial_Interruptible - Health_Existing_Space Heating_Natural Gas_Unit Heater_A_Technical Potential | F10 | Commercial | Interruptible - Health | Existing | Space Heating | Natural Gas | Unit Heater | A | Cumulative Energy Savings (MWh or mTherms) | Technical Potential | 0 | 0 | 0 | 0 | 0 | 0 | 0 | 0 | 0 | 0 | 0 | 0 | 0 | 0 | 0 | 0 | 0 | 0 | 0 | 0 | 0 | 0 | 0 | 0 | 0 | 0 | 0
F11_Commercial_Interruptible - Health_Existing_Space Heating_Natural Gas_Unit Heater_A_Technical Potential | F11 | Commercial | Interruptible - Health | Existing | Space Heating | Natural Gas | Unit Heater | A | Cumulative Summer Peak Savings (MW) | Technical Potential | 0 | 0 | 0 | 0 | 0 | 0 | 0 | 0 | 0 | 0 | 0 | 0 | 0 | 0 | 0 | 0 | 0 | 0 | 0 | 0 | 0 | 0 | 0 | 0 | 0 | 0 | 0
F12_Commercial_Interruptible - Health_Existing_Space Heating_Natural Gas_Unit Heater_A_Technical Potential | F12 | Commercial | Interruptible - Health | Existing | Space Heating | Natural Gas | Unit Heater | A | Cumulative Winter Peak Savings (MW) | Technical Potential | 0 | 0 | 0 | 0 | 0 | 0 | 0 | 0 | 0 | 0 | 0 | 0 | 0 | 0 | 0 | 0 | 0 | 0 | 0 | 0 | 0 | 0 | 0 | 0 | 0 | 0 | 0
F13_Commercial_Interruptible - Health_Existing_Space Heating_Natural Gas_Unit Heater_A_Technical Potential | F13 | Commercial | Interruptible - Health | Existing | Space Heating | Natural Gas | Unit Heater | A | Purchases (Incremental) | Technical Potential | 0 | 0 | 0 | 0 | 0 | 0 | 0 | 0 | 0 | 0 | 0 | 0 | 0 | 0 | 0 | 0 | 0 | 0 | 0 | 0 | 0 | 0 | 0 | 0 | 0 | 0 | 0
F14_Commercial_Interruptible - Health_Existing_Space Heating_Natural Gas_Unit Heater_A_Technical Potential | F14 | Commercial | Interruptible - Health | Existing | Space Heating | Natural Gas | Unit Heater | A | Purchases (Cumulative) | Technical Potential | 0 | 0 | 0 | 0 | 0 | 0 | 0 | 0 | 0 | 0 | 0 | 0 | 0 | 0 | 0 | 0 | 0 | 0 | 0 | 0 | 0 | 0 | 0 | 0 | 0 | 0 | 0
F1_Commercial_Interruptible - Health_Existing_Water Heating_Natural Gas_Water Heater_A_Technical Potential | F1 | Commercial | Interruptible - Health | Existing | Water Heating | Natural Gas | Water Heater | A | Original Unit Energy Savings (kWh or therms) | Technical Potential | 0 | 2.8505 | 6.0949 | 6.0949 | 6.0949 | 6.0949 | 6.0949 | 6.0949 | 6.0949 | 6.0949 | 6.0949 | 6.0949 | 6.0949 | 6.0949 | 6.0949 | 6.0949 | 6.0949 | 6.0949 | 6.0949 | 6.0949 | 6.0949 | 6.0949 | 6.0949 | 6.0949 | 6.0949 | 6.0949 | 6.0949
F2_Commercial_Interruptible - Health_Existing_Water Heating_Natural Gas_Water Heater_A_Technical Potential | F2 | Commercial | Interruptible - Health | Existing | Water Heating | Natural Gas | Water Heater | A | Original Unit Summer Peak Savings (kW) | Technical Potential | 0 | 0 | 0 | 0 | 0 | 0 | 0 | 0 | 0 | 0 | 0 | 0 | 0 | 0 | 0 | 0 | 0 | 0 | 0 | 0 | 0 | 0 | 0 | 0 | 0 | 0 | 0
F3_Commercial_Interruptible - Health_Existing_Water Heating_Natural Gas_Water Heater_A_Technical Potential | F3 | Commercial | Interruptible - Health | Existing | Water Heating | Natural Gas | Water Heater | A | Original Unit Winter Peak Savings (kW) | Technical Potential | 0 | 0 | 0 | 0 | 0 | 0 | 0 | 0 | 0 | 0 | 0 | 0 | 0 | 0 | 0 | 0 | 0 | 0 | 0 | 0 | 0 | 0 | 0 | 0 | 0 | 0 | 0
F4_Commercial_Interruptible - Health_Existing_Water Heating_Natural Gas_Water Heater_A_Technical Potential | F4 | Commercial | Interruptible - Health | Existing | Water Heating | Natural Gas | Water Heater | A | Standalone Impact on Baseline Energy (%) | Technical Potential | 0 | 0 | 0.01057 | 0.020955 | 0.031192 | 0.041304 | 0.051304 | 0.061198 | 0.070982 | 0.080648 | 0.090901 | 0.10148 | 0.10181 | 0.10207 | 0.10229 | 0.10578 | 0.10859 | 0.11084 | 0.11265 | 0.11424 | 0.11503 | 0.11537 | 0.11541 | 0.11544 | 0.11611 | 0.11613 | 0.11614
F5_Commercial_Interruptible - Health_Existing_Water Heating_Natural Gas_Water Heater_A_Technical Potential | F5 | Commercial | Interruptible - Health | Existing | Water Heating | Natural Gas | Water Heater | A | Standalone Impact on Baseline Summer Peak (%) | Technical Potential | 0 | 0 | 0 | 0 | 0 | 0 | 0 | 0 | 0 | 0 | 0 | 0 | 0 | 0 | 0 | 0 | 0 | 0 | 0 | 0 | 0 | 0 | 0 | 0 | 0 | 0 | 0
F6_Commercial_Interruptible - Health_Existing_Water Heating_Natural Gas_Water Heater_A_Technical Potential | F6 | Commercial | Interruptible - Health | Existing | Water Heating | Natural Gas | Water Heater | A | Standalone Impact on Baseline Winter Peak (%) | Technical Potential | 0 | 0 | 0 | 0 | 0 | 0 | 0 | 0 | 0 | 0 | 0 | 0 | 0 | 0 | 0 | 0 | 0 | 0 | 0 | 0 | 0 | 0 | 0 | 0 | 0 | 0 | 0
F7_Commercial_Interruptible - Health_Existing_Water Heating_Natural Gas_Water Heater_A_Technical Potential | F7 | Commercial | Interruptible - Health | Existing | Water Heating | Natural Gas | Water Heater | A | Incremental Energy Savings (MWh or mTherms) | Technical Potential | 0 | 0 | 5.7705 | 5.4907 | 5.2669 | 5.0878 | 4.9446 | 4.83 | 4.7383 | 4.6649 | 4.956 | 5.1189 | 0 | 0 | 0 | 1.6526 | 1.3221 | 1.0577 | 0.84615 | 0.74686 | 0.35968 | 0.14226 | 0 | 0 | 0.31651 | 0 | 0
F8_Commercial_Interruptible - Health_Existing_Water Heating_Natural Gas_Water Heater_A_Technical Potential | F8 | Commercial | Interruptible - Health | Existing | Water Heating | Natural Gas | Water Heater | A | Incremental Summer Peak Savings (MW) | Technical Potential | 0 | 0 | 0 | 0 | 0 | 0 | 0 | 0 | 0 | 0 | 0 | 0 | 0 | 0 | 0 | 0 | 0 | 0 | 0 | 0 | 0 | 0 | 0 | 0 | 0 | 0 | 0
F9_Commercial_Interruptible - Health_Existing_Water Heating_Natural Gas_Water Heater_A_Technical Potential | F9 | Commercial | Interruptible - Health | Existing | Water Heating | Natural Gas | Water Heater | A | Incremental Winter Peak Savings (MW) | Technical Potential | 0 | 0 | 0 | 0 | 0 | 0 | 0 | 0 | 0 | 0 | 0 | 0 | 0 | 0 | 0 | 0 | 0 | 0 | 0 | 0 | 0 | 0 | 0 | 0 | 0 | 0 | 0
F10_Commercial_Interruptible - Health_Existing_Water Heating_Natural Gas_Water Heater_A_Technical Potential | F10 | Commercial | Interruptible - Health | Existing | Water Heating | Natural Gas | Water Heater | A | Cumulative Energy Savings (MWh or mTherms) | Technical Potential | 0 | 0 | 5.7705 | 11.2612 | 16.528 | 21.6158 | 26.5604 | 31.3903 | 36.1286 | 40.7936 | 45.7496 | 50.8684 | 50.8684 | 50.8684 | 50.8684 | 52.5211 | 53.8432 | 54.9009 | 55.747 | 56.4939 | 56.8535 | 56.9958 | 56.9958 | 56.9958 | 57.3123 | 57.3123 | 57.3123
F11_Commercial_Interruptible - Health_Existing_Water Heating_Natural Gas_Water Heater_A_Technical Potential | F11 | Commercial | Interruptible - Health | Existing | Water Heating | Natural Gas | Water Heater | A | Cumulative Summer Peak Savings (MW) | Technical Potential | 0 | 0 | 0 | 0 | 0 | 0 | 0 | 0 | 0 | 0 | 0 | 0 | 0 | 0 | 0 | 0 | 0 | 0 | 0 | 0 | 0 | 0 | 0 | 0 | 0 | 0 | 0
F12_Commercial_Interruptible - Health_Existing_Water Heating_Natural Gas_Water Heater_A_Technical Potential | F12 | Commercial | Interruptible - Health | Existing | Water Heating | Natural Gas | Water Heater | A | Cumulative Winter Peak Savings (MW) | Technical Potential | 0 | 0 | 0 | 0 | 0 | 0 | 0 | 0 | 0 | 0 | 0 | 0 | 0 | 0 | 0 | 0 | 0 | 0 | 0 | 0 | 0 | 0 | 0 | 0 | 0 | 0 | 0
F13_Commercial_Interruptible - Health_Existing_Water Heating_Natural Gas_Water Heater_A_Technical Potential | F13 | Commercial | Interruptible - Health | Existing | Water Heating | Natural Gas | Water Heater | A | Purchases (Incremental) | Technical Potential | 0 | 0 | 946.7673 | 900.8634 | 864.1403 | 834.7618 | 811.259 | 792.4568 | 777.415 | 765.3816 | 813.1347 | 839.8612 | 0 | 0 | 0 | 271.1485 | 216.9188 | 173.5351 | 138.8281 | 122.5384 | 59.0124 | 23.3399 | 0 | 0 | 51.9304 | 0 | 0
F14_Commercial_Interruptible - Health_Existing_Water Heating_Natural Gas_Water Heater_A_Technical Potential | F14 | Commercial | Interruptible - Health | Existing | Water Heating | Natural Gas | Water Heater | A | Purchases (Cumulative) | Technical Potential | 0 | 0 | 946.7673 | 1847.6307 | 2711.771 | 3546.5328 | 4357.7918 | 5150.2487 | 5927.6637 | 6693.0453 | 7506.18 | 8346.0413 | 8346.0413 | 8346.0413 | 8346.0413 | 8617.1898 | 8834.1086 | 9007.6437 | 9146.4718 | 9269.0102 | 9328.0226 | 9351.3625 | 9351.3625 | 9351.3625 | 9403.2929 | 9403.2929 | 9403.2929
F1_Commercial_Interruptible - Health_Existing_Food Preparation_Natural Gas_Oven_A_Technical Potential | F1 | Commercial | Interruptible - Health | Existing | Food Preparation | Natural Gas | Oven | A | Original Unit Energy Savings (kWh or therms) | Technical Potential | 0 | 106.6752 | 106.6752 | 106.6752 | 106.6752 | 106.6752 | 106.6752 | 106.6752 | 106.6752 | 106.6752 | 106.6752 | 106.6752 | 106.6752 | 106.6752 | 106.6752 | 106.6752 | 106.6752 | 106.6752 | 106.6752 | 106.6752 | 106.6752 | 106.6752 | 106.6752 | 106.6752 | 106.6752 | 106.6752 | 106.6752
F2_Commercial_Interruptible - Health_Existing_Food Preparation_Natural Gas_Oven_A_Technical Potential | F2 | Commercial | Interruptible - Health | Existing | Food Preparation | Natural Gas | Oven | A | Original Unit Summer Peak Savings (kW) | Technical Potential | 0 | 0 | 0 | 0 | 0 | 0 | 0 | 0 | 0 | 0 | 0 | 0 | 0 | 0 | 0 | 0 | 0 | 0 | 0 | 0 | 0 | 0 | 0 | 0 | 0 | 0 | 0
F3_Commercial_Interruptible - Health_Existing_Food Preparation_Natural Gas_Oven_A_Technical Potential | F3 | Commercial | Interruptible - Health | Existing | Food Preparation | Natural Gas | Oven | A | Original Unit Winter Peak Savings (kW) | Technical Potential | 0 | 0 | 0 | 0 | 0 | 0 | 0 | 0 | 0 | 0 | 0 | 0 | 0 | 0 | 0 | 0 | 0 | 0 | 0 | 0 | 0 | 0 | 0 | 0 | 0 | 0 | 0
F4_Commercial_Interruptible - Health_Existing_Food Preparation_Natural Gas_Oven_A_Technical Potential | F4 | Commercial | Interruptible - Health | Existing | Food Preparation | Natural Gas | Oven | A | Standalone Impact on Baseline Energy (%) | Technical Potential | 0 | 0 | 3.2946e-05 | 8.3707e-05 | 0.00015482 | 0.00024222 | 0.00034264 | 0.00045348 | 0.00057266 | 0.00069851 | 0.0008297 | 0.00096515 | 0.0010772 | 0.0011734 | 0.0012276 | 0.0012607 | 0.0012742 | 0.0012794 | 0.0012794 | 0.0012794 | 0.0012794 | 0.0012794 | 0.0012794 | 0.0012794 | 0.0012921 | 0.0013149 | 0.0013411
F5_Commercial_Interruptible - Health_Existing_Food Preparation_Natural Gas_Oven_A_Technical Potential | F5 | Commercial | Interruptible - Health | Existing | Food Preparation | Natural Gas | Oven | A | Standalone Impact on Baseline Summer Peak (%) | Technical Potential | 0 | 0 | 0 | 0 | 0 | 0 | 0 | 0 | 0 | 0 | 0 | 0 | 0 | 0 | 0 | 0 | 0 | 0 | 0 | 0 | 0 | 0 | 0 | 0 | 0 | 0 | 0
F6_Commercial_Interruptible - Health_Existing_Food Preparation_Natural Gas_Oven_A_Technical Potential | F6 | Commercial | Interruptible - Health | Existing | Food Preparation | Natural Gas | Oven | A | Standalone Impact on Baseline Winter Peak (%) | Technical Potential | 0 | 0 | 0 | 0 | 0 | 0 | 0 | 0 | 0 | 0 | 0 | 0 | 0 | 0 | 0 | 0 | 0 | 0 | 0 | 0 | 0 | 0 | 0 | 0 | 0 | 0 | 0
F7_Commercial_Interruptible - Health_Existing_Food Preparation_Natural Gas_Oven_A_Technical Potential | F7 | Commercial | Interruptible - Health | Existing | Food Preparation | Natural Gas | Oven | A | Incremental Energy Savings (MWh or mTherms) | Technical Potential | 0 | 0 | 0.007657 | 0.011798 | 0.016528 | 0.020312 | 0.02334 | 0.025762 | 0.027699 | 0.029249 | 0.030489 | 0.031481 | 0.026036 | 0.02236 | 0.01259 | 0.0077061 | 0.0031374 | 0.0012031 | 0 | 0 | 0 | 0 | 0 | 0 | 0.0029569 | 0.0052899 | 0.0060982
F8_Commercial_Interruptible - Health_Existing_Food Preparation_Natural Gas_Oven_A_Technical Potential | F8 | Commercial | Interruptible - Health | Existing | Food Preparation | Natural Gas | Oven | A | Incremental Summer Peak Savings (MW) | Technical Potential | 0 | 0 | 0 | 0 | 0 | 0 | 0 | 0 | 0 | 0 | 0 | 0 | 0 | 0 | 0 | 0 | 0 | 0 | 0 | 0 | 0 | 0 | 0 | 0 | 0 | 0 | 0
F9_Commercial_Interruptible - Health_Existing_Food Preparation_Natural Gas_Oven_A_Technical Potential | F9 | Commercial | Interruptible - Health | Existing | Food Preparation | Natural Gas | Oven | A | Incremental Winter Peak Savings (MW) | Technical Potential | 0 | 0 | 0 | 0 | 0 | 0 | 0 | 0 | 0 | 0 | 0 | 0 | 0 | 0 | 0 | 0 | 0 | 0 | 0 | 0 | 0 | 0 | 0 | 0 | 0 | 0 | 0
F10_Commercial_Interruptible - Health_Existing_Food Preparation_Natural Gas_Oven_A_Technical Potential | F10 | Commercial | Interruptible - Health | Existing | Food Preparation | Natural Gas | Oven | A | Cumulative Energy Savings (MWh or mTherms) | Technical Potential | 0 | 0 | 0.007657 | 0.019455 | 0.035982 | 0.056295 | 0.079634 | 0.1054 | 0.13309 | 0.16234 | 0.19283 | 0.22431 | 0.25035 | 0.27271 | 0.2853 | 0.29301 | 0.29614 | 0.29735 | 0.29735 | 0.29735 | 0.29735 | 0.29735 | 0.29735 | 0.29735 | 0.3003 | 0.30559 | 0.31169
F11_Commercial_Interruptible - Health_Existing_Food Preparation_Natural Gas_Oven_A_Technical Potential | F11 | Commercial | Interruptible - Health | Existing | Food Preparation | Natural Gas | Oven | A | Cumulative Summer Peak Savings (MW) | Technical Potential | 0 | 0 | 0 | 0 | 0 | 0 | 0 | 0 | 0 | 0 | 0 | 0 | 0 | 0 | 0 | 0 | 0 | 0 | 0 | 0 | 0 | 0 | 0 | 0 | 0 | 0 | 0
F12_Commercial_Interruptible - Health_Existing_Food Preparation_Natural Gas_Oven_A_Technical Potential | F12 | Commercial | Interruptible - Health | Existing | Food Preparation | Natural Gas | Oven | A | Cumulative Winter Peak Savings (MW) | Technical Potential | 0 | 0 | 0 | 0 | 0 | 0 | 0 | 0 | 0 | 0 | 0 | 0 | 0 | 0 | 0 | 0 | 0 | 0 | 0 | 0 | 0 | 0 | 0 | 0 | 0 | 0 | 0
F13_Commercial_Interruptible - Health_Existing_Food Preparation_Natural Gas_Oven_A_Technical Potential | F13 | Commercial | Interruptible - Health | Existing | Food Preparation | Natural Gas | Oven | A | Purchases (Incremental) | Technical Potential | 0 | 0 | 0.071779 | 0.11059 | 0.15494 | 0.19041 | 0.21879 | 0.24149 | 0.25966 | 0.27419 | 0.28581 | 0.29511 | 0.24407 | 0.20961 | 0.11803 | 0.072238 | 0.029411 | 0.011278 | 0 | 0 | 0 | 0 | 0 | 0 | 0.027719 | 0.049589 | 0.057166
F14_Commercial_Interruptible - Health_Existing_Food Preparation_Natural Gas_Oven_A_Technical Potential | F14 | Commercial | Interruptible - Health | Existing | Food Preparation | Natural Gas | Oven | A | Purchases (Cumulative) | Technical Potential | 0 | 0 | 0.071779 | 0.18237 | 0.33731 | 0.52772 | 0.74651 | 0.98801 | 1.2477 | 1.5219 | 1.8077 | 2.1028 | 2.3468 | 2.5565 | 2.6745 | 2.7467 | 2.7761 | 2.7874 | 2.7874 | 2.7874 | 2.7874 | 2.7874 | 2.7874 | 2.7874 | 2.8151 | 2.8647 | 2.9219
F1_Commercial_Interruptible - Health_Existing_Food Preparation_Natural Gas_Conveyor Oven_A_Technical Potential | F1 | Commercial | Interruptible - Health | Existing | Food Preparation | Natural Gas | Conveyor Oven | A | Original Unit Energy Savings (kWh or therms) | Technical Potential | 0 | 0 | 0 | 0 | 0 | 692.0657 | 692.0657 | 692.0657 | 692.0657 | 692.0657 | 692.0657 | 692.0657 | 692.0657 | 692.0657 | 692.0657 | 692.0657 | 692.0657 | 692.0657 | 692.0657 | 692.0657 | 692.0657 | 692.0657 | 692.0657 | 692.0657 | 692.0657 | 692.0657 | 692.0657
F2_Commercial_Interruptible - Health_Existing_Food Preparation_Natural Gas_Conveyor Oven_A_Technical Potential | F2 | Commercial | Interruptible - Health | Existing | Food Preparation | Natural Gas | Conveyor Oven | A | Original Unit Summer Peak Savings (kW) | Technical Potential | 0 | 0 | 0 | 0 | 0 | 0 | 0 | 0 | 0 | 0 | 0 | 0 | 0 | 0 | 0 | 0 | 0 | 0 | 0 | 0 | 0 | 0 | 0 | 0 | 0 | 0 | 0
F3_Commercial_Interruptible - Health_Existing_Food Preparation_Natural Gas_Conveyor Oven_A_Technical Potential | F3 | Commercial | Interruptible - Health | Existing | Food Preparation | Natural Gas | Conveyor Oven | A | Original Unit Winter Peak Savings (kW) | Technical Potential | 0 | 0 | 0 | 0 | 0 | 0 | 0 | 0 | 0 | 0 | 0 | 0 | 0 | 0 | 0 | 0 | 0 | 0 | 0 | 0 | 0 | 0 | 0 | 0 | 0 | 0 | 0
F4_Commercial_Interruptible - Health_Existing_Food Preparation_Natural Gas_Conveyor Oven_A_Technical Potential | F4 | Commercial | Interruptible - Health | Existing | Food Preparation | Natural Gas | Conveyor Oven | A | Standalone Impact on Baseline Energy (%) | Technical Potential | 0 | 0 | 0 | 0 | 0 | 1.019e-05 | 3.8721e-05 | 9.2115e-05 | 0.00017559 | 0.00029332 | 0.00043845 | 0.0006055 | 0.00079009 | 0.00098871 | 0.0011986 | 0.0014174 | 0.0016434 | 0.0018242 | 0.0019688 | 0.0020846 | 0.0021771 | 0.0022532 | 0.0023096 | 0.002345 | 0.0023595 | 0.0023595 | 0.0023595
F5_Commercial_Interruptible - Health_Existing_Food Preparation_Natural Gas_Conveyor Oven_A_Technical Potential | F5 | Commercial | Interruptible - Health | Existing | Food Preparation | Natural Gas | Conveyor Oven | A | Standalone Impact on Baseline Summer Peak (%) | Technical Potential | 0 | 0 | 0 | 0 | 0 | 0 | 0 | 0 | 0 | 0 | 0 | 0 | 0 | 0 | 0 | 0 | 0 | 0 | 0 | 0 | 0 | 0 | 0 | 0 | 0 | 0 | 0
F6_Commercial_Interruptible - Health_Existing_Food Preparation_Natural Gas_Conveyor Oven_A_Technical Potential | F6 | Commercial | Interruptible - Health | Existing | Food Preparation | Natural Gas | Conveyor Oven | A | Standalone Impact on Baseline Winter Peak (%) | Technical Potential | 0 | 0 | 0 | 0 | 0 | 0 | 0 | 0 | 0 | 0 | 0 | 0 | 0 | 0 | 0 | 0 | 0 | 0 | 0 | 0 | 0 | 0 | 0 | 0 | 0 | 0 | 0
F7_Commercial_Interruptible - Health_Existing_Food Preparation_Natural Gas_Conveyor Oven_A_Technical Potential | F7 | Commercial | Interruptible - Health | Existing | Food Preparation | Natural Gas | Conveyor Oven | A | Incremental Energy Savings (MWh or mTherms) | Technical Potential | 0 | 0 | 0 | 0 | 0 | 0.0023682 | 0.006631 | 0.01241 | 0.019401 | 0.027362 | 0.03373 | 0.038825 | 0.042901 | 0.046162 | 0.048771 | 0.050858 | 0.052527 | 0.042022 | 0.033618 | 0.026894 | 0.021515 | 0.017686 | 0.013107 | 0.0082308 | 0.00336 | 0 | 0
F8_Commercial_Interruptible - Health_Existing_Food Preparation_Natural Gas_Conveyor Oven_A_Technical Potential | F8 | Commercial | Interruptible - Health | Existing | Food Preparation | Natural Gas | Conveyor Oven | A | Incremental Summer Peak Savings (MW) | Technical Potential | 0 | 0 | 0 | 0 | 0 | 0 | 0 | 0 | 0 | 0 | 0 | 0 | 0 | 0 | 0 | 0 | 0 | 0 | 0 | 0 | 0 | 0 | 0 | 0 | 0 | 0 | 0
F9_Commercial_Interruptible - Health_Existing_Food Preparation_Natural Gas_Conveyor Oven_A_Technical Potential | F9 | Commercial | Interruptible - Health | Existing | Food Preparation | Natural Gas | Conveyor Oven | A | Incremental Winter Peak Savings (MW) | Technical Potential | 0 | 0 | 0 | 0 | 0 | 0 | 0 | 0 | 0 | 0 | 0 | 0 | 0 | 0 | 0 | 0 | 0 | 0 | 0 | 0 | 0 | 0 | 0 | 0 | 0 | 0 | 0
F10_Commercial_Interruptible - Health_Existing_Food Preparation_Natural Gas_Conveyor Oven_A_Technical Potential | F10 | Commercial | Interruptible - Health | Existing | Food Preparation | Natural Gas | Conveyor Oven | A | Cumulative Energy Savings (MWh or mTherms) | Technical Potential | 0 | 0 | 0 | 0 | 0 | 0.0023682 | 0.0089993 | 0.021409 | 0.040809 | 0.068171 | 0.1019 | 0.14073 | 0.18363 | 0.22979 | 0.27856 | 0.32942 | 0.38195 | 0.42397 | 0.45759 | 0.48448 | 0.506 | 0.52368 | 0.53679 | 0.54502 | 0.54838 | 0.54838 | 0.54838
F11_Commercial_Interruptible - Health_Existing_Food Preparation_Natural Gas_Conveyor Oven_A_Technical Potential | F11 | Commercial | Interruptible - Health | Existing | Food Preparation | Natural Gas | Conveyor Oven | A | Cumulative Summer Peak Savings (MW) | Technical Potential | 0 | 0 | 0 | 0 | 0 | 0 | 0 | 0 | 0 | 0 | 0 | 0 | 0 | 0 | 0 | 0 | 0 | 0 | 0 | 0 | 0 | 0 | 0 | 0 | 0 | 0 | 0
F12_Commercial_Interruptible - Health_Existing_Food Preparation_Natural Gas_Conveyor Oven_A_Technical Potential | F12 | Commercial | Interruptible - Health | Existing | Food Preparation | Natural Gas | Conveyor Oven | A | Cumulative Winter Peak Savings (MW) | Technical Potential | 0 | 0 | 0 | 0 | 0 | 0 | 0 | 0 | 0 | 0 | 0 | 0 | 0 | 0 | 0 | 0 | 0 | 0 | 0 | 0 | 0 | 0 | 0 | 0 | 0 | 0 | 0
F13_Commercial_Interruptible - Health_Existing_Food Preparation_Natural Gas_Conveyor Oven_A_Technical Potential | F13 | Commercial | Interruptible - Health | Existing | Food Preparation | Natural Gas | Conveyor Oven | A | Purchases (Incremental) | Technical Potential | 0 | 0 | 0 | 0 | 0 | 0.003422 | 0.0095815 | 0.017931 | 0.028033 | 0.039536 | 0.048739 | 0.056101 | 0.06199 | 0.066702 | 0.070472 | 0.073487 | 0.0759 | 0.06072 | 0.048576 | 0.038861 | 0.031088 | 0.025555 | 0.018938 | 0.011893 | 0.0048551 | 0 | 0
F14_Commercial_Interruptible - Health_Existing_Food Preparation_Natural Gas_Conveyor Oven_A_Technical Potential | F14 | Commercial | Interruptible - Health | Existing | Food Preparation | Natural Gas | Conveyor Oven | A | Purchases (Cumulative) | Technical Potential | 0 | 0 | 0 | 0 | 0 | 0.003422 | 0.013003 | 0.030935 | 0.058967 | 0.098503 | 0.14724 | 0.20334 | 0.26533 | 0.33204 | 0.40251 | 0.47599 | 0.55189 | 0.61261 | 0.66119 | 0.70005 | 0.73114 | 0.75669 | 0.77563 | 0.78752 | 0.79238 | 0.79238 | 0.79238
F1_Commercial_Interruptible - Health_Existing_Food Preparation_Natural Gas_Double Rack Oven_A_Technical Potential | F1 | Commercial | Interruptible - Health | Existing | Food Preparation | Natural Gas | Double Rack Oven | A | Original Unit Energy Savings (kWh or therms) | Technical Potential | 0 | 1621.62 | 1621.62 | 1621.62 | 1621.62 | 1621.62 | 1621.62 | 1621.62 | 1621.62 | 1621.62 | 1621.62 | 1621.62 | 1621.62 | 1621.62 | 1621.62 | 1621.62 | 1621.62 | 1621.62 | 1621.62 | 1621.62 | 1621.62 | 1621.62 | 1621.62 | 1621.62 | 1621.62 | 1621.62 | 1621.62
F2_Commercial_Interruptible - Health_Existing_Food Preparation_Natural Gas_Double Rack Oven_A_Technical Potential | F2 | Commercial | Interruptible - Health | Existing | Food Preparation | Natural Gas | Double Rack Oven | A | Original Unit Summer Peak Savings (kW) | Technical Potential | 0 | 0 | 0 | 0 | 0 | 0 | 0 | 0 | 0 | 0 | 0 | 0 | 0 | 0 | 0 | 0 | 0 | 0 | 0 | 0 | 0 | 0 | 0 | 0 | 0 | 0 | 0
F3_Commercial_Interruptible - Health_Existing_Food Preparation_Natural Gas_Double Rack Oven_A_Technical Potential | F3 | Commercial | Interruptible - Health | Existing | Food Preparation | Natural Gas | Double Rack Oven | A | Original Unit Winter Peak Savings (kW) | Technical Potential | 0 | 0 | 0 | 0 | 0 | 0 | 0 | 0 | 0 | 0 | 0 | 0 | 0 | 0 | 0 | 0 | 0 | 0 | 0 | 0 | 0 | 0 | 0 | 0 | 0 | 0 | 0
F4_Commercial_Interruptible - Health_Existing_Food Preparation_Natural Gas_Double Rack Oven_A_Technical Potential | F4 | Commercial | Interruptible - Health | Existing | Food Preparation | Natural Gas | Double Rack Oven | A | Standalone Impact on Baseline Energy (%) | Technical Potential | 0 | 0 | 0.00022954 | 0.00051622 | 0.00085367 | 0.0012363 | 0.001659 | 0.0021174 | 0.0026075 | 0.0031257 | 0.0036048 | 0.0040561 | 0.0044892 | 0.0049116 | 0.0051 | 0.0052319 | 0.0053173 | 0.0053651 | 0.0053826 | 0.0054196 | 0.0054398 | 0.0054408 | 0.0054859 | 0.0055609 | 0.0056545 | 0.0057582 | 0.0058654
F5_Commercial_Interruptible - Health_Existing_Food Preparation_Natural Gas_Double Rack Oven_A_Technical Potential | F5 | Commercial | Interruptible - Health | Existing | Food Preparation | Natural Gas | Double Rack Oven | A | Standalone Impact on Baseline Summer Peak (%) | Technical Potential | 0 | 0 | 0 | 0 | 0 | 0 | 0 | 0 | 0 | 0 | 0 | 0 | 0 | 0 | 0 | 0 | 0 | 0 | 0 | 0 | 0 | 0 | 0 | 0 | 0 | 0 | 0
F6_Commercial_Interruptible - Health_Existing_Food Preparation_Natural Gas_Double Rack Oven_A_Technical Potential | F6 | Commercial | Interruptible - Health | Existing | Food Preparation | Natural Gas | Double Rack Oven | A | Standalone Impact on Baseline Winter Peak (%) | Technical Potential | 0 | 0 | 0 | 0 | 0 | 0 | 0 | 0 | 0 | 0 | 0 | 0 | 0 | 0 | 0 | 0 | 0 | 0 | 0 | 0 | 0 | 0 | 0 | 0 | 0 | 0 | 0
F7_Commercial_Interruptible - Health_Existing_Food Preparation_Natural Gas_Double Rack Oven_A_Technical Potential | F7 | Commercial | Interruptible - Health | Existing | Food Preparation | Natural Gas | Double Rack Oven | A | Incremental Energy Savings (MWh or mTherms) | Technical Potential | 0 | 0 | 0.053349 | 0.066627 | 0.078429 | 0.088921 | 0.098246 | 0.10654 | 0.1139 | 0.12045 | 0.11134 | 0.10489 | 0.10064 | 0.098174 | 0.043797 | 0.030642 | 0.019869 | 0.011111 | 0.0040549 | 0.0085982 | 0.0046922 | 0.00023664 | 0.010485 | 0.017417 | 0.021758 | 0.024101 | 0.024927
F8_Commercial_Interruptible - Health_Existing_Food Preparation_Natural Gas_Double Rack Oven_A_Technical Potential | F8 | Commercial | Interruptible - Health | Existing | Food Preparation | Natural Gas | Double Rack Oven | A | Incremental Summer Peak Savings (MW) | Technical Potential | 0 | 0 | 0 | 0 | 0 | 0 | 0 | 0 | 0 | 0 | 0 | 0 | 0 | 0 | 0 | 0 | 0 | 0 | 0 | 0 | 0 | 0 | 0 | 0 | 0 | 0 | 0
F9_Commercial_Interruptible - Health_Existing_Food Preparation_Natural Gas_Double Rack Oven_A_Technical Potential | F9 | Commercial | Interruptible - Health | Existing | Food Preparation | Natural Gas | Double Rack Oven | A | Incremental Winter Peak Savings (MW) | Technical Potential | 0 | 0 | 0 | 0 | 0 | 0 | 0 | 0 | 0 | 0 | 0 | 0 | 0 | 0 | 0 | 0 | 0 | 0 | 0 | 0 | 0 | 0 | 0 | 0 | 0 | 0 | 0
F10_Commercial_Interruptible - Health_Existing_Food Preparation_Natural Gas_Double Rack Oven_A_Technical Potential | F10 | Commercial | Interruptible - Health | Existing | Food Preparation | Natural Gas | Double Rack Oven | A | Cumulative Energy Savings (MWh or mTherms) | Technical Potential | 0 | 0 | 0.053349 | 0.11998 | 0.19841 | 0.28733 | 0.38557 | 0.49211 | 0.60601 | 0.72646 | 0.8378 | 0.9427 | 1.0433 | 1.1415 | 1.1853 | 1.216 | 1.2358 | 1.2469 | 1.251 | 1.2596 | 1.2643 | 1.2645 | 1.275 | 1.2924 | 1.3142 | 1.3383 | 1.3632
F11_Commercial_Interruptible - Health_Existing_Food Preparation_Natural Gas_Double Rack Oven_A_Technical Potential | F11 | Commercial | Interruptible - Health | Existing | Food Preparation | Natural Gas | Double Rack Oven | A | Cumulative Summer Peak Savings (MW) | Technical Potential | 0 | 0 | 0 | 0 | 0 | 0 | 0 | 0 | 0 | 0 | 0 | 0 | 0 | 0 | 0 | 0 | 0 | 0 | 0 | 0 | 0 | 0 | 0 | 0 | 0 | 0 | 0
F12_Commercial_Interruptible - Health_Existing_Food Preparation_Natural Gas_Double Rack Oven_A_Technical Potential | F12 | Commercial | Interruptible - Health | Existing | Food Preparation | Natural Gas | Double Rack Oven | A | Cumulative Winter Peak Savings (MW) | Technical Potential | 0 | 0 | 0 | 0 | 0 | 0 | 0 | 0 | 0 | 0 | 0 | 0 | 0 | 0 | 0 | 0 | 0 | 0 | 0 | 0 | 0 | 0 | 0 | 0 | 0 | 0 | 0
F13_Commercial_Interruptible - Health_Existing_Food Preparation_Natural Gas_Double Rack Oven_A_Technical Potential | F13 | Commercial | Interruptible - Health | Existing | Food Preparation | Natural Gas | Double Rack Oven | A | Purchases (Incremental) | Technical Potential | 0 | 0 | 0.032899 | 0.041087 | 0.048365 | 0.054834 | 0.060585 | 0.065697 | 0.070241 | 0.07428 | 0.068658 | 0.064685 | 0.062063 | 0.060541 | 0.027008 | 0.018896 | 0.012252 | 0.006852 | 0.0025005 | 0.0053022 | 0.0028935 | 0.00014593 | 0.0064659 | 0.010741 | 0.013418 | 0.014862 | 0.015372
F14_Commercial_Interruptible - Health_Existing_Food Preparation_Natural Gas_Double Rack Oven_A_Technical Potential | F14 | Commercial | Interruptible - Health | Existing | Food Preparation | Natural Gas | Double Rack Oven | A | Purchases (Cumulative) | Technical Potential | 0 | 0 | 0.032899 | 0.073985 | 0.12235 | 0.17718 | 0.23777 | 0.30347 | 0.37371 | 0.44799 | 0.51665 | 0.58133 | 0.64339 | 0.70393 | 0.73094 | 0.74984 | 0.76209 | 0.76894 | 0.77144 | 0.77675 | 0.77964 | 0.77978 | 0.78625 | 0.79699 | 0.81041 | 0.82527 | 0.84064
F1_Commercial_Interruptible - Health_Existing_Food Preparation_Natural Gas_Fryer_A_Technical Potential | F1 | Commercial | Interruptible - Health | Existing | Food Preparation | Natural Gas | Fryer | A | Original Unit Energy Savings (kWh or therms) | Technical Potential | 0 | 395.2691 | 395.2691 | 395.2691 | 395.2691 | 395.2691 | 395.2691 | 395.2691 | 395.2691 | 395.2691 | 395.2691 | 395.2691 | 395.2691 | 395.2691 | 395.2691 | 395.2691 | 395.2691 | 395.2691 | 395.2691 | 395.2691 | 395.2691 | 395.2691 | 395.2691 | 395.2691 | 395.2691 | 395.2691 | 395.2691
F2_Commercial_Interruptible - Health_Existing_Food Preparation_Natural Gas_Fryer_A_Technical Potential | F2 | Commercial | Interruptible - Health | Existing | Food Preparation | Natural Gas | Fryer | A | Original Unit Summer Peak Savings (kW) | Technical Potential | 0 | 0 | 0 | 0 | 0 | 0 | 0 | 0 | 0 | 0 | 0 | 0 | 0 | 0 | 0 | 0 | 0 | 0 | 0 | 0 | 0 | 0 | 0 | 0 | 0 | 0 | 0
F3_Commercial_Interruptible - Health_Existing_Food Preparation_Natural Gas_Fryer_A_Technical Potential | F3 | Commercial | Interruptible - Health | Existing | Food Preparation | Natural Gas | Fryer | A | Original Unit Winter Peak Savings (kW) | Technical Potential | 0 | 0 | 0 | 0 | 0 | 0 | 0 | 0 | 0 | 0 | 0 | 0 | 0 | 0 | 0 | 0 | 0 | 0 | 0 | 0 | 0 | 0 | 0 | 0 | 0 | 0 | 0
F4_Commercial_Interruptible - Health_Existing_Food Preparation_Natural Gas_Fryer_A_Technical Potential | F4 | Commercial | Interruptible - Health | Existing | Food Preparation | Natural Gas | Fryer | A | Standalone Impact on Baseline Energy (%) | Technical Potential | 0 | 0 | 0.013164 | 0.025474 | 0.037101 | 0.048182 | 0.058825 | 0.069118 | 0.079132 | 0.08999 | 0.10131 | 0.10131 | 0.10131 | 0.10131 | 0.10524 | 0.10839 | 0.11091 | 0.11314 | 0.1142 | 0.1146 | 0.1146 | 0.1146 | 0.11539 | 0.11539 | 0.11539 | 0.11539 | 0.1157
F5_Commercial_Interruptible - Health_Existing_Food Preparation_Natural Gas_Fryer_A_Technical Potential | F5 | Commercial | Interruptible - Health | Existing | Food Preparation | Natural Gas | Fryer | A | Standalone Impact on Baseline Summer Peak (%) | Technical Potential | 0 | 0 | 0 | 0 | 0 | 0 | 0 | 0 | 0 | 0 | 0 | 0 | 0 | 0 | 0 | 0 | 0 | 0 | 0 | 0 | 0 | 0 | 0 | 0 | 0 | 0 | 0
F6_Commercial_Interruptible - Health_Existing_Food Preparation_Natural Gas_Fryer_A_Technical Potential | F6 | Commercial | Interruptible - Health | Existing | Food Preparation | Natural Gas | Fryer | A | Standalone Impact on Baseline Winter Peak (%) | Technical Potential | 0 | 0 | 0 | 0 | 0 | 0 | 0 | 0 | 0 | 0 | 0 | 0 | 0 | 0 | 0 | 0 | 0 | 0 | 0 | 0 | 0 | 0 | 0 | 0 | 0 | 0 | 0
F7_Commercial_Interruptible - Health_Existing_Food Preparation_Natural Gas_Fryer_A_Technical Potential | F7 | Commercial | Interruptible - Health | Existing | Food Preparation | Natural Gas | Fryer | A | Incremental Energy Savings (MWh or mTherms) | Technical Potential | 0 | 0 | 3.0595 | 2.861 | 2.7023 | 2.5753 | 2.4737 | 2.3924 | 2.3273 | 2.5234 | 2.6306 | 0 | 0 | 0 | 0.91492 | 0.73194 | 0.58555 | 0.51805 | 0.24576 | 0.09341 | 0 | 0 | 0.18353 | 0 | 0 | 0 | 0.072758
F8_Commercial_Interruptible - Health_Existing_Food Preparation_Natural Gas_Fryer_A_Technical Potential | F8 | Commercial | Interruptible - Health | Existing | Food Preparation | Natural Gas | Fryer | A | Incremental Summer Peak Savings (MW) | Technical Potential | 0 | 0 | 0 | 0 | 0 | 0 | 0 | 0 | 0 | 0 | 0 | 0 | 0 | 0 | 0 | 0 | 0 | 0 | 0 | 0 | 0 | 0 | 0 | 0 | 0 | 0 | 0
F9_Commercial_Interruptible - Health_Existing_Food Preparation_Natural Gas_Fryer_A_Technical Potential | F9 | Commercial | Interruptible - Health | Existing | Food Preparation | Natural Gas | Fryer | A | Incremental Winter Peak Savings (MW) | Technical Potential | 0 | 0 | 0 | 0 | 0 | 0 | 0 | 0 | 0 | 0 | 0 | 0 | 0 | 0 | 0 | 0 | 0 | 0 | 0 | 0 | 0 | 0 | 0 | 0 | 0 | 0 | 0
F10_Commercial_Interruptible - Health_Existing_Food Preparation_Natural Gas_Fryer_A_Technical Potential | F10 | Commercial | Interruptible - Health | Existing | Food Preparation | Natural Gas | Fryer | A | Cumulative Energy Savings (MWh or mTherms) | Technical Potential | 0 | 0 | 3.0595 | 5.9205 | 8.6228 | 11.1981 | 13.6717 | 16.0641 | 18.3914 | 20.9148 | 23.5454 | 23.5454 | 23.5454 | 23.5454 | 24.4603 | 25.1922 | 25.7778 | 26.2959 | 26.5416 | 26.635 | 26.635 | 26.635 | 26.8185 | 26.8185 | 26.8185 | 26.8185 | 26.8913
F11_Commercial_Interruptible - Health_Existing_Food Preparation_Natural Gas_Fryer_A_Technical Potential | F11 | Commercial | Interruptible - Health | Existing | Food Preparation | Natural Gas | Fryer | A | Cumulative Summer Peak Savings (MW) | Technical Potential | 0 | 0 | 0 | 0 | 0 | 0 | 0 | 0 | 0 | 0 | 0 | 0 | 0 | 0 | 0 | 0 | 0 | 0 | 0 | 0 | 0 | 0 | 0 | 0 | 0 | 0 | 0
F12_Commercial_Interruptible - Health_Existing_Food Preparation_Natural Gas_Fryer_A_Technical Potential | F12 | Commercial | Interruptible - Health | Existing | Food Preparation | Natural Gas | Fryer | A | Cumulative Winter Peak Savings (MW) | Technical Potential | 0 | 0 | 0 | 0 | 0 | 0 | 0 | 0 | 0 | 0 | 0 | 0 | 0 | 0 | 0 | 0 | 0 | 0 | 0 | 0 | 0 | 0 | 0 | 0 | 0 | 0 | 0
F13_Commercial_Interruptible - Health_Existing_Food Preparation_Natural Gas_Fryer_A_Technical Potential | F13 | Commercial | Interruptible - Health | Existing | Food Preparation | Natural Gas | Fryer | A | Purchases (Incremental) | Technical Potential | 0 | 0 | 7.7403 | 7.2382 | 6.8365 | 6.5152 | 6.2581 | 6.0525 | 5.888 | 6.384 | 6.6552 | 0 | 0 | 0 | 2.3147 | 1.8517 | 1.4814 | 1.3106 | 0.62175 | 0.23632 | 0 | 0 | 0.46431 | 0 | 0 | 0 | 0.18407
F14_Commercial_Interruptible - Health_Existing_Food Preparation_Natural Gas_Fryer_A_Technical Potential | F14 | Commercial | Interruptible - Health | Existing | Food Preparation | Natural Gas | Fryer | A | Purchases (Cumulative) | Technical Potential | 0 | 0 | 7.7403 | 14.9785 | 21.815 | 28.3302 | 34.5883 | 40.6408 | 46.5288 | 52.9128 | 59.568 | 59.568 | 59.568 | 59.568 | 61.8827 | 63.7344 | 65.2158 | 66.5265 | 67.1482 | 67.3845 | 67.3845 | 67.3845 | 67.8488 | 67.8488 | 67.8488 | 67.8488 | 68.0329
F1_Commercial_Interruptible - Health_Existing_Food Preparation_Natural Gas_Broiler_A_Technical Potential | F1 | Commercial | Interruptible - Health | Existing | Food Preparation | Natural Gas | Broiler | A | Original Unit Energy Savings (kWh or therms) | Technical Potential | 0 | 240.24 | 240.24 | 240.24 | 240.24 | 240.24 | 240.24 | 240.24 | 240.24 | 240.24 | 240.24 | 240.24 | 240.24 | 240.24 | 240.24 | 240.24 | 240.24 | 240.24 | 240.24 | 240.24 | 240.24 | 240.24 | 240.24 | 240.24 | 240.24 | 240.24 | 240.24
F2_Commercial_Interruptible - Health_Existing_Food Preparation_Natural Gas_Broiler_A_Technical Potential | F2 | Commercial | Interruptible - Health | Existing | Food Preparation | Natural Gas | Broiler | A | Original Unit Summer Peak Savings (kW) | Technical Potential | 0 | 0 | 0 | 0 | 0 | 0 | 0 | 0 | 0 | 0 | 0 | 0 | 0 | 0 | 0 | 0 | 0 | 0 | 0 | 0 | 0 | 0 | 0 | 0 | 0 | 0 | 0
F3_Commercial_Interruptible - Health_Existing_Food Preparation_Natural Gas_Broiler_A_Technical Potential | F3 | Commercial | Interruptible - Health | Existing | Food Preparation | Natural Gas | Broiler | A | Original Unit Winter Peak Savings (kW) | Technical Potential | 0 | 0 | 0 | 0 | 0 | 0 | 0 | 0 | 0 | 0 | 0 | 0 | 0 | 0 | 0 | 0 | 0 | 0 | 0 | 0 | 0 | 0 | 0 | 0 | 0 | 0 | 0
F4_Commercial_Interruptible - Health_Existing_Food Preparation_Natural Gas_Broiler_A_Technical Potential | F4 | Commercial | Interruptible - Health | Existing | Food Preparation | Natural Gas | Broiler | A | Standalone Impact on Baseline Energy (%) | Technical Potential | 0 | 0 | 0.001527 | 0.0032196 | 0.0050593 | 0.0070298 | 0.0091166 | 0.011307 | 0.013589 | 0.015952 | 0.018202 | 0.020372 | 0.022489 | 0.024574 | 0.02512 | 0.025502 | 0.02575 | 0.025889 | 0.025939 | 0.026312 | 0.026606 | 0.026819 | 0.027136 | 0.027519 | 0.027937 | 0.028369 | 0.028796
F5_Commercial_Interruptible - Health_Existing_Food Preparation_Natural Gas_Broiler_A_Technical Potential | F5 | Commercial | Interruptible - Health | Existing | Food Preparation | Natural Gas | Broiler | A | Standalone Impact on Baseline Summer Peak (%) | Technical Potential | 0 | 0 | 0 | 0 | 0 | 0 | 0 | 0 | 0 | 0 | 0 | 0 | 0 | 0 | 0 | 0 | 0 | 0 | 0 | 0 | 0 | 0 | 0 | 0 | 0 | 0 | 0
F6_Commercial_Interruptible - Health_Existing_Food Preparation_Natural Gas_Broiler_A_Technical Potential | F6 | Commercial | Interruptible - Health | Existing | Food Preparation | Natural Gas | Broiler | A | Standalone Impact on Baseline Winter Peak (%) | Technical Potential | 0 | 0 | 0 | 0 | 0 | 0 | 0 | 0 | 0 | 0 | 0 | 0 | 0 | 0 | 0 | 0 | 0 | 0 | 0 | 0 | 0 | 0 | 0 | 0 | 0 | 0 | 0
F7_Commercial_Interruptible - Health_Existing_Food Preparation_Natural Gas_Broiler_A_Technical Potential | F7 | Commercial | Interruptible - Health | Existing | Food Preparation | Natural Gas | Broiler | A | Incremental Energy Savings (MWh or mTherms) | Technical Potential | 0 | 0 | 0.3549 | 0.39338 | 0.42757 | 0.45797 | 0.48499 | 0.50901 | 0.53036 | 0.54934 | 0.52292 | 0.50425 | 0.49193 | 0.48478 | 0.1269 | 0.088782 | 0.057568 | 0.032195 | 0.011749 | 0.086603 | 0.068432 | 0.049429 | 0.073708 | 0.088979 | 0.097278 | 0.10026 | 0.099273
F8_Commercial_Interruptible - Health_Existing_Food Preparation_Natural Gas_Broiler_A_Technical Potential | F8 | Commercial | Interruptible - Health | Existing | Food Preparation | Natural Gas | Broiler | A | Incremental Summer Peak Savings (MW) | Technical Potential | 0 | 0 | 0 | 0 | 0 | 0 | 0 | 0 | 0 | 0 | 0 | 0 | 0 | 0 | 0 | 0 | 0 | 0 | 0 | 0 | 0 | 0 | 0 | 0 | 0 | 0 | 0
F9_Commercial_Interruptible - Health_Existing_Food Preparation_Natural Gas_Broiler_A_Technical Potential | F9 | Commercial | Interruptible - Health | Existing | Food Preparation | Natural Gas | Broiler | A | Incremental Winter Peak Savings (MW) | Technical Potential | 0 | 0 | 0 | 0 | 0 | 0 | 0 | 0 | 0 | 0 | 0 | 0 | 0 | 0 | 0 | 0 | 0 | 0 | 0 | 0 | 0 | 0 | 0 | 0 | 0 | 0 | 0
F10_Commercial_Interruptible - Health_Existing_Food Preparation_Natural Gas_Broiler_A_Technical Potential | F10 | Commercial | Interruptible - Health | Existing | Food Preparation | Natural Gas | Broiler | A | Cumulative Energy Savings (MWh or mTherms) | Technical Potential | 0 | 0 | 0.3549 | 0.74828 | 1.1759 | 1.6338 | 2.1188 | 2.6278 | 3.1582 | 3.7075 | 4.2304 | 4.7347 | 5.2266 | 5.7114 | 5.8383 | 5.9271 | 5.9847 | 6.0169 | 6.0286 | 6.1152 | 6.1836 | 6.2331 | 6.3068 | 6.3958 | 6.493 | 6.5933 | 6.6926
F11_Commercial_Interruptible - Health_Existing_Food Preparation_Natural Gas_Broiler_A_Technical Potential | F11 | Commercial | Interruptible - Health | Existing | Food Preparation | Natural Gas | Broiler | A | Cumulative Summer Peak Savings (MW) | Technical Potential | 0 | 0 | 0 | 0 | 0 | 0 | 0 | 0 | 0 | 0 | 0 | 0 | 0 | 0 | 0 | 0 | 0 | 0 | 0 | 0 | 0 | 0 | 0 | 0 | 0 | 0 | 0
F12_Commercial_Interruptible - Health_Existing_Food Preparation_Natural Gas_Broiler_A_Technical Potential | F12 | Commercial | Interruptible - Health | Existing | Food Preparation | Natural Gas | Broiler | A | Cumulative Winter Peak Savings (MW) | Technical Potential | 0 | 0 | 0 | 0 | 0 | 0 | 0 | 0 | 0 | 0 | 0 | 0 | 0 | 0 | 0 | 0 | 0 | 0 | 0 | 0 | 0 | 0 | 0 | 0 | 0 | 0 | 0
F13_Commercial_Interruptible - Health_Existing_Food Preparation_Natural Gas_Broiler_A_Technical Potential | F13 | Commercial | Interruptible - Health | Existing | Food Preparation | Natural Gas | Broiler | A | Purchases (Incremental) | Technical Potential | 0 | 0 | 1.4773 | 1.6374 | 1.7798 | 1.9063 | 2.0188 | 2.1188 | 2.2076 | 2.2866 | 2.1767 | 2.099 | 2.0477 | 2.0179 | 0.52822 | 0.36956 | 0.23963 | 0.13401 | 0.048905 | 0.36049 | 0.28485 | 0.20575 | 0.30681 | 0.37037 | 0.40492 | 0.41734 | 0.41323
F14_Commercial_Interruptible - Health_Existing_Food Preparation_Natural Gas_Broiler_A_Technical Potential | F14 | Commercial | Interruptible - Health | Existing | Food Preparation | Natural Gas | Broiler | A | Purchases (Cumulative) | Technical Potential | 0 | 0 | 1.4773 | 3.1147 | 4.8945 | 6.8008 | 8.8196 | 10.9383 | 13.146 | 15.4326 | 17.6092 | 19.7082 | 21.7559 | 23.7738 | 24.302 | 24.6716 | 24.9112 | 25.0452 | 25.0941 | 25.4546 | 25.7395 | 25.9452 | 26.252 | 26.6224 | 27.0273 | 27.4447 | 27.8579
F1_Commercial_Interruptible - Health_Existing_Food Preparation_Natural Gas_Griddle_A_Technical Potential | F1 | Commercial | Interruptible - Health | Existing | Food Preparation | Natural Gas | Griddle | A | Original Unit Energy Savings (kWh or therms) | Technical Potential | 0 | 167.9465 | 167.9465 | 167.9465 | 167.9465 | 167.9465 | 167.9465 | 167.9465 | 167.9465 | 167.9465 | 167.9465 | 167.9465 | 167.9465 | 167.9465 | 167.9465 | 167.9465 | 167.9465 | 167.9465 | 167.9465 | 167.9465 | 167.9465 | 167.9465 | 167.9465 | 167.9465 | 167.9465 | 167.9465 | 167.9465
F2_Commercial_Interruptible - Health_Existing_Food Preparation_Natural Gas_Griddle_A_Technical Potential | F2 | Commercial | Interruptible - Health | Existing | Food Preparation | Natural Gas | Griddle | A | Original Unit Summer Peak Savings (kW) | Technical Potential | 0 | 0 | 0 | 0 | 0 | 0 | 0 | 0 | 0 | 0 | 0 | 0 | 0 | 0 | 0 | 0 | 0 | 0 | 0 | 0 | 0 | 0 | 0 | 0 | 0 | 0 | 0
F3_Commercial_Interruptible - Health_Existing_Food Preparation_Natural Gas_Griddle_A_Technical Potential | F3 | Commercial | Interruptible - Health | Existing | Food Preparation | Natural Gas | Griddle | A | Original Unit Winter Peak Savings (kW) | Technical Potential | 0 | 0 | 0 | 0 | 0 | 0 | 0 | 0 | 0 | 0 | 0 | 0 | 0 | 0 | 0 | 0 | 0 | 0 | 0 | 0 | 0 | 0 | 0 | 0 | 0 | 0 | 0
F4_Commercial_Interruptible - Health_Existing_Food Preparation_Natural Gas_Griddle_A_Technical Potential | F4 | Commercial | Interruptible - Health | Existing | Food Preparation | Natural Gas | Griddle | A | Standalone Impact on Baseline Energy (%) | Technical Potential | 0 | 0 | 0.00034153 | 0.00072008 | 0.0011315 | 0.0015722 | 0.002039 | 0.0025288 | 0.0030391 | 0.0035678 | 0.004071 | 0.0045562 | 0.0050296 | 0.0054961 | 0.0056183 | 0.0057037 | 0.0057591 | 0.0057901 | 0.0058014 | 0.0058847 | 0.0059506 | 0.0059981 | 0.0060691 | 0.0061547 | 0.0062483 | 0.0063448 | 0.0064403
F5_Commercial_Interruptible - Health_Existing_Food Preparation_Natural Gas_Griddle_A_Technical Potential | F5 | Commercial | Interruptible - Health | Existing | Food Preparation | Natural Gas | Griddle | A | Standalone Impact on Baseline Summer Peak (%) | Technical Potential | 0 | 0 | 0 | 0 | 0 | 0 | 0 | 0 | 0 | 0 | 0 | 0 | 0 | 0 | 0 | 0 | 0 | 0 | 0 | 0 | 0 | 0 | 0 | 0 | 0 | 0 | 0
F6_Commercial_Interruptible - Health_Existing_Food Preparation_Natural Gas_Griddle_A_Technical Potential | F6 | Commercial | Interruptible - Health | Existing | Food Preparation | Natural Gas | Griddle | A | Standalone Impact on Baseline Winter Peak (%) | Technical Potential | 0 | 0 | 0 | 0 | 0 | 0 | 0 | 0 | 0 | 0 | 0 | 0 | 0 | 0 | 0 | 0 | 0 | 0 | 0 | 0 | 0 | 0 | 0 | 0 | 0 | 0 | 0
F7_Commercial_Interruptible - Health_Existing_Food Preparation_Natural Gas_Griddle_A_Technical Potential | F7 | Commercial | Interruptible - Health | Existing | Food Preparation | Natural Gas | Griddle | A | Incremental Energy Savings (MWh or mTherms) | Technical Potential | 0 | 0 | 0.079376 | 0.08798 | 0.095628 | 0.10243 | 0.10847 | 0.11384 | 0.11862 | 0.12286 | 0.11695 | 0.11278 | 0.11002 | 0.10842 | 0.028382 | 0.019856 | 0.012875 | 0.0072004 | 0.0026277 | 0.019369 | 0.015305 | 0.011055 | 0.016485 | 0.0199 | 0.021757 | 0.022424 | 0.022203
F8_Commercial_Interruptible - Health_Existing_Food Preparation_Natural Gas_Griddle_A_Technical Potential | F8 | Commercial | Interruptible - Health | Existing | Food Preparation | Natural Gas | Griddle | A | Incremental Summer Peak Savings (MW) | Technical Potential | 0 | 0 | 0 | 0 | 0 | 0 | 0 | 0 | 0 | 0 | 0 | 0 | 0 | 0 | 0 | 0 | 0 | 0 | 0 | 0 | 0 | 0 | 0 | 0 | 0 | 0 | 0
F9_Commercial_Interruptible - Health_Existing_Food Preparation_Natural Gas_Griddle_A_Technical Potential | F9 | Commercial | Interruptible - Health | Existing | Food Preparation | Natural Gas | Griddle | A | Incremental Winter Peak Savings (MW) | Technical Potential | 0 | 0 | 0 | 0 | 0 | 0 | 0 | 0 | 0 | 0 | 0 | 0 | 0 | 0 | 0 | 0 | 0 | 0 | 0 | 0 | 0 | 0 | 0 | 0 | 0 | 0 | 0
F10_Commercial_Interruptible - Health_Existing_Food Preparation_Natural Gas_Griddle_A_Technical Potential | F10 | Commercial | Interruptible - Health | Existing | Food Preparation | Natural Gas | Griddle | A | Cumulative Energy Savings (MWh or mTherms) | Technical Potential | 0 | 0 | 0.079376 | 0.16736 | 0.26298 | 0.36541 | 0.47388 | 0.58772 | 0.70634 | 0.8292 | 0.94615 | 1.0589 | 1.169 | 1.2774 | 1.3058 | 1.3256 | 1.3385 | 1.3457 | 1.3483 | 1.3677 | 1.383 | 1.394 | 1.4105 | 1.4304 | 1.4522 | 1.4746 | 1.4968
F11_Commercial_Interruptible - Health_Existing_Food Preparation_Natural Gas_Griddle_A_Technical Potential | F11 | Commercial | Interruptible - Health | Existing | Food Preparation | Natural Gas | Griddle | A | Cumulative Summer Peak Savings (MW) | Technical Potential | 0 | 0 | 0 | 0 | 0 | 0 | 0 | 0 | 0 | 0 | 0 | 0 | 0 | 0 | 0 | 0 | 0 | 0 | 0 | 0 | 0 | 0 | 0 | 0 | 0 | 0 | 0
F12_Commercial_Interruptible - Health_Existing_Food Preparation_Natural Gas_Griddle_A_Technical Potential | F12 | Commercial | Interruptible - Health | Existing | Food Preparation | Natural Gas | Griddle | A | Cumulative Winter Peak Savings (MW) | Technical Potential | 0 | 0 | 0 | 0 | 0 | 0 | 0 | 0 | 0 | 0 | 0 | 0 | 0 | 0 | 0 | 0 | 0 | 0 | 0 | 0 | 0 | 0 | 0 | 0 | 0 | 0 | 0
F13_Commercial_Interruptible - Health_Existing_Food Preparation_Natural Gas_Griddle_A_Technical Potential | F13 | Commercial | Interruptible - Health | Existing | Food Preparation | Natural Gas | Griddle | A | Purchases (Incremental) | Technical Potential | 0 | 0 | 0.47262 | 0.52386 | 0.5694 | 0.60988 | 0.64586 | 0.67785 | 0.70628 | 0.73155 | 0.69637 | 0.67151 | 0.65511 | 0.64558 | 0.16899 | 0.11823 | 0.076663 | 0.042873 | 0.015646 | 0.11533 | 0.09113 | 0.065824 | 0.098156 | 0.11849 | 0.12954 | 0.13352 | 0.1322
F14_Commercial_Interruptible - Health_Existing_Food Preparation_Natural Gas_Griddle_A_Technical Potential | F14 | Commercial | Interruptible - Health | Existing | Food Preparation | Natural Gas | Griddle | A | Purchases (Cumulative) | Technical Potential | 0 | 0 | 0.47262 | 0.99648 | 1.5659 | 2.1758 | 2.8216 | 3.4995 | 4.2057 | 4.9373 | 5.6337 | 6.3052 | 6.9603 | 7.6059 | 7.7749 | 7.8931 | 7.9698 | 8.0126 | 8.0283 | 8.1436 | 8.2347 | 8.3006 | 8.3987 | 8.5172 | 8.6467 | 8.7803 | 8.9125
F1_Commercial_Interruptible - Health_Existing_Food Preparation_Natural Gas_Range_A_Technical Potential | F1 | Commercial | Interruptible - Health | Existing | Food Preparation | Natural Gas | Range | A | Original Unit Energy Savings (kWh or therms) | Technical Potential | 0 | 171.4286 | 171.4286 | 171.4286 | 171.4286 | 171.4286 | 171.4286 | 171.4286 | 171.4286 | 171.4286 | 171.4286 | 171.4286 | 171.4286 | 171.4286 | 171.4286 | 171.4286 | 171.4286 | 171.4286 | 171.4286 | 171.4286 | 171.4286 | 171.4286 | 171.4286 | 171.4286 | 171.4286 | 171.4286 | 171.4286
F2_Commercial_Interruptible - Health_Existing_Food Preparation_Natural Gas_Range_A_Technical Potential | F2 | Commercial | Interruptible - Health | Existing | Food Preparation | Natural Gas | Range | A | Original Unit Summer Peak Savings (kW) | Technical Potential | 0 | 0 | 0 | 0 | 0 | 0 | 0 | 0 | 0 | 0 | 0 | 0 | 0 | 0 | 0 | 0 | 0 | 0 | 0 | 0 | 0 | 0 | 0 | 0 | 0 | 0 | 0
F3_Commercial_Interruptible - Health_Existing_Food Preparation_Natural Gas_Range_A_Technical Potential | F3 | Commercial | Interruptible - Health | Existing | Food Preparation | Natural Gas | Range | A | Original Unit Winter Peak Savings (kW) | Technical Potential | 0 | 0 | 0 | 0 | 0 | 0 | 0 | 0 | 0 | 0 | 0 | 0 | 0 | 0 | 0 | 0 | 0 | 0 | 0 | 0 | 0 | 0 | 0 | 0 | 0 | 0 | 0
F4_Commercial_Interruptible - Health_Existing_Food Preparation_Natural Gas_Range_A_Technical Potential | F4 | Commercial | Interruptible - Health | Existing | Food Preparation | Natural Gas | Range | A | Standalone Impact on Baseline Energy (%) | Technical Potential | 0 | 0 | 0.0021919 | 0.0047884 | 0.0077087 | 0.010888 | 0.014274 | 0.017826 | 0.021511 | 0.025302 | 0.028672 | 0.031806 | 0.032641 | 0.03305 | 0.03317 | 0.033542 | 0.03384 | 0.034078 | 0.034269 | 0.03432 | 0.034705 | 0.035223 | 0.035755 | 0.036231 | 0.036577 | 0.036577 | 0.036577
F5_Commercial_Interruptible - Health_Existing_Food Preparation_Natural Gas_Range_A_Technical Potential | F5 | Commercial | Interruptible - Health | Existing | Food Preparation | Natural Gas | Range | A | Standalone Impact on Baseline Summer Peak (%) | Technical Potential | 0 | 0 | 0 | 0 | 0 | 0 | 0 | 0 | 0 | 0 | 0 | 0 | 0 | 0 | 0 | 0 | 0 | 0 | 0 | 0 | 0 | 0 | 0 | 0 | 0 | 0 | 0
F6_Commercial_Interruptible - Health_Existing_Food Preparation_Natural Gas_Range_A_Technical Potential | F6 | Commercial | Interruptible - Health | Existing | Food Preparation | Natural Gas | Range | A | Standalone Impact on Baseline Winter Peak (%) | Technical Potential | 0 | 0 | 0 | 0 | 0 | 0 | 0 | 0 | 0 | 0 | 0 | 0 | 0 | 0 | 0 | 0 | 0 | 0 | 0 | 0 | 0 | 0 | 0 | 0 | 0 | 0 | 0
F7_Commercial_Interruptible - Health_Existing_Food Preparation_Natural Gas_Range_A_Technical Potential | F7 | Commercial | Interruptible - Health | Existing | Food Preparation | Natural Gas | Range | A | Incremental Energy Savings (MWh or mTherms) | Technical Potential | 0 | 0 | 0.50942 | 0.60347 | 0.67871 | 0.7389 | 0.78705 | 0.82557 | 0.85639 | 0.88104 | 0.7832 | 0.72845 | 0.19403 | 0.095035 | 0.027876 | 0.086503 | 0.069203 | 0.055362 | 0.04429 | 0.01192 | 0.089476 | 0.12049 | 0.12347 | 0.11082 | 0.080307 | 0 | 0
F8_Commercial_Interruptible - Health_Existing_Food Preparation_Natural Gas_Range_A_Technical Potential | F8 | Commercial | Interruptible - Health | Existing | Food Preparation | Natural Gas | Range | A | Incremental Summer Peak Savings (MW) | Technical Potential | 0 | 0 | 0 | 0 | 0 | 0 | 0 | 0 | 0 | 0 | 0 | 0 | 0 | 0 | 0 | 0 | 0 | 0 | 0 | 0 | 0 | 0 | 0 | 0 | 0 | 0 | 0
F9_Commercial_Interruptible - Health_Existing_Food Preparation_Natural Gas_Range_A_Technical Potential | F9 | Commercial | Interruptible - Health | Existing | Food Preparation | Natural Gas | Range | A | Incremental Winter Peak Savings (MW) | Technical Potential | 0 | 0 | 0 | 0 | 0 | 0 | 0 | 0 | 0 | 0 | 0 | 0 | 0 | 0 | 0 | 0 | 0 | 0 | 0 | 0 | 0 | 0 | 0 | 0 | 0 | 0 | 0
F10_Commercial_Interruptible - Health_Existing_Food Preparation_Natural Gas_Range_A_Technical Potential | F10 | Commercial | Interruptible - Health | Existing | Food Preparation | Natural Gas | Range | A | Cumulative Energy Savings (MWh or mTherms) | Technical Potential | 0 | 0 | 0.50942 | 1.1129 | 1.7916 | 2.5305 | 3.3175 | 4.1431 | 4.9995 | 5.8805 | 6.6637 | 7.3922 | 7.5862 | 7.6813 | 7.7091 | 7.7956 | 7.8648 | 7.9202 | 7.9645 | 7.9764 | 8.0659 | 8.1864 | 8.3098 | 8.4207 | 8.501 | 8.501 | 8.501
F11_Commercial_Interruptible - Health_Existing_Food Preparation_Natural Gas_Range_A_Technical Potential | F11 | Commercial | Interruptible - Health | Existing | Food Preparation | Natural Gas | Range | A | Cumulative Summer Peak Savings (MW) | Technical Potential | 0 | 0 | 0 | 0 | 0 | 0 | 0 | 0 | 0 | 0 | 0 | 0 | 0 | 0 | 0 | 0 | 0 | 0 | 0 | 0 | 0 | 0 | 0 | 0 | 0 | 0 | 0
F12_Commercial_Interruptible - Health_Existing_Food Preparation_Natural Gas_Range_A_Technical Potential | F12 | Commercial | Interruptible - Health | Existing | Food Preparation | Natural Gas | Range | A | Cumulative Winter Peak Savings (MW) | Technical Potential | 0 | 0 | 0 | 0 | 0 | 0 | 0 | 0 | 0 | 0 | 0 | 0 | 0 | 0 | 0 | 0 | 0 | 0 | 0 | 0 | 0 | 0 | 0 | 0 | 0 | 0 | 0
F13_Commercial_Interruptible - Health_Existing_Food Preparation_Natural Gas_Range_A_Technical Potential | F13 | Commercial | Interruptible - Health | Existing | Food Preparation | Natural Gas | Range | A | Purchases (Incremental) | Technical Potential | 0 | 0 | 2.9716 | 3.5202 | 3.9591 | 4.3102 | 4.5911 | 4.8158 | 4.9956 | 5.1394 | 4.5687 | 4.2493 | 1.1318 | 0.55437 | 0.16261 | 0.5046 | 0.40368 | 0.32295 | 0.25836 | 0.069534 | 0.52194 | 0.70283 | 0.72026 | 0.64643 | 0.46846 | 0 | 0
F14_Commercial_Interruptible - Health_Existing_Food Preparation_Natural Gas_Range_A_Technical Potential | F14 | Commercial | Interruptible - Health | Existing | Food Preparation | Natural Gas | Range | A | Purchases (Cumulative) | Technical Potential | 0 | 0 | 2.9716 | 6.4919 | 10.451 | 14.7612 | 19.3523 | 24.1681 | 29.1637 | 34.3031 | 38.8718 | 43.1211 | 44.2529 | 44.8073 | 44.9699 | 45.4745 | 45.8782 | 46.2012 | 46.4595 | 46.529 | 47.051 | 47.7538 | 48.4741 | 49.1205 | 49.589 | 49.589 | 49.589
F1_Commercial_Interruptible - Health_Existing_Food Preparation_Natural Gas_Steamer_A_Technical Potential | F1 | Commercial | Interruptible - Health | Existing | Food Preparation | Natural Gas | Steamer | A | Original Unit Energy Savings (kWh or therms) | Technical Potential | 0 | 1215.1419 | 1215.1419 | 1215.1419 | 1215.1419 | 1215.1419 | 1215.1419 | 1215.1419 | 1215.1419 | 1215.1419 | 1215.1419 | 1215.1419 | 1215.1419 | 1215.1419 | 1215.1419 | 1215.1419 | 1215.1419 | 1215.1419 | 1215.1419 | 1215.1419 | 1215.1419 | 1215.1419 | 1215.1419 | 1215.1419 | 1215.1419 | 1215.1419 | 1215.1419
F2_Commercial_Interruptible - Health_Existing_Food Preparation_Natural Gas_Steamer_A_Technical Potential | F2 | Commercial | Interruptible - Health | Existing | Food Preparation | Natural Gas | Steamer | A | Original Unit Summer Peak Savings (kW) | Technical Potential | 0 | 0 | 0 | 0 | 0 | 0 | 0 | 0 | 0 | 0 | 0 | 0 | 0 | 0 | 0 | 0 | 0 | 0 | 0 | 0 | 0 | 0 | 0 | 0 | 0 | 0 | 0
F3_Commercial_Interruptible - Health_Existing_Food Preparation_Natural Gas_Steamer_A_Technical Potential | F3 | Commercial | Interruptible - Health | Existing | Food Preparation | Natural Gas | Steamer | A | Original Unit Winter Peak Savings (kW) | Technical Potential | 0 | 0 | 0 | 0 | 0 | 0 | 0 | 0 | 0 | 0 | 0 | 0 | 0 | 0 | 0 | 0 | 0 | 0 | 0 | 0 | 0 | 0 | 0 | 0 | 0 | 0 | 0
F4_Commercial_Interruptible - Health_Existing_Food Preparation_Natural Gas_Steamer_A_Technical Potential | F4 | Commercial | Interruptible - Health | Existing | Food Preparation | Natural Gas | Steamer | A | Standalone Impact on Baseline Energy (%) | Technical Potential | 0 | 0 | 0.0025987 | 0.0051257 | 0.0075953 | 0.010019 | 0.012406 | 0.014764 | 0.017188 | 0.019646 | 0.019646 | 0.019646 | 0.019646 | 0.020375 | 0.020957 | 0.021441 | 0.021767 | 0.021991 | 0.022023 | 0.022085 | 0.022335 | 0.022335 | 0.022335 | 0.022335 | 0.022347 | 0.022582 | 0.022582
F5_Commercial_Interruptible - Health_Existing_Food Preparation_Natural Gas_Steamer_A_Technical Potential | F5 | Commercial | Interruptible - Health | Existing | Food Preparation | Natural Gas | Steamer | A | Standalone Impact on Baseline Summer Peak (%) | Technical Potential | 0 | 0 | 0 | 0 | 0 | 0 | 0 | 0 | 0 | 0 | 0 | 0 | 0 | 0 | 0 | 0 | 0 | 0 | 0 | 0 | 0 | 0 | 0 | 0 | 0 | 0 | 0
F6_Commercial_Interruptible - Health_Existing_Food Preparation_Natural Gas_Steamer_A_Technical Potential | F6 | Commercial | Interruptible - Health | Existing | Food Preparation | Natural Gas | Steamer | A | Standalone Impact on Baseline Winter Peak (%) | Technical Potential | 0 | 0 | 0 | 0 | 0 | 0 | 0 | 0 | 0 | 0 | 0 | 0 | 0 | 0 | 0 | 0 | 0 | 0 | 0 | 0 | 0 | 0 | 0 | 0 | 0 | 0 | 0
F7_Commercial_Interruptible - Health_Existing_Food Preparation_Natural Gas_Steamer_A_Technical Potential | F7 | Commercial | Interruptible - Health | Existing | Food Preparation | Natural Gas | Steamer | A | Incremental Energy Savings (MWh or mTherms) | Technical Potential | 0 | 0 | 0.60397 | 0.58731 | 0.57398 | 0.56332 | 0.55479 | 0.54796 | 0.56333 | 0.57146 | 0 | 0 | 0 | 0.16924 | 0.13539 | 0.11248 | 0.075819 | 0.051992 | 0.0074521 | 0.014492 | 0.058 | 0 | 0 | 0 | 0.0028839 | 0.054481 | 0
F8_Commercial_Interruptible - Health_Existing_Food Preparation_Natural Gas_Steamer_A_Technical Potential | F8 | Commercial | Interruptible - Health | Existing | Food Preparation | Natural Gas | Steamer | A | Incremental Summer Peak Savings (MW) | Technical Potential | 0 | 0 | 0 | 0 | 0 | 0 | 0 | 0 | 0 | 0 | 0 | 0 | 0 | 0 | 0 | 0 | 0 | 0 | 0 | 0 | 0 | 0 | 0 | 0 | 0 | 0 | 0
F9_Commercial_Interruptible - Health_Existing_Food Preparation_Natural Gas_Steamer_A_Technical Potential | F9 | Commercial | Interruptible - Health | Existing | Food Preparation | Natural Gas | Steamer | A | Incremental Winter Peak Savings (MW) | Technical Potential | 0 | 0 | 0 | 0 | 0 | 0 | 0 | 0 | 0 | 0 | 0 | 0 | 0 | 0 | 0 | 0 | 0 | 0 | 0 | 0 | 0 | 0 | 0 | 0 | 0 | 0 | 0
F10_Commercial_Interruptible - Health_Existing_Food Preparation_Natural Gas_Steamer_A_Technical Potential | F10 | Commercial | Interruptible - Health | Existing | Food Preparation | Natural Gas | Steamer | A | Cumulative Energy Savings (MWh or mTherms) | Technical Potential | 0 | 0 | 0.60397 | 1.1913 | 1.7653 | 2.3286 | 2.8834 | 3.4313 | 3.9946 | 4.5661 | 4.5661 | 4.5661 | 4.5661 | 4.7353 | 4.8707 | 4.9832 | 5.059 | 5.111 | 5.1185 | 5.133 | 5.191 | 5.191 | 5.191 | 5.191 | 5.1938 | 5.2483 | 5.2483
F11_Commercial_Interruptible - Health_Existing_Food Preparation_Natural Gas_Steamer_A_Technical Potential | F11 | Commercial | Interruptible - Health | Existing | Food Preparation | Natural Gas | Steamer | A | Cumulative Summer Peak Savings (MW) | Technical Potential | 0 | 0 | 0 | 0 | 0 | 0 | 0 | 0 | 0 | 0 | 0 | 0 | 0 | 0 | 0 | 0 | 0 | 0 | 0 | 0 | 0 | 0 | 0 | 0 | 0 | 0 | 0
F12_Commercial_Interruptible - Health_Existing_Food Preparation_Natural Gas_Steamer_A_Technical Potential | F12 | Commercial | Interruptible - Health | Existing | Food Preparation | Natural Gas | Steamer | A | Cumulative Winter Peak Savings (MW) | Technical Potential | 0 | 0 | 0 | 0 | 0 | 0 | 0 | 0 | 0 | 0 | 0 | 0 | 0 | 0 | 0 | 0 | 0 | 0 | 0 | 0 | 0 | 0 | 0 | 0 | 0 | 0 | 0
F13_Commercial_Interruptible - Health_Existing_Food Preparation_Natural Gas_Steamer_A_Technical Potential | F13 | Commercial | Interruptible - Health | Existing | Food Preparation | Natural Gas | Steamer | A | Purchases (Incremental) | Technical Potential | 0 | 0 | 0.49704 | 0.48332 | 0.47236 | 0.46358 | 0.45656 | 0.45094 | 0.46359 | 0.47028 | 0 | 0 | 0 | 0.13927 | 0.11142 | 0.092562 | 0.062395 | 0.042786 | 0.0061327 | 0.011926 | 0.047731 | 0 | 0 | 0 | 0.0023733 | 0.044835 | 0
F14_Commercial_Interruptible - Health_Existing_Food Preparation_Natural Gas_Steamer_A_Technical Potential | F14 | Commercial | Interruptible - Health | Existing | Food Preparation | Natural Gas | Steamer | A | Purchases (Cumulative) | Technical Potential | 0 | 0 | 0.49704 | 0.98036 | 1.4527 | 1.9163 | 2.3729 | 2.8238 | 3.2874 | 3.7577 | 3.7577 | 3.7577 | 3.7577 | 3.8969 | 4.0084 | 4.1009 | 4.1633 | 4.2061 | 4.2122 | 4.2242 | 4.2719 | 4.2719 | 4.2719 | 4.2719 | 4.2743 | 4.3191 | 4.3191
F1_Commercial_Interruptible - Health_Existing_Food Preparation_Natural Gas_Commercial Food Prep Other_A_Technical Potential | F1 | Commercial | Interruptible - Health | Existing | Food Preparation | Natural Gas | Commercial Food Prep Other | A | Original Unit Energy Savings (kWh or therms) | Technical Potential | 0 | 0 | 0 | 0 | 0 | 0 | 0 | 0 | 0 | 0 | 0 | 0 | 0 | 0 | 0 | 0 | 0 | 0 | 0 | 0 | 0 | 0 | 0 | 0 | 0 | 0 | 0
F2_Commercial_Interruptible - Health_Existing_Food Preparation_Natural Gas_Commercial Food Prep Other_A_Technical Potential | F2 | Commercial | Interruptible - Health | Existing | Food Preparation | Natural Gas | Commercial Food Prep Other | A | Original Unit Summer Peak Savings (kW) | Technical Potential | 0 | 0 | 0 | 0 | 0 | 0 | 0 | 0 | 0 | 0 | 0 | 0 | 0 | 0 | 0 | 0 | 0 | 0 | 0 | 0 | 0 | 0 | 0 | 0 | 0 | 0 | 0
F3_Commercial_Interruptible - Health_Existing_Food Preparation_Natural Gas_Commercial Food Prep Other_A_Technical Potential | F3 | Commercial | Interruptible - Health | Existing | Food Preparation | Natural Gas | Commercial Food Prep Other | A | Original Unit Winter Peak Savings (kW) | Technical Potential | 0 | 0 | 0 | 0 | 0 | 0 | 0 | 0 | 0 | 0 | 0 | 0 | 0 | 0 | 0 | 0 | 0 | 0 | 0 | 0 | 0 | 0 | 0 | 0 | 0 | 0 | 0
F4_Commercial_Interruptible - Health_Existing_Food Preparation_Natural Gas_Commercial Food Prep Other_A_Technical Potential | F4 | Commercial | Interruptible - Health | Existing | Food Preparation | Natural Gas | Commercial Food Prep Other | A | Standalone Impact on Baseline Energy (%) | Technical Potential | 0 | 0 | 0 | 0 | 0 | 0 | 0 | 0 | 0 | 0 | 0 | 0 | 0 | 0 | 0 | 0 | 0 | 0 | 0 | 0 | 0 | 0 | 0 | 0 | 0 | 0 | 0
F5_Commercial_Interruptible - Health_Existing_Food Preparation_Natural Gas_Commercial Food Prep Other_A_Technical Potential | F5 | Commercial | Interruptible - Health | Existing | Food Preparation | Natural Gas | Commercial Food Prep Other | A | Standalone Impact on Baseline Summer Peak (%) | Technical Potential | 0 | 0 | 0 | 0 | 0 | 0 | 0 | 0 | 0 | 0 | 0 | 0 | 0 | 0 | 0 | 0 | 0 | 0 | 0 | 0 | 0 | 0 | 0 | 0 | 0 | 0 | 0
F6_Commercial_Interruptible - Health_Existing_Food Preparation_Natural Gas_Commercial Food Prep Other_A_Technical Potential | F6 | Commercial | Interruptible - Health | Existing | Food Preparation | Natural Gas | Commercial Food Prep Other | A | Standalone Impact on Baseline Winter Peak (%) | Technical Potential | 0 | 0 | 0 | 0 | 0 | 0 | 0 | 0 | 0 | 0 | 0 | 0 | 0 | 0 | 0 | 0 | 0 | 0 | 0 | 0 | 0 | 0 | 0 | 0 | 0 | 0 | 0
F7_Commercial_Interruptible - Health_Existing_Food Preparation_Natural Gas_Commercial Food Prep Other_A_Technical Potential | F7 | Commercial | Interruptible - Health | Existing | Food Preparation | Natural Gas | Commercial Food Prep Other | A | Incremental Energy Savings (MWh or mTherms) | Technical Potential | 0 | 0 | 0 | 0 | 0 | 0 | 0 | 0 | 0 | 0 | 0 | 0 | 0 | 0 | 0 | 0 | 0 | 0 | 0 | 0 | 0 | 0 | 0 | 0 | 0 | 0 | 0
F8_Commercial_Interruptible - Health_Existing_Food Preparation_Natural Gas_Commercial Food Prep Other_A_Technical Potential | F8 | Commercial | Interruptible - Health | Existing | Food Preparation | Natural Gas | Commercial Food Prep Other | A | Incremental Summer Peak Savings (MW) | Technical Potential | 0 | 0 | 0 | 0 | 0 | 0 | 0 | 0 | 0 | 0 | 0 | 0 | 0 | 0 | 0 | 0 | 0 | 0 | 0 | 0 | 0 | 0 | 0 | 0 | 0 | 0 | 0
F9_Commercial_Interruptible - Health_Existing_Food Preparation_Natural Gas_Commercial Food Prep Other_A_Technical Potential | F9 | Commercial | Interruptible - Health | Existing | Food Preparation | Natural Gas | Commercial Food Prep Other | A | Incremental Winter Peak Savings (MW) | Technical Potential | 0 | 0 | 0 | 0 | 0 | 0 | 0 | 0 | 0 | 0 | 0 | 0 | 0 | 0 | 0 | 0 | 0 | 0 | 0 | 0 | 0 | 0 | 0 | 0 | 0 | 0 | 0
F10_Commercial_Interruptible - Health_Existing_Food Preparation_Natural Gas_Commercial Food Prep Other_A_Technical Potential | F10 | Commercial | Interruptible - Health | Existing | Food Preparation | Natural Gas | Commercial Food Prep Other | A | Cumulative Energy Savings (MWh or mTherms) | Technical Potential | 0 | 0 | 0 | 0 | 0 | 0 | 0 | 0 | 0 | 0 | 0 | 0 | 0 | 0 | 0 | 0 | 0 | 0 | 0 | 0 | 0 | 0 | 0 | 0 | 0 | 0 | 0
F11_Commercial_Interruptible - Health_Existing_Food Preparation_Natural Gas_Commercial Food Prep Other_A_Technical Potential | F11 | Commercial | Interruptible - Health | Existing | Food Preparation | Natural Gas | Commercial Food Prep Other | A | Cumulative Summer Peak Savings (MW) | Technical Potential | 0 | 0 | 0 | 0 | 0 | 0 | 0 | 0 | 0 | 0 | 0 | 0 | 0 | 0 | 0 | 0 | 0 | 0 | 0 | 0 | 0 | 0 | 0 | 0 | 0 | 0 | 0
F12_Commercial_Interruptible - Health_Existing_Food Preparation_Natural Gas_Commercial Food Prep Other_A_Technical Potential | F12 | Commercial | Interruptible - Health | Existing | Food Preparation | Natural Gas | Commercial Food Prep Other | A | Cumulative Winter Peak Savings (MW) | Technical Potential | 0 | 0 | 0 | 0 | 0 | 0 | 0 | 0 | 0 | 0 | 0 | 0 | 0 | 0 | 0 | 0 | 0 | 0 | 0 | 0 | 0 | 0 | 0 | 0 | 0 | 0 | 0
F13_Commercial_Interruptible - Health_Existing_Food Preparation_Natural Gas_Commercial Food Prep Other_A_Technical Potential | F13 | Commercial | Interruptible - Health | Existing | Food Preparation | Natural Gas | Commercial Food Prep Other | A | Purchases (Incremental) | Technical Potential | 0 | 0 | 0 | 0 | 0 | 0 | 0 | 0 | 0 | 0 | 0 | 0 | 0 | 0 | 0 | 0 | 0 | 0 | 0 | 0 | 0 | 0 | 0 | 0 | 0 | 0 | 0
F14_Commercial_Interruptible - Health_Existing_Food Preparation_Natural Gas_Commercial Food Prep Other_A_Technical Potential | F14 | Commercial | Interruptible - Health | Existing | Food Preparation | Natural Gas | Commercial Food Prep Other | A | Purchases (Cumulative) | Technical Potential | 0 | 0 | 0 | 0 | 0 | 0 | 0 | 0 | 0 | 0 | 0 | 0 | 0 | 0 | 0 | 0 | 0 | 0 | 0 | 0 | 0 | 0 | 0 | 0 | 0 | 0 | 0
F1_Commercial_Interruptible - Health_Existing_Miscellaneous_Natural Gas_Pool Heater_A_Technical Potential | F1 | Commercial | Interruptible - Health | Existing | Miscellaneous | Natural Gas | Pool Heater | A | Original Unit Energy Savings (kWh or therms) | Technical Potential | 0 | 0 | 0 | 0 | 0 | 0 | 0 | 0 | 0 | 0 | 0 | 0 | 0 | 0 | 0 | 0 | 0 | 0 | 0 | 0 | 0 | 0 | 0 | 0 | 0 | 0 | 0
F2_Commercial_Interruptible - Health_Existing_Miscellaneous_Natural Gas_Pool Heater_A_Technical Potential | F2 | Commercial | Interruptible - Health | Existing | Miscellaneous | Natural Gas | Pool Heater | A | Original Unit Summer Peak Savings (kW) | Technical Potential | 0 | 0 | 0 | 0 | 0 | 0 | 0 | 0 | 0 | 0 | 0 | 0 | 0 | 0 | 0 | 0 | 0 | 0 | 0 | 0 | 0 | 0 | 0 | 0 | 0 | 0 | 0
F3_Commercial_Interruptible - Health_Existing_Miscellaneous_Natural Gas_Pool Heater_A_Technical Potential | F3 | Commercial | Interruptible - Health | Existing | Miscellaneous | Natural Gas | Pool Heater | A | Original Unit Winter Peak Savings (kW) | Technical Potential | 0 | 0 | 0 | 0 | 0 | 0 | 0 | 0 | 0 | 0 | 0 | 0 | 0 | 0 | 0 | 0 | 0 | 0 | 0 | 0 | 0 | 0 | 0 | 0 | 0 | 0 | 0
F4_Commercial_Interruptible - Health_Existing_Miscellaneous_Natural Gas_Pool Heater_A_Technical Potential | F4 | Commercial | Interruptible - Health | Existing | Miscellaneous | Natural Gas | Pool Heater | A | Standalone Impact on Baseline Energy (%) | Technical Potential | 0 | 0 | 0 | 0 | 0 | 0 | 0 | 0 | 0 | 0 | 0 | 0 | 0 | 0 | 0 | 0 | 0 | 0 | 0 | 0 | 0 | 0 | 0 | 0 | 0 | 0 | 0
F5_Commercial_Interruptible - Health_Existing_Miscellaneous_Natural Gas_Pool Heater_A_Technical Potential | F5 | Commercial | Interruptible - Health | Existing | Miscellaneous | Natural Gas | Pool Heater | A | Standalone Impact on Baseline Summer Peak (%) | Technical Potential | 0 | 0 | 0 | 0 | 0 | 0 | 0 | 0 | 0 | 0 | 0 | 0 | 0 | 0 | 0 | 0 | 0 | 0 | 0 | 0 | 0 | 0 | 0 | 0 | 0 | 0 | 0
F6_Commercial_Interruptible - Health_Existing_Miscellaneous_Natural Gas_Pool Heater_A_Technical Potential | F6 | Commercial | Interruptible - Health | Existing | Miscellaneous | Natural Gas | Pool Heater | A | Standalone Impact on Baseline Winter Peak (%) | Technical Potential | 0 | 0 | 0 | 0 | 0 | 0 | 0 | 0 | 0 | 0 | 0 | 0 | 0 | 0 | 0 | 0 | 0 | 0 | 0 | 0 | 0 | 0 | 0 | 0 | 0 | 0 | 0
F7_Commercial_Interruptible - Health_Existing_Miscellaneous_Natural Gas_Pool Heater_A_Technical Potential | F7 | Commercial | Interruptible - Health | Existing | Miscellaneous | Natural Gas | Pool Heater | A | Incremental Energy Savings (MWh or mTherms) | Technical Potential | 0 | 0 | 0 | 0 | 0 | 0 | 0 | 0 | 0 | 0 | 0 | 0 | 0 | 0 | 0 | 0 | 0 | 0 | 0 | 0 | 0 | 0 | 0 | 0 | 0 | 0 | 0
F8_Commercial_Interruptible - Health_Existing_Miscellaneous_Natural Gas_Pool Heater_A_Technical Potential | F8 | Commercial | Interruptible - Health | Existing | Miscellaneous | Natural Gas | Pool Heater | A | Incremental Summer Peak Savings (MW) | Technical Potential | 0 | 0 | 0 | 0 | 0 | 0 | 0 | 0 | 0 | 0 | 0 | 0 | 0 | 0 | 0 | 0 | 0 | 0 | 0 | 0 | 0 | 0 | 0 | 0 | 0 | 0 | 0
F9_Commercial_Interruptible - Health_Existing_Miscellaneous_Natural Gas_Pool Heater_A_Technical Potential | F9 | Commercial | Interruptible - Health | Existing | Miscellaneous | Natural Gas | Pool Heater | A | Incremental Winter Peak Savings (MW) | Technical Potential | 0 | 0 | 0 | 0 | 0 | 0 | 0 | 0 | 0 | 0 | 0 | 0 | 0 | 0 | 0 | 0 | 0 | 0 | 0 | 0 | 0 | 0 | 0 | 0 | 0 | 0 | 0
F10_Commercial_Interruptible - Health_Existing_Miscellaneous_Natural Gas_Pool Heater_A_Technical Potential | F10 | Commercial | Interruptible - Health | Existing | Miscellaneous | Natural Gas | Pool Heater | A | Cumulative Energy Savings (MWh or mTherms) | Technical Potential | 0 | 0 | 0 | 0 | 0 | 0 | 0 | 0 | 0 | 0 | 0 | 0 | 0 | 0 | 0 | 0 | 0 | 0 | 0 | 0 | 0 | 0 | 0 | 0 | 0 | 0 | 0
F11_Commercial_Interruptible - Health_Existing_Miscellaneous_Natural Gas_Pool Heater_A_Technical Potential | F11 | Commercial | Interruptible - Health | Existing | Miscellaneous | Natural Gas | Pool Heater | A | Cumulative Summer Peak Savings (MW) | Technical Potential | 0 | 0 | 0 | 0 | 0 | 0 | 0 | 0 | 0 | 0 | 0 | 0 | 0 | 0 | 0 | 0 | 0 | 0 | 0 | 0 | 0 | 0 | 0 | 0 | 0 | 0 | 0
F12_Commercial_Interruptible - Health_Existing_Miscellaneous_Natural Gas_Pool Heater_A_Technical Potential | F12 | Commercial | Interruptible - Health | Existing | Miscellaneous | Natural Gas | Pool Heater | A | Cumulative Winter Peak Savings (MW) | Technical Potential | 0 | 0 | 0 | 0 | 0 | 0 | 0 | 0 | 0 | 0 | 0 | 0 | 0 | 0 | 0 | 0 | 0 | 0 | 0 | 0 | 0 | 0 | 0 | 0 | 0 | 0 | 0
F13_Commercial_Interruptible - Health_Existing_Miscellaneous_Natural Gas_Pool Heater_A_Technical Potential | F13 | Commercial | Interruptible - Health | Existing | Miscellaneous | Natural Gas | Pool Heater | A | Purchases (Incremental) | Technical Potential | 0 | 0 | 0 | 0 | 0 | 0 | 0 | 0 | 0 | 0 | 0 | 0 | 0 | 0 | 0 | 0 | 0 | 0 | 0 | 0 | 0 | 0 | 0 | 0 | 0 | 0 | 0
F14_Commercial_Interruptible - Health_Existing_Miscellaneous_Natural Gas_Pool Heater_A_Technical Potential | F14 | Commercial | Interruptible - Health | Existing | Miscellaneous | Natural Gas | Pool Heater | A | Purchases (Cumulative) | Technical Potential | 0 | 0 | 0 | 0 | 0 | 0 | 0 | 0 | 0 | 0 | 0 | 0 | 0 | 0 | 0 | 0 | 0 | 0 | 0 | 0 | 0 | 0 | 0 | 0 | 0 | 0 | 0
F1_Commercial_Interruptible - Health_New_Space Heating_Natural Gas_Furnace_A_Technical Potential | F1 | Commercial | Interruptible - Health | New | Space Heating | Natural Gas | Furnace | A | Original Unit Energy Savings (kWh or therms) | Technical Potential | 0 | 0 | 0 | 0 | 0 | 0 | 0 | 0 | 0 | 0 | 0 | 0 | 0 | 0 | 0 | 0 | 0 | 0 | 0 | 0 | 0 | 0 | 0 | 0 | 0 | 0 | 0
F2_Commercial_Interruptible - Health_New_Space Heating_Natural Gas_Furnace_A_Technical Potential | F2 | Commercial | Interruptible - Health | New | Space Heating | Natural Gas | Furnace | A | Original Unit Summer Peak Savings (kW) | Technical Potential | 0 | 0 | 0 | 0 | 0 | 0 | 0 | 0 | 0 | 0 | 0 | 0 | 0 | 0 | 0 | 0 | 0 | 0 | 0 | 0 | 0 | 0 | 0 | 0 | 0 | 0 | 0
F3_Commercial_Interruptible - Health_New_Space Heating_Natural Gas_Furnace_A_Technical Potential | F3 | Commercial | Interruptible - Health | New | Space Heating | Natural Gas | Furnace | A | Original Unit Winter Peak Savings (kW) | Technical Potential | 0 | 0 | 0 | 0 | 0 | 0 | 0 | 0 | 0 | 0 | 0 | 0 | 0 | 0 | 0 | 0 | 0 | 0 | 0 | 0 | 0 | 0 | 0 | 0 | 0 | 0 | 0
F4_Commercial_Interruptible - Health_New_Space Heating_Natural Gas_Furnace_A_Technical Potential | F4 | Commercial | Interruptible - Health | New | Space Heating | Natural Gas | Furnace | A | Standalone Impact on Baseline Energy (%) | Technical Potential | 0 | 0 | 0 | 0 | 0 | 0 | 0 | 0 | 0 | 0 | 0 | 0 | 0 | 0 | 0 | 0 | 0 | 0 | 0 | 0 | 0 | 0 | 0 | 0 | 0 | 0 | 0
F5_Commercial_Interruptible - Health_New_Space Heating_Natural Gas_Furnace_A_Technical Potential | F5 | Commercial | Interruptible - Health | New | Space Heating | Natural Gas | Furnace | A | Standalone Impact on Baseline Summer Peak (%) | Technical Potential | 0 | 0 | 0 | 0 | 0 | 0 | 0 | 0 | 0 | 0 | 0 | 0 | 0 | 0 | 0 | 0 | 0 | 0 | 0 | 0 | 0 | 0 | 0 | 0 | 0 | 0 | 0
F6_Commercial_Interruptible - Health_New_Space Heating_Natural Gas_Furnace_A_Technical Potential | F6 | Commercial | Interruptible - Health | New | Space Heating | Natural Gas | Furnace | A | Standalone Impact on Baseline Winter Peak (%) | Technical Potential | 0 | 0 | 0 | 0 | 0 | 0 | 0 | 0 | 0 | 0 | 0 | 0 | 0 | 0 | 0 | 0 | 0 | 0 | 0 | 0 | 0 | 0 | 0 | 0 | 0 | 0 | 0
F7_Commercial_Interruptible - Health_New_Space Heating_Natural Gas_Furnace_A_Technical Potential | F7 | Commercial | Interruptible - Health | New | Space Heating | Natural Gas | Furnace | A | Incremental Energy Savings (MWh or mTherms) | Technical Potential | 0 | 0 | 0 | 0 | 0 | 0 | 0 | 0 | 0 | 0 | 0 | 0 | 0 | 0 | 0 | 0 | 0 | 0 | 0 | 0 | 0 | 0 | 0 | 0 | 0 | 0 | 0
F8_Commercial_Interruptible - Health_New_Space Heating_Natural Gas_Furnace_A_Technical Potential | F8 | Commercial | Interruptible - Health | New | Space Heating | Natural Gas | Furnace | A | Incremental Summer Peak Savings (MW) | Technical Potential | 0 | 0 | 0 | 0 | 0 | 0 | 0 | 0 | 0 | 0 | 0 | 0 | 0 | 0 | 0 | 0 | 0 | 0 | 0 | 0 | 0 | 0 | 0 | 0 | 0 | 0 | 0
F9_Commercial_Interruptible - Health_New_Space Heating_Natural Gas_Furnace_A_Technical Potential | F9 | Commercial | Interruptible - Health | New | Space Heating | Natural Gas | Furnace | A | Incremental Winter Peak Savings (MW) | Technical Potential | 0 | 0 | 0 | 0 | 0 | 0 | 0 | 0 | 0 | 0 | 0 | 0 | 0 | 0 | 0 | 0 | 0 | 0 | 0 | 0 | 0 | 0 | 0 | 0 | 0 | 0 | 0
F10_Commercial_Interruptible - Health_New_Space Heating_Natural Gas_Furnace_A_Technical Potential | F10 | Commercial | Interruptible - Health | New | Space Heating | Natural Gas | Furnace | A | Cumulative Energy Savings (MWh or mTherms) | Technical Potential | 0 | 0 | 0 | 0 | 0 | 0 | 0 | 0 | 0 | 0 | 0 | 0 | 0 | 0 | 0 | 0 | 0 | 0 | 0 | 0 | 0 | 0 | 0 | 0 | 0 | 0 | 0
F11_Commercial_Interruptible - Health_New_Space Heating_Natural Gas_Furnace_A_Technical Potential | F11 | Commercial | Interruptible - Health | New | Space Heating | Natural Gas | Furnace | A | Cumulative Summer Peak Savings (MW) | Technical Potential | 0 | 0 | 0 | 0 | 0 | 0 | 0 | 0 | 0 | 0 | 0 | 0 | 0 | 0 | 0 | 0 | 0 | 0 | 0 | 0 | 0 | 0 | 0 | 0 | 0 | 0 | 0
F12_Commercial_Interruptible - Health_New_Space Heating_Natural Gas_Furnace_A_Technical Potential | F12 | Commercial | Interruptible - Health | New | Space Heating | Natural Gas | Furnace | A | Cumulative Winter Peak Savings (MW) | Technical Potential | 0 | 0 | 0 | 0 | 0 | 0 | 0 | 0 | 0 | 0 | 0 | 0 | 0 | 0 | 0 | 0 | 0 | 0 | 0 | 0 | 0 | 0 | 0 | 0 | 0 | 0 | 0
F13_Commercial_Interruptible - Health_New_Space Heating_Natural Gas_Furnace_A_Technical Potential | F13 | Commercial | Interruptible - Health | New | Space Heating | Natural Gas | Furnace | A | Purchases (Incremental) | Technical Potential | 0 | 0 | 0 | 0 | 0 | 0 | 0 | 0 | 0 | 0 | 0 | 0 | 0 | 0 | 0 | 0 | 0 | 0 | 0 | 0 | 0 | 0 | 0 | 0 | 0 | 0 | 0
F14_Commercial_Interruptible - Health_New_Space Heating_Natural Gas_Furnace_A_Technical Potential | F14 | Commercial | Interruptible - Health | New | Space Heating | Natural Gas | Furnace | A | Purchases (Cumulative) | Technical Potential | 0 | 0 | 0 | 0 | 0 | 0 | 0 | 0 | 0 | 0 | 0 | 0 | 0 | 0 | 0 | 0 | 0 | 0 | 0 | 0 | 0 | 0 | 0 | 0 | 0 | 0 | 0
F1_Commercial_Interruptible - Health_New_Space Heating_Natural Gas_Boiler_A_Technical Potential | F1 | Commercial | Interruptible - Health | New | Space Heating | Natural Gas | Boiler | A | Original Unit Energy Savings (kWh or therms) | Technical Potential | 0 | 0 | 0 | 0 | 0 | 0 | 0 | 0 | 0 | 0 | 0 | 0 | 0 | 0 | 0 | 0 | 0 | 0 | 0 | 0 | 0 | 0 | 0 | 0 | 0 | 0 | 0
F2_Commercial_Interruptible - Health_New_Space Heating_Natural Gas_Boiler_A_Technical Potential | F2 | Commercial | Interruptible - Health | New | Space Heating | Natural Gas | Boiler | A | Original Unit Summer Peak Savings (kW) | Technical Potential | 0 | 0 | 0 | 0 | 0 | 0 | 0 | 0 | 0 | 0 | 0 | 0 | 0 | 0 | 0 | 0 | 0 | 0 | 0 | 0 | 0 | 0 | 0 | 0 | 0 | 0 | 0
F3_Commercial_Interruptible - Health_New_Space Heating_Natural Gas_Boiler_A_Technical Potential | F3 | Commercial | Interruptible - Health | New | Space Heating | Natural Gas | Boiler | A | Original Unit Winter Peak Savings (kW) | Technical Potential | 0 | 0 | 0 | 0 | 0 | 0 | 0 | 0 | 0 | 0 | 0 | 0 | 0 | 0 | 0 | 0 | 0 | 0 | 0 | 0 | 0 | 0 | 0 | 0 | 0 | 0 | 0
F4_Commercial_Interruptible - Health_New_Space Heating_Natural Gas_Boiler_A_Technical Potential | F4 | Commercial | Interruptible - Health | New | Space Heating | Natural Gas | Boiler | A | Standalone Impact on Baseline Energy (%) | Technical Potential | 0 | 0 | 0 | 0 | 0 | 0 | 0 | 0 | 0 | 0 | 0 | 0 | 0 | 0 | 0 | 0 | 0 | 0 | 0 | 0 | 0 | 0 | 0 | 0 | 0 | 0 | 0
F5_Commercial_Interruptible - Health_New_Space Heating_Natural Gas_Boiler_A_Technical Potential | F5 | Commercial | Interruptible - Health | New | Space Heating | Natural Gas | Boiler | A | Standalone Impact on Baseline Summer Peak (%) | Technical Potential | 0 | 0 | 0 | 0 | 0 | 0 | 0 | 0 | 0 | 0 | 0 | 0 | 0 | 0 | 0 | 0 | 0 | 0 | 0 | 0 | 0 | 0 | 0 | 0 | 0 | 0 | 0
F6_Commercial_Interruptible - Health_New_Space Heating_Natural Gas_Boiler_A_Technical Potential | F6 | Commercial | Interruptible - Health | New | Space Heating | Natural Gas | Boiler | A | Standalone Impact on Baseline Winter Peak (%) | Technical Potential | 0 | 0 | 0 | 0 | 0 | 0 | 0 | 0 | 0 | 0 | 0 | 0 | 0 | 0 | 0 | 0 | 0 | 0 | 0 | 0 | 0 | 0 | 0 | 0 | 0 | 0 | 0
F7_Commercial_Interruptible - Health_New_Space Heating_Natural Gas_Boiler_A_Technical Potential | F7 | Commercial | Interruptible - Health | New | Space Heating | Natural Gas | Boiler | A | Incremental Energy Savings (MWh or mTherms) | Technical Potential | 0 | 0 | 0 | 0 | 0 | 0 | 0 | 0 | 0 | 0 | 0 | 0 | 0 | 0 | 0 | 0 | 0 | 0 | 0 | 0 | 0 | 0 | 0 | 0 | 0 | 0 | 0
F8_Commercial_Interruptible - Health_New_Space Heating_Natural Gas_Boiler_A_Technical Potential | F8 | Commercial | Interruptible - Health | New | Space Heating | Natural Gas | Boiler | A | Incremental Summer Peak Savings (MW) | Technical Potential | 0 | 0 | 0 | 0 | 0 | 0 | 0 | 0 | 0 | 0 | 0 | 0 | 0 | 0 | 0 | 0 | 0 | 0 | 0 | 0 | 0 | 0 | 0 | 0 | 0 | 0 | 0
F9_Commercial_Interruptible - Health_New_Space Heating_Natural Gas_Boiler_A_Technical Potential | F9 | Commercial | Interruptible - Health | New | Space Heating | Natural Gas | Boiler | A | Incremental Winter Peak Savings (MW) | Technical Potential | 0 | 0 | 0 | 0 | 0 | 0 | 0 | 0 | 0 | 0 | 0 | 0 | 0 | 0 | 0 | 0 | 0 | 0 | 0 | 0 | 0 | 0 | 0 | 0 | 0 | 0 | 0
F10_Commercial_Interruptible - Health_New_Space Heating_Natural Gas_Boiler_A_Technical Potential | F10 | Commercial | Interruptible - Health | New | Space Heating | Natural Gas | Boiler | A | Cumulative Energy Savings (MWh or mTherms) | Technical Potential | 0 | 0 | 0 | 0 | 0 | 0 | 0 | 0 | 0 | 0 | 0 | 0 | 0 | 0 | 0 | 0 | 0 | 0 | 0 | 0 | 0 | 0 | 0 | 0 | 0 | 0 | 0
F11_Commercial_Interruptible - Health_New_Space Heating_Natural Gas_Boiler_A_Technical Potential | F11 | Commercial | Interruptible - Health | New | Space Heating | Natural Gas | Boiler | A | Cumulative Summer Peak Savings (MW) | Technical Potential | 0 | 0 | 0 | 0 | 0 | 0 | 0 | 0 | 0 | 0 | 0 | 0 | 0 | 0 | 0 | 0 | 0 | 0 | 0 | 0 | 0 | 0 | 0 | 0 | 0 | 0 | 0
F12_Commercial_Interruptible - Health_New_Space Heating_Natural Gas_Boiler_A_Technical Potential | F12 | Commercial | Interruptible - Health | New | Space Heating | Natural Gas | Boiler | A | Cumulative Winter Peak Savings (MW) | Technical Potential | 0 | 0 | 0 | 0 | 0 | 0 | 0 | 0 | 0 | 0 | 0 | 0 | 0 | 0 | 0 | 0 | 0 | 0 | 0 | 0 | 0 | 0 | 0 | 0 | 0 | 0 | 0
F13_Commercial_Interruptible - Health_New_Space Heating_Natural Gas_Boiler_A_Technical Potential | F13 | Commercial | Interruptible - Health | New | Space Heating | Natural Gas | Boiler | A | Purchases (Incremental) | Technical Potential | 0 | 0 | 0 | 0 | 0 | 0 | 0 | 0 | 0 | 0 | 0 | 0 | 0 | 0 | 0 | 0 | 0 | 0 | 0 | 0 | 0 | 0 | 0 | 0 | 0 | 0 | 0
F14_Commercial_Interruptible - Health_New_Space Heating_Natural Gas_Boiler_A_Technical Potential | F14 | Commercial | Interruptible - Health | New | Space Heating | Natural Gas | Boiler | A | Purchases (Cumulative) | Technical Potential | 0 | 0 | 0 | 0 | 0 | 0 | 0 | 0 | 0 | 0 | 0 | 0 | 0 | 0 | 0 | 0 | 0 | 0 | 0 | 0 | 0 | 0 | 0 | 0 | 0 | 0 | 0
F1_Commercial_Interruptible - Health_New_Space Heating_Natural Gas_Unit Heater_A_Technical Potential | F1 | Commercial | Interruptible - Health | New | Space Heating | Natural Gas | Unit Heater | A | Original Unit Energy Savings (kWh or therms) | Technical Potential | 0 | 0 | 0 | 0 | 0 | 0 | 0 | 0 | 0 | 0 | 0 | 0 | 0 | 0 | 0 | 0 | 0 | 0 | 0 | 0 | 0 | 0 | 0 | 0 | 0 | 0 | 0
F2_Commercial_Interruptible - Health_New_Space Heating_Natural Gas_Unit Heater_A_Technical Potential | F2 | Commercial | Interruptible - Health | New | Space Heating | Natural Gas | Unit Heater | A | Original Unit Summer Peak Savings (kW) | Technical Potential | 0 | 0 | 0 | 0 | 0 | 0 | 0 | 0 | 0 | 0 | 0 | 0 | 0 | 0 | 0 | 0 | 0 | 0 | 0 | 0 | 0 | 0 | 0 | 0 | 0 | 0 | 0
F3_Commercial_Interruptible - Health_New_Space Heating_Natural Gas_Unit Heater_A_Technical Potential | F3 | Commercial | Interruptible - Health | New | Space Heating | Natural Gas | Unit Heater | A | Original Unit Winter Peak Savings (kW) | Technical Potential | 0 | 0 | 0 | 0 | 0 | 0 | 0 | 0 | 0 | 0 | 0 | 0 | 0 | 0 | 0 | 0 | 0 | 0 | 0 | 0 | 0 | 0 | 0 | 0 | 0 | 0 | 0
F4_Commercial_Interruptible - Health_New_Space Heating_Natural Gas_Unit Heater_A_Technical Potential | F4 | Commercial | Interruptible - Health | New | Space Heating | Natural Gas | Unit Heater | A | Standalone Impact on Baseline Energy (%) | Technical Potential | 0 | 0 | 0 | 0 | 0 | 0 | 0 | 0 | 0 | 0 | 0 | 0 | 0 | 0 | 0 | 0 | 0 | 0 | 0 | 0 | 0 | 0 | 0 | 0 | 0 | 0 | 0
F5_Commercial_Interruptible - Health_New_Space Heating_Natural Gas_Unit Heater_A_Technical Potential | F5 | Commercial | Interruptible - Health | New | Space Heating | Natural Gas | Unit Heater | A | Standalone Impact on Baseline Summer Peak (%) | Technical Potential | 0 | 0 | 0 | 0 | 0 | 0 | 0 | 0 | 0 | 0 | 0 | 0 | 0 | 0 | 0 | 0 | 0 | 0 | 0 | 0 | 0 | 0 | 0 | 0 | 0 | 0 | 0
F6_Commercial_Interruptible - Health_New_Space Heating_Natural Gas_Unit Heater_A_Technical Potential | F6 | Commercial | Interruptible - Health | New | Space Heating | Natural Gas | Unit Heater | A | Standalone Impact on Baseline Winter Peak (%) | Technical Potential | 0 | 0 | 0 | 0 | 0 | 0 | 0 | 0 | 0 | 0 | 0 | 0 | 0 | 0 | 0 | 0 | 0 | 0 | 0 | 0 | 0 | 0 | 0 | 0 | 0 | 0 | 0
F7_Commercial_Interruptible - Health_New_Space Heating_Natural Gas_Unit Heater_A_Technical Potential | F7 | Commercial | Interruptible - Health | New | Space Heating | Natural Gas | Unit Heater | A | Incremental Energy Savings (MWh or mTherms) | Technical Potential | 0 | 0 | 0 | 0 | 0 | 0 | 0 | 0 | 0 | 0 | 0 | 0 | 0 | 0 | 0 | 0 | 0 | 0 | 0 | 0 | 0 | 0 | 0 | 0 | 0 | 0 | 0
F8_Commercial_Interruptible - Health_New_Space Heating_Natural Gas_Unit Heater_A_Technical Potential | F8 | Commercial | Interruptible - Health | New | Space Heating | Natural Gas | Unit Heater | A | Incremental Summer Peak Savings (MW) | Technical Potential | 0 | 0 | 0 | 0 | 0 | 0 | 0 | 0 | 0 | 0 | 0 | 0 | 0 | 0 | 0 | 0 | 0 | 0 | 0 | 0 | 0 | 0 | 0 | 0 | 0 | 0 | 0
F9_Commercial_Interruptible - Health_New_Space Heating_Natural Gas_Unit Heater_A_Technical Potential | F9 | Commercial | Interruptible - Health | New | Space Heating | Natural Gas | Unit Heater | A | Incremental Winter Peak Savings (MW) | Technical Potential | 0 | 0 | 0 | 0 | 0 | 0 | 0 | 0 | 0 | 0 | 0 | 0 | 0 | 0 | 0 | 0 | 0 | 0 | 0 | 0 | 0 | 0 | 0 | 0 | 0 | 0 | 0
F10_Commercial_Interruptible - Health_New_Space Heating_Natural Gas_Unit Heater_A_Technical Potential | F10 | Commercial | Interruptible - Health | New | Space Heating | Natural Gas | Unit Heater | A | Cumulative Energy Savings (MWh or mTherms) | Technical Potential | 0 | 0 | 0 | 0 | 0 | 0 | 0 | 0 | 0 | 0 | 0 | 0 | 0 | 0 | 0 | 0 | 0 | 0 | 0 | 0 | 0 | 0 | 0 | 0 | 0 | 0 | 0
F11_Commercial_Interruptible - Health_New_Space Heating_Natural Gas_Unit Heater_A_Technical Potential | F11 | Commercial | Interruptible - Health | New | Space Heating | Natural Gas | Unit Heater | A | Cumulative Summer Peak Savings (MW) | Technical Potential | 0 | 0 | 0 | 0 | 0 | 0 | 0 | 0 | 0 | 0 | 0 | 0 | 0 | 0 | 0 | 0 | 0 | 0 | 0 | 0 | 0 | 0 | 0 | 0 | 0 | 0 | 0
F12_Commercial_Interruptible - Health_New_Space Heating_Natural Gas_Unit Heater_A_Technical Potential | F12 | Commercial | Interruptible - Health | New | Space Heating | Natural Gas | Unit Heater | A | Cumulative Winter Peak Savings (MW) | Technical Potential | 0 | 0 | 0 | 0 | 0 | 0 | 0 | 0 | 0 | 0 | 0 | 0 | 0 | 0 | 0 | 0 | 0 | 0 | 0 | 0 | 0 | 0 | 0 | 0 | 0 | 0 | 0
F13_Commercial_Interruptible - Health_New_Space Heating_Natural Gas_Unit Heater_A_Technical Potential | F13 | Commercial | Interruptible - Health | New | Space Heating | Natural Gas | Unit Heater | A | Purchases (Incremental) | Technical Potential | 0 | 0 | 0 | 0 | 0 | 0 | 0 | 0 | 0 | 0 | 0 | 0 | 0 | 0 | 0 | 0 | 0 | 0 | 0 | 0 | 0 | 0 | 0 | 0 | 0 | 0 | 0
F14_Commercial_Interruptible - Health_New_Space Heating_Natural Gas_Unit Heater_A_Technical Potential | F14 | Commercial | Interruptible - Health | New | Space Heating | Natural Gas | Unit Heater | A | Purchases (Cumulative) | Technical Potential | 0 | 0 | 0 | 0 | 0 | 0 | 0 | 0 | 0 | 0 | 0 | 0 | 0 | 0 | 0 | 0 | 0 | 0 | 0 | 0 | 0 | 0 | 0 | 0 | 0 | 0 | 0
F1_Commercial_Interruptible - Health_New_Water Heating_Natural Gas_Water Heater_A_Technical Potential | F1 | Commercial | Interruptible - Health | New | Water Heating | Natural Gas | Water Heater | A | Original Unit Energy Savings (kWh or therms) | Technical Potential | 0 | 0 | 0 | 0 | 0 | 0 | 0 | 0 | 0 | 0 | 0 | 0 | 0 | 0 | 0 | 0 | 0 | 0 | 0 | 0 | 0 | 0 | 0 | 0 | 0 | 0 | 0
F2_Commercial_Interruptible - Health_New_Water Heating_Natural Gas_Water Heater_A_Technical Potential | F2 | Commercial | Interruptible - Health | New | Water Heating | Natural Gas | Water Heater | A | Original Unit Summer Peak Savings (kW) | Technical Potential | 0 | 0 | 0 | 0 | 0 | 0 | 0 | 0 | 0 | 0 | 0 | 0 | 0 | 0 | 0 | 0 | 0 | 0 | 0 | 0 | 0 | 0 | 0 | 0 | 0 | 0 | 0
F3_Commercial_Interruptible - Health_New_Water Heating_Natural Gas_Water Heater_A_Technical Potential | F3 | Commercial | Interruptible - Health | New | Water Heating | Natural Gas | Water Heater | A | Original Unit Winter Peak Savings (kW) | Technical Potential | 0 | 0 | 0 | 0 | 0 | 0 | 0 | 0 | 0 | 0 | 0 | 0 | 0 | 0 | 0 | 0 | 0 | 0 | 0 | 0 | 0 | 0 | 0 | 0 | 0 | 0 | 0
F4_Commercial_Interruptible - Health_New_Water Heating_Natural Gas_Water Heater_A_Technical Potential | F4 | Commercial | Interruptible - Health | New | Water Heating | Natural Gas | Water Heater | A | Standalone Impact on Baseline Energy (%) | Technical Potential | 0 | 0 | 0 | 0 | 0 | 0 | 0 | 0 | 0 | 0 | 0 | 0 | 0 | 0 | 0 | 0 | 0 | 0 | 0 | 0 | 0 | 0 | 0 | 0 | 0 | 0 | 0
F5_Commercial_Interruptible - Health_New_Water Heating_Natural Gas_Water Heater_A_Technical Potential | F5 | Commercial | Interruptible - Health | New | Water Heating | Natural Gas | Water Heater | A | Standalone Impact on Baseline Summer Peak (%) | Technical Potential | 0 | 0 | 0 | 0 | 0 | 0 | 0 | 0 | 0 | 0 | 0 | 0 | 0 | 0 | 0 | 0 | 0 | 0 | 0 | 0 | 0 | 0 | 0 | 0 | 0 | 0 | 0
F6_Commercial_Interruptible - Health_New_Water Heating_Natural Gas_Water Heater_A_Technical Potential | F6 | Commercial | Interruptible - Health | New | Water Heating | Natural Gas | Water Heater | A | Standalone Impact on Baseline Winter Peak (%) | Technical Potential | 0 | 0 | 0 | 0 | 0 | 0 | 0 | 0 | 0 | 0 | 0 | 0 | 0 | 0 | 0 | 0 | 0 | 0 | 0 | 0 | 0 | 0 | 0 | 0 | 0 | 0 | 0
F7_Commercial_Interruptible - Health_New_Water Heating_Natural Gas_Water Heater_A_Technical Potential | F7 | Commercial | Interruptible - Health | New | Water Heating | Natural Gas | Water Heater | A | Incremental Energy Savings (MWh or mTherms) | Technical Potential | 0 | 0 | 0 | 0 | 0 | 0 | 0 | 0 | 0 | 0 | 0 | 0 | 0 | 0 | 0 | 0 | 0 | 0 | 0 | 0 | 0 | 0 | 0 | 0 | 0 | 0 | 0
F8_Commercial_Interruptible - Health_New_Water Heating_Natural Gas_Water Heater_A_Technical Potential | F8 | Commercial | Interruptible - Health | New | Water Heating | Natural Gas | Water Heater | A | Incremental Summer Peak Savings (MW) | Technical Potential | 0 | 0 | 0 | 0 | 0 | 0 | 0 | 0 | 0 | 0 | 0 | 0 | 0 | 0 | 0 | 0 | 0 | 0 | 0 | 0 | 0 | 0 | 0 | 0 | 0 | 0 | 0
F9_Commercial_Interruptible - Health_New_Water Heating_Natural Gas_Water Heater_A_Technical Potential | F9 | Commercial | Interruptible - Health | New | Water Heating | Natural Gas | Water Heater | A | Incremental Winter Peak Savings (MW) | Technical Potential | 0 | 0 | 0 | 0 | 0 | 0 | 0 | 0 | 0 | 0 | 0 | 0 | 0 | 0 | 0 | 0 | 0 | 0 | 0 | 0 | 0 | 0 | 0 | 0 | 0 | 0 | 0
F10_Commercial_Interruptible - Health_New_Water Heating_Natural Gas_Water Heater_A_Technical Potential | F10 | Commercial | Interruptible - Health | New | Water Heating | Natural Gas | Water Heater | A | Cumulative Energy Savings (MWh or mTherms) | Technical Potential | 0 | 0 | 0 | 0 | 0 | 0 | 0 | 0 | 0 | 0 | 0 | 0 | 0 | 0 | 0 | 0 | 0 | 0 | 0 | 0 | 0 | 0 | 0 | 0 | 0 | 0 | 0
F11_Commercial_Interruptible - Health_New_Water Heating_Natural Gas_Water Heater_A_Technical Potential | F11 | Commercial | Interruptible - Health | New | Water Heating | Natural Gas | Water Heater | A | Cumulative Summer Peak Savings (MW) | Technical Potential | 0 | 0 | 0 | 0 | 0 | 0 | 0 | 0 | 0 | 0 | 0 | 0 | 0 | 0 | 0 | 0 | 0 | 0 | 0 | 0 | 0 | 0 | 0 | 0 | 0 | 0 | 0
F12_Commercial_Interruptible - Health_New_Water Heating_Natural Gas_Water Heater_A_Technical Potential | F12 | Commercial | Interruptible - Health | New | Water Heating | Natural Gas | Water Heater | A | Cumulative Winter Peak Savings (MW) | Technical Potential | 0 | 0 | 0 | 0 | 0 | 0 | 0 | 0 | 0 | 0 | 0 | 0 | 0 | 0 | 0 | 0 | 0 | 0 | 0 | 0 | 0 | 0 | 0 | 0 | 0 | 0 | 0
F13_Commercial_Interruptible - Health_New_Water Heating_Natural Gas_Water Heater_A_Technical Potential | F13 | Commercial | Interruptible - Health | New | Water Heating | Natural Gas | Water Heater | A | Purchases (Incremental) | Technical Potential | 0 | 0 | 0 | 0 | 0 | 0 | 0 | 0 | 0 | 0 | 0 | 0 | 0 | 0 | 0 | 0 | 0 | 0 | 0 | 0 | 0 | 0 | 0 | 0 | 0 | 0 | 0
F14_Commercial_Interruptible - Health_New_Water Heating_Natural Gas_Water Heater_A_Technical Potential | F14 | Commercial | Interruptible - Health | New | Water Heating | Natural Gas | Water Heater | A | Purchases (Cumulative) | Technical Potential | 0 | 0 | 0 | 0 | 0 | 0 | 0 | 0 | 0 | 0 | 0 | 0 | 0 | 0 | 0 | 0 | 0 | 0 | 0 | 0 | 0 | 0 | 0 | 0 | 0 | 0 | 0
F1_Commercial_Interruptible - Health_New_Food Preparation_Natural Gas_Oven_A_Technical Potential | F1 | Commercial | Interruptible - Health | New | Food Preparation | Natural Gas | Oven | A | Original Unit Energy Savings (kWh or therms) | Technical Potential | 0 | 0 | 0 | 0 | 0 | 0 | 0 | 0 | 0 | 0 | 0 | 0 | 0 | 0 | 0 | 0 | 0 | 0 | 0 | 0 | 0 | 0 | 0 | 0 | 0 | 0 | 0
F2_Commercial_Interruptible - Health_New_Food Preparation_Natural Gas_Oven_A_Technical Potential | F2 | Commercial | Interruptible - Health | New | Food Preparation | Natural Gas | Oven | A | Original Unit Summer Peak Savings (kW) | Technical Potential | 0 | 0 | 0 | 0 | 0 | 0 | 0 | 0 | 0 | 0 | 0 | 0 | 0 | 0 | 0 | 0 | 0 | 0 | 0 | 0 | 0 | 0 | 0 | 0 | 0 | 0 | 0
F3_Commercial_Interruptible - Health_New_Food Preparation_Natural Gas_Oven_A_Technical Potential | F3 | Commercial | Interruptible - Health | New | Food Preparation | Natural Gas | Oven | A | Original Unit Winter Peak Savings (kW) | Technical Potential | 0 | 0 | 0 | 0 | 0 | 0 | 0 | 0 | 0 | 0 | 0 | 0 | 0 | 0 | 0 | 0 | 0 | 0 | 0 | 0 | 0 | 0 | 0 | 0 | 0 | 0 | 0
F4_Commercial_Interruptible - Health_New_Food Preparation_Natural Gas_Oven_A_Technical Potential | F4 | Commercial | Interruptible - Health | New | Food Preparation | Natural Gas | Oven | A | Standalone Impact on Baseline Energy (%) | Technical Potential | 0 | 0 | 0 | 0 | 0 | 0 | 0 | 0 | 0 | 0 | 0 | 0 | 0 | 0 | 0 | 0 | 0 | 0 | 0 | 0 | 0 | 0 | 0 | 0 | 0 | 0 | 0
F5_Commercial_Interruptible - Health_New_Food Preparation_Natural Gas_Oven_A_Technical Potential | F5 | Commercial | Interruptible - Health | New | Food Preparation | Natural Gas | Oven | A | Standalone Impact on Baseline Summer Peak (%) | Technical Potential | 0 | 0 | 0 | 0 | 0 | 0 | 0 | 0 | 0 | 0 | 0 | 0 | 0 | 0 | 0 | 0 | 0 | 0 | 0 | 0 | 0 | 0 | 0 | 0 | 0 | 0 | 0
F6_Commercial_Interruptible - Health_New_Food Preparation_Natural Gas_Oven_A_Technical Potential | F6 | Commercial | Interruptible - Health | New | Food Preparation | Natural Gas | Oven | A | Standalone Impact on Baseline Winter Peak (%) | Technical Potential | 0 | 0 | 0 | 0 | 0 | 0 | 0 | 0 | 0 | 0 | 0 | 0 | 0 | 0 | 0 | 0 | 0 | 0 | 0 | 0 | 0 | 0 | 0 | 0 | 0 | 0 | 0
F7_Commercial_Interruptible - Health_New_Food Preparation_Natural Gas_Oven_A_Technical Potential | F7 | Commercial | Interruptible - Health | New | Food Preparation | Natural Gas | Oven | A | Incremental Energy Savings (MWh or mTherms) | Technical Potential | 0 | 0 | 0 | 0 | 0 | 0 | 0 | 0 | 0 | 0 | 0 | 0 | 0 | 0 | 0 | 0 | 0 | 0 | 0 | 0 | 0 | 0 | 0 | 0 | 0 | 0 | 0
F8_Commercial_Interruptible - Health_New_Food Preparation_Natural Gas_Oven_A_Technical Potential | F8 | Commercial | Interruptible - Health | New | Food Preparation | Natural Gas | Oven | A | Incremental Summer Peak Savings (MW) | Technical Potential | 0 | 0 | 0 | 0 | 0 | 0 | 0 | 0 | 0 | 0 | 0 | 0 | 0 | 0 | 0 | 0 | 0 | 0 | 0 | 0 | 0 | 0 | 0 | 0 | 0 | 0 | 0
F9_Commercial_Interruptible - Health_New_Food Preparation_Natural Gas_Oven_A_Technical Potential | F9 | Commercial | Interruptible - Health | New | Food Preparation | Natural Gas | Oven | A | Incremental Winter Peak Savings (MW) | Technical Potential | 0 | 0 | 0 | 0 | 0 | 0 | 0 | 0 | 0 | 0 | 0 | 0 | 0 | 0 | 0 | 0 | 0 | 0 | 0 | 0 | 0 | 0 | 0 | 0 | 0 | 0 | 0
F10_Commercial_Interruptible - Health_New_Food Preparation_Natural Gas_Oven_A_Technical Potential | F10 | Commercial | Interruptible - Health | New | Food Preparation | Natural Gas | Oven | A | Cumulative Energy Savings (MWh or mTherms) | Technical Potential | 0 | 0 | 0 | 0 | 0 | 0 | 0 | 0 | 0 | 0 | 0 | 0 | 0 | 0 | 0 | 0 | 0 | 0 | 0 | 0 | 0 | 0 | 0 | 0 | 0 | 0 | 0
F11_Commercial_Interruptible - Health_New_Food Preparation_Natural Gas_Oven_A_Technical Potential | F11 | Commercial | Interruptible - Health | New | Food Preparation | Natural Gas | Oven | A | Cumulative Summer Peak Savings (MW) | Technical Potential | 0 | 0 | 0 | 0 | 0 | 0 | 0 | 0 | 0 | 0 | 0 | 0 | 0 | 0 | 0 | 0 | 0 | 0 | 0 | 0 | 0 | 0 | 0 | 0 | 0 | 0 | 0
F12_Commercial_Interruptible - Health_New_Food Preparation_Natural Gas_Oven_A_Technical Potential | F12 | Commercial | Interruptible - Health | New | Food Preparation | Natural Gas | Oven | A | Cumulative Winter Peak Savings (MW) | Technical Potential | 0 | 0 | 0 | 0 | 0 | 0 | 0 | 0 | 0 | 0 | 0 | 0 | 0 | 0 | 0 | 0 | 0 | 0 | 0 | 0 | 0 | 0 | 0 | 0 | 0 | 0 | 0
F13_Commercial_Interruptible - Health_New_Food Preparation_Natural Gas_Oven_A_Technical Potential | F13 | Commercial | Interruptible - Health | New | Food Preparation | Natural Gas | Oven | A | Purchases (Incremental) | Technical Potential | 0 | 0 | 0 | 0 | 0 | 0 | 0 | 0 | 0 | 0 | 0 | 0 | 0 | 0 | 0 | 0 | 0 | 0 | 0 | 0 | 0 | 0 | 0 | 0 | 0 | 0 | 0
F14_Commercial_Interruptible - Health_New_Food Preparation_Natural Gas_Oven_A_Technical Potential | F14 | Commercial | Interruptible - Health | New | Food Preparation | Natural Gas | Oven | A | Purchases (Cumulative) | Technical Potential | 0 | 0 | 0 | 0 | 0 | 0 | 0 | 0 | 0 | 0 | 0 | 0 | 0 | 0 | 0 | 0 | 0 | 0 | 0 | 0 | 0 | 0 | 0 | 0 | 0 | 0 | 0
F1_Commercial_Interruptible - Health_New_Food Preparation_Natural Gas_Conveyor Oven_A_Technical Potential | F1 | Commercial | Interruptible - Health | New | Food Preparation | Natural Gas | Conveyor Oven | A | Original Unit Energy Savings (kWh or therms) | Technical Potential | 0 | 0 | 0 | 0 | 0 | 0 | 0 | 0 | 0 | 0 | 0 | 0 | 0 | 0 | 0 | 0 | 0 | 0 | 0 | 0 | 0 | 0 | 0 | 0 | 0 | 0 | 0
F2_Commercial_Interruptible - Health_New_Food Preparation_Natural Gas_Conveyor Oven_A_Technical Potential | F2 | Commercial | Interruptible - Health | New | Food Preparation | Natural Gas | Conveyor Oven | A | Original Unit Summer Peak Savings (kW) | Technical Potential | 0 | 0 | 0 | 0 | 0 | 0 | 0 | 0 | 0 | 0 | 0 | 0 | 0 | 0 | 0 | 0 | 0 | 0 | 0 | 0 | 0 | 0 | 0 | 0 | 0 | 0 | 0
F3_Commercial_Interruptible - Health_New_Food Preparation_Natural Gas_Conveyor Oven_A_Technical Potential | F3 | Commercial | Interruptible - Health | New | Food Preparation | Natural Gas | Conveyor Oven | A | Original Unit Winter Peak Savings (kW) | Technical Potential | 0 | 0 | 0 | 0 | 0 | 0 | 0 | 0 | 0 | 0 | 0 | 0 | 0 | 0 | 0 | 0 | 0 | 0 | 0 | 0 | 0 | 0 | 0 | 0 | 0 | 0 | 0
F4_Commercial_Interruptible - Health_New_Food Preparation_Natural Gas_Conveyor Oven_A_Technical Potential | F4 | Commercial | Interruptible - Health | New | Food Preparation | Natural Gas | Conveyor Oven | A | Standalone Impact on Baseline Energy (%) | Technical Potential | 0 | 0 | 0 | 0 | 0 | 0 | 0 | 0 | 0 | 0 | 0 | 0 | 0 | 0 | 0 | 0 | 0 | 0 | 0 | 0 | 0 | 0 | 0 | 0 | 0 | 0 | 0
F5_Commercial_Interruptible - Health_New_Food Preparation_Natural Gas_Conveyor Oven_A_Technical Potential | F5 | Commercial | Interruptible - Health | New | Food Preparation | Natural Gas | Conveyor Oven | A | Standalone Impact on Baseline Summer Peak (%) | Technical Potential | 0 | 0 | 0 | 0 | 0 | 0 | 0 | 0 | 0 | 0 | 0 | 0 | 0 | 0 | 0 | 0 | 0 | 0 | 0 | 0 | 0 | 0 | 0 | 0 | 0 | 0 | 0
F6_Commercial_Interruptible - Health_New_Food Preparation_Natural Gas_Conveyor Oven_A_Technical Potential | F6 | Commercial | Interruptible - Health | New | Food Preparation | Natural Gas | Conveyor Oven | A | Standalone Impact on Baseline Winter Peak (%) | Technical Potential | 0 | 0 | 0 | 0 | 0 | 0 | 0 | 0 | 0 | 0 | 0 | 0 | 0 | 0 | 0 | 0 | 0 | 0 | 0 | 0 | 0 | 0 | 0 | 0 | 0 | 0 | 0
F7_Commercial_Interruptible - Health_New_Food Preparation_Natural Gas_Conveyor Oven_A_Technical Potential | F7 | Commercial | Interruptible - Health | New | Food Preparation | Natural Gas | Conveyor Oven | A | Incremental Energy Savings (MWh or mTherms) | Technical Potential | 0 | 0 | 0 | 0 | 0 | 0 | 0 | 0 | 0 | 0 | 0 | 0 | 0 | 0 | 0 | 0 | 0 | 0 | 0 | 0 | 0 | 0 | 0 | 0 | 0 | 0 | 0
F8_Commercial_Interruptible - Health_New_Food Preparation_Natural Gas_Conveyor Oven_A_Technical Potential | F8 | Commercial | Interruptible - Health | New | Food Preparation | Natural Gas | Conveyor Oven | A | Incremental Summer Peak Savings (MW) | Technical Potential | 0 | 0 | 0 | 0 | 0 | 0 | 0 | 0 | 0 | 0 | 0 | 0 | 0 | 0 | 0 | 0 | 0 | 0 | 0 | 0 | 0 | 0 | 0 | 0 | 0 | 0 | 0
F9_Commercial_Interruptible - Health_New_Food Preparation_Natural Gas_Conveyor Oven_A_Technical Potential | F9 | Commercial | Interruptible - Health | New | Food Preparation | Natural Gas | Conveyor Oven | A | Incremental Winter Peak Savings (MW) | Technical Potential | 0 | 0 | 0 | 0 | 0 | 0 | 0 | 0 | 0 | 0 | 0 | 0 | 0 | 0 | 0 | 0 | 0 | 0 | 0 | 0 | 0 | 0 | 0 | 0 | 0 | 0 | 0
F10_Commercial_Interruptible - Health_New_Food Preparation_Natural Gas_Conveyor Oven_A_Technical Potential | F10 | Commercial | Interruptible - Health | New | Food Preparation | Natural Gas | Conveyor Oven | A | Cumulative Energy Savings (MWh or mTherms) | Technical Potential | 0 | 0 | 0 | 0 | 0 | 0 | 0 | 0 | 0 | 0 | 0 | 0 | 0 | 0 | 0 | 0 | 0 | 0 | 0 | 0 | 0 | 0 | 0 | 0 | 0 | 0 | 0
F11_Commercial_Interruptible - Health_New_Food Preparation_Natural Gas_Conveyor Oven_A_Technical Potential | F11 | Commercial | Interruptible - Health | New | Food Preparation | Natural Gas | Conveyor Oven | A | Cumulative Summer Peak Savings (MW) | Technical Potential | 0 | 0 | 0 | 0 | 0 | 0 | 0 | 0 | 0 | 0 | 0 | 0 | 0 | 0 | 0 | 0 | 0 | 0 | 0 | 0 | 0 | 0 | 0 | 0 | 0 | 0 | 0
F12_Commercial_Interruptible - Health_New_Food Preparation_Natural Gas_Conveyor Oven_A_Technical Potential | F12 | Commercial | Interruptible - Health | New | Food Preparation | Natural Gas | Conveyor Oven | A | Cumulative Winter Peak Savings (MW) | Technical Potential | 0 | 0 | 0 | 0 | 0 | 0 | 0 | 0 | 0 | 0 | 0 | 0 | 0 | 0 | 0 | 0 | 0 | 0 | 0 | 0 | 0 | 0 | 0 | 0 | 0 | 0 | 0
F13_Commercial_Interruptible - Health_New_Food Preparation_Natural Gas_Conveyor Oven_A_Technical Potential | F13 | Commercial | Interruptible - Health | New | Food Preparation | Natural Gas | Conveyor Oven | A | Purchases (Incremental) | Technical Potential | 0 | 0 | 0 | 0 | 0 | 0 | 0 | 0 | 0 | 0 | 0 | 0 | 0 | 0 | 0 | 0 | 0 | 0 | 0 | 0 | 0 | 0 | 0 | 0 | 0 | 0 | 0
F14_Commercial_Interruptible - Health_New_Food Preparation_Natural Gas_Conveyor Oven_A_Technical Potential | F14 | Commercial | Interruptible - Health | New | Food Preparation | Natural Gas | Conveyor Oven | A | Purchases (Cumulative) | Technical Potential | 0 | 0 | 0 | 0 | 0 | 0 | 0 | 0 | 0 | 0 | 0 | 0 | 0 | 0 | 0 | 0 | 0 | 0 | 0 | 0 | 0 | 0 | 0 | 0 | 0 | 0 | 0
F1_Commercial_Interruptible - Health_New_Food Preparation_Natural Gas_Double Rack Oven_A_Technical Potential | F1 | Commercial | Interruptible - Health | New | Food Preparation | Natural Gas | Double Rack Oven | A | Original Unit Energy Savings (kWh or therms) | Technical Potential | 0 | 0 | 0 | 0 | 0 | 0 | 0 | 0 | 0 | 0 | 0 | 0 | 0 | 0 | 0 | 0 | 0 | 0 | 0 | 0 | 0 | 0 | 0 | 0 | 0 | 0 | 0
F2_Commercial_Interruptible - Health_New_Food Preparation_Natural Gas_Double Rack Oven_A_Technical Potential | F2 | Commercial | Interruptible - Health | New | Food Preparation | Natural Gas | Double Rack Oven | A | Original Unit Summer Peak Savings (kW) | Technical Potential | 0 | 0 | 0 | 0 | 0 | 0 | 0 | 0 | 0 | 0 | 0 | 0 | 0 | 0 | 0 | 0 | 0 | 0 | 0 | 0 | 0 | 0 | 0 | 0 | 0 | 0 | 0
F3_Commercial_Interruptible - Health_New_Food Preparation_Natural Gas_Double Rack Oven_A_Technical Potential | F3 | Commercial | Interruptible - Health | New | Food Preparation | Natural Gas | Double Rack Oven | A | Original Unit Winter Peak Savings (kW) | Technical Potential | 0 | 0 | 0 | 0 | 0 | 0 | 0 | 0 | 0 | 0 | 0 | 0 | 0 | 0 | 0 | 0 | 0 | 0 | 0 | 0 | 0 | 0 | 0 | 0 | 0 | 0 | 0
F4_Commercial_Interruptible - Health_New_Food Preparation_Natural Gas_Double Rack Oven_A_Technical Potential | F4 | Commercial | Interruptible - Health | New | Food Preparation | Natural Gas | Double Rack Oven | A | Standalone Impact on Baseline Energy (%) | Technical Potential | 0 | 0 | 0 | 0 | 0 | 0 | 0 | 0 | 0 | 0 | 0 | 0 | 0 | 0 | 0 | 0 | 0 | 0 | 0 | 0 | 0 | 0 | 0 | 0 | 0 | 0 | 0
F5_Commercial_Interruptible - Health_New_Food Preparation_Natural Gas_Double Rack Oven_A_Technical Potential | F5 | Commercial | Interruptible - Health | New | Food Preparation | Natural Gas | Double Rack Oven | A | Standalone Impact on Baseline Summer Peak (%) | Technical Potential | 0 | 0 | 0 | 0 | 0 | 0 | 0 | 0 | 0 | 0 | 0 | 0 | 0 | 0 | 0 | 0 | 0 | 0 | 0 | 0 | 0 | 0 | 0 | 0 | 0 | 0 | 0
F6_Commercial_Interruptible - Health_New_Food Preparation_Natural Gas_Double Rack Oven_A_Technical Potential | F6 | Commercial | Interruptible - Health | New | Food Preparation | Natural Gas | Double Rack Oven | A | Standalone Impact on Baseline Winter Peak (%) | Technical Potential | 0 | 0 | 0 | 0 | 0 | 0 | 0 | 0 | 0 | 0 | 0 | 0 | 0 | 0 | 0 | 0 | 0 | 0 | 0 | 0 | 0 | 0 | 0 | 0 | 0 | 0 | 0
F7_Commercial_Interruptible - Health_New_Food Preparation_Natural Gas_Double Rack Oven_A_Technical Potential | F7 | Commercial | Interruptible - Health | New | Food Preparation | Natural Gas | Double Rack Oven | A | Incremental Energy Savings (MWh or mTherms) | Technical Potential | 0 | 0 | 0 | 0 | 0 | 0 | 0 | 0 | 0 | 0 | 0 | 0 | 0 | 0 | 0 | 0 | 0 | 0 | 0 | 0 | 0 | 0 | 0 | 0 | 0 | 0 | 0
F8_Commercial_Interruptible - Health_New_Food Preparation_Natural Gas_Double Rack Oven_A_Technical Potential | F8 | Commercial | Interruptible - Health | New | Food Preparation | Natural Gas | Double Rack Oven | A | Incremental Summer Peak Savings (MW) | Technical Potential | 0 | 0 | 0 | 0 | 0 | 0 | 0 | 0 | 0 | 0 | 0 | 0 | 0 | 0 | 0 | 0 | 0 | 0 | 0 | 0 | 0 | 0 | 0 | 0 | 0 | 0 | 0
F9_Commercial_Interruptible - Health_New_Food Preparation_Natural Gas_Double Rack Oven_A_Technical Potential | F9 | Commercial | Interruptible - Health | New | Food Preparation | Natural Gas | Double Rack Oven | A | Incremental Winter Peak Savings (MW) | Technical Potential | 0 | 0 | 0 | 0 | 0 | 0 | 0 | 0 | 0 | 0 | 0 | 0 | 0 | 0 | 0 | 0 | 0 | 0 | 0 | 0 | 0 | 0 | 0 | 0 | 0 | 0 | 0
F10_Commercial_Interruptible - Health_New_Food Preparation_Natural Gas_Double Rack Oven_A_Technical Potential | F10 | Commercial | Interruptible - Health | New | Food Preparation | Natural Gas | Double Rack Oven | A | Cumulative Energy Savings (MWh or mTherms) | Technical Potential | 0 | 0 | 0 | 0 | 0 | 0 | 0 | 0 | 0 | 0 | 0 | 0 | 0 | 0 | 0 | 0 | 0 | 0 | 0 | 0 | 0 | 0 | 0 | 0 | 0 | 0 | 0
F11_Commercial_Interruptible - Health_New_Food Preparation_Natural Gas_Double Rack Oven_A_Technical Potential | F11 | Commercial | Interruptible - Health | New | Food Preparation | Natural Gas | Double Rack Oven | A | Cumulative Summer Peak Savings (MW) | Technical Potential | 0 | 0 | 0 | 0 | 0 | 0 | 0 | 0 | 0 | 0 | 0 | 0 | 0 | 0 | 0 | 0 | 0 | 0 | 0 | 0 | 0 | 0 | 0 | 0 | 0 | 0 | 0
F12_Commercial_Interruptible - Health_New_Food Preparation_Natural Gas_Double Rack Oven_A_Technical Potential | F12 | Commercial | Interruptible - Health | New | Food Preparation | Natural Gas | Double Rack Oven | A | Cumulative Winter Peak Savings (MW) | Technical Potential | 0 | 0 | 0 | 0 | 0 | 0 | 0 | 0 | 0 | 0 | 0 | 0 | 0 | 0 | 0 | 0 | 0 | 0 | 0 | 0 | 0 | 0 | 0 | 0 | 0 | 0 | 0
F13_Commercial_Interruptible - Health_New_Food Preparation_Natural Gas_Double Rack Oven_A_Technical Potential | F13 | Commercial | Interruptible - Health | New | Food Preparation | Natural Gas | Double Rack Oven | A | Purchases (Incremental) | Technical Potential | 0 | 0 | 0 | 0 | 0 | 0 | 0 | 0 | 0 | 0 | 0 | 0 | 0 | 0 | 0 | 0 | 0 | 0 | 0 | 0 | 0 | 0 | 0 | 0 | 0 | 0 | 0
F14_Commercial_Interruptible - Health_New_Food Preparation_Natural Gas_Double Rack Oven_A_Technical Potential | F14 | Commercial | Interruptible - Health | New | Food Preparation | Natural Gas | Double Rack Oven | A | Purchases (Cumulative) | Technical Potential | 0 | 0 | 0 | 0 | 0 | 0 | 0 | 0 | 0 | 0 | 0 | 0 | 0 | 0 | 0 | 0 | 0 | 0 | 0 | 0 | 0 | 0 | 0 | 0 | 0 | 0 | 0
F1_Commercial_Interruptible - Health_New_Food Preparation_Natural Gas_Fryer_A_Technical Potential | F1 | Commercial | Interruptible - Health | New | Food Preparation | Natural Gas | Fryer | A | Original Unit Energy Savings (kWh or therms) | Technical Potential | 0 | 0 | 0 | 0 | 0 | 0 | 0 | 0 | 0 | 0 | 0 | 0 | 0 | 0 | 0 | 0 | 0 | 0 | 0 | 0 | 0 | 0 | 0 | 0 | 0 | 0 | 0
F2_Commercial_Interruptible - Health_New_Food Preparation_Natural Gas_Fryer_A_Technical Potential | F2 | Commercial | Interruptible - Health | New | Food Preparation | Natural Gas | Fryer | A | Original Unit Summer Peak Savings (kW) | Technical Potential | 0 | 0 | 0 | 0 | 0 | 0 | 0 | 0 | 0 | 0 | 0 | 0 | 0 | 0 | 0 | 0 | 0 | 0 | 0 | 0 | 0 | 0 | 0 | 0 | 0 | 0 | 0
F3_Commercial_Interruptible - Health_New_Food Preparation_Natural Gas_Fryer_A_Technical Potential | F3 | Commercial | Interruptible - Health | New | Food Preparation | Natural Gas | Fryer | A | Original Unit Winter Peak Savings (kW) | Technical Potential | 0 | 0 | 0 | 0 | 0 | 0 | 0 | 0 | 0 | 0 | 0 | 0 | 0 | 0 | 0 | 0 | 0 | 0 | 0 | 0 | 0 | 0 | 0 | 0 | 0 | 0 | 0
F4_Commercial_Interruptible - Health_New_Food Preparation_Natural Gas_Fryer_A_Technical Potential | F4 | Commercial | Interruptible - Health | New | Food Preparation | Natural Gas | Fryer | A | Standalone Impact on Baseline Energy (%) | Technical Potential | 0 | 0 | 0 | 0 | 0 | 0 | 0 | 0 | 0 | 0 | 0 | 0 | 0 | 0 | 0 | 0 | 0 | 0 | 0 | 0 | 0 | 0 | 0 | 0 | 0 | 0 | 0
F5_Commercial_Interruptible - Health_New_Food Preparation_Natural Gas_Fryer_A_Technical Potential | F5 | Commercial | Interruptible - Health | New | Food Preparation | Natural Gas | Fryer | A | Standalone Impact on Baseline Summer Peak (%) | Technical Potential | 0 | 0 | 0 | 0 | 0 | 0 | 0 | 0 | 0 | 0 | 0 | 0 | 0 | 0 | 0 | 0 | 0 | 0 | 0 | 0 | 0 | 0 | 0 | 0 | 0 | 0 | 0
F6_Commercial_Interruptible - Health_New_Food Preparation_Natural Gas_Fryer_A_Technical Potential | F6 | Commercial | Interruptible - Health | New | Food Preparation | Natural Gas | Fryer | A | Standalone Impact on Baseline Winter Peak (%) | Technical Potential | 0 | 0 | 0 | 0 | 0 | 0 | 0 | 0 | 0 | 0 | 0 | 0 | 0 | 0 | 0 | 0 | 0 | 0 | 0 | 0 | 0 | 0 | 0 | 0 | 0 | 0 | 0
F7_Commercial_Interruptible - Health_New_Food Preparation_Natural Gas_Fryer_A_Technical Potential | F7 | Commercial | Interruptible - Health | New | Food Preparation | Natural Gas | Fryer | A | Incremental Energy Savings (MWh or mTherms) | Technical Potential | 0 | 0 | 0 | 0 | 0 | 0 | 0 | 0 | 0 | 0 | 0 | 0 | 0 | 0 | 0 | 0 | 0 | 0 | 0 | 0 | 0 | 0 | 0 | 0 | 0 | 0 | 0
F8_Commercial_Interruptible - Health_New_Food Preparation_Natural Gas_Fryer_A_Technical Potential | F8 | Commercial | Interruptible - Health | New | Food Preparation | Natural Gas | Fryer | A | Incremental Summer Peak Savings (MW) | Technical Potential | 0 | 0 | 0 | 0 | 0 | 0 | 0 | 0 | 0 | 0 | 0 | 0 | 0 | 0 | 0 | 0 | 0 | 0 | 0 | 0 | 0 | 0 | 0 | 0 | 0 | 0 | 0
F9_Commercial_Interruptible - Health_New_Food Preparation_Natural Gas_Fryer_A_Technical Potential | F9 | Commercial | Interruptible - Health | New | Food Preparation | Natural Gas | Fryer | A | Incremental Winter Peak Savings (MW) | Technical Potential | 0 | 0 | 0 | 0 | 0 | 0 | 0 | 0 | 0 | 0 | 0 | 0 | 0 | 0 | 0 | 0 | 0 | 0 | 0 | 0 | 0 | 0 | 0 | 0 | 0 | 0 | 0
F10_Commercial_Interruptible - Health_New_Food Preparation_Natural Gas_Fryer_A_Technical Potential | F10 | Commercial | Interruptible - Health | New | Food Preparation | Natural Gas | Fryer | A | Cumulative Energy Savings (MWh or mTherms) | Technical Potential | 0 | 0 | 0 | 0 | 0 | 0 | 0 | 0 | 0 | 0 | 0 | 0 | 0 | 0 | 0 | 0 | 0 | 0 | 0 | 0 | 0 | 0 | 0 | 0 | 0 | 0 | 0
F11_Commercial_Interruptible - Health_New_Food Preparation_Natural Gas_Fryer_A_Technical Potential | F11 | Commercial | Interruptible - Health | New | Food Preparation | Natural Gas | Fryer | A | Cumulative Summer Peak Savings (MW) | Technical Potential | 0 | 0 | 0 | 0 | 0 | 0 | 0 | 0 | 0 | 0 | 0 | 0 | 0 | 0 | 0 | 0 | 0 | 0 | 0 | 0 | 0 | 0 | 0 | 0 | 0 | 0 | 0
F12_Commercial_Interruptible - Health_New_Food Preparation_Natural Gas_Fryer_A_Technical Potential | F12 | Commercial | Interruptible - Health | New | Food Preparation | Natural Gas | Fryer | A | Cumulative Winter Peak Savings (MW) | Technical Potential | 0 | 0 | 0 | 0 | 0 | 0 | 0 | 0 | 0 | 0 | 0 | 0 | 0 | 0 | 0 | 0 | 0 | 0 | 0 | 0 | 0 | 0 | 0 | 0 | 0 | 0 | 0
F13_Commercial_Interruptible - Health_New_Food Preparation_Natural Gas_Fryer_A_Technical Potential | F13 | Commercial | Interruptible - Health | New | Food Preparation | Natural Gas | Fryer | A | Purchases (Incremental) | Technical Potential | 0 | 0 | 0 | 0 | 0 | 0 | 0 | 0 | 0 | 0 | 0 | 0 | 0 | 0 | 0 | 0 | 0 | 0 | 0 | 0 | 0 | 0 | 0 | 0 | 0 | 0 | 0
F14_Commercial_Interruptible - Health_New_Food Preparation_Natural Gas_Fryer_A_Technical Potential | F14 | Commercial | Interruptible - Health | New | Food Preparation | Natural Gas | Fryer | A | Purchases (Cumulative) | Technical Potential | 0 | 0 | 0 | 0 | 0 | 0 | 0 | 0 | 0 | 0 | 0 | 0 | 0 | 0 | 0 | 0 | 0 | 0 | 0 | 0 | 0 | 0 | 0 | 0 | 0 | 0 | 0
F1_Commercial_Interruptible - Health_New_Food Preparation_Natural Gas_Broiler_A_Technical Potential | F1 | Commercial | Interruptible - Health | New | Food Preparation | Natural Gas | Broiler | A | Original Unit Energy Savings (kWh or therms) | Technical Potential | 0 | 0 | 0 | 0 | 0 | 0 | 0 | 0 | 0 | 0 | 0 | 0 | 0 | 0 | 0 | 0 | 0 | 0 | 0 | 0 | 0 | 0 | 0 | 0 | 0 | 0 | 0
F2_Commercial_Interruptible - Health_New_Food Preparation_Natural Gas_Broiler_A_Technical Potential | F2 | Commercial | Interruptible - Health | New | Food Preparation | Natural Gas | Broiler | A | Original Unit Summer Peak Savings (kW) | Technical Potential | 0 | 0 | 0 | 0 | 0 | 0 | 0 | 0 | 0 | 0 | 0 | 0 | 0 | 0 | 0 | 0 | 0 | 0 | 0 | 0 | 0 | 0 | 0 | 0 | 0 | 0 | 0
F3_Commercial_Interruptible - Health_New_Food Preparation_Natural Gas_Broiler_A_Technical Potential | F3 | Commercial | Interruptible - Health | New | Food Preparation | Natural Gas | Broiler | A | Original Unit Winter Peak Savings (kW) | Technical Potential | 0 | 0 | 0 | 0 | 0 | 0 | 0 | 0 | 0 | 0 | 0 | 0 | 0 | 0 | 0 | 0 | 0 | 0 | 0 | 0 | 0 | 0 | 0 | 0 | 0 | 0 | 0
F4_Commercial_Interruptible - Health_New_Food Preparation_Natural Gas_Broiler_A_Technical Potential | F4 | Commercial | Interruptible - Health | New | Food Preparation | Natural Gas | Broiler | A | Standalone Impact on Baseline Energy (%) | Technical Potential | 0 | 0 | 0 | 0 | 0 | 0 | 0 | 0 | 0 | 0 | 0 | 0 | 0 | 0 | 0 | 0 | 0 | 0 | 0 | 0 | 0 | 0 | 0 | 0 | 0 | 0 | 0
F5_Commercial_Interruptible - Health_New_Food Preparation_Natural Gas_Broiler_A_Technical Potential | F5 | Commercial | Interruptible - Health | New | Food Preparation | Natural Gas | Broiler | A | Standalone Impact on Baseline Summer Peak (%) | Technical Potential | 0 | 0 | 0 | 0 | 0 | 0 | 0 | 0 | 0 | 0 | 0 | 0 | 0 | 0 | 0 | 0 | 0 | 0 | 0 | 0 | 0 | 0 | 0 | 0 | 0 | 0 | 0
F6_Commercial_Interruptible - Health_New_Food Preparation_Natural Gas_Broiler_A_Technical Potential | F6 | Commercial | Interruptible - Health | New | Food Preparation | Natural Gas | Broiler | A | Standalone Impact on Baseline Winter Peak (%) | Technical Potential | 0 | 0 | 0 | 0 | 0 | 0 | 0 | 0 | 0 | 0 | 0 | 0 | 0 | 0 | 0 | 0 | 0 | 0 | 0 | 0 | 0 | 0 | 0 | 0 | 0 | 0 | 0
F7_Commercial_Interruptible - Health_New_Food Preparation_Natural Gas_Broiler_A_Technical Potential | F7 | Commercial | Interruptible - Health | New | Food Preparation | Natural Gas | Broiler | A | Incremental Energy Savings (MWh or mTherms) | Technical Potential | 0 | 0 | 0 | 0 | 0 | 0 | 0 | 0 | 0 | 0 | 0 | 0 | 0 | 0 | 0 | 0 | 0 | 0 | 0 | 0 | 0 | 0 | 0 | 0 | 0 | 0 | 0
F8_Commercial_Interruptible - Health_New_Food Preparation_Natural Gas_Broiler_A_Technical Potential | F8 | Commercial | Interruptible - Health | New | Food Preparation | Natural Gas | Broiler | A | Incremental Summer Peak Savings (MW) | Technical Potential | 0 | 0 | 0 | 0 | 0 | 0 | 0 | 0 | 0 | 0 | 0 | 0 | 0 | 0 | 0 | 0 | 0 | 0 | 0 | 0 | 0 | 0 | 0 | 0 | 0 | 0 | 0
F9_Commercial_Interruptible - Health_New_Food Preparation_Natural Gas_Broiler_A_Technical Potential | F9 | Commercial | Interruptible - Health | New | Food Preparation | Natural Gas | Broiler | A | Incremental Winter Peak Savings (MW) | Technical Potential | 0 | 0 | 0 | 0 | 0 | 0 | 0 | 0 | 0 | 0 | 0 | 0 | 0 | 0 | 0 | 0 | 0 | 0 | 0 | 0 | 0 | 0 | 0 | 0 | 0 | 0 | 0
F10_Commercial_Interruptible - Health_New_Food Preparation_Natural Gas_Broiler_A_Technical Potential | F10 | Commercial | Interruptible - Health | New | Food Preparation | Natural Gas | Broiler | A | Cumulative Energy Savings (MWh or mTherms) | Technical Potential | 0 | 0 | 0 | 0 | 0 | 0 | 0 | 0 | 0 | 0 | 0 | 0 | 0 | 0 | 0 | 0 | 0 | 0 | 0 | 0 | 0 | 0 | 0 | 0 | 0 | 0 | 0
F11_Commercial_Interruptible - Health_New_Food Preparation_Natural Gas_Broiler_A_Technical Potential | F11 | Commercial | Interruptible - Health | New | Food Preparation | Natural Gas | Broiler | A | Cumulative Summer Peak Savings (MW) | Technical Potential | 0 | 0 | 0 | 0 | 0 | 0 | 0 | 0 | 0 | 0 | 0 | 0 | 0 | 0 | 0 | 0 | 0 | 0 | 0 | 0 | 0 | 0 | 0 | 0 | 0 | 0 | 0
F12_Commercial_Interruptible - Health_New_Food Preparation_Natural Gas_Broiler_A_Technical Potential | F12 | Commercial | Interruptible - Health | New | Food Preparation | Natural Gas | Broiler | A | Cumulative Winter Peak Savings (MW) | Technical Potential | 0 | 0 | 0 | 0 | 0 | 0 | 0 | 0 | 0 | 0 | 0 | 0 | 0 | 0 | 0 | 0 | 0 | 0 | 0 | 0 | 0 | 0 | 0 | 0 | 0 | 0 | 0
F13_Commercial_Interruptible - Health_New_Food Preparation_Natural Gas_Broiler_A_Technical Potential | F13 | Commercial | Interruptible - Health | New | Food Preparation | Natural Gas | Broiler | A | Purchases (Incremental) | Technical Potential | 0 | 0 | 0 | 0 | 0 | 0 | 0 | 0 | 0 | 0 | 0 | 0 | 0 | 0 | 0 | 0 | 0 | 0 | 0 | 0 | 0 | 0 | 0 | 0 | 0 | 0 | 0
F14_Commercial_Interruptible - Health_New_Food Preparation_Natural Gas_Broiler_A_Technical Potential | F14 | Commercial | Interruptible - Health | New | Food Preparation | Natural Gas | Broiler | A | Purchases (Cumulative) | Technical Potential | 0 | 0 | 0 | 0 | 0 | 0 | 0 | 0 | 0 | 0 | 0 | 0 | 0 | 0 | 0 | 0 | 0 | 0 | 0 | 0 | 0 | 0 | 0 | 0 | 0 | 0 | 0
F1_Commercial_Interruptible - Health_New_Food Preparation_Natural Gas_Griddle_A_Technical Potential | F1 | Commercial | Interruptible - Health | New | Food Preparation | Natural Gas | Griddle | A | Original Unit Energy Savings (kWh or therms) | Technical Potential | 0 | 0 | 0 | 0 | 0 | 0 | 0 | 0 | 0 | 0 | 0 | 0 | 0 | 0 | 0 | 0 | 0 | 0 | 0 | 0 | 0 | 0 | 0 | 0 | 0 | 0 | 0
F2_Commercial_Interruptible - Health_New_Food Preparation_Natural Gas_Griddle_A_Technical Potential | F2 | Commercial | Interruptible - Health | New | Food Preparation | Natural Gas | Griddle | A | Original Unit Summer Peak Savings (kW) | Technical Potential | 0 | 0 | 0 | 0 | 0 | 0 | 0 | 0 | 0 | 0 | 0 | 0 | 0 | 0 | 0 | 0 | 0 | 0 | 0 | 0 | 0 | 0 | 0 | 0 | 0 | 0 | 0
F3_Commercial_Interruptible - Health_New_Food Preparation_Natural Gas_Griddle_A_Technical Potential | F3 | Commercial | Interruptible - Health | New | Food Preparation | Natural Gas | Griddle | A | Original Unit Winter Peak Savings (kW) | Technical Potential | 0 | 0 | 0 | 0 | 0 | 0 | 0 | 0 | 0 | 0 | 0 | 0 | 0 | 0 | 0 | 0 | 0 | 0 | 0 | 0 | 0 | 0 | 0 | 0 | 0 | 0 | 0
F4_Commercial_Interruptible - Health_New_Food Preparation_Natural Gas_Griddle_A_Technical Potential | F4 | Commercial | Interruptible - Health | New | Food Preparation | Natural Gas | Griddle | A | Standalone Impact on Baseline Energy (%) | Technical Potential | 0 | 0 | 0 | 0 | 0 | 0 | 0 | 0 | 0 | 0 | 0 | 0 | 0 | 0 | 0 | 0 | 0 | 0 | 0 | 0 | 0 | 0 | 0 | 0 | 0 | 0 | 0
F5_Commercial_Interruptible - Health_New_Food Preparation_Natural Gas_Griddle_A_Technical Potential | F5 | Commercial | Interruptible - Health | New | Food Preparation | Natural Gas | Griddle | A | Standalone Impact on Baseline Summer Peak (%) | Technical Potential | 0 | 0 | 0 | 0 | 0 | 0 | 0 | 0 | 0 | 0 | 0 | 0 | 0 | 0 | 0 | 0 | 0 | 0 | 0 | 0 | 0 | 0 | 0 | 0 | 0 | 0 | 0
F6_Commercial_Interruptible - Health_New_Food Preparation_Natural Gas_Griddle_A_Technical Potential | F6 | Commercial | Interruptible - Health | New | Food Preparation | Natural Gas | Griddle | A | Standalone Impact on Baseline Winter Peak (%) | Technical Potential | 0 | 0 | 0 | 0 | 0 | 0 | 0 | 0 | 0 | 0 | 0 | 0 | 0 | 0 | 0 | 0 | 0 | 0 | 0 | 0 | 0 | 0 | 0 | 0 | 0 | 0 | 0
F7_Commercial_Interruptible - Health_New_Food Preparation_Natural Gas_Griddle_A_Technical Potential | F7 | Commercial | Interruptible - Health | New | Food Preparation | Natural Gas | Griddle | A | Incremental Energy Savings (MWh or mTherms) | Technical Potential | 0 | 0 | 0 | 0 | 0 | 0 | 0 | 0 | 0 | 0 | 0 | 0 | 0 | 0 | 0 | 0 | 0 | 0 | 0 | 0 | 0 | 0 | 0 | 0 | 0 | 0 | 0
F8_Commercial_Interruptible - Health_New_Food Preparation_Natural Gas_Griddle_A_Technical Potential | F8 | Commercial | Interruptible - Health | New | Food Preparation | Natural Gas | Griddle | A | Incremental Summer Peak Savings (MW) | Technical Potential | 0 | 0 | 0 | 0 | 0 | 0 | 0 | 0 | 0 | 0 | 0 | 0 | 0 | 0 | 0 | 0 | 0 | 0 | 0 | 0 | 0 | 0 | 0 | 0 | 0 | 0 | 0
F9_Commercial_Interruptible - Health_New_Food Preparation_Natural Gas_Griddle_A_Technical Potential | F9 | Commercial | Interruptible - Health | New | Food Preparation | Natural Gas | Griddle | A | Incremental Winter Peak Savings (MW) | Technical Potential | 0 | 0 | 0 | 0 | 0 | 0 | 0 | 0 | 0 | 0 | 0 | 0 | 0 | 0 | 0 | 0 | 0 | 0 | 0 | 0 | 0 | 0 | 0 | 0 | 0 | 0 | 0
F10_Commercial_Interruptible - Health_New_Food Preparation_Natural Gas_Griddle_A_Technical Potential | F10 | Commercial | Interruptible - Health | New | Food Preparation | Natural Gas | Griddle | A | Cumulative Energy Savings (MWh or mTherms) | Technical Potential | 0 | 0 | 0 | 0 | 0 | 0 | 0 | 0 | 0 | 0 | 0 | 0 | 0 | 0 | 0 | 0 | 0 | 0 | 0 | 0 | 0 | 0 | 0 | 0 | 0 | 0 | 0
F11_Commercial_Interruptible - Health_New_Food Preparation_Natural Gas_Griddle_A_Technical Potential | F11 | Commercial | Interruptible - Health | New | Food Preparation | Natural Gas | Griddle | A | Cumulative Summer Peak Savings (MW) | Technical Potential | 0 | 0 | 0 | 0 | 0 | 0 | 0 | 0 | 0 | 0 | 0 | 0 | 0 | 0 | 0 | 0 | 0 | 0 | 0 | 0 | 0 | 0 | 0 | 0 | 0 | 0 | 0
F12_Commercial_Interruptible - Health_New_Food Preparation_Natural Gas_Griddle_A_Technical Potential | F12 | Commercial | Interruptible - Health | New | Food Preparation | Natural Gas | Griddle | A | Cumulative Winter Peak Savings (MW) | Technical Potential | 0 | 0 | 0 | 0 | 0 | 0 | 0 | 0 | 0 | 0 | 0 | 0 | 0 | 0 | 0 | 0 | 0 | 0 | 0 | 0 | 0 | 0 | 0 | 0 | 0 | 0 | 0
F13_Commercial_Interruptible - Health_New_Food Preparation_Natural Gas_Griddle_A_Technical Potential | F13 | Commercial | Interruptible - Health | New | Food Preparation | Natural Gas | Griddle | A | Purchases (Incremental) | Technical Potential | 0 | 0 | 0 | 0 | 0 | 0 | 0 | 0 | 0 | 0 | 0 | 0 | 0 | 0 | 0 | 0 | 0 | 0 | 0 | 0 | 0 | 0 | 0 | 0 | 0 | 0 | 0
F14_Commercial_Interruptible - Health_New_Food Preparation_Natural Gas_Griddle_A_Technical Potential | F14 | Commercial | Interruptible - Health | New | Food Preparation | Natural Gas | Griddle | A | Purchases (Cumulative) | Technical Potential | 0 | 0 | 0 | 0 | 0 | 0 | 0 | 0 | 0 | 0 | 0 | 0 | 0 | 0 | 0 | 0 | 0 | 0 | 0 | 0 | 0 | 0 | 0 | 0 | 0 | 0 | 0
F1_Commercial_Interruptible - Health_New_Food Preparation_Natural Gas_Range_A_Technical Potential | F1 | Commercial | Interruptible - Health | New | Food Preparation | Natural Gas | Range | A | Original Unit Energy Savings (kWh or therms) | Technical Potential | 0 | 0 | 0 | 0 | 0 | 0 | 0 | 0 | 0 | 0 | 0 | 0 | 0 | 0 | 0 | 0 | 0 | 0 | 0 | 0 | 0 | 0 | 0 | 0 | 0 | 0 | 0
F2_Commercial_Interruptible - Health_New_Food Preparation_Natural Gas_Range_A_Technical Potential | F2 | Commercial | Interruptible - Health | New | Food Preparation | Natural Gas | Range | A | Original Unit Summer Peak Savings (kW) | Technical Potential | 0 | 0 | 0 | 0 | 0 | 0 | 0 | 0 | 0 | 0 | 0 | 0 | 0 | 0 | 0 | 0 | 0 | 0 | 0 | 0 | 0 | 0 | 0 | 0 | 0 | 0 | 0
F3_Commercial_Interruptible - Health_New_Food Preparation_Natural Gas_Range_A_Technical Potential | F3 | Commercial | Interruptible - Health | New | Food Preparation | Natural Gas | Range | A | Original Unit Winter Peak Savings (kW) | Technical Potential | 0 | 0 | 0 | 0 | 0 | 0 | 0 | 0 | 0 | 0 | 0 | 0 | 0 | 0 | 0 | 0 | 0 | 0 | 0 | 0 | 0 | 0 | 0 | 0 | 0 | 0 | 0
F4_Commercial_Interruptible - Health_New_Food Preparation_Natural Gas_Range_A_Technical Potential | F4 | Commercial | Interruptible - Health | New | Food Preparation | Natural Gas | Range | A | Standalone Impact on Baseline Energy (%) | Technical Potential | 0 | 0 | 0 | 0 | 0 | 0 | 0 | 0 | 0 | 0 | 0 | 0 | 0 | 0 | 0 | 0 | 0 | 0 | 0 | 0 | 0 | 0 | 0 | 0 | 0 | 0 | 0
F5_Commercial_Interruptible - Health_New_Food Preparation_Natural Gas_Range_A_Technical Potential | F5 | Commercial | Interruptible - Health | New | Food Preparation | Natural Gas | Range | A | Standalone Impact on Baseline Summer Peak (%) | Technical Potential | 0 | 0 | 0 | 0 | 0 | 0 | 0 | 0 | 0 | 0 | 0 | 0 | 0 | 0 | 0 | 0 | 0 | 0 | 0 | 0 | 0 | 0 | 0 | 0 | 0 | 0 | 0
F6_Commercial_Interruptible - Health_New_Food Preparation_Natural Gas_Range_A_Technical Potential | F6 | Commercial | Interruptible - Health | New | Food Preparation | Natural Gas | Range | A | Standalone Impact on Baseline Winter Peak (%) | Technical Potential | 0 | 0 | 0 | 0 | 0 | 0 | 0 | 0 | 0 | 0 | 0 | 0 | 0 | 0 | 0 | 0 | 0 | 0 | 0 | 0 | 0 | 0 | 0 | 0 | 0 | 0 | 0
F7_Commercial_Interruptible - Health_New_Food Preparation_Natural Gas_Range_A_Technical Potential | F7 | Commercial | Interruptible - Health | New | Food Preparation | Natural Gas | Range | A | Incremental Energy Savings (MWh or mTherms) | Technical Potential | 0 | 0 | 0 | 0 | 0 | 0 | 0 | 0 | 0 | 0 | 0 | 0 | 0 | 0 | 0 | 0 | 0 | 0 | 0 | 0 | 0 | 0 | 0 | 0 | 0 | 0 | 0
F8_Commercial_Interruptible - Health_New_Food Preparation_Natural Gas_Range_A_Technical Potential | F8 | Commercial | Interruptible - Health | New | Food Preparation | Natural Gas | Range | A | Incremental Summer Peak Savings (MW) | Technical Potential | 0 | 0 | 0 | 0 | 0 | 0 | 0 | 0 | 0 | 0 | 0 | 0 | 0 | 0 | 0 | 0 | 0 | 0 | 0 | 0 | 0 | 0 | 0 | 0 | 0 | 0 | 0
F9_Commercial_Interruptible - Health_New_Food Preparation_Natural Gas_Range_A_Technical Potential | F9 | Commercial | Interruptible - Health | New | Food Preparation | Natural Gas | Range | A | Incremental Winter Peak Savings (MW) | Technical Potential | 0 | 0 | 0 | 0 | 0 | 0 | 0 | 0 | 0 | 0 | 0 | 0 | 0 | 0 | 0 | 0 | 0 | 0 | 0 | 0 | 0 | 0 | 0 | 0 | 0 | 0 | 0
F10_Commercial_Interruptible - Health_New_Food Preparation_Natural Gas_Range_A_Technical Potential | F10 | Commercial | Interruptible - Health | New | Food Preparation | Natural Gas | Range | A | Cumulative Energy Savings (MWh or mTherms) | Technical Potential | 0 | 0 | 0 | 0 | 0 | 0 | 0 | 0 | 0 | 0 | 0 | 0 | 0 | 0 | 0 | 0 | 0 | 0 | 0 | 0 | 0 | 0 | 0 | 0 | 0 | 0 | 0
F11_Commercial_Interruptible - Health_New_Food Preparation_Natural Gas_Range_A_Technical Potential | F11 | Commercial | Interruptible - Health | New | Food Preparation | Natural Gas | Range | A | Cumulative Summer Peak Savings (MW) | Technical Potential | 0 | 0 | 0 | 0 | 0 | 0 | 0 | 0 | 0 | 0 | 0 | 0 | 0 | 0 | 0 | 0 | 0 | 0 | 0 | 0 | 0 | 0 | 0 | 0 | 0 | 0 | 0
F12_Commercial_Interruptible - Health_New_Food Preparation_Natural Gas_Range_A_Technical Potential | F12 | Commercial | Interruptible - Health | New | Food Preparation | Natural Gas | Range | A | Cumulative Winter Peak Savings (MW) | Technical Potential | 0 | 0 | 0 | 0 | 0 | 0 | 0 | 0 | 0 | 0 | 0 | 0 | 0 | 0 | 0 | 0 | 0 | 0 | 0 | 0 | 0 | 0 | 0 | 0 | 0 | 0 | 0
F13_Commercial_Interruptible - Health_New_Food Preparation_Natural Gas_Range_A_Technical Potential | F13 | Commercial | Interruptible - Health | New | Food Preparation | Natural Gas | Range | A | Purchases (Incremental) | Technical Potential | 0 | 0 | 0 | 0 | 0 | 0 | 0 | 0 | 0 | 0 | 0 | 0 | 0 | 0 | 0 | 0 | 0 | 0 | 0 | 0 | 0 | 0 | 0 | 0 | 0 | 0 | 0
F14_Commercial_Interruptible - Health_New_Food Preparation_Natural Gas_Range_A_Technical Potential | F14 | Commercial | Interruptible - Health | New | Food Preparation | Natural Gas | Range | A | Purchases (Cumulative) | Technical Potential | 0 | 0 | 0 | 0 | 0 | 0 | 0 | 0 | 0 | 0 | 0 | 0 | 0 | 0 | 0 | 0 | 0 | 0 | 0 | 0 | 0 | 0 | 0 | 0 | 0 | 0 | 0
F1_Commercial_Interruptible - Health_New_Food Preparation_Natural Gas_Steamer_A_Technical Potential | F1 | Commercial | Interruptible - Health | New | Food Preparation | Natural Gas | Steamer | A | Original Unit Energy Savings (kWh or therms) | Technical Potential | 0 | 0 | 0 | 0 | 0 | 0 | 0 | 0 | 0 | 0 | 0 | 0 | 0 | 0 | 0 | 0 | 0 | 0 | 0 | 0 | 0 | 0 | 0 | 0 | 0 | 0 | 0
F2_Commercial_Interruptible - Health_New_Food Preparation_Natural Gas_Steamer_A_Technical Potential | F2 | Commercial | Interruptible - Health | New | Food Preparation | Natural Gas | Steamer | A | Original Unit Summer Peak Savings (kW) | Technical Potential | 0 | 0 | 0 | 0 | 0 | 0 | 0 | 0 | 0 | 0 | 0 | 0 | 0 | 0 | 0 | 0 | 0 | 0 | 0 | 0 | 0 | 0 | 0 | 0 | 0 | 0 | 0
F3_Commercial_Interruptible - Health_New_Food Preparation_Natural Gas_Steamer_A_Technical Potential | F3 | Commercial | Interruptible - Health | New | Food Preparation | Natural Gas | Steamer | A | Original Unit Winter Peak Savings (kW) | Technical Potential | 0 | 0 | 0 | 0 | 0 | 0 | 0 | 0 | 0 | 0 | 0 | 0 | 0 | 0 | 0 | 0 | 0 | 0 | 0 | 0 | 0 | 0 | 0 | 0 | 0 | 0 | 0
F4_Commercial_Interruptible - Health_New_Food Preparation_Natural Gas_Steamer_A_Technical Potential | F4 | Commercial | Interruptible - Health | New | Food Preparation | Natural Gas | Steamer | A | Standalone Impact on Baseline Energy (%) | Technical Potential | 0 | 0 | 0 | 0 | 0 | 0 | 0 | 0 | 0 | 0 | 0 | 0 | 0 | 0 | 0 | 0 | 0 | 0 | 0 | 0 | 0 | 0 | 0 | 0 | 0 | 0 | 0
F5_Commercial_Interruptible - Health_New_Food Preparation_Natural Gas_Steamer_A_Technical Potential | F5 | Commercial | Interruptible - Health | New | Food Preparation | Natural Gas | Steamer | A | Standalone Impact on Baseline Summer Peak (%) | Technical Potential | 0 | 0 | 0 | 0 | 0 | 0 | 0 | 0 | 0 | 0 | 0 | 0 | 0 | 0 | 0 | 0 | 0 | 0 | 0 | 0 | 0 | 0 | 0 | 0 | 0 | 0 | 0
F6_Commercial_Interruptible - Health_New_Food Preparation_Natural Gas_Steamer_A_Technical Potential | F6 | Commercial | Interruptible - Health | New | Food Preparation | Natural Gas | Steamer | A | Standalone Impact on Baseline Winter Peak (%) | Technical Potential | 0 | 0 | 0 | 0 | 0 | 0 | 0 | 0 | 0 | 0 | 0 | 0 | 0 | 0 | 0 | 0 | 0 | 0 | 0 | 0 | 0 | 0 | 0 | 0 | 0 | 0 | 0
F7_Commercial_Interruptible - Health_New_Food Preparation_Natural Gas_Steamer_A_Technical Potential | F7 | Commercial | Interruptible - Health | New | Food Preparation | Natural Gas | Steamer | A | Incremental Energy Savings (MWh or mTherms) | Technical Potential | 0 | 0 | 0 | 0 | 0 | 0 | 0 | 0 | 0 | 0 | 0 | 0 | 0 | 0 | 0 | 0 | 0 | 0 | 0 | 0 | 0 | 0 | 0 | 0 | 0 | 0 | 0
F8_Commercial_Interruptible - Health_New_Food Preparation_Natural Gas_Steamer_A_Technical Potential | F8 | Commercial | Interruptible - Health | New | Food Preparation | Natural Gas | Steamer | A | Incremental Summer Peak Savings (MW) | Technical Potential | 0 | 0 | 0 | 0 | 0 | 0 | 0 | 0 | 0 | 0 | 0 | 0 | 0 | 0 | 0 | 0 | 0 | 0 | 0 | 0 | 0 | 0 | 0 | 0 | 0 | 0 | 0
F9_Commercial_Interruptible - Health_New_Food Preparation_Natural Gas_Steamer_A_Technical Potential | F9 | Commercial | Interruptible - Health | New | Food Preparation | Natural Gas | Steamer | A | Incremental Winter Peak Savings (MW) | Technical Potential | 0 | 0 | 0 | 0 | 0 | 0 | 0 | 0 | 0 | 0 | 0 | 0 | 0 | 0 | 0 | 0 | 0 | 0 | 0 | 0 | 0 | 0 | 0 | 0 | 0 | 0 | 0
F10_Commercial_Interruptible - Health_New_Food Preparation_Natural Gas_Steamer_A_Technical Potential | F10 | Commercial | Interruptible - Health | New | Food Preparation | Natural Gas | Steamer | A | Cumulative Energy Savings (MWh or mTherms) | Technical Potential | 0 | 0 | 0 | 0 | 0 | 0 | 0 | 0 | 0 | 0 | 0 | 0 | 0 | 0 | 0 | 0 | 0 | 0 | 0 | 0 | 0 | 0 | 0 | 0 | 0 | 0 | 0
F11_Commercial_Interruptible - Health_New_Food Preparation_Natural Gas_Steamer_A_Technical Potential | F11 | Commercial | Interruptible - Health | New | Food Preparation | Natural Gas | Steamer | A | Cumulative Summer Peak Savings (MW) | Technical Potential | 0 | 0 | 0 | 0 | 0 | 0 | 0 | 0 | 0 | 0 | 0 | 0 | 0 | 0 | 0 | 0 | 0 | 0 | 0 | 0 | 0 | 0 | 0 | 0 | 0 | 0 | 0
F12_Commercial_Interruptible - Health_New_Food Preparation_Natural Gas_Steamer_A_Technical Potential | F12 | Commercial | Interruptible - Health | New | Food Preparation | Natural Gas | Steamer | A | Cumulative Winter Peak Savings (MW) | Technical Potential | 0 | 0 | 0 | 0 | 0 | 0 | 0 | 0 | 0 | 0 | 0 | 0 | 0 | 0 | 0 | 0 | 0 | 0 | 0 | 0 | 0 | 0 | 0 | 0 | 0 | 0 | 0
F13_Commercial_Interruptible - Health_New_Food Preparation_Natural Gas_Steamer_A_Technical Potential | F13 | Commercial | Interruptible - Health | New | Food Preparation | Natural Gas | Steamer | A | Purchases (Incremental) | Technical Potential | 0 | 0 | 0 | 0 | 0 | 0 | 0 | 0 | 0 | 0 | 0 | 0 | 0 | 0 | 0 | 0 | 0 | 0 | 0 | 0 | 0 | 0 | 0 | 0 | 0 | 0 | 0
F14_Commercial_Interruptible - Health_New_Food Preparation_Natural Gas_Steamer_A_Technical Potential | F14 | Commercial | Interruptible - Health | New | Food Preparation | Natural Gas | Steamer | A | Purchases (Cumulative) | Technical Potential | 0 | 0 | 0 | 0 | 0 | 0 | 0 | 0 | 0 | 0 | 0 | 0 | 0 | 0 | 0 | 0 | 0 | 0 | 0 | 0 | 0 | 0 | 0 | 0 | 0 | 0 | 0
F1_Commercial_Interruptible - Health_New_Food Preparation_Natural Gas_Commercial Food Prep Other_A_Technical Potential | F1 | Commercial | Interruptible - Health | New | Food Preparation | Natural Gas | Commercial Food Prep Other | A | Original Unit Energy Savings (kWh or therms) | Technical Potential | 0 | 0 | 0 | 0 | 0 | 0 | 0 | 0 | 0 | 0 | 0 | 0 | 0 | 0 | 0 | 0 | 0 | 0 | 0 | 0 | 0 | 0 | 0 | 0 | 0 | 0 | 0
F2_Commercial_Interruptible - Health_New_Food Preparation_Natural Gas_Commercial Food Prep Other_A_Technical Potential | F2 | Commercial | Interruptible - Health | New | Food Preparation | Natural Gas | Commercial Food Prep Other | A | Original Unit Summer Peak Savings (kW) | Technical Potential | 0 | 0 | 0 | 0 | 0 | 0 | 0 | 0 | 0 | 0 | 0 | 0 | 0 | 0 | 0 | 0 | 0 | 0 | 0 | 0 | 0 | 0 | 0 | 0 | 0 | 0 | 0
F3_Commercial_Interruptible - Health_New_Food Preparation_Natural Gas_Commercial Food Prep Other_A_Technical Potential | F3 | Commercial | Interruptible - Health | New | Food Preparation | Natural Gas | Commercial Food Prep Other | A | Original Unit Winter Peak Savings (kW) | Technical Potential | 0 | 0 | 0 | 0 | 0 | 0 | 0 | 0 | 0 | 0 | 0 | 0 | 0 | 0 | 0 | 0 | 0 | 0 | 0 | 0 | 0 | 0 | 0 | 0 | 0 | 0 | 0
F4_Commercial_Interruptible - Health_New_Food Preparation_Natural Gas_Commercial Food Prep Other_A_Technical Potential | F4 | Commercial | Interruptible - Health | New | Food Preparation | Natural Gas | Commercial Food Prep Other | A | Standalone Impact on Baseline Energy (%) | Technical Potential | 0 | 0 | 0 | 0 | 0 | 0 | 0 | 0 | 0 | 0 | 0 | 0 | 0 | 0 | 0 | 0 | 0 | 0 | 0 | 0 | 0 | 0 | 0 | 0 | 0 | 0 | 0
F5_Commercial_Interruptible - Health_New_Food Preparation_Natural Gas_Commercial Food Prep Other_A_Technical Potential | F5 | Commercial | Interruptible - Health | New | Food Preparation | Natural Gas | Commercial Food Prep Other | A | Standalone Impact on Baseline Summer Peak (%) | Technical Potential | 0 | 0 | 0 | 0 | 0 | 0 | 0 | 0 | 0 | 0 | 0 | 0 | 0 | 0 | 0 | 0 | 0 | 0 | 0 | 0 | 0 | 0 | 0 | 0 | 0 | 0 | 0
F6_Commercial_Interruptible - Health_New_Food Preparation_Natural Gas_Commercial Food Prep Other_A_Technical Potential | F6 | Commercial | Interruptible - Health | New | Food Preparation | Natural Gas | Commercial Food Prep Other | A | Standalone Impact on Baseline Winter Peak (%) | Technical Potential | 0 | 0 | 0 | 0 | 0 | 0 | 0 | 0 | 0 | 0 | 0 | 0 | 0 | 0 | 0 | 0 | 0 | 0 | 0 | 0 | 0 | 0 | 0 | 0 | 0 | 0 | 0
F7_Commercial_Interruptible - Health_New_Food Preparation_Natural Gas_Commercial Food Prep Other_A_Technical Potential | F7 | Commercial | Interruptible - Health | New | Food Preparation | Natural Gas | Commercial Food Prep Other | A | Incremental Energy Savings (MWh or mTherms) | Technical Potential | 0 | 0 | 0 | 0 | 0 | 0 | 0 | 0 | 0 | 0 | 0 | 0 | 0 | 0 | 0 | 0 | 0 | 0 | 0 | 0 | 0 | 0 | 0 | 0 | 0 | 0 | 0
F8_Commercial_Interruptible - Health_New_Food Preparation_Natural Gas_Commercial Food Prep Other_A_Technical Potential | F8 | Commercial | Interruptible - Health | New | Food Preparation | Natural Gas | Commercial Food Prep Other | A | Incremental Summer Peak Savings (MW) | Technical Potential | 0 | 0 | 0 | 0 | 0 | 0 | 0 | 0 | 0 | 0 | 0 | 0 | 0 | 0 | 0 | 0 | 0 | 0 | 0 | 0 | 0 | 0 | 0 | 0 | 0 | 0 | 0
F9_Commercial_Interruptible - Health_New_Food Preparation_Natural Gas_Commercial Food Prep Other_A_Technical Potential | F9 | Commercial | Interruptible - Health | New | Food Preparation | Natural Gas | Commercial Food Prep Other | A | Incremental Winter Peak Savings (MW) | Technical Potential | 0 | 0 | 0 | 0 | 0 | 0 | 0 | 0 | 0 | 0 | 0 | 0 | 0 | 0 | 0 | 0 | 0 | 0 | 0 | 0 | 0 | 0 | 0 | 0 | 0 | 0 | 0
F10_Commercial_Interruptible - Health_New_Food Preparation_Natural Gas_Commercial Food Prep Other_A_Technical Potential | F10 | Commercial | Interruptible - Health | New | Food Preparation | Natural Gas | Commercial Food Prep Other | A | Cumulative Energy Savings (MWh or mTherms) | Technical Potential | 0 | 0 | 0 | 0 | 0 | 0 | 0 | 0 | 0 | 0 | 0 | 0 | 0 | 0 | 0 | 0 | 0 | 0 | 0 | 0 | 0 | 0 | 0 | 0 | 0 | 0 | 0
F11_Commercial_Interruptible - Health_New_Food Preparation_Natural Gas_Commercial Food Prep Other_A_Technical Potential | F11 | Commercial | Interruptible - Health | New | Food Preparation | Natural Gas | Commercial Food Prep Other | A | Cumulative Summer Peak Savings (MW) | Technical Potential | 0 | 0 | 0 | 0 | 0 | 0 | 0 | 0 | 0 | 0 | 0 | 0 | 0 | 0 | 0 | 0 | 0 | 0 | 0 | 0 | 0 | 0 | 0 | 0 | 0 | 0 | 0
F12_Commercial_Interruptible - Health_New_Food Preparation_Natural Gas_Commercial Food Prep Other_A_Technical Potential | F12 | Commercial | Interruptible - Health | New | Food Preparation | Natural Gas | Commercial Food Prep Other | A | Cumulative Winter Peak Savings (MW) | Technical Potential | 0 | 0 | 0 | 0 | 0 | 0 | 0 | 0 | 0 | 0 | 0 | 0 | 0 | 0 | 0 | 0 | 0 | 0 | 0 | 0 | 0 | 0 | 0 | 0 | 0 | 0 | 0
F13_Commercial_Interruptible - Health_New_Food Preparation_Natural Gas_Commercial Food Prep Other_A_Technical Potential | F13 | Commercial | Interruptible - Health | New | Food Preparation | Natural Gas | Commercial Food Prep Other | A | Purchases (Incremental) | Technical Potential | 0 | 0 | 0 | 0 | 0 | 0 | 0 | 0 | 0 | 0 | 0 | 0 | 0 | 0 | 0 | 0 | 0 | 0 | 0 | 0 | 0 | 0 | 0 | 0 | 0 | 0 | 0
F14_Commercial_Interruptible - Health_New_Food Preparation_Natural Gas_Commercial Food Prep Other_A_Technical Potential | F14 | Commercial | Interruptible - Health | New | Food Preparation | Natural Gas | Commercial Food Prep Other | A | Purchases (Cumulative) | Technical Potential | 0 | 0 | 0 | 0 | 0 | 0 | 0 | 0 | 0 | 0 | 0 | 0 | 0 | 0 | 0 | 0 | 0 | 0 | 0 | 0 | 0 | 0 | 0 | 0 | 0 | 0 | 0
F1_Commercial_Interruptible - Health_New_Miscellaneous_Natural Gas_Pool Heater_A_Technical Potential | F1 | Commercial | Interruptible - Health | New | Miscellaneous | Natural Gas | Pool Heater | A | Original Unit Energy Savings (kWh or therms) | Technical Potential | 0 | 0 | 0 | 0 | 0 | 0 | 0 | 0 | 0 | 0 | 0 | 0 | 0 | 0 | 0 | 0 | 0 | 0 | 0 | 0 | 0 | 0 | 0 | 0 | 0 | 0 | 0
F2_Commercial_Interruptible - Health_New_Miscellaneous_Natural Gas_Pool Heater_A_Technical Potential | F2 | Commercial | Interruptible - Health | New | Miscellaneous | Natural Gas | Pool Heater | A | Original Unit Summer Peak Savings (kW) | Technical Potential | 0 | 0 | 0 | 0 | 0 | 0 | 0 | 0 | 0 | 0 | 0 | 0 | 0 | 0 | 0 | 0 | 0 | 0 | 0 | 0 | 0 | 0 | 0 | 0 | 0 | 0 | 0
F3_Commercial_Interruptible - Health_New_Miscellaneous_Natural Gas_Pool Heater_A_Technical Potential | F3 | Commercial | Interruptible - Health | New | Miscellaneous | Natural Gas | Pool Heater | A | Original Unit Winter Peak Savings (kW) | Technical Potential | 0 | 0 | 0 | 0 | 0 | 0 | 0 | 0 | 0 | 0 | 0 | 0 | 0 | 0 | 0 | 0 | 0 | 0 | 0 | 0 | 0 | 0 | 0 | 0 | 0 | 0 | 0
F4_Commercial_Interruptible - Health_New_Miscellaneous_Natural Gas_Pool Heater_A_Technical Potential | F4 | Commercial | Interruptible - Health | New | Miscellaneous | Natural Gas | Pool Heater | A | Standalone Impact on Baseline Energy (%) | Technical Potential | 0 | 0 | 0 | 0 | 0 | 0 | 0 | 0 | 0 | 0 | 0 | 0 | 0 | 0 | 0 | 0 | 0 | 0 | 0 | 0 | 0 | 0 | 0 | 0 | 0 | 0 | 0
F5_Commercial_Interruptible - Health_New_Miscellaneous_Natural Gas_Pool Heater_A_Technical Potential | F5 | Commercial | Interruptible - Health | New | Miscellaneous | Natural Gas | Pool Heater | A | Standalone Impact on Baseline Summer Peak (%) | Technical Potential | 0 | 0 | 0 | 0 | 0 | 0 | 0 | 0 | 0 | 0 | 0 | 0 | 0 | 0 | 0 | 0 | 0 | 0 | 0 | 0 | 0 | 0 | 0 | 0 | 0 | 0 | 0
F6_Commercial_Interruptible - Health_New_Miscellaneous_Natural Gas_Pool Heater_A_Technical Potential | F6 | Commercial | Interruptible - Health | New | Miscellaneous | Natural Gas | Pool Heater | A | Standalone Impact on Baseline Winter Peak (%) | Technical Potential | 0 | 0 | 0 | 0 | 0 | 0 | 0 | 0 | 0 | 0 | 0 | 0 | 0 | 0 | 0 | 0 | 0 | 0 | 0 | 0 | 0 | 0 | 0 | 0 | 0 | 0 | 0
F7_Commercial_Interruptible - Health_New_Miscellaneous_Natural Gas_Pool Heater_A_Technical Potential | F7 | Commercial | Interruptible - Health | New | Miscellaneous | Natural Gas | Pool Heater | A | Incremental Energy Savings (MWh or mTherms) | Technical Potential | 0 | 0 | 0 | 0 | 0 | 0 | 0 | 0 | 0 | 0 | 0 | 0 | 0 | 0 | 0 | 0 | 0 | 0 | 0 | 0 | 0 | 0 | 0 | 0 | 0 | 0 | 0
F8_Commercial_Interruptible - Health_New_Miscellaneous_Natural Gas_Pool Heater_A_Technical Potential | F8 | Commercial | Interruptible - Health | New | Miscellaneous | Natural Gas | Pool Heater | A | Incremental Summer Peak Savings (MW) | Technical Potential | 0 | 0 | 0 | 0 | 0 | 0 | 0 | 0 | 0 | 0 | 0 | 0 | 0 | 0 | 0 | 0 | 0 | 0 | 0 | 0 | 0 | 0 | 0 | 0 | 0 | 0 | 0
F9_Commercial_Interruptible - Health_New_Miscellaneous_Natural Gas_Pool Heater_A_Technical Potential | F9 | Commercial | Interruptible - Health | New | Miscellaneous | Natural Gas | Pool Heater | A | Incremental Winter Peak Savings (MW) | Technical Potential | 0 | 0 | 0 | 0 | 0 | 0 | 0 | 0 | 0 | 0 | 0 | 0 | 0 | 0 | 0 | 0 | 0 | 0 | 0 | 0 | 0 | 0 | 0 | 0 | 0 | 0 | 0
F10_Commercial_Interruptible - Health_New_Miscellaneous_Natural Gas_Pool Heater_A_Technical Potential | F10 | Commercial | Interruptible - Health | New | Miscellaneous | Natural Gas | Pool Heater | A | Cumulative Energy Savings (MWh or mTherms) | Technical Potential | 0 | 0 | 0 | 0 | 0 | 0 | 0 | 0 | 0 | 0 | 0 | 0 | 0 | 0 | 0 | 0 | 0 | 0 | 0 | 0 | 0 | 0 | 0 | 0 | 0 | 0 | 0
F11_Commercial_Interruptible - Health_New_Miscellaneous_Natural Gas_Pool Heater_A_Technical Potential | F11 | Commercial | Interruptible - Health | New | Miscellaneous | Natural Gas | Pool Heater | A | Cumulative Summer Peak Savings (MW) | Technical Potential | 0 | 0 | 0 | 0 | 0 | 0 | 0 | 0 | 0 | 0 | 0 | 0 | 0 | 0 | 0 | 0 | 0 | 0 | 0 | 0 | 0 | 0 | 0 | 0 | 0 | 0 | 0
F12_Commercial_Interruptible - Health_New_Miscellaneous_Natural Gas_Pool Heater_A_Technical Potential | F12 | Commercial | Interruptible - Health | New | Miscellaneous | Natural Gas | Pool Heater | A | Cumulative Winter Peak Savings (MW) | Technical Potential | 0 | 0 | 0 | 0 | 0 | 0 | 0 | 0 | 0 | 0 | 0 | 0 | 0 | 0 | 0 | 0 | 0 | 0 | 0 | 0 | 0 | 0 | 0 | 0 | 0 | 0 | 0
F13_Commercial_Interruptible - Health_New_Miscellaneous_Natural Gas_Pool Heater_A_Technical Potential | F13 | Commercial | Interruptible - Health | New | Miscellaneous | Natural Gas | Pool Heater | A | Purchases (Incremental) | Technical Potential | 0 | 0 | 0 | 0 | 0 | 0 | 0 | 0 | 0 | 0 | 0 | 0 | 0 | 0 | 0 | 0 | 0 | 0 | 0 | 0 | 0 | 0 | 0 | 0 | 0 | 0 | 0
F14_Commercial_Interruptible - Health_New_Miscellaneous_Natural Gas_Pool Heater_A_Technical Potential | F14 | Commercial | Interruptible - Health | New | Miscellaneous | Natural Gas | Pool Heater | A | Purchases (Cumulative) | Technical Potential | 0 | 0 | 0 | 0 | 0 | 0 | 0 | 0 | 0 | 0 | 0 | 0 | 0 | 0 | 0 | 0 | 0 | 0 | 0 | 0 | 0 | 0 | 0 | 0 | 0 | 0 | 0
F1_Commercial_Interruptible - Miscellaneous_Existing_Space Heating_Natural Gas_Furnace_A_Technical Potential | F1 | Commercial | Interruptible - Miscellaneous | Existing | Space Heating | Natural Gas | Furnace | A | Original Unit Energy Savings (kWh or therms) | Technical Potential | 0 | 638.6601 | 636.1836 | 212.0612 | 212.0612 | 212.0612 | 212.0612 | 212.0612 | 212.0612 | 212.0612 | 212.0612 | 212.0612 | 212.0612 | 212.0612 | 212.0612 | 212.0612 | 212.0612 | 212.0612 | 212.0612 | 212.0612 | 212.0612 | 212.0612 | 212.0612 | 212.0612 | 212.0612 | 212.0612 | 212.0612
F2_Commercial_Interruptible - Miscellaneous_Existing_Space Heating_Natural Gas_Furnace_A_Technical Potential | F2 | Commercial | Interruptible - Miscellaneous | Existing | Space Heating | Natural Gas | Furnace | A | Original Unit Summer Peak Savings (kW) | Technical Potential | 0 | 0 | 0 | 0 | 0 | 0 | 0 | 0 | 0 | 0 | 0 | 0 | 0 | 0 | 0 | 0 | 0 | 0 | 0 | 0 | 0 | 0 | 0 | 0 | 0 | 0 | 0
F3_Commercial_Interruptible - Miscellaneous_Existing_Space Heating_Natural Gas_Furnace_A_Technical Potential | F3 | Commercial | Interruptible - Miscellaneous | Existing | Space Heating | Natural Gas | Furnace | A | Original Unit Winter Peak Savings (kW) | Technical Potential | 0 | 0 | 0 | 0 | 0 | 0 | 0 | 0 | 0 | 0 | 0 | 0 | 0 | 0 | 0 | 0 | 0 | 0 | 0 | 0 | 0 | 0 | 0 | 0 | 0 | 0 | 0
F4_Commercial_Interruptible - Miscellaneous_Existing_Space Heating_Natural Gas_Furnace_A_Technical Potential | F4 | Commercial | Interruptible - Miscellaneous | Existing | Space Heating | Natural Gas | Furnace | A | Standalone Impact on Baseline Energy (%) | Technical Potential | 0 | 0 | 0.0012017 | 0.00085804 | 0.0013767 | 0.0019604 | 0.0026132 | 0.0033387 | 0.0041406 | 0.0050223 | 0.0059792 | 0.0070069 | 0.0081015 | 0.0092592 | 0.010477 | 0.01175 | 0.013077 | 0.014455 | 0.01588 | 0.017235 | 0.018529 | 0.019769 | 0.020962 | 0.022117 | 0.023242 | 0.023912 | 0.024504
F5_Commercial_Interruptible - Miscellaneous_Existing_Space Heating_Natural Gas_Furnace_A_Technical Potential | F5 | Commercial | Interruptible - Miscellaneous | Existing | Space Heating | Natural Gas | Furnace | A | Standalone Impact on Baseline Summer Peak (%) | Technical Potential | 0 | 0 | 0 | 0 | 0 | 0 | 0 | 0 | 0 | 0 | 0 | 0 | 0 | 0 | 0 | 0 | 0 | 0 | 0 | 0 | 0 | 0 | 0 | 0 | 0 | 0 | 0
F6_Commercial_Interruptible - Miscellaneous_Existing_Space Heating_Natural Gas_Furnace_A_Technical Potential | F6 | Commercial | Interruptible - Miscellaneous | Existing | Space Heating | Natural Gas | Furnace | A | Standalone Impact on Baseline Winter Peak (%) | Technical Potential | 0 | 0 | 0 | 0 | 0 | 0 | 0 | 0 | 0 | 0 | 0 | 0 | 0 | 0 | 0 | 0 | 0 | 0 | 0 | 0 | 0 | 0 | 0 | 0 | 0 | 0 | 0
F7_Commercial_Interruptible - Miscellaneous_Existing_Space Heating_Natural Gas_Furnace_A_Technical Potential | F7 | Commercial | Interruptible - Miscellaneous | Existing | Space Heating | Natural Gas | Furnace | A | Incremental Energy Savings (MWh or mTherms) | Technical Potential | 0 | 0 | 0.069552 | 0.026349 | 0.02972 | 0.033282 | 0.037019 | 0.040919 | 0.044969 | 0.049157 | 0.053023 | 0.056592 | 0.059886 | 0.062927 | 0.065733 | 0.068324 | 0.070716 | 0.072923 | 0.074961 | 0.070752 | 0.067093 | 0.063959 | 0.061325 | 0.059168 | 0.057464 | 0.033007 | 0.028979
F8_Commercial_Interruptible - Miscellaneous_Existing_Space Heating_Natural Gas_Furnace_A_Technical Potential | F8 | Commercial | Interruptible - Miscellaneous | Existing | Space Heating | Natural Gas | Furnace | A | Incremental Summer Peak Savings (MW) | Technical Potential | 0 | 0 | 0 | 0 | 0 | 0 | 0 | 0 | 0 | 0 | 0 | 0 | 0 | 0 | 0 | 0 | 0 | 0 | 0 | 0 | 0 | 0 | 0 | 0 | 0 | 0 | 0
F9_Commercial_Interruptible - Miscellaneous_Existing_Space Heating_Natural Gas_Furnace_A_Technical Potential | F9 | Commercial | Interruptible - Miscellaneous | Existing | Space Heating | Natural Gas | Furnace | A | Incremental Winter Peak Savings (MW) | Technical Potential | 0 | 0 | 0 | 0 | 0 | 0 | 0 | 0 | 0 | 0 | 0 | 0 | 0 | 0 | 0 | 0 | 0 | 0 | 0 | 0 | 0 | 0 | 0 | 0 | 0 | 0 | 0
F10_Commercial_Interruptible - Miscellaneous_Existing_Space Heating_Natural Gas_Furnace_A_Technical Potential | F10 | Commercial | Interruptible - Miscellaneous | Existing | Space Heating | Natural Gas | Furnace | A | Cumulative Energy Savings (MWh or mTherms) | Technical Potential | 0 | 0 | 0.069552 | 0.049533 | 0.079253 | 0.11253 | 0.14955 | 0.19047 | 0.23544 | 0.2846 | 0.33762 | 0.39422 | 0.4541 | 0.51703 | 0.58276 | 0.65109 | 0.7218 | 0.79472 | 0.86969 | 0.94044 | 1.0075 | 1.0715 | 1.1328 | 1.192 | 1.2494 | 1.2825 | 1.3114
F11_Commercial_Interruptible - Miscellaneous_Existing_Space Heating_Natural Gas_Furnace_A_Technical Potential | F11 | Commercial | Interruptible - Miscellaneous | Existing | Space Heating | Natural Gas | Furnace | A | Cumulative Summer Peak Savings (MW) | Technical Potential | 0 | 0 | 0 | 0 | 0 | 0 | 0 | 0 | 0 | 0 | 0 | 0 | 0 | 0 | 0 | 0 | 0 | 0 | 0 | 0 | 0 | 0 | 0 | 0 | 0 | 0 | 0
F12_Commercial_Interruptible - Miscellaneous_Existing_Space Heating_Natural Gas_Furnace_A_Technical Potential | F12 | Commercial | Interruptible - Miscellaneous | Existing | Space Heating | Natural Gas | Furnace | A | Cumulative Winter Peak Savings (MW) | Technical Potential | 0 | 0 | 0 | 0 | 0 | 0 | 0 | 0 | 0 | 0 | 0 | 0 | 0 | 0 | 0 | 0 | 0 | 0 | 0 | 0 | 0 | 0 | 0 | 0 | 0 | 0 | 0
F13_Commercial_Interruptible - Miscellaneous_Existing_Space Heating_Natural Gas_Furnace_A_Technical Potential | F13 | Commercial | Interruptible - Miscellaneous | Existing | Space Heating | Natural Gas | Furnace | A | Purchases (Incremental) | Technical Potential | 0 | 0 | 0.10933 | 0.12425 | 0.14015 | 0.15694 | 0.17457 | 0.19296 | 0.21206 | 0.23181 | 0.25004 | 0.26687 | 0.2824 | 0.29674 | 0.30997 | 0.32219 | 0.33347 | 0.34388 | 0.35349 | 0.33364 | 0.31638 | 0.30161 | 0.28919 | 0.27901 | 0.27098 | 0.15565 | 0.13666
F14_Commercial_Interruptible - Miscellaneous_Existing_Space Heating_Natural Gas_Furnace_A_Technical Potential | F14 | Commercial | Interruptible - Miscellaneous | Existing | Space Heating | Natural Gas | Furnace | A | Purchases (Cumulative) | Technical Potential | 0 | 0 | 0.10933 | 0.23358 | 0.37373 | 0.53067 | 0.70524 | 0.8982 | 1.1103 | 1.3421 | 1.5921 | 1.859 | 2.1414 | 2.4381 | 2.7481 | 3.0703 | 3.4037 | 3.7476 | 4.1011 | 4.4347 | 4.7511 | 5.0527 | 5.3419 | 5.6209 | 5.8919 | 6.0476 | 6.1842
F1_Commercial_Interruptible - Miscellaneous_Existing_Space Heating_Natural Gas_Boiler_A_Technical Potential | F1 | Commercial | Interruptible - Miscellaneous | Existing | Space Heating | Natural Gas | Boiler | A | Original Unit Energy Savings (kWh or therms) | Technical Potential | 0 | 4981.1542 | 4961.8388 | 4961.8388 | 4961.8388 | 4961.8388 | 4961.8388 | 4961.8388 | 4961.8388 | 4961.8388 | 4961.8388 | 4961.8388 | 4961.8388 | 4961.8388 | 4961.8388 | 4961.8388 | 4961.8388 | 4961.8388 | 4961.8388 | 4961.8388 | 4961.8388 | 4961.8388 | 4961.8388 | 4961.8388 | 4961.8388 | 4961.8388 | 4961.8388
F2_Commercial_Interruptible - Miscellaneous_Existing_Space Heating_Natural Gas_Boiler_A_Technical Potential | F2 | Commercial | Interruptible - Miscellaneous | Existing | Space Heating | Natural Gas | Boiler | A | Original Unit Summer Peak Savings (kW) | Technical Potential | 0 | 0 | 0 | 0 | 0 | 0 | 0 | 0 | 0 | 0 | 0 | 0 | 0 | 0 | 0 | 0 | 0 | 0 | 0 | 0 | 0 | 0 | 0 | 0 | 0 | 0 | 0
F3_Commercial_Interruptible - Miscellaneous_Existing_Space Heating_Natural Gas_Boiler_A_Technical Potential | F3 | Commercial | Interruptible - Miscellaneous | Existing | Space Heating | Natural Gas | Boiler | A | Original Unit Winter Peak Savings (kW) | Technical Potential | 0 | 0 | 0 | 0 | 0 | 0 | 0 | 0 | 0 | 0 | 0 | 0 | 0 | 0 | 0 | 0 | 0 | 0 | 0 | 0 | 0 | 0 | 0 | 0 | 0 | 0 | 0
F4_Commercial_Interruptible - Miscellaneous_Existing_Space Heating_Natural Gas_Boiler_A_Technical Potential | F4 | Commercial | Interruptible - Miscellaneous | Existing | Space Heating | Natural Gas | Boiler | A | Standalone Impact on Baseline Energy (%) | Technical Potential | 0 | 0 | 0.005222 | 0.010514 | 0.015876 | 0.021305 | 0.026801 | 0.032365 | 0.037996 | 0.043694 | 0.04946 | 0.055291 | 0.061189 | 0.067151 | 0.073176 | 0.079264 | 0.085413 | 0.091622 | 0.097888 | 0.10419 | 0.11052 | 0.11687 | 0.12319 | 0.12948 | 0.13575 | 0.142 | 0.14823
F5_Commercial_Interruptible - Miscellaneous_Existing_Space Heating_Natural Gas_Boiler_A_Technical Potential | F5 | Commercial | Interruptible - Miscellaneous | Existing | Space Heating | Natural Gas | Boiler | A | Standalone Impact on Baseline Summer Peak (%) | Technical Potential | 0 | 0 | 0 | 0 | 0 | 0 | 0 | 0 | 0 | 0 | 0 | 0 | 0 | 0 | 0 | 0 | 0 | 0 | 0 | 0 | 0 | 0 | 0 | 0 | 0 | 0 | 0
F6_Commercial_Interruptible - Miscellaneous_Existing_Space Heating_Natural Gas_Boiler_A_Technical Potential | F6 | Commercial | Interruptible - Miscellaneous | Existing | Space Heating | Natural Gas | Boiler | A | Standalone Impact on Baseline Winter Peak (%) | Technical Potential | 0 | 0 | 0 | 0 | 0 | 0 | 0 | 0 | 0 | 0 | 0 | 0 | 0 | 0 | 0 | 0 | 0 | 0 | 0 | 0 | 0 | 0 | 0 | 0 | 0 | 0 | 0
F7_Commercial_Interruptible - Miscellaneous_Existing_Space Heating_Natural Gas_Boiler_A_Technical Potential | F7 | Commercial | Interruptible - Miscellaneous | Existing | Space Heating | Natural Gas | Boiler | A | Incremental Energy Savings (MWh or mTherms) | Technical Potential | 0 | 0 | 0.30225 | 0.30472 | 0.30697 | 0.30902 | 0.31088 | 0.31257 | 0.31411 | 0.31551 | 0.31678 | 0.31793 | 0.31898 | 0.31993 | 0.3208 | 0.32159 | 0.32231 | 0.32296 | 0.32355 | 0.32409 | 0.32458 | 0.32503 | 0.32271 | 0.32085 | 0.31938 | 0.31825 | 0.31741
F8_Commercial_Interruptible - Miscellaneous_Existing_Space Heating_Natural Gas_Boiler_A_Technical Potential | F8 | Commercial | Interruptible - Miscellaneous | Existing | Space Heating | Natural Gas | Boiler | A | Incremental Summer Peak Savings (MW) | Technical Potential | 0 | 0 | 0 | 0 | 0 | 0 | 0 | 0 | 0 | 0 | 0 | 0 | 0 | 0 | 0 | 0 | 0 | 0 | 0 | 0 | 0 | 0 | 0 | 0 | 0 | 0 | 0
F9_Commercial_Interruptible - Miscellaneous_Existing_Space Heating_Natural Gas_Boiler_A_Technical Potential | F9 | Commercial | Interruptible - Miscellaneous | Existing | Space Heating | Natural Gas | Boiler | A | Incremental Winter Peak Savings (MW) | Technical Potential | 0 | 0 | 0 | 0 | 0 | 0 | 0 | 0 | 0 | 0 | 0 | 0 | 0 | 0 | 0 | 0 | 0 | 0 | 0 | 0 | 0 | 0 | 0 | 0 | 0 | 0 | 0
F10_Commercial_Interruptible - Miscellaneous_Existing_Space Heating_Natural Gas_Boiler_A_Technical Potential | F10 | Commercial | Interruptible - Miscellaneous | Existing | Space Heating | Natural Gas | Boiler | A | Cumulative Energy Savings (MWh or mTherms) | Technical Potential | 0 | 0 | 0.30225 | 0.60697 | 0.91395 | 1.223 | 1.5338 | 1.8464 | 2.1605 | 2.476 | 2.7928 | 3.1107 | 3.4297 | 3.7497 | 4.0705 | 4.392 | 4.7144 | 5.0373 | 5.3609 | 5.685 | 6.0095 | 6.3346 | 6.6573 | 6.9781 | 7.2975 | 7.6158 | 7.9332
F11_Commercial_Interruptible - Miscellaneous_Existing_Space Heating_Natural Gas_Boiler_A_Technical Potential | F11 | Commercial | Interruptible - Miscellaneous | Existing | Space Heating | Natural Gas | Boiler | A | Cumulative Summer Peak Savings (MW) | Technical Potential | 0 | 0 | 0 | 0 | 0 | 0 | 0 | 0 | 0 | 0 | 0 | 0 | 0 | 0 | 0 | 0 | 0 | 0 | 0 | 0 | 0 | 0 | 0 | 0 | 0 | 0 | 0
F12_Commercial_Interruptible - Miscellaneous_Existing_Space Heating_Natural Gas_Boiler_A_Technical Potential | F12 | Commercial | Interruptible - Miscellaneous | Existing | Space Heating | Natural Gas | Boiler | A | Cumulative Winter Peak Savings (MW) | Technical Potential | 0 | 0 | 0 | 0 | 0 | 0 | 0 | 0 | 0 | 0 | 0 | 0 | 0 | 0 | 0 | 0 | 0 | 0 | 0 | 0 | 0 | 0 | 0 | 0 | 0 | 0 | 0
F13_Commercial_Interruptible - Miscellaneous_Existing_Space Heating_Natural Gas_Boiler_A_Technical Potential | F13 | Commercial | Interruptible - Miscellaneous | Existing | Space Heating | Natural Gas | Boiler | A | Purchases (Incremental) | Technical Potential | 0 | 0 | 0.060915 | 0.061414 | 0.061867 | 0.062279 | 0.062654 | 0.062995 | 0.063305 | 0.063586 | 0.063842 | 0.064075 | 0.064287 | 0.064479 | 0.064654 | 0.064813 | 0.064957 | 0.065089 | 0.065208 | 0.065317 | 0.065415 | 0.065505 | 0.065038 | 0.064663 | 0.064368 | 0.06414 | 0.063971
F14_Commercial_Interruptible - Miscellaneous_Existing_Space Heating_Natural Gas_Boiler_A_Technical Potential | F14 | Commercial | Interruptible - Miscellaneous | Existing | Space Heating | Natural Gas | Boiler | A | Purchases (Cumulative) | Technical Potential | 0 | 0 | 0.060915 | 0.12233 | 0.1842 | 0.24647 | 0.30913 | 0.37212 | 0.43543 | 0.49902 | 0.56286 | 0.62693 | 0.69122 | 0.7557 | 0.82035 | 0.88517 | 0.95012 | 1.0152 | 1.0804 | 1.1457 | 1.2112 | 1.2767 | 1.3417 | 1.4064 | 1.4707 | 1.5349 | 1.5988
F1_Commercial_Interruptible - Miscellaneous_Existing_Space Heating_Natural Gas_Unit Heater_A_Technical Potential | F1 | Commercial | Interruptible - Miscellaneous | Existing | Space Heating | Natural Gas | Unit Heater | A | Original Unit Energy Savings (kWh or therms) | Technical Potential | 0 | 30983.2092 | 30863.0652 | 30863.0652 | 30863.0652 | 30863.0652 | 30863.0652 | 30863.0652 | 30863.0652 | 30863.0652 | 30863.0652 | 30863.0652 | 30863.0652 | 30863.0652 | 30863.0652 | 30863.0652 | 30863.0652 | 30863.0652 | 30863.0652 | 30863.0652 | 30863.0652 | 30863.0652 | 30863.0652 | 30863.0652 | 30863.0652 | 30863.0652 | 30863.0652
F2_Commercial_Interruptible - Miscellaneous_Existing_Space Heating_Natural Gas_Unit Heater_A_Technical Potential | F2 | Commercial | Interruptible - Miscellaneous | Existing | Space Heating | Natural Gas | Unit Heater | A | Original Unit Summer Peak Savings (kW) | Technical Potential | 0 | 0 | 0 | 0 | 0 | 0 | 0 | 0 | 0 | 0 | 0 | 0 | 0 | 0 | 0 | 0 | 0 | 0 | 0 | 0 | 0 | 0 | 0 | 0 | 0 | 0 | 0
F3_Commercial_Interruptible - Miscellaneous_Existing_Space Heating_Natural Gas_Unit Heater_A_Technical Potential | F3 | Commercial | Interruptible - Miscellaneous | Existing | Space Heating | Natural Gas | Unit Heater | A | Original Unit Winter Peak Savings (kW) | Technical Potential | 0 | 0 | 0 | 0 | 0 | 0 | 0 | 0 | 0 | 0 | 0 | 0 | 0 | 0 | 0 | 0 | 0 | 0 | 0 | 0 | 0 | 0 | 0 | 0 | 0 | 0 | 0
F4_Commercial_Interruptible - Miscellaneous_Existing_Space Heating_Natural Gas_Unit Heater_A_Technical Potential | F4 | Commercial | Interruptible - Miscellaneous | Existing | Space Heating | Natural Gas | Unit Heater | A | Standalone Impact on Baseline Energy (%) | Technical Potential | 0 | 0 | 7.1437e-07 | 2.106e-06 | 4.3663e-06 | 7.6723e-06 | 1.2189e-05 | 1.8069e-05 | 2.5456e-05 | 3.4486e-05 | 4.5031e-05 | 5.698e-05 | 7.0227e-05 | 8.468e-05 | 0.00010025 | 0.00011686 | 0.00013444 | 0.00014986 | 0.00016334 | 0.00017479 | 0.0001842 | 0.00019157 | 0.00019691 | 0.00020025 | 0.00020163 | 0.0002021 | 0.00020254
F5_Commercial_Interruptible - Miscellaneous_Existing_Space Heating_Natural Gas_Unit Heater_A_Technical Potential | F5 | Commercial | Interruptible - Miscellaneous | Existing | Space Heating | Natural Gas | Unit Heater | A | Standalone Impact on Baseline Summer Peak (%) | Technical Potential | 0 | 0 | 0 | 0 | 0 | 0 | 0 | 0 | 0 | 0 | 0 | 0 | 0 | 0 | 0 | 0 | 0 | 0 | 0 | 0 | 0 | 0 | 0 | 0 | 0 | 0 | 0
F6_Commercial_Interruptible - Miscellaneous_Existing_Space Heating_Natural Gas_Unit Heater_A_Technical Potential | F6 | Commercial | Interruptible - Miscellaneous | Existing | Space Heating | Natural Gas | Unit Heater | A | Standalone Impact on Baseline Winter Peak (%) | Technical Potential | 0 | 0 | 0 | 0 | 0 | 0 | 0 | 0 | 0 | 0 | 0 | 0 | 0 | 0 | 0 | 0 | 0 | 0 | 0 | 0 | 0 | 0 | 0 | 0 | 0 | 0 | 0
F7_Commercial_Interruptible - Miscellaneous_Existing_Space Heating_Natural Gas_Unit Heater_A_Technical Potential | F7 | Commercial | Interruptible - Miscellaneous | Existing | Space Heating | Natural Gas | Unit Heater | A | Incremental Energy Savings (MWh or mTherms) | Technical Potential | 0 | 0 | 4.1347e-05 | 8.0228e-05 | 0.00012979 | 0.00018905 | 0.00025715 | 0.00033326 | 0.00041667 | 0.00050671 | 0.00058856 | 0.00066297 | 0.00073062 | 0.00079212 | 0.00084803 | 0.00089885 | 0.00094506 | 0.00081909 | 0.00070574 | 0.00059203 | 0.00047894 | 0.00036731 | 0.0002578 | 0.00015096 | 4.7193e-05 | 0 | 0
F8_Commercial_Interruptible - Miscellaneous_Existing_Space Heating_Natural Gas_Unit Heater_A_Technical Potential | F8 | Commercial | Interruptible - Miscellaneous | Existing | Space Heating | Natural Gas | Unit Heater | A | Incremental Summer Peak Savings (MW) | Technical Potential | 0 | 0 | 0 | 0 | 0 | 0 | 0 | 0 | 0 | 0 | 0 | 0 | 0 | 0 | 0 | 0 | 0 | 0 | 0 | 0 | 0 | 0 | 0 | 0 | 0 | 0 | 0
F9_Commercial_Interruptible - Miscellaneous_Existing_Space Heating_Natural Gas_Unit Heater_A_Technical Potential | F9 | Commercial | Interruptible - Miscellaneous | Existing | Space Heating | Natural Gas | Unit Heater | A | Incremental Winter Peak Savings (MW) | Technical Potential | 0 | 0 | 0 | 0 | 0 | 0 | 0 | 0 | 0 | 0 | 0 | 0 | 0 | 0 | 0 | 0 | 0 | 0 | 0 | 0 | 0 | 0 | 0 | 0 | 0 | 0 | 0
F10_Commercial_Interruptible - Miscellaneous_Existing_Space Heating_Natural Gas_Unit Heater_A_Technical Potential | F10 | Commercial | Interruptible - Miscellaneous | Existing | Space Heating | Natural Gas | Unit Heater | A | Cumulative Energy Savings (MWh or mTherms) | Technical Potential | 0 | 0 | 4.1347e-05 | 0.00012158 | 0.00025136 | 0.00044042 | 0.00069756 | 0.0010308 | 0.0014475 | 0.0019542 | 0.0025428 | 0.0032057 | 0.0039364 | 0.0047285 | 0.0055765 | 0.0064754 | 0.0074204 | 0.0082395 | 0.0089452 | 0.0095373 | 0.010016 | 0.010384 | 0.010641 | 0.010792 | 0.010839 | 0.010839 | 0.010839
F11_Commercial_Interruptible - Miscellaneous_Existing_Space Heating_Natural Gas_Unit Heater_A_Technical Potential | F11 | Commercial | Interruptible - Miscellaneous | Existing | Space Heating | Natural Gas | Unit Heater | A | Cumulative Summer Peak Savings (MW) | Technical Potential | 0 | 0 | 0 | 0 | 0 | 0 | 0 | 0 | 0 | 0 | 0 | 0 | 0 | 0 | 0 | 0 | 0 | 0 | 0 | 0 | 0 | 0 | 0 | 0 | 0 | 0 | 0
F12_Commercial_Interruptible - Miscellaneous_Existing_Space Heating_Natural Gas_Unit Heater_A_Technical Potential | F12 | Commercial | Interruptible - Miscellaneous | Existing | Space Heating | Natural Gas | Unit Heater | A | Cumulative Winter Peak Savings (MW) | Technical Potential | 0 | 0 | 0 | 0 | 0 | 0 | 0 | 0 | 0 | 0 | 0 | 0 | 0 | 0 | 0 | 0 | 0 | 0 | 0 | 0 | 0 | 0 | 0 | 0 | 0 | 0 | 0
F13_Commercial_Interruptible - Miscellaneous_Existing_Space Heating_Natural Gas_Unit Heater_A_Technical Potential | F13 | Commercial | Interruptible - Miscellaneous | Existing | Space Heating | Natural Gas | Unit Heater | A | Purchases (Incremental) | Technical Potential | 0 | 0 | 1.3397e-06 | 2.5995e-06 | 4.2052e-06 | 6.1256e-06 | 8.3318e-06 | 1.0798e-05 | 1.3501e-05 | 1.6418e-05 | 1.907e-05 | 2.1481e-05 | 2.3673e-05 | 2.5666e-05 | 2.7477e-05 | 2.9124e-05 | 3.0621e-05 | 2.6539e-05 | 2.2867e-05 | 1.9182e-05 | 1.5518e-05 | 1.1901e-05 | 8.353e-06 | 4.8911e-06 | 1.5291e-06 | 0 | 0
F14_Commercial_Interruptible - Miscellaneous_Existing_Space Heating_Natural Gas_Unit Heater_A_Technical Potential | F14 | Commercial | Interruptible - Miscellaneous | Existing | Space Heating | Natural Gas | Unit Heater | A | Purchases (Cumulative) | Technical Potential | 0 | 0 | 1.3397e-06 | 3.9392e-06 | 8.1444e-06 | 1.427e-05 | 2.2602e-05 | 3.34e-05 | 4.69e-05 | 6.3318e-05 | 8.2389e-05 | 0.00010387 | 0.00012754 | 0.00015321 | 0.00018069 | 0.00020981 | 0.00024043 | 0.00026697 | 0.00028984 | 0.00030902 | 0.00032454 | 0.00033644 | 0.00034479 | 0.00034968 | 0.00035121 | 0.00035121 | 0.00035121
F1_Commercial_Interruptible - Miscellaneous_Existing_Water Heating_Natural Gas_Water Heater_A_Technical Potential | F1 | Commercial | Interruptible - Miscellaneous | Existing | Water Heating | Natural Gas | Water Heater | A | Original Unit Energy Savings (kWh or therms) | Technical Potential | 0 | 2.8505 | 6.0949 | 6.0949 | 6.0949 | 6.0949 | 6.0949 | 6.0949 | 6.0949 | 6.0949 | 6.0949 | 6.0949 | 6.0949 | 6.0949 | 6.0949 | 6.0949 | 6.0949 | 6.0949 | 6.0949 | 6.0949 | 6.0949 | 6.0949 | 6.0949 | 6.0949 | 6.0949 | 6.0949 | 6.0949
F2_Commercial_Interruptible - Miscellaneous_Existing_Water Heating_Natural Gas_Water Heater_A_Technical Potential | F2 | Commercial | Interruptible - Miscellaneous | Existing | Water Heating | Natural Gas | Water Heater | A | Original Unit Summer Peak Savings (kW) | Technical Potential | 0 | 0 | 0 | 0 | 0 | 0 | 0 | 0 | 0 | 0 | 0 | 0 | 0 | 0 | 0 | 0 | 0 | 0 | 0 | 0 | 0 | 0 | 0 | 0 | 0 | 0 | 0
F3_Commercial_Interruptible - Miscellaneous_Existing_Water Heating_Natural Gas_Water Heater_A_Technical Potential | F3 | Commercial | Interruptible - Miscellaneous | Existing | Water Heating | Natural Gas | Water Heater | A | Original Unit Winter Peak Savings (kW) | Technical Potential | 0 | 0 | 0 | 0 | 0 | 0 | 0 | 0 | 0 | 0 | 0 | 0 | 0 | 0 | 0 | 0 | 0 | 0 | 0 | 0 | 0 | 0 | 0 | 0 | 0 | 0 | 0
F4_Commercial_Interruptible - Miscellaneous_Existing_Water Heating_Natural Gas_Water Heater_A_Technical Potential | F4 | Commercial | Interruptible - Miscellaneous | Existing | Water Heating | Natural Gas | Water Heater | A | Standalone Impact on Baseline Energy (%) | Technical Potential | 0 | 0 | 0.01057 | 0.020955 | 0.031192 | 0.041304 | 0.051304 | 0.061198 | 0.070982 | 0.080648 | 0.090901 | 0.10148 | 0.10181 | 0.10207 | 0.10229 | 0.10578 | 0.10859 | 0.11084 | 0.11265 | 0.11424 | 0.11503 | 0.11537 | 0.11541 | 0.11544 | 0.11611 | 0.11613 | 0.11614
F5_Commercial_Interruptible - Miscellaneous_Existing_Water Heating_Natural Gas_Water Heater_A_Technical Potential | F5 | Commercial | Interruptible - Miscellaneous | Existing | Water Heating | Natural Gas | Water Heater | A | Standalone Impact on Baseline Summer Peak (%) | Technical Potential | 0 | 0 | 0 | 0 | 0 | 0 | 0 | 0 | 0 | 0 | 0 | 0 | 0 | 0 | 0 | 0 | 0 | 0 | 0 | 0 | 0 | 0 | 0 | 0 | 0 | 0 | 0
F6_Commercial_Interruptible - Miscellaneous_Existing_Water Heating_Natural Gas_Water Heater_A_Technical Potential | F6 | Commercial | Interruptible - Miscellaneous | Existing | Water Heating | Natural Gas | Water Heater | A | Standalone Impact on Baseline Winter Peak (%) | Technical Potential | 0 | 0 | 0 | 0 | 0 | 0 | 0 | 0 | 0 | 0 | 0 | 0 | 0 | 0 | 0 | 0 | 0 | 0 | 0 | 0 | 0 | 0 | 0 | 0 | 0 | 0 | 0
F7_Commercial_Interruptible - Miscellaneous_Existing_Water Heating_Natural Gas_Water Heater_A_Technical Potential | F7 | Commercial | Interruptible - Miscellaneous | Existing | Water Heating | Natural Gas | Water Heater | A | Incremental Energy Savings (MWh or mTherms) | Technical Potential | 0 | 0 | 0.21296 | 0.20263 | 0.19437 | 0.18777 | 0.18248 | 0.17825 | 0.17487 | 0.17216 | 0.1829 | 0.18891 | 0 | 0 | 0 | 0.060991 | 0.048792 | 0.039034 | 0.031227 | 0.027563 | 0.013274 | 0.0052499 | 0 | 0 | 0.011681 | 0 | 0
F8_Commercial_Interruptible - Miscellaneous_Existing_Water Heating_Natural Gas_Water Heater_A_Technical Potential | F8 | Commercial | Interruptible - Miscellaneous | Existing | Water Heating | Natural Gas | Water Heater | A | Incremental Summer Peak Savings (MW) | Technical Potential | 0 | 0 | 0 | 0 | 0 | 0 | 0 | 0 | 0 | 0 | 0 | 0 | 0 | 0 | 0 | 0 | 0 | 0 | 0 | 0 | 0 | 0 | 0 | 0 | 0 | 0 | 0
F9_Commercial_Interruptible - Miscellaneous_Existing_Water Heating_Natural Gas_Water Heater_A_Technical Potential | F9 | Commercial | Interruptible - Miscellaneous | Existing | Water Heating | Natural Gas | Water Heater | A | Incremental Winter Peak Savings (MW) | Technical Potential | 0 | 0 | 0 | 0 | 0 | 0 | 0 | 0 | 0 | 0 | 0 | 0 | 0 | 0 | 0 | 0 | 0 | 0 | 0 | 0 | 0 | 0 | 0 | 0 | 0 | 0 | 0
F10_Commercial_Interruptible - Miscellaneous_Existing_Water Heating_Natural Gas_Water Heater_A_Technical Potential | F10 | Commercial | Interruptible - Miscellaneous | Existing | Water Heating | Natural Gas | Water Heater | A | Cumulative Energy Savings (MWh or mTherms) | Technical Potential | 0 | 0 | 0.21296 | 0.41559 | 0.60997 | 0.79774 | 0.98022 | 1.1585 | 1.3333 | 1.5055 | 1.6884 | 1.8773 | 1.8773 | 1.8773 | 1.8773 | 1.9383 | 1.9871 | 2.0261 | 2.0574 | 2.0849 | 2.0982 | 2.1034 | 2.1034 | 2.1034 | 2.1151 | 2.1151 | 2.1151
F11_Commercial_Interruptible - Miscellaneous_Existing_Water Heating_Natural Gas_Water Heater_A_Technical Potential | F11 | Commercial | Interruptible - Miscellaneous | Existing | Water Heating | Natural Gas | Water Heater | A | Cumulative Summer Peak Savings (MW) | Technical Potential | 0 | 0 | 0 | 0 | 0 | 0 | 0 | 0 | 0 | 0 | 0 | 0 | 0 | 0 | 0 | 0 | 0 | 0 | 0 | 0 | 0 | 0 | 0 | 0 | 0 | 0 | 0
F12_Commercial_Interruptible - Miscellaneous_Existing_Water Heating_Natural Gas_Water Heater_A_Technical Potential | F12 | Commercial | Interruptible - Miscellaneous | Existing | Water Heating | Natural Gas | Water Heater | A | Cumulative Winter Peak Savings (MW) | Technical Potential | 0 | 0 | 0 | 0 | 0 | 0 | 0 | 0 | 0 | 0 | 0 | 0 | 0 | 0 | 0 | 0 | 0 | 0 | 0 | 0 | 0 | 0 | 0 | 0 | 0 | 0 | 0
F13_Commercial_Interruptible - Miscellaneous_Existing_Water Heating_Natural Gas_Water Heater_A_Technical Potential | F13 | Commercial | Interruptible - Miscellaneous | Existing | Water Heating | Natural Gas | Water Heater | A | Purchases (Incremental) | Technical Potential | 0 | 0 | 34.9406 | 33.2465 | 31.8912 | 30.807 | 29.9396 | 29.2457 | 28.6906 | 28.2465 | 30.0089 | 30.9952 | 0 | 0 | 0 | 10.0068 | 8.0054 | 6.4043 | 5.1235 | 4.5223 | 2.1779 | 0.86136 | 0 | 0 | 1.9165 | 0 | 0
F14_Commercial_Interruptible - Miscellaneous_Existing_Water Heating_Natural Gas_Water Heater_A_Technical Potential | F14 | Commercial | Interruptible - Miscellaneous | Existing | Water Heating | Natural Gas | Water Heater | A | Purchases (Cumulative) | Technical Potential | 0 | 0 | 34.9406 | 68.1871 | 100.0783 | 130.8854 | 160.825 | 190.0707 | 218.7614 | 247.0079 | 277.0168 | 308.012 | 308.012 | 308.012 | 308.012 | 318.0188 | 326.0242 | 332.4285 | 337.552 | 342.0743 | 344.2522 | 345.1135 | 345.1135 | 345.1135 | 347.03 | 347.03 | 347.03
F1_Commercial_Interruptible - Miscellaneous_Existing_Food Preparation_Natural Gas_Oven_A_Technical Potential | F1 | Commercial | Interruptible - Miscellaneous | Existing | Food Preparation | Natural Gas | Oven | A | Original Unit Energy Savings (kWh or therms) | Technical Potential | 0 | 106.6752 | 106.6752 | 106.6752 | 106.6752 | 106.6752 | 106.6752 | 106.6752 | 106.6752 | 106.6752 | 106.6752 | 106.6752 | 106.6752 | 106.6752 | 106.6752 | 106.6752 | 106.6752 | 106.6752 | 106.6752 | 106.6752 | 106.6752 | 106.6752 | 106.6752 | 106.6752 | 106.6752 | 106.6752 | 106.6752
F2_Commercial_Interruptible - Miscellaneous_Existing_Food Preparation_Natural Gas_Oven_A_Technical Potential | F2 | Commercial | Interruptible - Miscellaneous | Existing | Food Preparation | Natural Gas | Oven | A | Original Unit Summer Peak Savings (kW) | Technical Potential | 0 | 0 | 0 | 0 | 0 | 0 | 0 | 0 | 0 | 0 | 0 | 0 | 0 | 0 | 0 | 0 | 0 | 0 | 0 | 0 | 0 | 0 | 0 | 0 | 0 | 0 | 0
F3_Commercial_Interruptible - Miscellaneous_Existing_Food Preparation_Natural Gas_Oven_A_Technical Potential | F3 | Commercial | Interruptible - Miscellaneous | Existing | Food Preparation | Natural Gas | Oven | A | Original Unit Winter Peak Savings (kW) | Technical Potential | 0 | 0 | 0 | 0 | 0 | 0 | 0 | 0 | 0 | 0 | 0 | 0 | 0 | 0 | 0 | 0 | 0 | 0 | 0 | 0 | 0 | 0 | 0 | 0 | 0 | 0 | 0
F4_Commercial_Interruptible - Miscellaneous_Existing_Food Preparation_Natural Gas_Oven_A_Technical Potential | F4 | Commercial | Interruptible - Miscellaneous | Existing | Food Preparation | Natural Gas | Oven | A | Standalone Impact on Baseline Energy (%) | Technical Potential | 0 | 0 | 0.00018469 | 0.00046924 | 0.00086789 | 0.0013578 | 0.0019208 | 0.0025421 | 0.0032102 | 0.0039157 | 0.0046511 | 0.0054104 | 0.0060384 | 0.0065777 | 0.0068814 | 0.0070673 | 0.007143 | 0.007172 | 0.007172 | 0.007172 | 0.007172 | 0.007172 | 0.007172 | 0.007172 | 0.0072433 | 0.0073709 | 0.007518
F5_Commercial_Interruptible - Miscellaneous_Existing_Food Preparation_Natural Gas_Oven_A_Technical Potential | F5 | Commercial | Interruptible - Miscellaneous | Existing | Food Preparation | Natural Gas | Oven | A | Standalone Impact on Baseline Summer Peak (%) | Technical Potential | 0 | 0 | 0 | 0 | 0 | 0 | 0 | 0 | 0 | 0 | 0 | 0 | 0 | 0 | 0 | 0 | 0 | 0 | 0 | 0 | 0 | 0 | 0 | 0 | 0 | 0 | 0
F6_Commercial_Interruptible - Miscellaneous_Existing_Food Preparation_Natural Gas_Oven_A_Technical Potential | F6 | Commercial | Interruptible - Miscellaneous | Existing | Food Preparation | Natural Gas | Oven | A | Standalone Impact on Baseline Winter Peak (%) | Technical Potential | 0 | 0 | 0 | 0 | 0 | 0 | 0 | 0 | 0 | 0 | 0 | 0 | 0 | 0 | 0 | 0 | 0 | 0 | 0 | 0 | 0 | 0 | 0 | 0 | 0 | 0 | 0
F7_Commercial_Interruptible - Miscellaneous_Existing_Food Preparation_Natural Gas_Oven_A_Technical Potential | F7 | Commercial | Interruptible - Miscellaneous | Existing | Food Preparation | Natural Gas | Oven | A | Incremental Energy Savings (MWh or mTherms) | Technical Potential | 0 | 0 | 0.00052763 | 0.00081294 | 0.0011389 | 0.0013997 | 0.0016083 | 0.0017752 | 0.0019087 | 0.0020155 | 0.0021009 | 0.0021693 | 0.0017941 | 0.0015408 | 0.00086758 | 0.00053101 | 0.00021619 | 8.2905e-05 | 0 | 0 | 0 | 0 | 0 | 0 | 0.00020375 | 0.00036452 | 0.00042022
F8_Commercial_Interruptible - Miscellaneous_Existing_Food Preparation_Natural Gas_Oven_A_Technical Potential | F8 | Commercial | Interruptible - Miscellaneous | Existing | Food Preparation | Natural Gas | Oven | A | Incremental Summer Peak Savings (MW) | Technical Potential | 0 | 0 | 0 | 0 | 0 | 0 | 0 | 0 | 0 | 0 | 0 | 0 | 0 | 0 | 0 | 0 | 0 | 0 | 0 | 0 | 0 | 0 | 0 | 0 | 0 | 0 | 0
F9_Commercial_Interruptible - Miscellaneous_Existing_Food Preparation_Natural Gas_Oven_A_Technical Potential | F9 | Commercial | Interruptible - Miscellaneous | Existing | Food Preparation | Natural Gas | Oven | A | Incremental Winter Peak Savings (MW) | Technical Potential | 0 | 0 | 0 | 0 | 0 | 0 | 0 | 0 | 0 | 0 | 0 | 0 | 0 | 0 | 0 | 0 | 0 | 0 | 0 | 0 | 0 | 0 | 0 | 0 | 0 | 0 | 0
F10_Commercial_Interruptible - Miscellaneous_Existing_Food Preparation_Natural Gas_Oven_A_Technical Potential | F10 | Commercial | Interruptible - Miscellaneous | Existing | Food Preparation | Natural Gas | Oven | A | Cumulative Energy Savings (MWh or mTherms) | Technical Potential | 0 | 0 | 0.00052763 | 0.0013406 | 0.0024795 | 0.0038791 | 0.0054874 | 0.0072626 | 0.0091713 | 0.011187 | 0.013288 | 0.015457 | 0.017251 | 0.018792 | 0.019659 | 0.02019 | 0.020407 | 0.02049 | 0.02049 | 0.02049 | 0.02049 | 0.02049 | 0.02049 | 0.02049 | 0.020693 | 0.021058 | 0.021478
F11_Commercial_Interruptible - Miscellaneous_Existing_Food Preparation_Natural Gas_Oven_A_Technical Potential | F11 | Commercial | Interruptible - Miscellaneous | Existing | Food Preparation | Natural Gas | Oven | A | Cumulative Summer Peak Savings (MW) | Technical Potential | 0 | 0 | 0 | 0 | 0 | 0 | 0 | 0 | 0 | 0 | 0 | 0 | 0 | 0 | 0 | 0 | 0 | 0 | 0 | 0 | 0 | 0 | 0 | 0 | 0 | 0 | 0
F12_Commercial_Interruptible - Miscellaneous_Existing_Food Preparation_Natural Gas_Oven_A_Technical Potential | F12 | Commercial | Interruptible - Miscellaneous | Existing | Food Preparation | Natural Gas | Oven | A | Cumulative Winter Peak Savings (MW) | Technical Potential | 0 | 0 | 0 | 0 | 0 | 0 | 0 | 0 | 0 | 0 | 0 | 0 | 0 | 0 | 0 | 0 | 0 | 0 | 0 | 0 | 0 | 0 | 0 | 0 | 0 | 0 | 0
F13_Commercial_Interruptible - Miscellaneous_Existing_Food Preparation_Natural Gas_Oven_A_Technical Potential | F13 | Commercial | Interruptible - Miscellaneous | Existing | Food Preparation | Natural Gas | Oven | A | Purchases (Incremental) | Technical Potential | 0 | 0 | 0.0049461 | 0.0076207 | 0.010676 | 0.013121 | 0.015076 | 0.016641 | 0.017892 | 0.018894 | 0.019695 | 0.020336 | 0.016818 | 0.014444 | 0.0081329 | 0.0049778 | 0.0020266 | 0.00077717 | 0 | 0 | 0 | 0 | 0 | 0 | 0.00191 | 0.0034171 | 0.0039392
F14_Commercial_Interruptible - Miscellaneous_Existing_Food Preparation_Natural Gas_Oven_A_Technical Potential | F14 | Commercial | Interruptible - Miscellaneous | Existing | Food Preparation | Natural Gas | Oven | A | Purchases (Cumulative) | Technical Potential | 0 | 0 | 0.0049461 | 0.012567 | 0.023243 | 0.036364 | 0.05144 | 0.068081 | 0.085974 | 0.10487 | 0.12456 | 0.1449 | 0.16172 | 0.17616 | 0.18429 | 0.18927 | 0.1913 | 0.19207 | 0.19207 | 0.19207 | 0.19207 | 0.19207 | 0.19207 | 0.19207 | 0.19398 | 0.1974 | 0.20134
F1_Commercial_Interruptible - Miscellaneous_Existing_Food Preparation_Natural Gas_Conveyor Oven_A_Technical Potential | F1 | Commercial | Interruptible - Miscellaneous | Existing | Food Preparation | Natural Gas | Conveyor Oven | A | Original Unit Energy Savings (kWh or therms) | Technical Potential | 0 | 0 | 0 | 0 | 0 | 692.0657 | 692.0657 | 692.0657 | 692.0657 | 692.0657 | 692.0657 | 692.0657 | 692.0657 | 692.0657 | 692.0657 | 692.0657 | 692.0657 | 692.0657 | 692.0657 | 692.0657 | 692.0657 | 692.0657 | 692.0657 | 692.0657 | 692.0657 | 692.0657 | 692.0657
F2_Commercial_Interruptible - Miscellaneous_Existing_Food Preparation_Natural Gas_Conveyor Oven_A_Technical Potential | F2 | Commercial | Interruptible - Miscellaneous | Existing | Food Preparation | Natural Gas | Conveyor Oven | A | Original Unit Summer Peak Savings (kW) | Technical Potential | 0 | 0 | 0 | 0 | 0 | 0 | 0 | 0 | 0 | 0 | 0 | 0 | 0 | 0 | 0 | 0 | 0 | 0 | 0 | 0 | 0 | 0 | 0 | 0 | 0 | 0 | 0
F3_Commercial_Interruptible - Miscellaneous_Existing_Food Preparation_Natural Gas_Conveyor Oven_A_Technical Potential | F3 | Commercial | Interruptible - Miscellaneous | Existing | Food Preparation | Natural Gas | Conveyor Oven | A | Original Unit Winter Peak Savings (kW) | Technical Potential | 0 | 0 | 0 | 0 | 0 | 0 | 0 | 0 | 0 | 0 | 0 | 0 | 0 | 0 | 0 | 0 | 0 | 0 | 0 | 0 | 0 | 0 | 0 | 0 | 0 | 0 | 0
F4_Commercial_Interruptible - Miscellaneous_Existing_Food Preparation_Natural Gas_Conveyor Oven_A_Technical Potential | F4 | Commercial | Interruptible - Miscellaneous | Existing | Food Preparation | Natural Gas | Conveyor Oven | A | Standalone Impact on Baseline Energy (%) | Technical Potential | 0 | 0 | 0 | 0 | 0 | 5.7121e-05 | 0.00021706 | 0.00051638 | 0.00098431 | 0.0016443 | 0.0024578 | 0.0033943 | 0.0044291 | 0.0055425 | 0.0067189 | 0.0079456 | 0.0092125 | 0.010226 | 0.011037 | 0.011686 | 0.012205 | 0.012631 | 0.012947 | 0.013146 | 0.013227 | 0.013227 | 0.013227
F5_Commercial_Interruptible - Miscellaneous_Existing_Food Preparation_Natural Gas_Conveyor Oven_A_Technical Potential | F5 | Commercial | Interruptible - Miscellaneous | Existing | Food Preparation | Natural Gas | Conveyor Oven | A | Standalone Impact on Baseline Summer Peak (%) | Technical Potential | 0 | 0 | 0 | 0 | 0 | 0 | 0 | 0 | 0 | 0 | 0 | 0 | 0 | 0 | 0 | 0 | 0 | 0 | 0 | 0 | 0 | 0 | 0 | 0 | 0 | 0 | 0
F6_Commercial_Interruptible - Miscellaneous_Existing_Food Preparation_Natural Gas_Conveyor Oven_A_Technical Potential | F6 | Commercial | Interruptible - Miscellaneous | Existing | Food Preparation | Natural Gas | Conveyor Oven | A | Standalone Impact on Baseline Winter Peak (%) | Technical Potential | 0 | 0 | 0 | 0 | 0 | 0 | 0 | 0 | 0 | 0 | 0 | 0 | 0 | 0 | 0 | 0 | 0 | 0 | 0 | 0 | 0 | 0 | 0 | 0 | 0 | 0 | 0
F7_Commercial_Interruptible - Miscellaneous_Existing_Food Preparation_Natural Gas_Conveyor Oven_A_Technical Potential | F7 | Commercial | Interruptible - Miscellaneous | Existing | Food Preparation | Natural Gas | Conveyor Oven | A | Incremental Energy Savings (MWh or mTherms) | Technical Potential | 0 | 0 | 0 | 0 | 0 | 0.00016319 | 0.00045693 | 0.00085511 | 0.0013368 | 0.0018854 | 0.0023243 | 0.0026754 | 0.0029562 | 0.0031809 | 0.0033607 | 0.0035045 | 0.0036196 | 0.0028956 | 0.0023165 | 0.0018532 | 0.0014826 | 0.0012187 | 0.00090315 | 0.00056716 | 0.00023153 | 0 | 0
F8_Commercial_Interruptible - Miscellaneous_Existing_Food Preparation_Natural Gas_Conveyor Oven_A_Technical Potential | F8 | Commercial | Interruptible - Miscellaneous | Existing | Food Preparation | Natural Gas | Conveyor Oven | A | Incremental Summer Peak Savings (MW) | Technical Potential | 0 | 0 | 0 | 0 | 0 | 0 | 0 | 0 | 0 | 0 | 0 | 0 | 0 | 0 | 0 | 0 | 0 | 0 | 0 | 0 | 0 | 0 | 0 | 0 | 0 | 0 | 0
F9_Commercial_Interruptible - Miscellaneous_Existing_Food Preparation_Natural Gas_Conveyor Oven_A_Technical Potential | F9 | Commercial | Interruptible - Miscellaneous | Existing | Food Preparation | Natural Gas | Conveyor Oven | A | Incremental Winter Peak Savings (MW) | Technical Potential | 0 | 0 | 0 | 0 | 0 | 0 | 0 | 0 | 0 | 0 | 0 | 0 | 0 | 0 | 0 | 0 | 0 | 0 | 0 | 0 | 0 | 0 | 0 | 0 | 0 | 0 | 0
F10_Commercial_Interruptible - Miscellaneous_Existing_Food Preparation_Natural Gas_Conveyor Oven_A_Technical Potential | F10 | Commercial | Interruptible - Miscellaneous | Existing | Food Preparation | Natural Gas | Conveyor Oven | A | Cumulative Energy Savings (MWh or mTherms) | Technical Potential | 0 | 0 | 0 | 0 | 0 | 0.00016319 | 0.00062012 | 0.0014752 | 0.0028121 | 0.0046975 | 0.0070218 | 0.0096972 | 0.012653 | 0.015834 | 0.019195 | 0.0227 | 0.026319 | 0.029215 | 0.031531 | 0.033384 | 0.034867 | 0.036086 | 0.036989 | 0.037556 | 0.037788 | 0.037788 | 0.037788
F11_Commercial_Interruptible - Miscellaneous_Existing_Food Preparation_Natural Gas_Conveyor Oven_A_Technical Potential | F11 | Commercial | Interruptible - Miscellaneous | Existing | Food Preparation | Natural Gas | Conveyor Oven | A | Cumulative Summer Peak Savings (MW) | Technical Potential | 0 | 0 | 0 | 0 | 0 | 0 | 0 | 0 | 0 | 0 | 0 | 0 | 0 | 0 | 0 | 0 | 0 | 0 | 0 | 0 | 0 | 0 | 0 | 0 | 0 | 0 | 0
F12_Commercial_Interruptible - Miscellaneous_Existing_Food Preparation_Natural Gas_Conveyor Oven_A_Technical Potential | F12 | Commercial | Interruptible - Miscellaneous | Existing | Food Preparation | Natural Gas | Conveyor Oven | A | Cumulative Winter Peak Savings (MW) | Technical Potential | 0 | 0 | 0 | 0 | 0 | 0 | 0 | 0 | 0 | 0 | 0 | 0 | 0 | 0 | 0 | 0 | 0 | 0 | 0 | 0 | 0 | 0 | 0 | 0 | 0 | 0 | 0
F13_Commercial_Interruptible - Miscellaneous_Existing_Food Preparation_Natural Gas_Conveyor Oven_A_Technical Potential | F13 | Commercial | Interruptible - Miscellaneous | Existing | Food Preparation | Natural Gas | Conveyor Oven | A | Purchases (Incremental) | Technical Potential | 0 | 0 | 0 | 0 | 0 | 0.0002358 | 0.00066024 | 0.0012356 | 0.0019317 | 0.0027243 | 0.0033585 | 0.0038658 | 0.0042716 | 0.0045963 | 0.004856 | 0.0050638 | 0.0052301 | 0.0041841 | 0.0033472 | 0.0026778 | 0.0021422 | 0.001761 | 0.001305 | 0.00081952 | 0.00033455 | 0 | 0
F14_Commercial_Interruptible - Miscellaneous_Existing_Food Preparation_Natural Gas_Conveyor Oven_A_Technical Potential | F14 | Commercial | Interruptible - Miscellaneous | Existing | Food Preparation | Natural Gas | Conveyor Oven | A | Purchases (Cumulative) | Technical Potential | 0 | 0 | 0 | 0 | 0 | 0.0002358 | 0.00089604 | 0.0021316 | 0.0040633 | 0.0067877 | 0.010146 | 0.014012 | 0.018284 | 0.02288 | 0.027736 | 0.0328 | 0.03803 | 0.042214 | 0.045561 | 0.048239 | 0.050381 | 0.052142 | 0.053447 | 0.054267 | 0.054601 | 0.054601 | 0.054601
F1_Commercial_Interruptible - Miscellaneous_Existing_Food Preparation_Natural Gas_Double Rack Oven_A_Technical Potential | F1 | Commercial | Interruptible - Miscellaneous | Existing | Food Preparation | Natural Gas | Double Rack Oven | A | Original Unit Energy Savings (kWh or therms) | Technical Potential | 0 | 1621.62 | 1621.62 | 1621.62 | 1621.62 | 1621.62 | 1621.62 | 1621.62 | 1621.62 | 1621.62 | 1621.62 | 1621.62 | 1621.62 | 1621.62 | 1621.62 | 1621.62 | 1621.62 | 1621.62 | 1621.62 | 1621.62 | 1621.62 | 1621.62 | 1621.62 | 1621.62 | 1621.62 | 1621.62 | 1621.62
F2_Commercial_Interruptible - Miscellaneous_Existing_Food Preparation_Natural Gas_Double Rack Oven_A_Technical Potential | F2 | Commercial | Interruptible - Miscellaneous | Existing | Food Preparation | Natural Gas | Double Rack Oven | A | Original Unit Summer Peak Savings (kW) | Technical Potential | 0 | 0 | 0 | 0 | 0 | 0 | 0 | 0 | 0 | 0 | 0 | 0 | 0 | 0 | 0 | 0 | 0 | 0 | 0 | 0 | 0 | 0 | 0 | 0 | 0 | 0 | 0
F3_Commercial_Interruptible - Miscellaneous_Existing_Food Preparation_Natural Gas_Double Rack Oven_A_Technical Potential | F3 | Commercial | Interruptible - Miscellaneous | Existing | Food Preparation | Natural Gas | Double Rack Oven | A | Original Unit Winter Peak Savings (kW) | Technical Potential | 0 | 0 | 0 | 0 | 0 | 0 | 0 | 0 | 0 | 0 | 0 | 0 | 0 | 0 | 0 | 0 | 0 | 0 | 0 | 0 | 0 | 0 | 0 | 0 | 0 | 0 | 0
F4_Commercial_Interruptible - Miscellaneous_Existing_Food Preparation_Natural Gas_Double Rack Oven_A_Technical Potential | F4 | Commercial | Interruptible - Miscellaneous | Existing | Food Preparation | Natural Gas | Double Rack Oven | A | Standalone Impact on Baseline Energy (%) | Technical Potential | 0 | 0 | 0.0012868 | 0.0028938 | 0.0047855 | 0.0069303 | 0.0093 | 0.01187 | 0.014617 | 0.017522 | 0.020208 | 0.022738 | 0.025165 | 0.027533 | 0.02859 | 0.029329 | 0.029808 | 0.030076 | 0.030174 | 0.030381 | 0.030494 | 0.0305 | 0.030753 | 0.031173 | 0.031698 | 0.032279 | 0.03288
F5_Commercial_Interruptible - Miscellaneous_Existing_Food Preparation_Natural Gas_Double Rack Oven_A_Technical Potential | F5 | Commercial | Interruptible - Miscellaneous | Existing | Food Preparation | Natural Gas | Double Rack Oven | A | Standalone Impact on Baseline Summer Peak (%) | Technical Potential | 0 | 0 | 0 | 0 | 0 | 0 | 0 | 0 | 0 | 0 | 0 | 0 | 0 | 0 | 0 | 0 | 0 | 0 | 0 | 0 | 0 | 0 | 0 | 0 | 0 | 0 | 0
F6_Commercial_Interruptible - Miscellaneous_Existing_Food Preparation_Natural Gas_Double Rack Oven_A_Technical Potential | F6 | Commercial | Interruptible - Miscellaneous | Existing | Food Preparation | Natural Gas | Double Rack Oven | A | Standalone Impact on Baseline Winter Peak (%) | Technical Potential | 0 | 0 | 0 | 0 | 0 | 0 | 0 | 0 | 0 | 0 | 0 | 0 | 0 | 0 | 0 | 0 | 0 | 0 | 0 | 0 | 0 | 0 | 0 | 0 | 0 | 0 | 0
F7_Commercial_Interruptible - Miscellaneous_Existing_Food Preparation_Natural Gas_Double Rack Oven_A_Technical Potential | F7 | Commercial | Interruptible - Miscellaneous | Existing | Food Preparation | Natural Gas | Double Rack Oven | A | Incremental Energy Savings (MWh or mTherms) | Technical Potential | 0 | 0 | 0.0036762 | 0.0045911 | 0.0054044 | 0.0061273 | 0.0067699 | 0.0073411 | 0.0078489 | 0.0083002 | 0.007672 | 0.0072281 | 0.0069351 | 0.006765 | 0.003018 | 0.0021114 | 0.0013691 | 0.00076566 | 0.00027942 | 0.00059248 | 0.00032333 | 1.6306e-05 | 0.00072252 | 0.0012002 | 0.0014993 | 0.0016608 | 0.0017177
F8_Commercial_Interruptible - Miscellaneous_Existing_Food Preparation_Natural Gas_Double Rack Oven_A_Technical Potential | F8 | Commercial | Interruptible - Miscellaneous | Existing | Food Preparation | Natural Gas | Double Rack Oven | A | Incremental Summer Peak Savings (MW) | Technical Potential | 0 | 0 | 0 | 0 | 0 | 0 | 0 | 0 | 0 | 0 | 0 | 0 | 0 | 0 | 0 | 0 | 0 | 0 | 0 | 0 | 0 | 0 | 0 | 0 | 0 | 0 | 0
F9_Commercial_Interruptible - Miscellaneous_Existing_Food Preparation_Natural Gas_Double Rack Oven_A_Technical Potential | F9 | Commercial | Interruptible - Miscellaneous | Existing | Food Preparation | Natural Gas | Double Rack Oven | A | Incremental Winter Peak Savings (MW) | Technical Potential | 0 | 0 | 0 | 0 | 0 | 0 | 0 | 0 | 0 | 0 | 0 | 0 | 0 | 0 | 0 | 0 | 0 | 0 | 0 | 0 | 0 | 0 | 0 | 0 | 0 | 0 | 0
F10_Commercial_Interruptible - Miscellaneous_Existing_Food Preparation_Natural Gas_Double Rack Oven_A_Technical Potential | F10 | Commercial | Interruptible - Miscellaneous | Existing | Food Preparation | Natural Gas | Double Rack Oven | A | Cumulative Energy Savings (MWh or mTherms) | Technical Potential | 0 | 0 | 0.0036762 | 0.0082673 | 0.013672 | 0.019799 | 0.026569 | 0.03391 | 0.041759 | 0.050059 | 0.057731 | 0.064959 | 0.071894 | 0.078659 | 0.081677 | 0.083789 | 0.085158 | 0.085923 | 0.086203 | 0.086795 | 0.087119 | 0.087135 | 0.087858 | 0.089058 | 0.090557 | 0.092218 | 0.093935
F11_Commercial_Interruptible - Miscellaneous_Existing_Food Preparation_Natural Gas_Double Rack Oven_A_Technical Potential | F11 | Commercial | Interruptible - Miscellaneous | Existing | Food Preparation | Natural Gas | Double Rack Oven | A | Cumulative Summer Peak Savings (MW) | Technical Potential | 0 | 0 | 0 | 0 | 0 | 0 | 0 | 0 | 0 | 0 | 0 | 0 | 0 | 0 | 0 | 0 | 0 | 0 | 0 | 0 | 0 | 0 | 0 | 0 | 0 | 0 | 0
F12_Commercial_Interruptible - Miscellaneous_Existing_Food Preparation_Natural Gas_Double Rack Oven_A_Technical Potential | F12 | Commercial | Interruptible - Miscellaneous | Existing | Food Preparation | Natural Gas | Double Rack Oven | A | Cumulative Winter Peak Savings (MW) | Technical Potential | 0 | 0 | 0 | 0 | 0 | 0 | 0 | 0 | 0 | 0 | 0 | 0 | 0 | 0 | 0 | 0 | 0 | 0 | 0 | 0 | 0 | 0 | 0 | 0 | 0 | 0 | 0
F13_Commercial_Interruptible - Miscellaneous_Existing_Food Preparation_Natural Gas_Double Rack Oven_A_Technical Potential | F13 | Commercial | Interruptible - Miscellaneous | Existing | Food Preparation | Natural Gas | Double Rack Oven | A | Purchases (Incremental) | Technical Potential | 0 | 0 | 0.002267 | 0.0028312 | 0.0033327 | 0.0037785 | 0.0041748 | 0.004527 | 0.0048401 | 0.0051185 | 0.0047311 | 0.0044573 | 0.0042766 | 0.0041717 | 0.0018611 | 0.0013021 | 0.00084428 | 0.00047216 | 0.00017231 | 0.00036537 | 0.00019939 | 1.0056e-05 | 0.00044555 | 0.00074012 | 0.00092459 | 0.0010241 | 0.0010592
F14_Commercial_Interruptible - Miscellaneous_Existing_Food Preparation_Natural Gas_Double Rack Oven_A_Technical Potential | F14 | Commercial | Interruptible - Miscellaneous | Existing | Food Preparation | Natural Gas | Double Rack Oven | A | Purchases (Cumulative) | Technical Potential | 0 | 0 | 0.002267 | 0.0050982 | 0.0084309 | 0.012209 | 0.016384 | 0.020911 | 0.025751 | 0.03087 | 0.035601 | 0.040058 | 0.044335 | 0.048507 | 0.050368 | 0.05167 | 0.052514 | 0.052986 | 0.053159 | 0.053524 | 0.053723 | 0.053733 | 0.054179 | 0.054919 | 0.055844 | 0.056868 | 0.057927
F1_Commercial_Interruptible - Miscellaneous_Existing_Food Preparation_Natural Gas_Fryer_A_Technical Potential | F1 | Commercial | Interruptible - Miscellaneous | Existing | Food Preparation | Natural Gas | Fryer | A | Original Unit Energy Savings (kWh or therms) | Technical Potential | 0 | 395.2691 | 395.2691 | 395.2691 | 395.2691 | 395.2691 | 395.2691 | 395.2691 | 395.2691 | 395.2691 | 395.2691 | 395.2691 | 395.2691 | 395.2691 | 395.2691 | 395.2691 | 395.2691 | 395.2691 | 395.2691 | 395.2691 | 395.2691 | 395.2691 | 395.2691 | 395.2691 | 395.2691 | 395.2691 | 395.2691
F2_Commercial_Interruptible - Miscellaneous_Existing_Food Preparation_Natural Gas_Fryer_A_Technical Potential | F2 | Commercial | Interruptible - Miscellaneous | Existing | Food Preparation | Natural Gas | Fryer | A | Original Unit Summer Peak Savings (kW) | Technical Potential | 0 | 0 | 0 | 0 | 0 | 0 | 0 | 0 | 0 | 0 | 0 | 0 | 0 | 0 | 0 | 0 | 0 | 0 | 0 | 0 | 0 | 0 | 0 | 0 | 0 | 0 | 0
F3_Commercial_Interruptible - Miscellaneous_Existing_Food Preparation_Natural Gas_Fryer_A_Technical Potential | F3 | Commercial | Interruptible - Miscellaneous | Existing | Food Preparation | Natural Gas | Fryer | A | Original Unit Winter Peak Savings (kW) | Technical Potential | 0 | 0 | 0 | 0 | 0 | 0 | 0 | 0 | 0 | 0 | 0 | 0 | 0 | 0 | 0 | 0 | 0 | 0 | 0 | 0 | 0 | 0 | 0 | 0 | 0 | 0 | 0
F4_Commercial_Interruptible - Miscellaneous_Existing_Food Preparation_Natural Gas_Fryer_A_Technical Potential | F4 | Commercial | Interruptible - Miscellaneous | Existing | Food Preparation | Natural Gas | Fryer | A | Standalone Impact on Baseline Energy (%) | Technical Potential | 0 | 0 | 0.00054741 | 0.0010593 | 0.0015428 | 0.0020036 | 0.0024462 | 0.0028742 | 0.0032906 | 0.0037421 | 0.0042128 | 0.0042128 | 0.0042128 | 0.0042128 | 0.0043765 | 0.0045075 | 0.0046122 | 0.0047049 | 0.0047489 | 0.0047656 | 0.0047656 | 0.0047656 | 0.0047984 | 0.0047984 | 0.0047984 | 0.0047984 | 0.0048115
F5_Commercial_Interruptible - Miscellaneous_Existing_Food Preparation_Natural Gas_Fryer_A_Technical Potential | F5 | Commercial | Interruptible - Miscellaneous | Existing | Food Preparation | Natural Gas | Fryer | A | Standalone Impact on Baseline Summer Peak (%) | Technical Potential | 0 | 0 | 0 | 0 | 0 | 0 | 0 | 0 | 0 | 0 | 0 | 0 | 0 | 0 | 0 | 0 | 0 | 0 | 0 | 0 | 0 | 0 | 0 | 0 | 0 | 0 | 0
F6_Commercial_Interruptible - Miscellaneous_Existing_Food Preparation_Natural Gas_Fryer_A_Technical Potential | F6 | Commercial | Interruptible - Miscellaneous | Existing | Food Preparation | Natural Gas | Fryer | A | Standalone Impact on Baseline Winter Peak (%) | Technical Potential | 0 | 0 | 0 | 0 | 0 | 0 | 0 | 0 | 0 | 0 | 0 | 0 | 0 | 0 | 0 | 0 | 0 | 0 | 0 | 0 | 0 | 0 | 0 | 0 | 0 | 0 | 0
F7_Commercial_Interruptible - Miscellaneous_Existing_Food Preparation_Natural Gas_Fryer_A_Technical Potential | F7 | Commercial | Interruptible - Miscellaneous | Existing | Food Preparation | Natural Gas | Fryer | A | Incremental Energy Savings (MWh or mTherms) | Technical Potential | 0 | 0 | 0.0015639 | 0.0014625 | 0.0013813 | 0.0013164 | 0.0012644 | 0.0012229 | 0.0011896 | 0.0012899 | 0.0013447 | 0 | 0 | 0 | 0.00046767 | 0.00037414 | 0.00029931 | 0.00026481 | 0.00012562 | 4.7748e-05 | 0 | 0 | 9.3812e-05 | 0 | 0 | 0 | 3.7191e-05
F8_Commercial_Interruptible - Miscellaneous_Existing_Food Preparation_Natural Gas_Fryer_A_Technical Potential | F8 | Commercial | Interruptible - Miscellaneous | Existing | Food Preparation | Natural Gas | Fryer | A | Incremental Summer Peak Savings (MW) | Technical Potential | 0 | 0 | 0 | 0 | 0 | 0 | 0 | 0 | 0 | 0 | 0 | 0 | 0 | 0 | 0 | 0 | 0 | 0 | 0 | 0 | 0 | 0 | 0 | 0 | 0 | 0 | 0
F9_Commercial_Interruptible - Miscellaneous_Existing_Food Preparation_Natural Gas_Fryer_A_Technical Potential | F9 | Commercial | Interruptible - Miscellaneous | Existing | Food Preparation | Natural Gas | Fryer | A | Incremental Winter Peak Savings (MW) | Technical Potential | 0 | 0 | 0 | 0 | 0 | 0 | 0 | 0 | 0 | 0 | 0 | 0 | 0 | 0 | 0 | 0 | 0 | 0 | 0 | 0 | 0 | 0 | 0 | 0 | 0 | 0 | 0
F10_Commercial_Interruptible - Miscellaneous_Existing_Food Preparation_Natural Gas_Fryer_A_Technical Potential | F10 | Commercial | Interruptible - Miscellaneous | Existing | Food Preparation | Natural Gas | Fryer | A | Cumulative Energy Savings (MWh or mTherms) | Technical Potential | 0 | 0 | 0.0015639 | 0.0030263 | 0.0044076 | 0.005724 | 0.0069885 | 0.0082114 | 0.009401 | 0.010691 | 0.012036 | 0.012036 | 0.012036 | 0.012036 | 0.012503 | 0.012877 | 0.013177 | 0.013441 | 0.013567 | 0.013615 | 0.013615 | 0.013615 | 0.013709 | 0.013709 | 0.013709 | 0.013709 | 0.013746
F11_Commercial_Interruptible - Miscellaneous_Existing_Food Preparation_Natural Gas_Fryer_A_Technical Potential | F11 | Commercial | Interruptible - Miscellaneous | Existing | Food Preparation | Natural Gas | Fryer | A | Cumulative Summer Peak Savings (MW) | Technical Potential | 0 | 0 | 0 | 0 | 0 | 0 | 0 | 0 | 0 | 0 | 0 | 0 | 0 | 0 | 0 | 0 | 0 | 0 | 0 | 0 | 0 | 0 | 0 | 0 | 0 | 0 | 0
F12_Commercial_Interruptible - Miscellaneous_Existing_Food Preparation_Natural Gas_Fryer_A_Technical Potential | F12 | Commercial | Interruptible - Miscellaneous | Existing | Food Preparation | Natural Gas | Fryer | A | Cumulative Winter Peak Savings (MW) | Technical Potential | 0 | 0 | 0 | 0 | 0 | 0 | 0 | 0 | 0 | 0 | 0 | 0 | 0 | 0 | 0 | 0 | 0 | 0 | 0 | 0 | 0 | 0 | 0 | 0 | 0 | 0 | 0
F13_Commercial_Interruptible - Miscellaneous_Existing_Food Preparation_Natural Gas_Fryer_A_Technical Potential | F13 | Commercial | Interruptible - Miscellaneous | Existing | Food Preparation | Natural Gas | Fryer | A | Purchases (Incremental) | Technical Potential | 0 | 0 | 0.0039565 | 0.0036999 | 0.0034946 | 0.0033303 | 0.0031989 | 0.0030938 | 0.0030097 | 0.0032632 | 0.0034019 | 0 | 0 | 0 | 0.0011832 | 0.00094654 | 0.00075723 | 0.00066995 | 0.00031781 | 0.0001208 | 0 | 0 | 0.00023734 | 0 | 0 | 0 | 9.4091e-05
F14_Commercial_Interruptible - Miscellaneous_Existing_Food Preparation_Natural Gas_Fryer_A_Technical Potential | F14 | Commercial | Interruptible - Miscellaneous | Existing | Food Preparation | Natural Gas | Fryer | A | Purchases (Cumulative) | Technical Potential | 0 | 0 | 0.0039565 | 0.0076564 | 0.011151 | 0.014481 | 0.01768 | 0.020774 | 0.023784 | 0.027047 | 0.030449 | 0.030449 | 0.030449 | 0.030449 | 0.031632 | 0.032579 | 0.033336 | 0.034006 | 0.034324 | 0.034444 | 0.034444 | 0.034444 | 0.034682 | 0.034682 | 0.034682 | 0.034682 | 0.034776
F1_Commercial_Interruptible - Miscellaneous_Existing_Food Preparation_Natural Gas_Broiler_A_Technical Potential | F1 | Commercial | Interruptible - Miscellaneous | Existing | Food Preparation | Natural Gas | Broiler | A | Original Unit Energy Savings (kWh or therms) | Technical Potential | 0 | 240.24 | 240.24 | 240.24 | 240.24 | 240.24 | 240.24 | 240.24 | 240.24 | 240.24 | 240.24 | 240.24 | 240.24 | 240.24 | 240.24 | 240.24 | 240.24 | 240.24 | 240.24 | 240.24 | 240.24 | 240.24 | 240.24 | 240.24 | 240.24 | 240.24 | 240.24
F2_Commercial_Interruptible - Miscellaneous_Existing_Food Preparation_Natural Gas_Broiler_A_Technical Potential | F2 | Commercial | Interruptible - Miscellaneous | Existing | Food Preparation | Natural Gas | Broiler | A | Original Unit Summer Peak Savings (kW) | Technical Potential | 0 | 0 | 0 | 0 | 0 | 0 | 0 | 0 | 0 | 0 | 0 | 0 | 0 | 0 | 0 | 0 | 0 | 0 | 0 | 0 | 0 | 0 | 0 | 0 | 0 | 0 | 0
F3_Commercial_Interruptible - Miscellaneous_Existing_Food Preparation_Natural Gas_Broiler_A_Technical Potential | F3 | Commercial | Interruptible - Miscellaneous | Existing | Food Preparation | Natural Gas | Broiler | A | Original Unit Winter Peak Savings (kW) | Technical Potential | 0 | 0 | 0 | 0 | 0 | 0 | 0 | 0 | 0 | 0 | 0 | 0 | 0 | 0 | 0 | 0 | 0 | 0 | 0 | 0 | 0 | 0 | 0 | 0 | 0 | 0 | 0
F4_Commercial_Interruptible - Miscellaneous_Existing_Food Preparation_Natural Gas_Broiler_A_Technical Potential | F4 | Commercial | Interruptible - Miscellaneous | Existing | Food Preparation | Natural Gas | Broiler | A | Standalone Impact on Baseline Energy (%) | Technical Potential | 0 | 0 | 0.0032149 | 0.0067782 | 0.010651 | 0.0148 | 0.019193 | 0.023804 | 0.028608 | 0.033584 | 0.038321 | 0.042889 | 0.047345 | 0.051736 | 0.052886 | 0.05369 | 0.054211 | 0.054503 | 0.054609 | 0.055394 | 0.056014 | 0.056462 | 0.057129 | 0.057935 | 0.058816 | 0.059725 | 0.060624
F5_Commercial_Interruptible - Miscellaneous_Existing_Food Preparation_Natural Gas_Broiler_A_Technical Potential | F5 | Commercial | Interruptible - Miscellaneous | Existing | Food Preparation | Natural Gas | Broiler | A | Standalone Impact on Baseline Summer Peak (%) | Technical Potential | 0 | 0 | 0 | 0 | 0 | 0 | 0 | 0 | 0 | 0 | 0 | 0 | 0 | 0 | 0 | 0 | 0 | 0 | 0 | 0 | 0 | 0 | 0 | 0 | 0 | 0 | 0
F6_Commercial_Interruptible - Miscellaneous_Existing_Food Preparation_Natural Gas_Broiler_A_Technical Potential | F6 | Commercial | Interruptible - Miscellaneous | Existing | Food Preparation | Natural Gas | Broiler | A | Standalone Impact on Baseline Winter Peak (%) | Technical Potential | 0 | 0 | 0 | 0 | 0 | 0 | 0 | 0 | 0 | 0 | 0 | 0 | 0 | 0 | 0 | 0 | 0 | 0 | 0 | 0 | 0 | 0 | 0 | 0 | 0 | 0 | 0
F7_Commercial_Interruptible - Miscellaneous_Existing_Food Preparation_Natural Gas_Broiler_A_Technical Potential | F7 | Commercial | Interruptible - Miscellaneous | Existing | Food Preparation | Natural Gas | Broiler | A | Incremental Energy Savings (MWh or mTherms) | Technical Potential | 0 | 0 | 0.0091845 | 0.01018 | 0.011065 | 0.011852 | 0.012551 | 0.013173 | 0.013725 | 0.014216 | 0.013533 | 0.01305 | 0.012731 | 0.012546 | 0.003284 | 0.0022976 | 0.0014898 | 0.00083316 | 0.00030405 | 0.0022412 | 0.0017709 | 0.0012792 | 0.0019075 | 0.0023027 | 0.0025174 | 0.0025947 | 0.0025691
F8_Commercial_Interruptible - Miscellaneous_Existing_Food Preparation_Natural Gas_Broiler_A_Technical Potential | F8 | Commercial | Interruptible - Miscellaneous | Existing | Food Preparation | Natural Gas | Broiler | A | Incremental Summer Peak Savings (MW) | Technical Potential | 0 | 0 | 0 | 0 | 0 | 0 | 0 | 0 | 0 | 0 | 0 | 0 | 0 | 0 | 0 | 0 | 0 | 0 | 0 | 0 | 0 | 0 | 0 | 0 | 0 | 0 | 0
F9_Commercial_Interruptible - Miscellaneous_Existing_Food Preparation_Natural Gas_Broiler_A_Technical Potential | F9 | Commercial | Interruptible - Miscellaneous | Existing | Food Preparation | Natural Gas | Broiler | A | Incremental Winter Peak Savings (MW) | Technical Potential | 0 | 0 | 0 | 0 | 0 | 0 | 0 | 0 | 0 | 0 | 0 | 0 | 0 | 0 | 0 | 0 | 0 | 0 | 0 | 0 | 0 | 0 | 0 | 0 | 0 | 0 | 0
F10_Commercial_Interruptible - Miscellaneous_Existing_Food Preparation_Natural Gas_Broiler_A_Technical Potential | F10 | Commercial | Interruptible - Miscellaneous | Existing | Food Preparation | Natural Gas | Broiler | A | Cumulative Energy Savings (MWh or mTherms) | Technical Potential | 0 | 0 | 0.0091845 | 0.019365 | 0.03043 | 0.042281 | 0.054832 | 0.068005 | 0.08173 | 0.095946 | 0.10948 | 0.12253 | 0.13526 | 0.1478 | 0.15109 | 0.15339 | 0.15488 | 0.15571 | 0.15601 | 0.15825 | 0.16003 | 0.1613 | 0.16321 | 0.16551 | 0.16803 | 0.17063 | 0.1732
F11_Commercial_Interruptible - Miscellaneous_Existing_Food Preparation_Natural Gas_Broiler_A_Technical Potential | F11 | Commercial | Interruptible - Miscellaneous | Existing | Food Preparation | Natural Gas | Broiler | A | Cumulative Summer Peak Savings (MW) | Technical Potential | 0 | 0 | 0 | 0 | 0 | 0 | 0 | 0 | 0 | 0 | 0 | 0 | 0 | 0 | 0 | 0 | 0 | 0 | 0 | 0 | 0 | 0 | 0 | 0 | 0 | 0 | 0
F12_Commercial_Interruptible - Miscellaneous_Existing_Food Preparation_Natural Gas_Broiler_A_Technical Potential | F12 | Commercial | Interruptible - Miscellaneous | Existing | Food Preparation | Natural Gas | Broiler | A | Cumulative Winter Peak Savings (MW) | Technical Potential | 0 | 0 | 0 | 0 | 0 | 0 | 0 | 0 | 0 | 0 | 0 | 0 | 0 | 0 | 0 | 0 | 0 | 0 | 0 | 0 | 0 | 0 | 0 | 0 | 0 | 0 | 0
F13_Commercial_Interruptible - Miscellaneous_Existing_Food Preparation_Natural Gas_Broiler_A_Technical Potential | F13 | Commercial | Interruptible - Miscellaneous | Existing | Food Preparation | Natural Gas | Broiler | A | Purchases (Incremental) | Technical Potential | 0 | 0 | 0.038231 | 0.042375 | 0.046059 | 0.049333 | 0.052244 | 0.054831 | 0.057131 | 0.059175 | 0.05633 | 0.054319 | 0.052992 | 0.052221 | 0.01367 | 0.0095637 | 0.0062013 | 0.003468 | 0.0012656 | 0.009329 | 0.0073715 | 0.0053245 | 0.0079398 | 0.0095849 | 0.010479 | 0.0108 | 0.010694
F14_Commercial_Interruptible - Miscellaneous_Existing_Food Preparation_Natural Gas_Broiler_A_Technical Potential | F14 | Commercial | Interruptible - Miscellaneous | Existing | Food Preparation | Natural Gas | Broiler | A | Purchases (Cumulative) | Technical Potential | 0 | 0 | 0.038231 | 0.080605 | 0.12666 | 0.176 | 0.22824 | 0.28307 | 0.3402 | 0.39938 | 0.45571 | 0.51003 | 0.56302 | 0.61524 | 0.62891 | 0.63847 | 0.64467 | 0.64814 | 0.64941 | 0.65874 | 0.66611 | 0.67143 | 0.67937 | 0.68896 | 0.69943 | 0.71023 | 0.72093
F1_Commercial_Interruptible - Miscellaneous_Existing_Food Preparation_Natural Gas_Griddle_A_Technical Potential | F1 | Commercial | Interruptible - Miscellaneous | Existing | Food Preparation | Natural Gas | Griddle | A | Original Unit Energy Savings (kWh or therms) | Technical Potential | 0 | 167.9465 | 167.9465 | 167.9465 | 167.9465 | 167.9465 | 167.9465 | 167.9465 | 167.9465 | 167.9465 | 167.9465 | 167.9465 | 167.9465 | 167.9465 | 167.9465 | 167.9465 | 167.9465 | 167.9465 | 167.9465 | 167.9465 | 167.9465 | 167.9465 | 167.9465 | 167.9465 | 167.9465 | 167.9465 | 167.9465
F2_Commercial_Interruptible - Miscellaneous_Existing_Food Preparation_Natural Gas_Griddle_A_Technical Potential | F2 | Commercial | Interruptible - Miscellaneous | Existing | Food Preparation | Natural Gas | Griddle | A | Original Unit Summer Peak Savings (kW) | Technical Potential | 0 | 0 | 0 | 0 | 0 | 0 | 0 | 0 | 0 | 0 | 0 | 0 | 0 | 0 | 0 | 0 | 0 | 0 | 0 | 0 | 0 | 0 | 0 | 0 | 0 | 0 | 0
F3_Commercial_Interruptible - Miscellaneous_Existing_Food Preparation_Natural Gas_Griddle_A_Technical Potential | F3 | Commercial | Interruptible - Miscellaneous | Existing | Food Preparation | Natural Gas | Griddle | A | Original Unit Winter Peak Savings (kW) | Technical Potential | 0 | 0 | 0 | 0 | 0 | 0 | 0 | 0 | 0 | 0 | 0 | 0 | 0 | 0 | 0 | 0 | 0 | 0 | 0 | 0 | 0 | 0 | 0 | 0 | 0 | 0 | 0
F4_Commercial_Interruptible - Miscellaneous_Existing_Food Preparation_Natural Gas_Griddle_A_Technical Potential | F4 | Commercial | Interruptible - Miscellaneous | Existing | Food Preparation | Natural Gas | Griddle | A | Standalone Impact on Baseline Energy (%) | Technical Potential | 0 | 0 | 0.00079752 | 0.0016815 | 0.0026423 | 0.0036714 | 0.0047613 | 0.0059051 | 0.0070969 | 0.0083313 | 0.0095064 | 0.01064 | 0.011745 | 0.012834 | 0.01312 | 0.013319 | 0.013448 | 0.013521 | 0.013547 | 0.013742 | 0.013896 | 0.014007 | 0.014172 | 0.014372 | 0.014591 | 0.014816 | 0.015039
F5_Commercial_Interruptible - Miscellaneous_Existing_Food Preparation_Natural Gas_Griddle_A_Technical Potential | F5 | Commercial | Interruptible - Miscellaneous | Existing | Food Preparation | Natural Gas | Griddle | A | Standalone Impact on Baseline Summer Peak (%) | Technical Potential | 0 | 0 | 0 | 0 | 0 | 0 | 0 | 0 | 0 | 0 | 0 | 0 | 0 | 0 | 0 | 0 | 0 | 0 | 0 | 0 | 0 | 0 | 0 | 0 | 0 | 0 | 0
F6_Commercial_Interruptible - Miscellaneous_Existing_Food Preparation_Natural Gas_Griddle_A_Technical Potential | F6 | Commercial | Interruptible - Miscellaneous | Existing | Food Preparation | Natural Gas | Griddle | A | Standalone Impact on Baseline Winter Peak (%) | Technical Potential | 0 | 0 | 0 | 0 | 0 | 0 | 0 | 0 | 0 | 0 | 0 | 0 | 0 | 0 | 0 | 0 | 0 | 0 | 0 | 0 | 0 | 0 | 0 | 0 | 0 | 0 | 0
F7_Commercial_Interruptible - Miscellaneous_Existing_Food Preparation_Natural Gas_Griddle_A_Technical Potential | F7 | Commercial | Interruptible - Miscellaneous | Existing | Food Preparation | Natural Gas | Griddle | A | Incremental Energy Savings (MWh or mTherms) | Technical Potential | 0 | 0 | 0.0022784 | 0.0025254 | 0.0027449 | 0.0029401 | 0.0031136 | 0.0032678 | 0.0034048 | 0.0035266 | 0.0033571 | 0.0032372 | 0.0031581 | 0.0031122 | 0.00081468 | 0.00056997 | 0.00036958 | 0.00020668 | 7.5426e-05 | 0.00055598 | 0.00043932 | 0.00031732 | 0.00047319 | 0.00057123 | 0.00062451 | 0.00064366 | 0.00063732
F8_Commercial_Interruptible - Miscellaneous_Existing_Food Preparation_Natural Gas_Griddle_A_Technical Potential | F8 | Commercial | Interruptible - Miscellaneous | Existing | Food Preparation | Natural Gas | Griddle | A | Incremental Summer Peak Savings (MW) | Technical Potential | 0 | 0 | 0 | 0 | 0 | 0 | 0 | 0 | 0 | 0 | 0 | 0 | 0 | 0 | 0 | 0 | 0 | 0 | 0 | 0 | 0 | 0 | 0 | 0 | 0 | 0 | 0
F9_Commercial_Interruptible - Miscellaneous_Existing_Food Preparation_Natural Gas_Griddle_A_Technical Potential | F9 | Commercial | Interruptible - Miscellaneous | Existing | Food Preparation | Natural Gas | Griddle | A | Incremental Winter Peak Savings (MW) | Technical Potential | 0 | 0 | 0 | 0 | 0 | 0 | 0 | 0 | 0 | 0 | 0 | 0 | 0 | 0 | 0 | 0 | 0 | 0 | 0 | 0 | 0 | 0 | 0 | 0 | 0 | 0 | 0
F10_Commercial_Interruptible - Miscellaneous_Existing_Food Preparation_Natural Gas_Griddle_A_Technical Potential | F10 | Commercial | Interruptible - Miscellaneous | Existing | Food Preparation | Natural Gas | Griddle | A | Cumulative Energy Savings (MWh or mTherms) | Technical Potential | 0 | 0 | 0.0022784 | 0.0048038 | 0.0075488 | 0.010489 | 0.013602 | 0.01687 | 0.020275 | 0.023802 | 0.027159 | 0.030396 | 0.033554 | 0.036666 | 0.037481 | 0.038051 | 0.038421 | 0.038627 | 0.038703 | 0.039259 | 0.039698 | 0.040015 | 0.040488 | 0.04106 | 0.041684 | 0.042328 | 0.042965
F11_Commercial_Interruptible - Miscellaneous_Existing_Food Preparation_Natural Gas_Griddle_A_Technical Potential | F11 | Commercial | Interruptible - Miscellaneous | Existing | Food Preparation | Natural Gas | Griddle | A | Cumulative Summer Peak Savings (MW) | Technical Potential | 0 | 0 | 0 | 0 | 0 | 0 | 0 | 0 | 0 | 0 | 0 | 0 | 0 | 0 | 0 | 0 | 0 | 0 | 0 | 0 | 0 | 0 | 0 | 0 | 0 | 0 | 0
F12_Commercial_Interruptible - Miscellaneous_Existing_Food Preparation_Natural Gas_Griddle_A_Technical Potential | F12 | Commercial | Interruptible - Miscellaneous | Existing | Food Preparation | Natural Gas | Griddle | A | Cumulative Winter Peak Savings (MW) | Technical Potential | 0 | 0 | 0 | 0 | 0 | 0 | 0 | 0 | 0 | 0 | 0 | 0 | 0 | 0 | 0 | 0 | 0 | 0 | 0 | 0 | 0 | 0 | 0 | 0 | 0 | 0 | 0
F13_Commercial_Interruptible - Miscellaneous_Existing_Food Preparation_Natural Gas_Griddle_A_Technical Potential | F13 | Commercial | Interruptible - Miscellaneous | Existing | Food Preparation | Natural Gas | Griddle | A | Purchases (Incremental) | Technical Potential | 0 | 0 | 0.013566 | 0.015037 | 0.016344 | 0.017506 | 0.018539 | 0.019457 | 0.020273 | 0.020999 | 0.019989 | 0.019275 | 0.018804 | 0.018531 | 0.0048508 | 0.0033937 | 0.0022006 | 0.0012307 | 0.00044911 | 0.0033105 | 0.0026158 | 0.0018894 | 0.0028175 | 0.0034013 | 0.0037185 | 0.0038325 | 0.0037948
F14_Commercial_Interruptible - Miscellaneous_Existing_Food Preparation_Natural Gas_Griddle_A_Technical Potential | F14 | Commercial | Interruptible - Miscellaneous | Existing | Food Preparation | Natural Gas | Griddle | A | Purchases (Cumulative) | Technical Potential | 0 | 0 | 0.013566 | 0.028603 | 0.044948 | 0.062454 | 0.080993 | 0.10045 | 0.12072 | 0.14172 | 0.16171 | 0.18099 | 0.19979 | 0.21832 | 0.22317 | 0.22657 | 0.22877 | 0.23 | 0.23045 | 0.23376 | 0.23637 | 0.23826 | 0.24108 | 0.24448 | 0.2482 | 0.25203 | 0.25583
F1_Commercial_Interruptible - Miscellaneous_Existing_Food Preparation_Natural Gas_Range_A_Technical Potential | F1 | Commercial | Interruptible - Miscellaneous | Existing | Food Preparation | Natural Gas | Range | A | Original Unit Energy Savings (kWh or therms) | Technical Potential | 0 | 171.4286 | 171.4286 | 171.4286 | 171.4286 | 171.4286 | 171.4286 | 171.4286 | 171.4286 | 171.4286 | 171.4286 | 171.4286 | 171.4286 | 171.4286 | 171.4286 | 171.4286 | 171.4286 | 171.4286 | 171.4286 | 171.4286 | 171.4286 | 171.4286 | 171.4286 | 171.4286 | 171.4286 | 171.4286 | 171.4286
F2_Commercial_Interruptible - Miscellaneous_Existing_Food Preparation_Natural Gas_Range_A_Technical Potential | F2 | Commercial | Interruptible - Miscellaneous | Existing | Food Preparation | Natural Gas | Range | A | Original Unit Summer Peak Savings (kW) | Technical Potential | 0 | 0 | 0 | 0 | 0 | 0 | 0 | 0 | 0 | 0 | 0 | 0 | 0 | 0 | 0 | 0 | 0 | 0 | 0 | 0 | 0 | 0 | 0 | 0 | 0 | 0 | 0
F3_Commercial_Interruptible - Miscellaneous_Existing_Food Preparation_Natural Gas_Range_A_Technical Potential | F3 | Commercial | Interruptible - Miscellaneous | Existing | Food Preparation | Natural Gas | Range | A | Original Unit Winter Peak Savings (kW) | Technical Potential | 0 | 0 | 0 | 0 | 0 | 0 | 0 | 0 | 0 | 0 | 0 | 0 | 0 | 0 | 0 | 0 | 0 | 0 | 0 | 0 | 0 | 0 | 0 | 0 | 0 | 0 | 0
F4_Commercial_Interruptible - Miscellaneous_Existing_Food Preparation_Natural Gas_Range_A_Technical Potential | F4 | Commercial | Interruptible - Miscellaneous | Existing | Food Preparation | Natural Gas | Range | A | Standalone Impact on Baseline Energy (%) | Technical Potential | 0 | 0 | 0.001346 | 0.0029404 | 0.0047336 | 0.0066859 | 0.0087654 | 0.010947 | 0.013209 | 0.015537 | 0.017606 | 0.019531 | 0.020044 | 0.020295 | 0.020369 | 0.020597 | 0.02078 | 0.020926 | 0.021043 | 0.021075 | 0.021311 | 0.021629 | 0.021956 | 0.022248 | 0.022461 | 0.022461 | 0.022461
F5_Commercial_Interruptible - Miscellaneous_Existing_Food Preparation_Natural Gas_Range_A_Technical Potential | F5 | Commercial | Interruptible - Miscellaneous | Existing | Food Preparation | Natural Gas | Range | A | Standalone Impact on Baseline Summer Peak (%) | Technical Potential | 0 | 0 | 0 | 0 | 0 | 0 | 0 | 0 | 0 | 0 | 0 | 0 | 0 | 0 | 0 | 0 | 0 | 0 | 0 | 0 | 0 | 0 | 0 | 0 | 0 | 0 | 0
F6_Commercial_Interruptible - Miscellaneous_Existing_Food Preparation_Natural Gas_Range_A_Technical Potential | F6 | Commercial | Interruptible - Miscellaneous | Existing | Food Preparation | Natural Gas | Range | A | Standalone Impact on Baseline Winter Peak (%) | Technical Potential | 0 | 0 | 0 | 0 | 0 | 0 | 0 | 0 | 0 | 0 | 0 | 0 | 0 | 0 | 0 | 0 | 0 | 0 | 0 | 0 | 0 | 0 | 0 | 0 | 0 | 0 | 0
F7_Commercial_Interruptible - Miscellaneous_Existing_Food Preparation_Natural Gas_Range_A_Technical Potential | F7 | Commercial | Interruptible - Miscellaneous | Existing | Food Preparation | Natural Gas | Range | A | Incremental Energy Savings (MWh or mTherms) | Technical Potential | 0 | 0 | 0.0038453 | 0.0045551 | 0.0051231 | 0.0055774 | 0.0059409 | 0.0062316 | 0.0064642 | 0.0066503 | 0.0059118 | 0.0054985 | 0.0014646 | 0.00071735 | 0.00021041 | 0.00065295 | 0.00052236 | 0.00041789 | 0.00033431 | 8.9976e-05 | 0.00067539 | 0.00090946 | 0.00093201 | 0.00083648 | 0.00060618 | 0 | 0
F8_Commercial_Interruptible - Miscellaneous_Existing_Food Preparation_Natural Gas_Range_A_Technical Potential | F8 | Commercial | Interruptible - Miscellaneous | Existing | Food Preparation | Natural Gas | Range | A | Incremental Summer Peak Savings (MW) | Technical Potential | 0 | 0 | 0 | 0 | 0 | 0 | 0 | 0 | 0 | 0 | 0 | 0 | 0 | 0 | 0 | 0 | 0 | 0 | 0 | 0 | 0 | 0 | 0 | 0 | 0 | 0 | 0
F9_Commercial_Interruptible - Miscellaneous_Existing_Food Preparation_Natural Gas_Range_A_Technical Potential | F9 | Commercial | Interruptible - Miscellaneous | Existing | Food Preparation | Natural Gas | Range | A | Incremental Winter Peak Savings (MW) | Technical Potential | 0 | 0 | 0 | 0 | 0 | 0 | 0 | 0 | 0 | 0 | 0 | 0 | 0 | 0 | 0 | 0 | 0 | 0 | 0 | 0 | 0 | 0 | 0 | 0 | 0 | 0 | 0
F10_Commercial_Interruptible - Miscellaneous_Existing_Food Preparation_Natural Gas_Range_A_Technical Potential | F10 | Commercial | Interruptible - Miscellaneous | Existing | Food Preparation | Natural Gas | Range | A | Cumulative Energy Savings (MWh or mTherms) | Technical Potential | 0 | 0 | 0.0038453 | 0.0084004 | 0.013523 | 0.019101 | 0.025042 | 0.031273 | 0.037738 | 0.044388 | 0.0503 | 0.055798 | 0.057263 | 0.05798 | 0.058191 | 0.058844 | 0.059366 | 0.059784 | 0.060118 | 0.060208 | 0.060884 | 0.061793 | 0.062725 | 0.063561 | 0.064168 | 0.064168 | 0.064168
F11_Commercial_Interruptible - Miscellaneous_Existing_Food Preparation_Natural Gas_Range_A_Technical Potential | F11 | Commercial | Interruptible - Miscellaneous | Existing | Food Preparation | Natural Gas | Range | A | Cumulative Summer Peak Savings (MW) | Technical Potential | 0 | 0 | 0 | 0 | 0 | 0 | 0 | 0 | 0 | 0 | 0 | 0 | 0 | 0 | 0 | 0 | 0 | 0 | 0 | 0 | 0 | 0 | 0 | 0 | 0 | 0 | 0
F12_Commercial_Interruptible - Miscellaneous_Existing_Food Preparation_Natural Gas_Range_A_Technical Potential | F12 | Commercial | Interruptible - Miscellaneous | Existing | Food Preparation | Natural Gas | Range | A | Cumulative Winter Peak Savings (MW) | Technical Potential | 0 | 0 | 0 | 0 | 0 | 0 | 0 | 0 | 0 | 0 | 0 | 0 | 0 | 0 | 0 | 0 | 0 | 0 | 0 | 0 | 0 | 0 | 0 | 0 | 0 | 0 | 0
F13_Commercial_Interruptible - Miscellaneous_Existing_Food Preparation_Natural Gas_Range_A_Technical Potential | F13 | Commercial | Interruptible - Miscellaneous | Existing | Food Preparation | Natural Gas | Range | A | Purchases (Incremental) | Technical Potential | 0 | 0 | 0.022431 | 0.026572 | 0.029885 | 0.032535 | 0.034655 | 0.036351 | 0.037708 | 0.038794 | 0.034486 | 0.032075 | 0.0085435 | 0.0041845 | 0.0012274 | 0.0038089 | 0.0030471 | 0.0024377 | 0.0019501 | 0.00052486 | 0.0039398 | 0.0053052 | 0.0054367 | 0.0048794 | 0.0035361 | 0 | 0
F14_Commercial_Interruptible - Miscellaneous_Existing_Food Preparation_Natural Gas_Range_A_Technical Potential | F14 | Commercial | Interruptible - Miscellaneous | Existing | Food Preparation | Natural Gas | Range | A | Purchases (Cumulative) | Technical Potential | 0 | 0 | 0.022431 | 0.049002 | 0.078887 | 0.11142 | 0.14608 | 0.18243 | 0.22014 | 0.25893 | 0.29342 | 0.32549 | 0.33403 | 0.33822 | 0.33945 | 0.34325 | 0.3463 | 0.34874 | 0.35069 | 0.35121 | 0.35515 | 0.36046 | 0.3659 | 0.37078 | 0.37431 | 0.37431 | 0.37431
F1_Commercial_Interruptible - Miscellaneous_Existing_Food Preparation_Natural Gas_Steamer_A_Technical Potential | F1 | Commercial | Interruptible - Miscellaneous | Existing | Food Preparation | Natural Gas | Steamer | A | Original Unit Energy Savings (kWh or therms) | Technical Potential | 0 | 1215.1419 | 1215.1419 | 1215.1419 | 1215.1419 | 1215.1419 | 1215.1419 | 1215.1419 | 1215.1419 | 1215.1419 | 1215.1419 | 1215.1419 | 1215.1419 | 1215.1419 | 1215.1419 | 1215.1419 | 1215.1419 | 1215.1419 | 1215.1419 | 1215.1419 | 1215.1419 | 1215.1419 | 1215.1419 | 1215.1419 | 1215.1419 | 1215.1419 | 1215.1419
F2_Commercial_Interruptible - Miscellaneous_Existing_Food Preparation_Natural Gas_Steamer_A_Technical Potential | F2 | Commercial | Interruptible - Miscellaneous | Existing | Food Preparation | Natural Gas | Steamer | A | Original Unit Summer Peak Savings (kW) | Technical Potential | 0 | 0 | 0 | 0 | 0 | 0 | 0 | 0 | 0 | 0 | 0 | 0 | 0 | 0 | 0 | 0 | 0 | 0 | 0 | 0 | 0 | 0 | 0 | 0 | 0 | 0 | 0
F3_Commercial_Interruptible - Miscellaneous_Existing_Food Preparation_Natural Gas_Steamer_A_Technical Potential | F3 | Commercial | Interruptible - Miscellaneous | Existing | Food Preparation | Natural Gas | Steamer | A | Original Unit Winter Peak Savings (kW) | Technical Potential | 0 | 0 | 0 | 0 | 0 | 0 | 0 | 0 | 0 | 0 | 0 | 0 | 0 | 0 | 0 | 0 | 0 | 0 | 0 | 0 | 0 | 0 | 0 | 0 | 0 | 0 | 0
F4_Commercial_Interruptible - Miscellaneous_Existing_Food Preparation_Natural Gas_Steamer_A_Technical Potential | F4 | Commercial | Interruptible - Miscellaneous | Existing | Food Preparation | Natural Gas | Steamer | A | Standalone Impact on Baseline Energy (%) | Technical Potential | 0 | 0 | 0.00051172 | 0.0010093 | 0.0014956 | 0.0019729 | 0.002443 | 0.0029072 | 0.0033845 | 0.0038687 | 0.0038687 | 0.0038687 | 0.0038687 | 0.0040121 | 0.0041268 | 0.0042221 | 0.0042863 | 0.0043304 | 0.0043367 | 0.004349 | 0.0043981 | 0.0043981 | 0.0043981 | 0.0043981 | 0.0044005 | 0.0044467 | 0.0044467
F5_Commercial_Interruptible - Miscellaneous_Existing_Food Preparation_Natural Gas_Steamer_A_Technical Potential | F5 | Commercial | Interruptible - Miscellaneous | Existing | Food Preparation | Natural Gas | Steamer | A | Standalone Impact on Baseline Summer Peak (%) | Technical Potential | 0 | 0 | 0 | 0 | 0 | 0 | 0 | 0 | 0 | 0 | 0 | 0 | 0 | 0 | 0 | 0 | 0 | 0 | 0 | 0 | 0 | 0 | 0 | 0 | 0 | 0 | 0
F6_Commercial_Interruptible - Miscellaneous_Existing_Food Preparation_Natural Gas_Steamer_A_Technical Potential | F6 | Commercial | Interruptible - Miscellaneous | Existing | Food Preparation | Natural Gas | Steamer | A | Standalone Impact on Baseline Winter Peak (%) | Technical Potential | 0 | 0 | 0 | 0 | 0 | 0 | 0 | 0 | 0 | 0 | 0 | 0 | 0 | 0 | 0 | 0 | 0 | 0 | 0 | 0 | 0 | 0 | 0 | 0 | 0 | 0 | 0
F7_Commercial_Interruptible - Miscellaneous_Existing_Food Preparation_Natural Gas_Steamer_A_Technical Potential | F7 | Commercial | Interruptible - Miscellaneous | Existing | Food Preparation | Natural Gas | Steamer | A | Incremental Energy Savings (MWh or mTherms) | Technical Potential | 0 | 0 | 0.0014619 | 0.0014216 | 0.0013893 | 0.0013635 | 0.0013429 | 0.0013264 | 0.0013636 | 0.0013832 | 0 | 0 | 0 | 0.00040964 | 0.00032771 | 0.00027225 | 0.00018352 | 0.00012585 | 1.8038e-05 | 3.5079e-05 | 0.00014039 | 0 | 0 | 0 | 6.9806e-06 | 0.00013187 | 0
F8_Commercial_Interruptible - Miscellaneous_Existing_Food Preparation_Natural Gas_Steamer_A_Technical Potential | F8 | Commercial | Interruptible - Miscellaneous | Existing | Food Preparation | Natural Gas | Steamer | A | Incremental Summer Peak Savings (MW) | Technical Potential | 0 | 0 | 0 | 0 | 0 | 0 | 0 | 0 | 0 | 0 | 0 | 0 | 0 | 0 | 0 | 0 | 0 | 0 | 0 | 0 | 0 | 0 | 0 | 0 | 0 | 0 | 0
F9_Commercial_Interruptible - Miscellaneous_Existing_Food Preparation_Natural Gas_Steamer_A_Technical Potential | F9 | Commercial | Interruptible - Miscellaneous | Existing | Food Preparation | Natural Gas | Steamer | A | Incremental Winter Peak Savings (MW) | Technical Potential | 0 | 0 | 0 | 0 | 0 | 0 | 0 | 0 | 0 | 0 | 0 | 0 | 0 | 0 | 0 | 0 | 0 | 0 | 0 | 0 | 0 | 0 | 0 | 0 | 0 | 0 | 0
F10_Commercial_Interruptible - Miscellaneous_Existing_Food Preparation_Natural Gas_Steamer_A_Technical Potential | F10 | Commercial | Interruptible - Miscellaneous | Existing | Food Preparation | Natural Gas | Steamer | A | Cumulative Energy Savings (MWh or mTherms) | Technical Potential | 0 | 0 | 0.0014619 | 0.0028835 | 0.0042729 | 0.0056364 | 0.0069793 | 0.0083056 | 0.0096692 | 0.011052 | 0.011052 | 0.011052 | 0.011052 | 0.011462 | 0.01179 | 0.012062 | 0.012246 | 0.012371 | 0.012389 | 0.012424 | 0.012565 | 0.012565 | 0.012565 | 0.012565 | 0.012572 | 0.012704 | 0.012704
F11_Commercial_Interruptible - Miscellaneous_Existing_Food Preparation_Natural Gas_Steamer_A_Technical Potential | F11 | Commercial | Interruptible - Miscellaneous | Existing | Food Preparation | Natural Gas | Steamer | A | Cumulative Summer Peak Savings (MW) | Technical Potential | 0 | 0 | 0 | 0 | 0 | 0 | 0 | 0 | 0 | 0 | 0 | 0 | 0 | 0 | 0 | 0 | 0 | 0 | 0 | 0 | 0 | 0 | 0 | 0 | 0 | 0 | 0
F12_Commercial_Interruptible - Miscellaneous_Existing_Food Preparation_Natural Gas_Steamer_A_Technical Potential | F12 | Commercial | Interruptible - Miscellaneous | Existing | Food Preparation | Natural Gas | Steamer | A | Cumulative Winter Peak Savings (MW) | Technical Potential | 0 | 0 | 0 | 0 | 0 | 0 | 0 | 0 | 0 | 0 | 0 | 0 | 0 | 0 | 0 | 0 | 0 | 0 | 0 | 0 | 0 | 0 | 0 | 0 | 0 | 0 | 0
F13_Commercial_Interruptible - Miscellaneous_Existing_Food Preparation_Natural Gas_Steamer_A_Technical Potential | F13 | Commercial | Interruptible - Miscellaneous | Existing | Food Preparation | Natural Gas | Steamer | A | Purchases (Incremental) | Technical Potential | 0 | 0 | 0.0012031 | 0.0011699 | 0.0011434 | 0.0011221 | 0.0011051 | 0.0010915 | 0.0011221 | 0.0011383 | 0 | 0 | 0 | 0.00033711 | 0.00026969 | 0.00022405 | 0.00015103 | 0.00010357 | 1.4844e-05 | 2.8868e-05 | 0.00011553 | 0 | 0 | 0 | 5.7447e-06 | 0.00010852 | 0
F14_Commercial_Interruptible - Miscellaneous_Existing_Food Preparation_Natural Gas_Steamer_A_Technical Potential | F14 | Commercial | Interruptible - Miscellaneous | Existing | Food Preparation | Natural Gas | Steamer | A | Purchases (Cumulative) | Technical Potential | 0 | 0 | 0.0012031 | 0.002373 | 0.0035163 | 0.0046385 | 0.0057436 | 0.0068351 | 0.0079572 | 0.0090956 | 0.0090956 | 0.0090956 | 0.0090956 | 0.0094327 | 0.0097024 | 0.0099264 | 0.010077 | 0.010181 | 0.010196 | 0.010225 | 0.01034 | 0.01034 | 0.01034 | 0.01034 | 0.010346 | 0.010455 | 0.010455
F1_Commercial_Interruptible - Miscellaneous_Existing_Food Preparation_Natural Gas_Commercial Food Prep Other_A_Technical Potential | F1 | Commercial | Interruptible - Miscellaneous | Existing | Food Preparation | Natural Gas | Commercial Food Prep Other | A | Original Unit Energy Savings (kWh or therms) | Technical Potential | 0 | 0 | 0 | 0 | 0 | 0 | 0 | 0 | 0 | 0 | 0 | 0 | 0 | 0 | 0 | 0 | 0 | 0 | 0 | 0 | 0 | 0 | 0 | 0 | 0 | 0 | 0
F2_Commercial_Interruptible - Miscellaneous_Existing_Food Preparation_Natural Gas_Commercial Food Prep Other_A_Technical Potential | F2 | Commercial | Interruptible - Miscellaneous | Existing | Food Preparation | Natural Gas | Commercial Food Prep Other | A | Original Unit Summer Peak Savings (kW) | Technical Potential | 0 | 0 | 0 | 0 | 0 | 0 | 0 | 0 | 0 | 0 | 0 | 0 | 0 | 0 | 0 | 0 | 0 | 0 | 0 | 0 | 0 | 0 | 0 | 0 | 0 | 0 | 0
F3_Commercial_Interruptible - Miscellaneous_Existing_Food Preparation_Natural Gas_Commercial Food Prep Other_A_Technical Potential | F3 | Commercial | Interruptible - Miscellaneous | Existing | Food Preparation | Natural Gas | Commercial Food Prep Other | A | Original Unit Winter Peak Savings (kW) | Technical Potential | 0 | 0 | 0 | 0 | 0 | 0 | 0 | 0 | 0 | 0 | 0 | 0 | 0 | 0 | 0 | 0 | 0 | 0 | 0 | 0 | 0 | 0 | 0 | 0 | 0 | 0 | 0
F4_Commercial_Interruptible - Miscellaneous_Existing_Food Preparation_Natural Gas_Commercial Food Prep Other_A_Technical Potential | F4 | Commercial | Interruptible - Miscellaneous | Existing | Food Preparation | Natural Gas | Commercial Food Prep Other | A | Standalone Impact on Baseline Energy (%) | Technical Potential | 0 | 0 | 0 | 0 | 0 | 0 | 0 | 0 | 0 | 0 | 0 | 0 | 0 | 0 | 0 | 0 | 0 | 0 | 0 | 0 | 0 | 0 | 0 | 0 | 0 | 0 | 0
F5_Commercial_Interruptible - Miscellaneous_Existing_Food Preparation_Natural Gas_Commercial Food Prep Other_A_Technical Potential | F5 | Commercial | Interruptible - Miscellaneous | Existing | Food Preparation | Natural Gas | Commercial Food Prep Other | A | Standalone Impact on Baseline Summer Peak (%) | Technical Potential | 0 | 0 | 0 | 0 | 0 | 0 | 0 | 0 | 0 | 0 | 0 | 0 | 0 | 0 | 0 | 0 | 0 | 0 | 0 | 0 | 0 | 0 | 0 | 0 | 0 | 0 | 0
F6_Commercial_Interruptible - Miscellaneous_Existing_Food Preparation_Natural Gas_Commercial Food Prep Other_A_Technical Potential | F6 | Commercial | Interruptible - Miscellaneous | Existing | Food Preparation | Natural Gas | Commercial Food Prep Other | A | Standalone Impact on Baseline Winter Peak (%) | Technical Potential | 0 | 0 | 0 | 0 | 0 | 0 | 0 | 0 | 0 | 0 | 0 | 0 | 0 | 0 | 0 | 0 | 0 | 0 | 0 | 0 | 0 | 0 | 0 | 0 | 0 | 0 | 0
F7_Commercial_Interruptible - Miscellaneous_Existing_Food Preparation_Natural Gas_Commercial Food Prep Other_A_Technical Potential | F7 | Commercial | Interruptible - Miscellaneous | Existing | Food Preparation | Natural Gas | Commercial Food Prep Other | A | Incremental Energy Savings (MWh or mTherms) | Technical Potential | 0 | 0 | 0 | 0 | 0 | 0 | 0 | 0 | 0 | 0 | 0 | 0 | 0 | 0 | 0 | 0 | 0 | 0 | 0 | 0 | 0 | 0 | 0 | 0 | 0 | 0 | 0
F8_Commercial_Interruptible - Miscellaneous_Existing_Food Preparation_Natural Gas_Commercial Food Prep Other_A_Technical Potential | F8 | Commercial | Interruptible - Miscellaneous | Existing | Food Preparation | Natural Gas | Commercial Food Prep Other | A | Incremental Summer Peak Savings (MW) | Technical Potential | 0 | 0 | 0 | 0 | 0 | 0 | 0 | 0 | 0 | 0 | 0 | 0 | 0 | 0 | 0 | 0 | 0 | 0 | 0 | 0 | 0 | 0 | 0 | 0 | 0 | 0 | 0
F9_Commercial_Interruptible - Miscellaneous_Existing_Food Preparation_Natural Gas_Commercial Food Prep Other_A_Technical Potential | F9 | Commercial | Interruptible - Miscellaneous | Existing | Food Preparation | Natural Gas | Commercial Food Prep Other | A | Incremental Winter Peak Savings (MW) | Technical Potential | 0 | 0 | 0 | 0 | 0 | 0 | 0 | 0 | 0 | 0 | 0 | 0 | 0 | 0 | 0 | 0 | 0 | 0 | 0 | 0 | 0 | 0 | 0 | 0 | 0 | 0 | 0
F10_Commercial_Interruptible - Miscellaneous_Existing_Food Preparation_Natural Gas_Commercial Food Prep Other_A_Technical Potential | F10 | Commercial | Interruptible - Miscellaneous | Existing | Food Preparation | Natural Gas | Commercial Food Prep Other | A | Cumulative Energy Savings (MWh or mTherms) | Technical Potential | 0 | 0 | 0 | 0 | 0 | 0 | 0 | 0 | 0 | 0 | 0 | 0 | 0 | 0 | 0 | 0 | 0 | 0 | 0 | 0 | 0 | 0 | 0 | 0 | 0 | 0 | 0
F11_Commercial_Interruptible - Miscellaneous_Existing_Food Preparation_Natural Gas_Commercial Food Prep Other_A_Technical Potential | F11 | Commercial | Interruptible - Miscellaneous | Existing | Food Preparation | Natural Gas | Commercial Food Prep Other | A | Cumulative Summer Peak Savings (MW) | Technical Potential | 0 | 0 | 0 | 0 | 0 | 0 | 0 | 0 | 0 | 0 | 0 | 0 | 0 | 0 | 0 | 0 | 0 | 0 | 0 | 0 | 0 | 0 | 0 | 0 | 0 | 0 | 0
F12_Commercial_Interruptible - Miscellaneous_Existing_Food Preparation_Natural Gas_Commercial Food Prep Other_A_Technical Potential | F12 | Commercial | Interruptible - Miscellaneous | Existing | Food Preparation | Natural Gas | Commercial Food Prep Other | A | Cumulative Winter Peak Savings (MW) | Technical Potential | 0 | 0 | 0 | 0 | 0 | 0 | 0 | 0 | 0 | 0 | 0 | 0 | 0 | 0 | 0 | 0 | 0 | 0 | 0 | 0 | 0 | 0 | 0 | 0 | 0 | 0 | 0
F13_Commercial_Interruptible - Miscellaneous_Existing_Food Preparation_Natural Gas_Commercial Food Prep Other_A_Technical Potential | F13 | Commercial | Interruptible - Miscellaneous | Existing | Food Preparation | Natural Gas | Commercial Food Prep Other | A | Purchases (Incremental) | Technical Potential | 0 | 0 | 0 | 0 | 0 | 0 | 0 | 0 | 0 | 0 | 0 | 0 | 0 | 0 | 0 | 0 | 0 | 0 | 0 | 0 | 0 | 0 | 0 | 0 | 0 | 0 | 0
F14_Commercial_Interruptible - Miscellaneous_Existing_Food Preparation_Natural Gas_Commercial Food Prep Other_A_Technical Potential | F14 | Commercial | Interruptible - Miscellaneous | Existing | Food Preparation | Natural Gas | Commercial Food Prep Other | A | Purchases (Cumulative) | Technical Potential | 0 | 0 | 0 | 0 | 0 | 0 | 0 | 0 | 0 | 0 | 0 | 0 | 0 | 0 | 0 | 0 | 0 | 0 | 0 | 0 | 0 | 0 | 0 | 0 | 0 | 0 | 0
F1_Commercial_Interruptible - Miscellaneous_Existing_Miscellaneous_Natural Gas_Pool Heater_A_Technical Potential | F1 | Commercial | Interruptible - Miscellaneous | Existing | Miscellaneous | Natural Gas | Pool Heater | A | Original Unit Energy Savings (kWh or therms) | Technical Potential | 0 | 2233.5 | 2233.5 | 2233.5 | 2233.5 | 2233.5 | 2233.5 | 2233.5 | 2233.5 | 2233.5 | 2233.5 | 2233.5 | 2233.5 | 2233.5 | 2233.5 | 2233.5 | 2233.5 | 2233.5 | 2233.5 | 2233.5 | 2233.5 | 2233.5 | 2233.5 | 2233.5 | 2233.5 | 2233.5 | 2233.5
F2_Commercial_Interruptible - Miscellaneous_Existing_Miscellaneous_Natural Gas_Pool Heater_A_Technical Potential | F2 | Commercial | Interruptible - Miscellaneous | Existing | Miscellaneous | Natural Gas | Pool Heater | A | Original Unit Summer Peak Savings (kW) | Technical Potential | 0 | 0 | 0 | 0 | 0 | 0 | 0 | 0 | 0 | 0 | 0 | 0 | 0 | 0 | 0 | 0 | 0 | 0 | 0 | 0 | 0 | 0 | 0 | 0 | 0 | 0 | 0
F3_Commercial_Interruptible - Miscellaneous_Existing_Miscellaneous_Natural Gas_Pool Heater_A_Technical Potential | F3 | Commercial | Interruptible - Miscellaneous | Existing | Miscellaneous | Natural Gas | Pool Heater | A | Original Unit Winter Peak Savings (kW) | Technical Potential | 0 | 0 | 0 | 0 | 0 | 0 | 0 | 0 | 0 | 0 | 0 | 0 | 0 | 0 | 0 | 0 | 0 | 0 | 0 | 0 | 0 | 0 | 0 | 0 | 0 | 0 | 0
F4_Commercial_Interruptible - Miscellaneous_Existing_Miscellaneous_Natural Gas_Pool Heater_A_Technical Potential | F4 | Commercial | Interruptible - Miscellaneous | Existing | Miscellaneous | Natural Gas | Pool Heater | A | Standalone Impact on Baseline Energy (%) | Technical Potential | 0 | 0 | 0.00028885 | 0.00056973 | 0.00084424 | 0.0011137 | 0.0013889 | 0.0016669 | 0.0016669 | 0.0016669 | 0.0016685 | 0.0017534 | 0.0018145 | 0.0018592 | 0.0018825 | 0.0019051 | 0.0019443 | 0.0019443 | 0.0019443 | 0.0019443 | 0.0019443 | 0.0019443 | 0.0019443 | 0.0019443 | 0.0019443 | 0.0019443 | 0.0019443
F5_Commercial_Interruptible - Miscellaneous_Existing_Miscellaneous_Natural Gas_Pool Heater_A_Technical Potential | F5 | Commercial | Interruptible - Miscellaneous | Existing | Miscellaneous | Natural Gas | Pool Heater | A | Standalone Impact on Baseline Summer Peak (%) | Technical Potential | 0 | 0 | 0 | 0 | 0 | 0 | 0 | 0 | 0 | 0 | 0 | 0 | 0 | 0 | 0 | 0 | 0 | 0 | 0 | 0 | 0 | 0 | 0 | 0 | 0 | 0 | 0
F6_Commercial_Interruptible - Miscellaneous_Existing_Miscellaneous_Natural Gas_Pool Heater_A_Technical Potential | F6 | Commercial | Interruptible - Miscellaneous | Existing | Miscellaneous | Natural Gas | Pool Heater | A | Standalone Impact on Baseline Winter Peak (%) | Technical Potential | 0 | 0 | 0 | 0 | 0 | 0 | 0 | 0 | 0 | 0 | 0 | 0 | 0 | 0 | 0 | 0 | 0 | 0 | 0 | 0 | 0 | 0 | 0 | 0 | 0 | 0 | 0
F7_Commercial_Interruptible - Miscellaneous_Existing_Miscellaneous_Natural Gas_Pool Heater_A_Technical Potential | F7 | Commercial | Interruptible - Miscellaneous | Existing | Miscellaneous | Natural Gas | Pool Heater | A | Incremental Energy Savings (MWh or mTherms) | Technical Potential | 0 | 0 | 0.0039521 | 0.003843 | 0.0037558 | 0.003686 | 0.0037665 | 0.0038036 | 0 | 0 | 2.168e-05 | 0.001161 | 0.00083612 | 0.00061221 | 0.00031781 | 0.00031006 | 0.00053548 | 0 | 0 | 0 | 0 | 0 | 0 | 0 | 0 | 0 | 0
F8_Commercial_Interruptible - Miscellaneous_Existing_Miscellaneous_Natural Gas_Pool Heater_A_Technical Potential | F8 | Commercial | Interruptible - Miscellaneous | Existing | Miscellaneous | Natural Gas | Pool Heater | A | Incremental Summer Peak Savings (MW) | Technical Potential | 0 | 0 | 0 | 0 | 0 | 0 | 0 | 0 | 0 | 0 | 0 | 0 | 0 | 0 | 0 | 0 | 0 | 0 | 0 | 0 | 0 | 0 | 0 | 0 | 0 | 0 | 0
F9_Commercial_Interruptible - Miscellaneous_Existing_Miscellaneous_Natural Gas_Pool Heater_A_Technical Potential | F9 | Commercial | Interruptible - Miscellaneous | Existing | Miscellaneous | Natural Gas | Pool Heater | A | Incremental Winter Peak Savings (MW) | Technical Potential | 0 | 0 | 0 | 0 | 0 | 0 | 0 | 0 | 0 | 0 | 0 | 0 | 0 | 0 | 0 | 0 | 0 | 0 | 0 | 0 | 0 | 0 | 0 | 0 | 0 | 0 | 0
F10_Commercial_Interruptible - Miscellaneous_Existing_Miscellaneous_Natural Gas_Pool Heater_A_Technical Potential | F10 | Commercial | Interruptible - Miscellaneous | Existing | Miscellaneous | Natural Gas | Pool Heater | A | Cumulative Energy Savings (MWh or mTherms) | Technical Potential | 0 | 0 | 0.0039521 | 0.0077951 | 0.011551 | 0.015237 | 0.019003 | 0.022807 | 0.022807 | 0.022807 | 0.022829 | 0.02399 | 0.024826 | 0.025438 | 0.025756 | 0.026066 | 0.026601 | 0.026601 | 0.026601 | 0.026601 | 0.026601 | 0.026601 | 0.026601 | 0.026601 | 0.026601 | 0.026601 | 0.026601
F11_Commercial_Interruptible - Miscellaneous_Existing_Miscellaneous_Natural Gas_Pool Heater_A_Technical Potential | F11 | Commercial | Interruptible - Miscellaneous | Existing | Miscellaneous | Natural Gas | Pool Heater | A | Cumulative Summer Peak Savings (MW) | Technical Potential | 0 | 0 | 0 | 0 | 0 | 0 | 0 | 0 | 0 | 0 | 0 | 0 | 0 | 0 | 0 | 0 | 0 | 0 | 0 | 0 | 0 | 0 | 0 | 0 | 0 | 0 | 0
F12_Commercial_Interruptible - Miscellaneous_Existing_Miscellaneous_Natural Gas_Pool Heater_A_Technical Potential | F12 | Commercial | Interruptible - Miscellaneous | Existing | Miscellaneous | Natural Gas | Pool Heater | A | Cumulative Winter Peak Savings (MW) | Technical Potential | 0 | 0 | 0 | 0 | 0 | 0 | 0 | 0 | 0 | 0 | 0 | 0 | 0 | 0 | 0 | 0 | 0 | 0 | 0 | 0 | 0 | 0 | 0 | 0 | 0 | 0 | 0
F13_Commercial_Interruptible - Miscellaneous_Existing_Miscellaneous_Natural Gas_Pool Heater_A_Technical Potential | F13 | Commercial | Interruptible - Miscellaneous | Existing | Miscellaneous | Natural Gas | Pool Heater | A | Purchases (Incremental) | Technical Potential | 0 | 0 | 0.0017694 | 0.0017206 | 0.0016816 | 0.0016503 | 0.0016864 | 0.001703 | 0 | 0 | 9.7069e-06 | 0.00051981 | 0.00037435 | 0.0002741 | 0.00014229 | 0.00013882 | 0.00023975 | 0 | 0 | 0 | 0 | 0 | 0 | 0 | 0 | 0 | 0
F14_Commercial_Interruptible - Miscellaneous_Existing_Miscellaneous_Natural Gas_Pool Heater_A_Technical Potential | F14 | Commercial | Interruptible - Miscellaneous | Existing | Miscellaneous | Natural Gas | Pool Heater | A | Purchases (Cumulative) | Technical Potential | 0 | 0 | 0.0017694 | 0.0034901 | 0.0051717 | 0.006822 | 0.0085084 | 0.010211 | 0.010211 | 0.010211 | 0.010221 | 0.010741 | 0.011115 | 0.011389 | 0.011532 | 0.01167 | 0.01191 | 0.01191 | 0.01191 | 0.01191 | 0.01191 | 0.01191 | 0.01191 | 0.01191 | 0.01191 | 0.01191 | 0.01191
F1_Commercial_Interruptible - Miscellaneous_New_Space Heating_Natural Gas_Furnace_A_Technical Potential | F1 | Commercial | Interruptible - Miscellaneous | New | Space Heating | Natural Gas | Furnace | A | Original Unit Energy Savings (kWh or therms) | Technical Potential | 0 | 0 | 0 | 0 | 0 | 0 | 0 | 0 | 0 | 0 | 0 | 0 | 0 | 0 | 0 | 0 | 0 | 0 | 0 | 0 | 0 | 0 | 0 | 0 | 0 | 0 | 0
F2_Commercial_Interruptible - Miscellaneous_New_Space Heating_Natural Gas_Furnace_A_Technical Potential | F2 | Commercial | Interruptible - Miscellaneous | New | Space Heating | Natural Gas | Furnace | A | Original Unit Summer Peak Savings (kW) | Technical Potential | 0 | 0 | 0 | 0 | 0 | 0 | 0 | 0 | 0 | 0 | 0 | 0 | 0 | 0 | 0 | 0 | 0 | 0 | 0 | 0 | 0 | 0 | 0 | 0 | 0 | 0 | 0
F3_Commercial_Interruptible - Miscellaneous_New_Space Heating_Natural Gas_Furnace_A_Technical Potential | F3 | Commercial | Interruptible - Miscellaneous | New | Space Heating | Natural Gas | Furnace | A | Original Unit Winter Peak Savings (kW) | Technical Potential | 0 | 0 | 0 | 0 | 0 | 0 | 0 | 0 | 0 | 0 | 0 | 0 | 0 | 0 | 0 | 0 | 0 | 0 | 0 | 0 | 0 | 0 | 0 | 0 | 0 | 0 | 0
F4_Commercial_Interruptible - Miscellaneous_New_Space Heating_Natural Gas_Furnace_A_Technical Potential | F4 | Commercial | Interruptible - Miscellaneous | New | Space Heating | Natural Gas | Furnace | A | Standalone Impact on Baseline Energy (%) | Technical Potential | 0 | 0 | 0 | 0 | 0 | 0 | 0 | 0 | 0 | 0 | 0 | 0 | 0 | 0 | 0 | 0 | 0 | 0 | 0 | 0 | 0 | 0 | 0 | 0 | 0 | 0 | 0
F5_Commercial_Interruptible - Miscellaneous_New_Space Heating_Natural Gas_Furnace_A_Technical Potential | F5 | Commercial | Interruptible - Miscellaneous | New | Space Heating | Natural Gas | Furnace | A | Standalone Impact on Baseline Summer Peak (%) | Technical Potential | 0 | 0 | 0 | 0 | 0 | 0 | 0 | 0 | 0 | 0 | 0 | 0 | 0 | 0 | 0 | 0 | 0 | 0 | 0 | 0 | 0 | 0 | 0 | 0 | 0 | 0 | 0
F6_Commercial_Interruptible - Miscellaneous_New_Space Heating_Natural Gas_Furnace_A_Technical Potential | F6 | Commercial | Interruptible - Miscellaneous | New | Space Heating | Natural Gas | Furnace | A | Standalone Impact on Baseline Winter Peak (%) | Technical Potential | 0 | 0 | 0 | 0 | 0 | 0 | 0 | 0 | 0 | 0 | 0 | 0 | 0 | 0 | 0 | 0 | 0 | 0 | 0 | 0 | 0 | 0 | 0 | 0 | 0 | 0 | 0
F7_Commercial_Interruptible - Miscellaneous_New_Space Heating_Natural Gas_Furnace_A_Technical Potential | F7 | Commercial | Interruptible - Miscellaneous | New | Space Heating | Natural Gas | Furnace | A | Incremental Energy Savings (MWh or mTherms) | Technical Potential | 0 | 0 | 0 | 0 | 0 | 0 | 0 | 0 | 0 | 0 | 0 | 0 | 0 | 0 | 0 | 0 | 0 | 0 | 0 | 0 | 0 | 0 | 0 | 0 | 0 | 0 | 0
F8_Commercial_Interruptible - Miscellaneous_New_Space Heating_Natural Gas_Furnace_A_Technical Potential | F8 | Commercial | Interruptible - Miscellaneous | New | Space Heating | Natural Gas | Furnace | A | Incremental Summer Peak Savings (MW) | Technical Potential | 0 | 0 | 0 | 0 | 0 | 0 | 0 | 0 | 0 | 0 | 0 | 0 | 0 | 0 | 0 | 0 | 0 | 0 | 0 | 0 | 0 | 0 | 0 | 0 | 0 | 0 | 0
F9_Commercial_Interruptible - Miscellaneous_New_Space Heating_Natural Gas_Furnace_A_Technical Potential | F9 | Commercial | Interruptible - Miscellaneous | New | Space Heating | Natural Gas | Furnace | A | Incremental Winter Peak Savings (MW) | Technical Potential | 0 | 0 | 0 | 0 | 0 | 0 | 0 | 0 | 0 | 0 | 0 | 0 | 0 | 0 | 0 | 0 | 0 | 0 | 0 | 0 | 0 | 0 | 0 | 0 | 0 | 0 | 0
F10_Commercial_Interruptible - Miscellaneous_New_Space Heating_Natural Gas_Furnace_A_Technical Potential | F10 | Commercial | Interruptible - Miscellaneous | New | Space Heating | Natural Gas | Furnace | A | Cumulative Energy Savings (MWh or mTherms) | Technical Potential | 0 | 0 | 0 | 0 | 0 | 0 | 0 | 0 | 0 | 0 | 0 | 0 | 0 | 0 | 0 | 0 | 0 | 0 | 0 | 0 | 0 | 0 | 0 | 0 | 0 | 0 | 0
F11_Commercial_Interruptible - Miscellaneous_New_Space Heating_Natural Gas_Furnace_A_Technical Potential | F11 | Commercial | Interruptible - Miscellaneous | New | Space Heating | Natural Gas | Furnace | A | Cumulative Summer Peak Savings (MW) | Technical Potential | 0 | 0 | 0 | 0 | 0 | 0 | 0 | 0 | 0 | 0 | 0 | 0 | 0 | 0 | 0 | 0 | 0 | 0 | 0 | 0 | 0 | 0 | 0 | 0 | 0 | 0 | 0
F12_Commercial_Interruptible - Miscellaneous_New_Space Heating_Natural Gas_Furnace_A_Technical Potential | F12 | Commercial | Interruptible - Miscellaneous | New | Space Heating | Natural Gas | Furnace | A | Cumulative Winter Peak Savings (MW) | Technical Potential | 0 | 0 | 0 | 0 | 0 | 0 | 0 | 0 | 0 | 0 | 0 | 0 | 0 | 0 | 0 | 0 | 0 | 0 | 0 | 0 | 0 | 0 | 0 | 0 | 0 | 0 | 0
F13_Commercial_Interruptible - Miscellaneous_New_Space Heating_Natural Gas_Furnace_A_Technical Potential | F13 | Commercial | Interruptible - Miscellaneous | New | Space Heating | Natural Gas | Furnace | A | Purchases (Incremental) | Technical Potential | 0 | 0 | 0 | 0 | 0 | 0 | 0 | 0 | 0 | 0 | 0 | 0 | 0 | 0 | 0 | 0 | 0 | 0 | 0 | 0 | 0 | 0 | 0 | 0 | 0 | 0 | 0
F14_Commercial_Interruptible - Miscellaneous_New_Space Heating_Natural Gas_Furnace_A_Technical Potential | F14 | Commercial | Interruptible - Miscellaneous | New | Space Heating | Natural Gas | Furnace | A | Purchases (Cumulative) | Technical Potential | 0 | 0 | 0 | 0 | 0 | 0 | 0 | 0 | 0 | 0 | 0 | 0 | 0 | 0 | 0 | 0 | 0 | 0 | 0 | 0 | 0 | 0 | 0 | 0 | 0 | 0 | 0
F1_Commercial_Interruptible - Miscellaneous_New_Space Heating_Natural Gas_Boiler_A_Technical Potential | F1 | Commercial | Interruptible - Miscellaneous | New | Space Heating | Natural Gas | Boiler | A | Original Unit Energy Savings (kWh or therms) | Technical Potential | 0 | 0 | 0 | 0 | 0 | 0 | 0 | 0 | 0 | 0 | 0 | 0 | 0 | 0 | 0 | 0 | 0 | 0 | 0 | 0 | 0 | 0 | 0 | 0 | 0 | 0 | 0
F2_Commercial_Interruptible - Miscellaneous_New_Space Heating_Natural Gas_Boiler_A_Technical Potential | F2 | Commercial | Interruptible - Miscellaneous | New | Space Heating | Natural Gas | Boiler | A | Original Unit Summer Peak Savings (kW) | Technical Potential | 0 | 0 | 0 | 0 | 0 | 0 | 0 | 0 | 0 | 0 | 0 | 0 | 0 | 0 | 0 | 0 | 0 | 0 | 0 | 0 | 0 | 0 | 0 | 0 | 0 | 0 | 0
F3_Commercial_Interruptible - Miscellaneous_New_Space Heating_Natural Gas_Boiler_A_Technical Potential | F3 | Commercial | Interruptible - Miscellaneous | New | Space Heating | Natural Gas | Boiler | A | Original Unit Winter Peak Savings (kW) | Technical Potential | 0 | 0 | 0 | 0 | 0 | 0 | 0 | 0 | 0 | 0 | 0 | 0 | 0 | 0 | 0 | 0 | 0 | 0 | 0 | 0 | 0 | 0 | 0 | 0 | 0 | 0 | 0
F4_Commercial_Interruptible - Miscellaneous_New_Space Heating_Natural Gas_Boiler_A_Technical Potential | F4 | Commercial | Interruptible - Miscellaneous | New | Space Heating | Natural Gas | Boiler | A | Standalone Impact on Baseline Energy (%) | Technical Potential | 0 | 0 | 0 | 0 | 0 | 0 | 0 | 0 | 0 | 0 | 0 | 0 | 0 | 0 | 0 | 0 | 0 | 0 | 0 | 0 | 0 | 0 | 0 | 0 | 0 | 0 | 0
F5_Commercial_Interruptible - Miscellaneous_New_Space Heating_Natural Gas_Boiler_A_Technical Potential | F5 | Commercial | Interruptible - Miscellaneous | New | Space Heating | Natural Gas | Boiler | A | Standalone Impact on Baseline Summer Peak (%) | Technical Potential | 0 | 0 | 0 | 0 | 0 | 0 | 0 | 0 | 0 | 0 | 0 | 0 | 0 | 0 | 0 | 0 | 0 | 0 | 0 | 0 | 0 | 0 | 0 | 0 | 0 | 0 | 0
F6_Commercial_Interruptible - Miscellaneous_New_Space Heating_Natural Gas_Boiler_A_Technical Potential | F6 | Commercial | Interruptible - Miscellaneous | New | Space Heating | Natural Gas | Boiler | A | Standalone Impact on Baseline Winter Peak (%) | Technical Potential | 0 | 0 | 0 | 0 | 0 | 0 | 0 | 0 | 0 | 0 | 0 | 0 | 0 | 0 | 0 | 0 | 0 | 0 | 0 | 0 | 0 | 0 | 0 | 0 | 0 | 0 | 0
F7_Commercial_Interruptible - Miscellaneous_New_Space Heating_Natural Gas_Boiler_A_Technical Potential | F7 | Commercial | Interruptible - Miscellaneous | New | Space Heating | Natural Gas | Boiler | A | Incremental Energy Savings (MWh or mTherms) | Technical Potential | 0 | 0 | 0 | 0 | 0 | 0 | 0 | 0 | 0 | 0 | 0 | 0 | 0 | 0 | 0 | 0 | 0 | 0 | 0 | 0 | 0 | 0 | 0 | 0 | 0 | 0 | 0
F8_Commercial_Interruptible - Miscellaneous_New_Space Heating_Natural Gas_Boiler_A_Technical Potential | F8 | Commercial | Interruptible - Miscellaneous | New | Space Heating | Natural Gas | Boiler | A | Incremental Summer Peak Savings (MW) | Technical Potential | 0 | 0 | 0 | 0 | 0 | 0 | 0 | 0 | 0 | 0 | 0 | 0 | 0 | 0 | 0 | 0 | 0 | 0 | 0 | 0 | 0 | 0 | 0 | 0 | 0 | 0 | 0
F9_Commercial_Interruptible - Miscellaneous_New_Space Heating_Natural Gas_Boiler_A_Technical Potential | F9 | Commercial | Interruptible - Miscellaneous | New | Space Heating | Natural Gas | Boiler | A | Incremental Winter Peak Savings (MW) | Technical Potential | 0 | 0 | 0 | 0 | 0 | 0 | 0 | 0 | 0 | 0 | 0 | 0 | 0 | 0 | 0 | 0 | 0 | 0 | 0 | 0 | 0 | 0 | 0 | 0 | 0 | 0 | 0
F10_Commercial_Interruptible - Miscellaneous_New_Space Heating_Natural Gas_Boiler_A_Technical Potential | F10 | Commercial | Interruptible - Miscellaneous | New | Space Heating | Natural Gas | Boiler | A | Cumulative Energy Savings (MWh or mTherms) | Technical Potential | 0 | 0 | 0 | 0 | 0 | 0 | 0 | 0 | 0 | 0 | 0 | 0 | 0 | 0 | 0 | 0 | 0 | 0 | 0 | 0 | 0 | 0 | 0 | 0 | 0 | 0 | 0
F11_Commercial_Interruptible - Miscellaneous_New_Space Heating_Natural Gas_Boiler_A_Technical Potential | F11 | Commercial | Interruptible - Miscellaneous | New | Space Heating | Natural Gas | Boiler | A | Cumulative Summer Peak Savings (MW) | Technical Potential | 0 | 0 | 0 | 0 | 0 | 0 | 0 | 0 | 0 | 0 | 0 | 0 | 0 | 0 | 0 | 0 | 0 | 0 | 0 | 0 | 0 | 0 | 0 | 0 | 0 | 0 | 0
F12_Commercial_Interruptible - Miscellaneous_New_Space Heating_Natural Gas_Boiler_A_Technical Potential | F12 | Commercial | Interruptible - Miscellaneous | New | Space Heating | Natural Gas | Boiler | A | Cumulative Winter Peak Savings (MW) | Technical Potential | 0 | 0 | 0 | 0 | 0 | 0 | 0 | 0 | 0 | 0 | 0 | 0 | 0 | 0 | 0 | 0 | 0 | 0 | 0 | 0 | 0 | 0 | 0 | 0 | 0 | 0 | 0
F13_Commercial_Interruptible - Miscellaneous_New_Space Heating_Natural Gas_Boiler_A_Technical Potential | F13 | Commercial | Interruptible - Miscellaneous | New | Space Heating | Natural Gas | Boiler | A | Purchases (Incremental) | Technical Potential | 0 | 0 | 0 | 0 | 0 | 0 | 0 | 0 | 0 | 0 | 0 | 0 | 0 | 0 | 0 | 0 | 0 | 0 | 0 | 0 | 0 | 0 | 0 | 0 | 0 | 0 | 0
F14_Commercial_Interruptible - Miscellaneous_New_Space Heating_Natural Gas_Boiler_A_Technical Potential | F14 | Commercial | Interruptible - Miscellaneous | New | Space Heating | Natural Gas | Boiler | A | Purchases (Cumulative) | Technical Potential | 0 | 0 | 0 | 0 | 0 | 0 | 0 | 0 | 0 | 0 | 0 | 0 | 0 | 0 | 0 | 0 | 0 | 0 | 0 | 0 | 0 | 0 | 0 | 0 | 0 | 0 | 0
F1_Commercial_Interruptible - Miscellaneous_New_Space Heating_Natural Gas_Unit Heater_A_Technical Potential | F1 | Commercial | Interruptible - Miscellaneous | New | Space Heating | Natural Gas | Unit Heater | A | Original Unit Energy Savings (kWh or therms) | Technical Potential | 0 | 0 | 0 | 0 | 0 | 0 | 0 | 0 | 0 | 0 | 0 | 0 | 0 | 0 | 0 | 0 | 0 | 0 | 0 | 0 | 0 | 0 | 0 | 0 | 0 | 0 | 0
F2_Commercial_Interruptible - Miscellaneous_New_Space Heating_Natural Gas_Unit Heater_A_Technical Potential | F2 | Commercial | Interruptible - Miscellaneous | New | Space Heating | Natural Gas | Unit Heater | A | Original Unit Summer Peak Savings (kW) | Technical Potential | 0 | 0 | 0 | 0 | 0 | 0 | 0 | 0 | 0 | 0 | 0 | 0 | 0 | 0 | 0 | 0 | 0 | 0 | 0 | 0 | 0 | 0 | 0 | 0 | 0 | 0 | 0
F3_Commercial_Interruptible - Miscellaneous_New_Space Heating_Natural Gas_Unit Heater_A_Technical Potential | F3 | Commercial | Interruptible - Miscellaneous | New | Space Heating | Natural Gas | Unit Heater | A | Original Unit Winter Peak Savings (kW) | Technical Potential | 0 | 0 | 0 | 0 | 0 | 0 | 0 | 0 | 0 | 0 | 0 | 0 | 0 | 0 | 0 | 0 | 0 | 0 | 0 | 0 | 0 | 0 | 0 | 0 | 0 | 0 | 0
F4_Commercial_Interruptible - Miscellaneous_New_Space Heating_Natural Gas_Unit Heater_A_Technical Potential | F4 | Commercial | Interruptible - Miscellaneous | New | Space Heating | Natural Gas | Unit Heater | A | Standalone Impact on Baseline Energy (%) | Technical Potential | 0 | 0 | 0 | 0 | 0 | 0 | 0 | 0 | 0 | 0 | 0 | 0 | 0 | 0 | 0 | 0 | 0 | 0 | 0 | 0 | 0 | 0 | 0 | 0 | 0 | 0 | 0
F5_Commercial_Interruptible - Miscellaneous_New_Space Heating_Natural Gas_Unit Heater_A_Technical Potential | F5 | Commercial | Interruptible - Miscellaneous | New | Space Heating | Natural Gas | Unit Heater | A | Standalone Impact on Baseline Summer Peak (%) | Technical Potential | 0 | 0 | 0 | 0 | 0 | 0 | 0 | 0 | 0 | 0 | 0 | 0 | 0 | 0 | 0 | 0 | 0 | 0 | 0 | 0 | 0 | 0 | 0 | 0 | 0 | 0 | 0
F6_Commercial_Interruptible - Miscellaneous_New_Space Heating_Natural Gas_Unit Heater_A_Technical Potential | F6 | Commercial | Interruptible - Miscellaneous | New | Space Heating | Natural Gas | Unit Heater | A | Standalone Impact on Baseline Winter Peak (%) | Technical Potential | 0 | 0 | 0 | 0 | 0 | 0 | 0 | 0 | 0 | 0 | 0 | 0 | 0 | 0 | 0 | 0 | 0 | 0 | 0 | 0 | 0 | 0 | 0 | 0 | 0 | 0 | 0
F7_Commercial_Interruptible - Miscellaneous_New_Space Heating_Natural Gas_Unit Heater_A_Technical Potential | F7 | Commercial | Interruptible - Miscellaneous | New | Space Heating | Natural Gas | Unit Heater | A | Incremental Energy Savings (MWh or mTherms) | Technical Potential | 0 | 0 | 0 | 0 | 0 | 0 | 0 | 0 | 0 | 0 | 0 | 0 | 0 | 0 | 0 | 0 | 0 | 0 | 0 | 0 | 0 | 0 | 0 | 0 | 0 | 0 | 0
F8_Commercial_Interruptible - Miscellaneous_New_Space Heating_Natural Gas_Unit Heater_A_Technical Potential | F8 | Commercial | Interruptible - Miscellaneous | New | Space Heating | Natural Gas | Unit Heater | A | Incremental Summer Peak Savings (MW) | Technical Potential | 0 | 0 | 0 | 0 | 0 | 0 | 0 | 0 | 0 | 0 | 0 | 0 | 0 | 0 | 0 | 0 | 0 | 0 | 0 | 0 | 0 | 0 | 0 | 0 | 0 | 0 | 0
F9_Commercial_Interruptible - Miscellaneous_New_Space Heating_Natural Gas_Unit Heater_A_Technical Potential | F9 | Commercial | Interruptible - Miscellaneous | New | Space Heating | Natural Gas | Unit Heater | A | Incremental Winter Peak Savings (MW) | Technical Potential | 0 | 0 | 0 | 0 | 0 | 0 | 0 | 0 | 0 | 0 | 0 | 0 | 0 | 0 | 0 | 0 | 0 | 0 | 0 | 0 | 0 | 0 | 0 | 0 | 0 | 0 | 0
F10_Commercial_Interruptible - Miscellaneous_New_Space Heating_Natural Gas_Unit Heater_A_Technical Potential | F10 | Commercial | Interruptible - Miscellaneous | New | Space Heating | Natural Gas | Unit Heater | A | Cumulative Energy Savings (MWh or mTherms) | Technical Potential | 0 | 0 | 0 | 0 | 0 | 0 | 0 | 0 | 0 | 0 | 0 | 0 | 0 | 0 | 0 | 0 | 0 | 0 | 0 | 0 | 0 | 0 | 0 | 0 | 0 | 0 | 0
F11_Commercial_Interruptible - Miscellaneous_New_Space Heating_Natural Gas_Unit Heater_A_Technical Potential | F11 | Commercial | Interruptible - Miscellaneous | New | Space Heating | Natural Gas | Unit Heater | A | Cumulative Summer Peak Savings (MW) | Technical Potential | 0 | 0 | 0 | 0 | 0 | 0 | 0 | 0 | 0 | 0 | 0 | 0 | 0 | 0 | 0 | 0 | 0 | 0 | 0 | 0 | 0 | 0 | 0 | 0 | 0 | 0 | 0
F12_Commercial_Interruptible - Miscellaneous_New_Space Heating_Natural Gas_Unit Heater_A_Technical Potential | F12 | Commercial | Interruptible - Miscellaneous | New | Space Heating | Natural Gas | Unit Heater | A | Cumulative Winter Peak Savings (MW) | Technical Potential | 0 | 0 | 0 | 0 | 0 | 0 | 0 | 0 | 0 | 0 | 0 | 0 | 0 | 0 | 0 | 0 | 0 | 0 | 0 | 0 | 0 | 0 | 0 | 0 | 0 | 0 | 0
F13_Commercial_Interruptible - Miscellaneous_New_Space Heating_Natural Gas_Unit Heater_A_Technical Potential | F13 | Commercial | Interruptible - Miscellaneous | New | Space Heating | Natural Gas | Unit Heater | A | Purchases (Incremental) | Technical Potential | 0 | 0 | 0 | 0 | 0 | 0 | 0 | 0 | 0 | 0 | 0 | 0 | 0 | 0 | 0 | 0 | 0 | 0 | 0 | 0 | 0 | 0 | 0 | 0 | 0 | 0 | 0
F14_Commercial_Interruptible - Miscellaneous_New_Space Heating_Natural Gas_Unit Heater_A_Technical Potential | F14 | Commercial | Interruptible - Miscellaneous | New | Space Heating | Natural Gas | Unit Heater | A | Purchases (Cumulative) | Technical Potential | 0 | 0 | 0 | 0 | 0 | 0 | 0 | 0 | 0 | 0 | 0 | 0 | 0 | 0 | 0 | 0 | 0 | 0 | 0 | 0 | 0 | 0 | 0 | 0 | 0 | 0 | 0
F1_Commercial_Interruptible - Miscellaneous_New_Water Heating_Natural Gas_Water Heater_A_Technical Potential | F1 | Commercial | Interruptible - Miscellaneous | New | Water Heating | Natural Gas | Water Heater | A | Original Unit Energy Savings (kWh or therms) | Technical Potential | 0 | 0 | 0 | 0 | 0 | 0 | 0 | 0 | 0 | 0 | 0 | 0 | 0 | 0 | 0 | 0 | 0 | 0 | 0 | 0 | 0 | 0 | 0 | 0 | 0 | 0 | 0
F2_Commercial_Interruptible - Miscellaneous_New_Water Heating_Natural Gas_Water Heater_A_Technical Potential | F2 | Commercial | Interruptible - Miscellaneous | New | Water Heating | Natural Gas | Water Heater | A | Original Unit Summer Peak Savings (kW) | Technical Potential | 0 | 0 | 0 | 0 | 0 | 0 | 0 | 0 | 0 | 0 | 0 | 0 | 0 | 0 | 0 | 0 | 0 | 0 | 0 | 0 | 0 | 0 | 0 | 0 | 0 | 0 | 0
F3_Commercial_Interruptible - Miscellaneous_New_Water Heating_Natural Gas_Water Heater_A_Technical Potential | F3 | Commercial | Interruptible - Miscellaneous | New | Water Heating | Natural Gas | Water Heater | A | Original Unit Winter Peak Savings (kW) | Technical Potential | 0 | 0 | 0 | 0 | 0 | 0 | 0 | 0 | 0 | 0 | 0 | 0 | 0 | 0 | 0 | 0 | 0 | 0 | 0 | 0 | 0 | 0 | 0 | 0 | 0 | 0 | 0
F4_Commercial_Interruptible - Miscellaneous_New_Water Heating_Natural Gas_Water Heater_A_Technical Potential | F4 | Commercial | Interruptible - Miscellaneous | New | Water Heating | Natural Gas | Water Heater | A | Standalone Impact on Baseline Energy (%) | Technical Potential | 0 | 0 | 0 | 0 | 0 | 0 | 0 | 0 | 0 | 0 | 0 | 0 | 0 | 0 | 0 | 0 | 0 | 0 | 0 | 0 | 0 | 0 | 0 | 0 | 0 | 0 | 0
F5_Commercial_Interruptible - Miscellaneous_New_Water Heating_Natural Gas_Water Heater_A_Technical Potential | F5 | Commercial | Interruptible - Miscellaneous | New | Water Heating | Natural Gas | Water Heater | A | Standalone Impact on Baseline Summer Peak (%) | Technical Potential | 0 | 0 | 0 | 0 | 0 | 0 | 0 | 0 | 0 | 0 | 0 | 0 | 0 | 0 | 0 | 0 | 0 | 0 | 0 | 0 | 0 | 0 | 0 | 0 | 0 | 0 | 0
F6_Commercial_Interruptible - Miscellaneous_New_Water Heating_Natural Gas_Water Heater_A_Technical Potential | F6 | Commercial | Interruptible - Miscellaneous | New | Water Heating | Natural Gas | Water Heater | A | Standalone Impact on Baseline Winter Peak (%) | Technical Potential | 0 | 0 | 0 | 0 | 0 | 0 | 0 | 0 | 0 | 0 | 0 | 0 | 0 | 0 | 0 | 0 | 0 | 0 | 0 | 0 | 0 | 0 | 0 | 0 | 0 | 0 | 0
F7_Commercial_Interruptible - Miscellaneous_New_Water Heating_Natural Gas_Water Heater_A_Technical Potential | F7 | Commercial | Interruptible - Miscellaneous | New | Water Heating | Natural Gas | Water Heater | A | Incremental Energy Savings (MWh or mTherms) | Technical Potential | 0 | 0 | 0 | 0 | 0 | 0 | 0 | 0 | 0 | 0 | 0 | 0 | 0 | 0 | 0 | 0 | 0 | 0 | 0 | 0 | 0 | 0 | 0 | 0 | 0 | 0 | 0
F8_Commercial_Interruptible - Miscellaneous_New_Water Heating_Natural Gas_Water Heater_A_Technical Potential | F8 | Commercial | Interruptible - Miscellaneous | New | Water Heating | Natural Gas | Water Heater | A | Incremental Summer Peak Savings (MW) | Technical Potential | 0 | 0 | 0 | 0 | 0 | 0 | 0 | 0 | 0 | 0 | 0 | 0 | 0 | 0 | 0 | 0 | 0 | 0 | 0 | 0 | 0 | 0 | 0 | 0 | 0 | 0 | 0
F9_Commercial_Interruptible - Miscellaneous_New_Water Heating_Natural Gas_Water Heater_A_Technical Potential | F9 | Commercial | Interruptible - Miscellaneous | New | Water Heating | Natural Gas | Water Heater | A | Incremental Winter Peak Savings (MW) | Technical Potential | 0 | 0 | 0 | 0 | 0 | 0 | 0 | 0 | 0 | 0 | 0 | 0 | 0 | 0 | 0 | 0 | 0 | 0 | 0 | 0 | 0 | 0 | 0 | 0 | 0 | 0 | 0
F10_Commercial_Interruptible - Miscellaneous_New_Water Heating_Natural Gas_Water Heater_A_Technical Potential | F10 | Commercial | Interruptible - Miscellaneous | New | Water Heating | Natural Gas | Water Heater | A | Cumulative Energy Savings (MWh or mTherms) | Technical Potential | 0 | 0 | 0 | 0 | 0 | 0 | 0 | 0 | 0 | 0 | 0 | 0 | 0 | 0 | 0 | 0 | 0 | 0 | 0 | 0 | 0 | 0 | 0 | 0 | 0 | 0 | 0
F11_Commercial_Interruptible - Miscellaneous_New_Water Heating_Natural Gas_Water Heater_A_Technical Potential | F11 | Commercial | Interruptible - Miscellaneous | New | Water Heating | Natural Gas | Water Heater | A | Cumulative Summer Peak Savings (MW) | Technical Potential | 0 | 0 | 0 | 0 | 0 | 0 | 0 | 0 | 0 | 0 | 0 | 0 | 0 | 0 | 0 | 0 | 0 | 0 | 0 | 0 | 0 | 0 | 0 | 0 | 0 | 0 | 0
F12_Commercial_Interruptible - Miscellaneous_New_Water Heating_Natural Gas_Water Heater_A_Technical Potential | F12 | Commercial | Interruptible - Miscellaneous | New | Water Heating | Natural Gas | Water Heater | A | Cumulative Winter Peak Savings (MW) | Technical Potential | 0 | 0 | 0 | 0 | 0 | 0 | 0 | 0 | 0 | 0 | 0 | 0 | 0 | 0 | 0 | 0 | 0 | 0 | 0 | 0 | 0 | 0 | 0 | 0 | 0 | 0 | 0
F13_Commercial_Interruptible - Miscellaneous_New_Water Heating_Natural Gas_Water Heater_A_Technical Potential | F13 | Commercial | Interruptible - Miscellaneous | New | Water Heating | Natural Gas | Water Heater | A | Purchases (Incremental) | Technical Potential | 0 | 0 | 0 | 0 | 0 | 0 | 0 | 0 | 0 | 0 | 0 | 0 | 0 | 0 | 0 | 0 | 0 | 0 | 0 | 0 | 0 | 0 | 0 | 0 | 0 | 0 | 0
F14_Commercial_Interruptible - Miscellaneous_New_Water Heating_Natural Gas_Water Heater_A_Technical Potential | F14 | Commercial | Interruptible - Miscellaneous | New | Water Heating | Natural Gas | Water Heater | A | Purchases (Cumulative) | Technical Potential | 0 | 0 | 0 | 0 | 0 | 0 | 0 | 0 | 0 | 0 | 0 | 0 | 0 | 0 | 0 | 0 | 0 | 0 | 0 | 0 | 0 | 0 | 0 | 0 | 0 | 0 | 0
F1_Commercial_Interruptible - Miscellaneous_New_Food Preparation_Natural Gas_Oven_A_Technical Potential | F1 | Commercial | Interruptible - Miscellaneous | New | Food Preparation | Natural Gas | Oven | A | Original Unit Energy Savings (kWh or therms) | Technical Potential | 0 | 0 | 0 | 0 | 0 | 0 | 0 | 0 | 0 | 0 | 0 | 0 | 0 | 0 | 0 | 0 | 0 | 0 | 0 | 0 | 0 | 0 | 0 | 0 | 0 | 0 | 0
F2_Commercial_Interruptible - Miscellaneous_New_Food Preparation_Natural Gas_Oven_A_Technical Potential | F2 | Commercial | Interruptible - Miscellaneous | New | Food Preparation | Natural Gas | Oven | A | Original Unit Summer Peak Savings (kW) | Technical Potential | 0 | 0 | 0 | 0 | 0 | 0 | 0 | 0 | 0 | 0 | 0 | 0 | 0 | 0 | 0 | 0 | 0 | 0 | 0 | 0 | 0 | 0 | 0 | 0 | 0 | 0 | 0
F3_Commercial_Interruptible - Miscellaneous_New_Food Preparation_Natural Gas_Oven_A_Technical Potential | F3 | Commercial | Interruptible - Miscellaneous | New | Food Preparation | Natural Gas | Oven | A | Original Unit Winter Peak Savings (kW) | Technical Potential | 0 | 0 | 0 | 0 | 0 | 0 | 0 | 0 | 0 | 0 | 0 | 0 | 0 | 0 | 0 | 0 | 0 | 0 | 0 | 0 | 0 | 0 | 0 | 0 | 0 | 0 | 0
F4_Commercial_Interruptible - Miscellaneous_New_Food Preparation_Natural Gas_Oven_A_Technical Potential | F4 | Commercial | Interruptible - Miscellaneous | New | Food Preparation | Natural Gas | Oven | A | Standalone Impact on Baseline Energy (%) | Technical Potential | 0 | 0 | 0 | 0 | 0 | 0 | 0 | 0 | 0 | 0 | 0 | 0 | 0 | 0 | 0 | 0 | 0 | 0 | 0 | 0 | 0 | 0 | 0 | 0 | 0 | 0 | 0
F5_Commercial_Interruptible - Miscellaneous_New_Food Preparation_Natural Gas_Oven_A_Technical Potential | F5 | Commercial | Interruptible - Miscellaneous | New | Food Preparation | Natural Gas | Oven | A | Standalone Impact on Baseline Summer Peak (%) | Technical Potential | 0 | 0 | 0 | 0 | 0 | 0 | 0 | 0 | 0 | 0 | 0 | 0 | 0 | 0 | 0 | 0 | 0 | 0 | 0 | 0 | 0 | 0 | 0 | 0 | 0 | 0 | 0
F6_Commercial_Interruptible - Miscellaneous_New_Food Preparation_Natural Gas_Oven_A_Technical Potential | F6 | Commercial | Interruptible - Miscellaneous | New | Food Preparation | Natural Gas | Oven | A | Standalone Impact on Baseline Winter Peak (%) | Technical Potential | 0 | 0 | 0 | 0 | 0 | 0 | 0 | 0 | 0 | 0 | 0 | 0 | 0 | 0 | 0 | 0 | 0 | 0 | 0 | 0 | 0 | 0 | 0 | 0 | 0 | 0 | 0
F7_Commercial_Interruptible - Miscellaneous_New_Food Preparation_Natural Gas_Oven_A_Technical Potential | F7 | Commercial | Interruptible - Miscellaneous | New | Food Preparation | Natural Gas | Oven | A | Incremental Energy Savings (MWh or mTherms) | Technical Potential | 0 | 0 | 0 | 0 | 0 | 0 | 0 | 0 | 0 | 0 | 0 | 0 | 0 | 0 | 0 | 0 | 0 | 0 | 0 | 0 | 0 | 0 | 0 | 0 | 0 | 0 | 0
F8_Commercial_Interruptible - Miscellaneous_New_Food Preparation_Natural Gas_Oven_A_Technical Potential | F8 | Commercial | Interruptible - Miscellaneous | New | Food Preparation | Natural Gas | Oven | A | Incremental Summer Peak Savings (MW) | Technical Potential | 0 | 0 | 0 | 0 | 0 | 0 | 0 | 0 | 0 | 0 | 0 | 0 | 0 | 0 | 0 | 0 | 0 | 0 | 0 | 0 | 0 | 0 | 0 | 0 | 0 | 0 | 0
F9_Commercial_Interruptible - Miscellaneous_New_Food Preparation_Natural Gas_Oven_A_Technical Potential | F9 | Commercial | Interruptible - Miscellaneous | New | Food Preparation | Natural Gas | Oven | A | Incremental Winter Peak Savings (MW) | Technical Potential | 0 | 0 | 0 | 0 | 0 | 0 | 0 | 0 | 0 | 0 | 0 | 0 | 0 | 0 | 0 | 0 | 0 | 0 | 0 | 0 | 0 | 0 | 0 | 0 | 0 | 0 | 0
F10_Commercial_Interruptible - Miscellaneous_New_Food Preparation_Natural Gas_Oven_A_Technical Potential | F10 | Commercial | Interruptible - Miscellaneous | New | Food Preparation | Natural Gas | Oven | A | Cumulative Energy Savings (MWh or mTherms) | Technical Potential | 0 | 0 | 0 | 0 | 0 | 0 | 0 | 0 | 0 | 0 | 0 | 0 | 0 | 0 | 0 | 0 | 0 | 0 | 0 | 0 | 0 | 0 | 0 | 0 | 0 | 0 | 0
F11_Commercial_Interruptible - Miscellaneous_New_Food Preparation_Natural Gas_Oven_A_Technical Potential | F11 | Commercial | Interruptible - Miscellaneous | New | Food Preparation | Natural Gas | Oven | A | Cumulative Summer Peak Savings (MW) | Technical Potential | 0 | 0 | 0 | 0 | 0 | 0 | 0 | 0 | 0 | 0 | 0 | 0 | 0 | 0 | 0 | 0 | 0 | 0 | 0 | 0 | 0 | 0 | 0 | 0 | 0 | 0 | 0
F12_Commercial_Interruptible - Miscellaneous_New_Food Preparation_Natural Gas_Oven_A_Technical Potential | F12 | Commercial | Interruptible - Miscellaneous | New | Food Preparation | Natural Gas | Oven | A | Cumulative Winter Peak Savings (MW) | Technical Potential | 0 | 0 | 0 | 0 | 0 | 0 | 0 | 0 | 0 | 0 | 0 | 0 | 0 | 0 | 0 | 0 | 0 | 0 | 0 | 0 | 0 | 0 | 0 | 0 | 0 | 0 | 0
F13_Commercial_Interruptible - Miscellaneous_New_Food Preparation_Natural Gas_Oven_A_Technical Potential | F13 | Commercial | Interruptible - Miscellaneous | New | Food Preparation | Natural Gas | Oven | A | Purchases (Incremental) | Technical Potential | 0 | 0 | 0 | 0 | 0 | 0 | 0 | 0 | 0 | 0 | 0 | 0 | 0 | 0 | 0 | 0 | 0 | 0 | 0 | 0 | 0 | 0 | 0 | 0 | 0 | 0 | 0
F14_Commercial_Interruptible - Miscellaneous_New_Food Preparation_Natural Gas_Oven_A_Technical Potential | F14 | Commercial | Interruptible - Miscellaneous | New | Food Preparation | Natural Gas | Oven | A | Purchases (Cumulative) | Technical Potential | 0 | 0 | 0 | 0 | 0 | 0 | 0 | 0 | 0 | 0 | 0 | 0 | 0 | 0 | 0 | 0 | 0 | 0 | 0 | 0 | 0 | 0 | 0 | 0 | 0 | 0 | 0
F1_Commercial_Interruptible - Miscellaneous_New_Food Preparation_Natural Gas_Conveyor Oven_A_Technical Potential | F1 | Commercial | Interruptible - Miscellaneous | New | Food Preparation | Natural Gas | Conveyor Oven | A | Original Unit Energy Savings (kWh or therms) | Technical Potential | 0 | 0 | 0 | 0 | 0 | 0 | 0 | 0 | 0 | 0 | 0 | 0 | 0 | 0 | 0 | 0 | 0 | 0 | 0 | 0 | 0 | 0 | 0 | 0 | 0 | 0 | 0
F2_Commercial_Interruptible - Miscellaneous_New_Food Preparation_Natural Gas_Conveyor Oven_A_Technical Potential | F2 | Commercial | Interruptible - Miscellaneous | New | Food Preparation | Natural Gas | Conveyor Oven | A | Original Unit Summer Peak Savings (kW) | Technical Potential | 0 | 0 | 0 | 0 | 0 | 0 | 0 | 0 | 0 | 0 | 0 | 0 | 0 | 0 | 0 | 0 | 0 | 0 | 0 | 0 | 0 | 0 | 0 | 0 | 0 | 0 | 0
F3_Commercial_Interruptible - Miscellaneous_New_Food Preparation_Natural Gas_Conveyor Oven_A_Technical Potential | F3 | Commercial | Interruptible - Miscellaneous | New | Food Preparation | Natural Gas | Conveyor Oven | A | Original Unit Winter Peak Savings (kW) | Technical Potential | 0 | 0 | 0 | 0 | 0 | 0 | 0 | 0 | 0 | 0 | 0 | 0 | 0 | 0 | 0 | 0 | 0 | 0 | 0 | 0 | 0 | 0 | 0 | 0 | 0 | 0 | 0
F4_Commercial_Interruptible - Miscellaneous_New_Food Preparation_Natural Gas_Conveyor Oven_A_Technical Potential | F4 | Commercial | Interruptible - Miscellaneous | New | Food Preparation | Natural Gas | Conveyor Oven | A | Standalone Impact on Baseline Energy (%) | Technical Potential | 0 | 0 | 0 | 0 | 0 | 0 | 0 | 0 | 0 | 0 | 0 | 0 | 0 | 0 | 0 | 0 | 0 | 0 | 0 | 0 | 0 | 0 | 0 | 0 | 0 | 0 | 0
F5_Commercial_Interruptible - Miscellaneous_New_Food Preparation_Natural Gas_Conveyor Oven_A_Technical Potential | F5 | Commercial | Interruptible - Miscellaneous | New | Food Preparation | Natural Gas | Conveyor Oven | A | Standalone Impact on Baseline Summer Peak (%) | Technical Potential | 0 | 0 | 0 | 0 | 0 | 0 | 0 | 0 | 0 | 0 | 0 | 0 | 0 | 0 | 0 | 0 | 0 | 0 | 0 | 0 | 0 | 0 | 0 | 0 | 0 | 0 | 0
F6_Commercial_Interruptible - Miscellaneous_New_Food Preparation_Natural Gas_Conveyor Oven_A_Technical Potential | F6 | Commercial | Interruptible - Miscellaneous | New | Food Preparation | Natural Gas | Conveyor Oven | A | Standalone Impact on Baseline Winter Peak (%) | Technical Potential | 0 | 0 | 0 | 0 | 0 | 0 | 0 | 0 | 0 | 0 | 0 | 0 | 0 | 0 | 0 | 0 | 0 | 0 | 0 | 0 | 0 | 0 | 0 | 0 | 0 | 0 | 0
F7_Commercial_Interruptible - Miscellaneous_New_Food Preparation_Natural Gas_Conveyor Oven_A_Technical Potential | F7 | Commercial | Interruptible - Miscellaneous | New | Food Preparation | Natural Gas | Conveyor Oven | A | Incremental Energy Savings (MWh or mTherms) | Technical Potential | 0 | 0 | 0 | 0 | 0 | 0 | 0 | 0 | 0 | 0 | 0 | 0 | 0 | 0 | 0 | 0 | 0 | 0 | 0 | 0 | 0 | 0 | 0 | 0 | 0 | 0 | 0
F8_Commercial_Interruptible - Miscellaneous_New_Food Preparation_Natural Gas_Conveyor Oven_A_Technical Potential | F8 | Commercial | Interruptible - Miscellaneous | New | Food Preparation | Natural Gas | Conveyor Oven | A | Incremental Summer Peak Savings (MW) | Technical Potential | 0 | 0 | 0 | 0 | 0 | 0 | 0 | 0 | 0 | 0 | 0 | 0 | 0 | 0 | 0 | 0 | 0 | 0 | 0 | 0 | 0 | 0 | 0 | 0 | 0 | 0 | 0
F9_Commercial_Interruptible - Miscellaneous_New_Food Preparation_Natural Gas_Conveyor Oven_A_Technical Potential | F9 | Commercial | Interruptible - Miscellaneous | New | Food Preparation | Natural Gas | Conveyor Oven | A | Incremental Winter Peak Savings (MW) | Technical Potential | 0 | 0 | 0 | 0 | 0 | 0 | 0 | 0 | 0 | 0 | 0 | 0 | 0 | 0 | 0 | 0 | 0 | 0 | 0 | 0 | 0 | 0 | 0 | 0 | 0 | 0 | 0
F10_Commercial_Interruptible - Miscellaneous_New_Food Preparation_Natural Gas_Conveyor Oven_A_Technical Potential | F10 | Commercial | Interruptible - Miscellaneous | New | Food Preparation | Natural Gas | Conveyor Oven | A | Cumulative Energy Savings (MWh or mTherms) | Technical Potential | 0 | 0 | 0 | 0 | 0 | 0 | 0 | 0 | 0 | 0 | 0 | 0 | 0 | 0 | 0 | 0 | 0 | 0 | 0 | 0 | 0 | 0 | 0 | 0 | 0 | 0 | 0
F11_Commercial_Interruptible - Miscellaneous_New_Food Preparation_Natural Gas_Conveyor Oven_A_Technical Potential | F11 | Commercial | Interruptible - Miscellaneous | New | Food Preparation | Natural Gas | Conveyor Oven | A | Cumulative Summer Peak Savings (MW) | Technical Potential | 0 | 0 | 0 | 0 | 0 | 0 | 0 | 0 | 0 | 0 | 0 | 0 | 0 | 0 | 0 | 0 | 0 | 0 | 0 | 0 | 0 | 0 | 0 | 0 | 0 | 0 | 0
F12_Commercial_Interruptible - Miscellaneous_New_Food Preparation_Natural Gas_Conveyor Oven_A_Technical Potential | F12 | Commercial | Interruptible - Miscellaneous | New | Food Preparation | Natural Gas | Conveyor Oven | A | Cumulative Winter Peak Savings (MW) | Technical Potential | 0 | 0 | 0 | 0 | 0 | 0 | 0 | 0 | 0 | 0 | 0 | 0 | 0 | 0 | 0 | 0 | 0 | 0 | 0 | 0 | 0 | 0 | 0 | 0 | 0 | 0 | 0
F13_Commercial_Interruptible - Miscellaneous_New_Food Preparation_Natural Gas_Conveyor Oven_A_Technical Potential | F13 | Commercial | Interruptible - Miscellaneous | New | Food Preparation | Natural Gas | Conveyor Oven | A | Purchases (Incremental) | Technical Potential | 0 | 0 | 0 | 0 | 0 | 0 | 0 | 0 | 0 | 0 | 0 | 0 | 0 | 0 | 0 | 0 | 0 | 0 | 0 | 0 | 0 | 0 | 0 | 0 | 0 | 0 | 0
F14_Commercial_Interruptible - Miscellaneous_New_Food Preparation_Natural Gas_Conveyor Oven_A_Technical Potential | F14 | Commercial | Interruptible - Miscellaneous | New | Food Preparation | Natural Gas | Conveyor Oven | A | Purchases (Cumulative) | Technical Potential | 0 | 0 | 0 | 0 | 0 | 0 | 0 | 0 | 0 | 0 | 0 | 0 | 0 | 0 | 0 | 0 | 0 | 0 | 0 | 0 | 0 | 0 | 0 | 0 | 0 | 0 | 0
F1_Commercial_Interruptible - Miscellaneous_New_Food Preparation_Natural Gas_Double Rack Oven_A_Technical Potential | F1 | Commercial | Interruptible - Miscellaneous | New | Food Preparation | Natural Gas | Double Rack Oven | A | Original Unit Energy Savings (kWh or therms) | Technical Potential | 0 | 0 | 0 | 0 | 0 | 0 | 0 | 0 | 0 | 0 | 0 | 0 | 0 | 0 | 0 | 0 | 0 | 0 | 0 | 0 | 0 | 0 | 0 | 0 | 0 | 0 | 0
F2_Commercial_Interruptible - Miscellaneous_New_Food Preparation_Natural Gas_Double Rack Oven_A_Technical Potential | F2 | Commercial | Interruptible - Miscellaneous | New | Food Preparation | Natural Gas | Double Rack Oven | A | Original Unit Summer Peak Savings (kW) | Technical Potential | 0 | 0 | 0 | 0 | 0 | 0 | 0 | 0 | 0 | 0 | 0 | 0 | 0 | 0 | 0 | 0 | 0 | 0 | 0 | 0 | 0 | 0 | 0 | 0 | 0 | 0 | 0
F3_Commercial_Interruptible - Miscellaneous_New_Food Preparation_Natural Gas_Double Rack Oven_A_Technical Potential | F3 | Commercial | Interruptible - Miscellaneous | New | Food Preparation | Natural Gas | Double Rack Oven | A | Original Unit Winter Peak Savings (kW) | Technical Potential | 0 | 0 | 0 | 0 | 0 | 0 | 0 | 0 | 0 | 0 | 0 | 0 | 0 | 0 | 0 | 0 | 0 | 0 | 0 | 0 | 0 | 0 | 0 | 0 | 0 | 0 | 0
F4_Commercial_Interruptible - Miscellaneous_New_Food Preparation_Natural Gas_Double Rack Oven_A_Technical Potential | F4 | Commercial | Interruptible - Miscellaneous | New | Food Preparation | Natural Gas | Double Rack Oven | A | Standalone Impact on Baseline Energy (%) | Technical Potential | 0 | 0 | 0 | 0 | 0 | 0 | 0 | 0 | 0 | 0 | 0 | 0 | 0 | 0 | 0 | 0 | 0 | 0 | 0 | 0 | 0 | 0 | 0 | 0 | 0 | 0 | 0
F5_Commercial_Interruptible - Miscellaneous_New_Food Preparation_Natural Gas_Double Rack Oven_A_Technical Potential | F5 | Commercial | Interruptible - Miscellaneous | New | Food Preparation | Natural Gas | Double Rack Oven | A | Standalone Impact on Baseline Summer Peak (%) | Technical Potential | 0 | 0 | 0 | 0 | 0 | 0 | 0 | 0 | 0 | 0 | 0 | 0 | 0 | 0 | 0 | 0 | 0 | 0 | 0 | 0 | 0 | 0 | 0 | 0 | 0 | 0 | 0
F6_Commercial_Interruptible - Miscellaneous_New_Food Preparation_Natural Gas_Double Rack Oven_A_Technical Potential | F6 | Commercial | Interruptible - Miscellaneous | New | Food Preparation | Natural Gas | Double Rack Oven | A | Standalone Impact on Baseline Winter Peak (%) | Technical Potential | 0 | 0 | 0 | 0 | 0 | 0 | 0 | 0 | 0 | 0 | 0 | 0 | 0 | 0 | 0 | 0 | 0 | 0 | 0 | 0 | 0 | 0 | 0 | 0 | 0 | 0 | 0
F7_Commercial_Interruptible - Miscellaneous_New_Food Preparation_Natural Gas_Double Rack Oven_A_Technical Potential | F7 | Commercial | Interruptible - Miscellaneous | New | Food Preparation | Natural Gas | Double Rack Oven | A | Incremental Energy Savings (MWh or mTherms) | Technical Potential | 0 | 0 | 0 | 0 | 0 | 0 | 0 | 0 | 0 | 0 | 0 | 0 | 0 | 0 | 0 | 0 | 0 | 0 | 0 | 0 | 0 | 0 | 0 | 0 | 0 | 0 | 0
F8_Commercial_Interruptible - Miscellaneous_New_Food Preparation_Natural Gas_Double Rack Oven_A_Technical Potential | F8 | Commercial | Interruptible - Miscellaneous | New | Food Preparation | Natural Gas | Double Rack Oven | A | Incremental Summer Peak Savings (MW) | Technical Potential | 0 | 0 | 0 | 0 | 0 | 0 | 0 | 0 | 0 | 0 | 0 | 0 | 0 | 0 | 0 | 0 | 0 | 0 | 0 | 0 | 0 | 0 | 0 | 0 | 0 | 0 | 0
F9_Commercial_Interruptible - Miscellaneous_New_Food Preparation_Natural Gas_Double Rack Oven_A_Technical Potential | F9 | Commercial | Interruptible - Miscellaneous | New | Food Preparation | Natural Gas | Double Rack Oven | A | Incremental Winter Peak Savings (MW) | Technical Potential | 0 | 0 | 0 | 0 | 0 | 0 | 0 | 0 | 0 | 0 | 0 | 0 | 0 | 0 | 0 | 0 | 0 | 0 | 0 | 0 | 0 | 0 | 0 | 0 | 0 | 0 | 0
F10_Commercial_Interruptible - Miscellaneous_New_Food Preparation_Natural Gas_Double Rack Oven_A_Technical Potential | F10 | Commercial | Interruptible - Miscellaneous | New | Food Preparation | Natural Gas | Double Rack Oven | A | Cumulative Energy Savings (MWh or mTherms) | Technical Potential | 0 | 0 | 0 | 0 | 0 | 0 | 0 | 0 | 0 | 0 | 0 | 0 | 0 | 0 | 0 | 0 | 0 | 0 | 0 | 0 | 0 | 0 | 0 | 0 | 0 | 0 | 0
F11_Commercial_Interruptible - Miscellaneous_New_Food Preparation_Natural Gas_Double Rack Oven_A_Technical Potential | F11 | Commercial | Interruptible - Miscellaneous | New | Food Preparation | Natural Gas | Double Rack Oven | A | Cumulative Summer Peak Savings (MW) | Technical Potential | 0 | 0 | 0 | 0 | 0 | 0 | 0 | 0 | 0 | 0 | 0 | 0 | 0 | 0 | 0 | 0 | 0 | 0 | 0 | 0 | 0 | 0 | 0 | 0 | 0 | 0 | 0
F12_Commercial_Interruptible - Miscellaneous_New_Food Preparation_Natural Gas_Double Rack Oven_A_Technical Potential | F12 | Commercial | Interruptible - Miscellaneous | New | Food Preparation | Natural Gas | Double Rack Oven | A | Cumulative Winter Peak Savings (MW) | Technical Potential | 0 | 0 | 0 | 0 | 0 | 0 | 0 | 0 | 0 | 0 | 0 | 0 | 0 | 0 | 0 | 0 | 0 | 0 | 0 | 0 | 0 | 0 | 0 | 0 | 0 | 0 | 0
F13_Commercial_Interruptible - Miscellaneous_New_Food Preparation_Natural Gas_Double Rack Oven_A_Technical Potential | F13 | Commercial | Interruptible - Miscellaneous | New | Food Preparation | Natural Gas | Double Rack Oven | A | Purchases (Incremental) | Technical Potential | 0 | 0 | 0 | 0 | 0 | 0 | 0 | 0 | 0 | 0 | 0 | 0 | 0 | 0 | 0 | 0 | 0 | 0 | 0 | 0 | 0 | 0 | 0 | 0 | 0 | 0 | 0
F14_Commercial_Interruptible - Miscellaneous_New_Food Preparation_Natural Gas_Double Rack Oven_A_Technical Potential | F14 | Commercial | Interruptible - Miscellaneous | New | Food Preparation | Natural Gas | Double Rack Oven | A | Purchases (Cumulative) | Technical Potential | 0 | 0 | 0 | 0 | 0 | 0 | 0 | 0 | 0 | 0 | 0 | 0 | 0 | 0 | 0 | 0 | 0 | 0 | 0 | 0 | 0 | 0 | 0 | 0 | 0 | 0 | 0
F1_Commercial_Interruptible - Miscellaneous_New_Food Preparation_Natural Gas_Fryer_A_Technical Potential | F1 | Commercial | Interruptible - Miscellaneous | New | Food Preparation | Natural Gas | Fryer | A | Original Unit Energy Savings (kWh or therms) | Technical Potential | 0 | 0 | 0 | 0 | 0 | 0 | 0 | 0 | 0 | 0 | 0 | 0 | 0 | 0 | 0 | 0 | 0 | 0 | 0 | 0 | 0 | 0 | 0 | 0 | 0 | 0 | 0
F2_Commercial_Interruptible - Miscellaneous_New_Food Preparation_Natural Gas_Fryer_A_Technical Potential | F2 | Commercial | Interruptible - Miscellaneous | New | Food Preparation | Natural Gas | Fryer | A | Original Unit Summer Peak Savings (kW) | Technical Potential | 0 | 0 | 0 | 0 | 0 | 0 | 0 | 0 | 0 | 0 | 0 | 0 | 0 | 0 | 0 | 0 | 0 | 0 | 0 | 0 | 0 | 0 | 0 | 0 | 0 | 0 | 0
F3_Commercial_Interruptible - Miscellaneous_New_Food Preparation_Natural Gas_Fryer_A_Technical Potential | F3 | Commercial | Interruptible - Miscellaneous | New | Food Preparation | Natural Gas | Fryer | A | Original Unit Winter Peak Savings (kW) | Technical Potential | 0 | 0 | 0 | 0 | 0 | 0 | 0 | 0 | 0 | 0 | 0 | 0 | 0 | 0 | 0 | 0 | 0 | 0 | 0 | 0 | 0 | 0 | 0 | 0 | 0 | 0 | 0
F4_Commercial_Interruptible - Miscellaneous_New_Food Preparation_Natural Gas_Fryer_A_Technical Potential | F4 | Commercial | Interruptible - Miscellaneous | New | Food Preparation | Natural Gas | Fryer | A | Standalone Impact on Baseline Energy (%) | Technical Potential | 0 | 0 | 0 | 0 | 0 | 0 | 0 | 0 | 0 | 0 | 0 | 0 | 0 | 0 | 0 | 0 | 0 | 0 | 0 | 0 | 0 | 0 | 0 | 0 | 0 | 0 | 0
F5_Commercial_Interruptible - Miscellaneous_New_Food Preparation_Natural Gas_Fryer_A_Technical Potential | F5 | Commercial | Interruptible - Miscellaneous | New | Food Preparation | Natural Gas | Fryer | A | Standalone Impact on Baseline Summer Peak (%) | Technical Potential | 0 | 0 | 0 | 0 | 0 | 0 | 0 | 0 | 0 | 0 | 0 | 0 | 0 | 0 | 0 | 0 | 0 | 0 | 0 | 0 | 0 | 0 | 0 | 0 | 0 | 0 | 0
F6_Commercial_Interruptible - Miscellaneous_New_Food Preparation_Natural Gas_Fryer_A_Technical Potential | F6 | Commercial | Interruptible - Miscellaneous | New | Food Preparation | Natural Gas | Fryer | A | Standalone Impact on Baseline Winter Peak (%) | Technical Potential | 0 | 0 | 0 | 0 | 0 | 0 | 0 | 0 | 0 | 0 | 0 | 0 | 0 | 0 | 0 | 0 | 0 | 0 | 0 | 0 | 0 | 0 | 0 | 0 | 0 | 0 | 0
F7_Commercial_Interruptible - Miscellaneous_New_Food Preparation_Natural Gas_Fryer_A_Technical Potential | F7 | Commercial | Interruptible - Miscellaneous | New | Food Preparation | Natural Gas | Fryer | A | Incremental Energy Savings (MWh or mTherms) | Technical Potential | 0 | 0 | 0 | 0 | 0 | 0 | 0 | 0 | 0 | 0 | 0 | 0 | 0 | 0 | 0 | 0 | 0 | 0 | 0 | 0 | 0 | 0 | 0 | 0 | 0 | 0 | 0
F8_Commercial_Interruptible - Miscellaneous_New_Food Preparation_Natural Gas_Fryer_A_Technical Potential | F8 | Commercial | Interruptible - Miscellaneous | New | Food Preparation | Natural Gas | Fryer | A | Incremental Summer Peak Savings (MW) | Technical Potential | 0 | 0 | 0 | 0 | 0 | 0 | 0 | 0 | 0 | 0 | 0 | 0 | 0 | 0 | 0 | 0 | 0 | 0 | 0 | 0 | 0 | 0 | 0 | 0 | 0 | 0 | 0
F9_Commercial_Interruptible - Miscellaneous_New_Food Preparation_Natural Gas_Fryer_A_Technical Potential | F9 | Commercial | Interruptible - Miscellaneous | New | Food Preparation | Natural Gas | Fryer | A | Incremental Winter Peak Savings (MW) | Technical Potential | 0 | 0 | 0 | 0 | 0 | 0 | 0 | 0 | 0 | 0 | 0 | 0 | 0 | 0 | 0 | 0 | 0 | 0 | 0 | 0 | 0 | 0 | 0 | 0 | 0 | 0 | 0
F10_Commercial_Interruptible - Miscellaneous_New_Food Preparation_Natural Gas_Fryer_A_Technical Potential | F10 | Commercial | Interruptible - Miscellaneous | New | Food Preparation | Natural Gas | Fryer | A | Cumulative Energy Savings (MWh or mTherms) | Technical Potential | 0 | 0 | 0 | 0 | 0 | 0 | 0 | 0 | 0 | 0 | 0 | 0 | 0 | 0 | 0 | 0 | 0 | 0 | 0 | 0 | 0 | 0 | 0 | 0 | 0 | 0 | 0
F11_Commercial_Interruptible - Miscellaneous_New_Food Preparation_Natural Gas_Fryer_A_Technical Potential | F11 | Commercial | Interruptible - Miscellaneous | New | Food Preparation | Natural Gas | Fryer | A | Cumulative Summer Peak Savings (MW) | Technical Potential | 0 | 0 | 0 | 0 | 0 | 0 | 0 | 0 | 0 | 0 | 0 | 0 | 0 | 0 | 0 | 0 | 0 | 0 | 0 | 0 | 0 | 0 | 0 | 0 | 0 | 0 | 0
F12_Commercial_Interruptible - Miscellaneous_New_Food Preparation_Natural Gas_Fryer_A_Technical Potential | F12 | Commercial | Interruptible - Miscellaneous | New | Food Preparation | Natural Gas | Fryer | A | Cumulative Winter Peak Savings (MW) | Technical Potential | 0 | 0 | 0 | 0 | 0 | 0 | 0 | 0 | 0 | 0 | 0 | 0 | 0 | 0 | 0 | 0 | 0 | 0 | 0 | 0 | 0 | 0 | 0 | 0 | 0 | 0 | 0
F13_Commercial_Interruptible - Miscellaneous_New_Food Preparation_Natural Gas_Fryer_A_Technical Potential | F13 | Commercial | Interruptible - Miscellaneous | New | Food Preparation | Natural Gas | Fryer | A | Purchases (Incremental) | Technical Potential | 0 | 0 | 0 | 0 | 0 | 0 | 0 | 0 | 0 | 0 | 0 | 0 | 0 | 0 | 0 | 0 | 0 | 0 | 0 | 0 | 0 | 0 | 0 | 0 | 0 | 0 | 0
F14_Commercial_Interruptible - Miscellaneous_New_Food Preparation_Natural Gas_Fryer_A_Technical Potential | F14 | Commercial | Interruptible - Miscellaneous | New | Food Preparation | Natural Gas | Fryer | A | Purchases (Cumulative) | Technical Potential | 0 | 0 | 0 | 0 | 0 | 0 | 0 | 0 | 0 | 0 | 0 | 0 | 0 | 0 | 0 | 0 | 0 | 0 | 0 | 0 | 0 | 0 | 0 | 0 | 0 | 0 | 0
F1_Commercial_Interruptible - Miscellaneous_New_Food Preparation_Natural Gas_Broiler_A_Technical Potential | F1 | Commercial | Interruptible - Miscellaneous | New | Food Preparation | Natural Gas | Broiler | A | Original Unit Energy Savings (kWh or therms) | Technical Potential | 0 | 0 | 0 | 0 | 0 | 0 | 0 | 0 | 0 | 0 | 0 | 0 | 0 | 0 | 0 | 0 | 0 | 0 | 0 | 0 | 0 | 0 | 0 | 0 | 0 | 0 | 0
F2_Commercial_Interruptible - Miscellaneous_New_Food Preparation_Natural Gas_Broiler_A_Technical Potential | F2 | Commercial | Interruptible - Miscellaneous | New | Food Preparation | Natural Gas | Broiler | A | Original Unit Summer Peak Savings (kW) | Technical Potential | 0 | 0 | 0 | 0 | 0 | 0 | 0 | 0 | 0 | 0 | 0 | 0 | 0 | 0 | 0 | 0 | 0 | 0 | 0 | 0 | 0 | 0 | 0 | 0 | 0 | 0 | 0
F3_Commercial_Interruptible - Miscellaneous_New_Food Preparation_Natural Gas_Broiler_A_Technical Potential | F3 | Commercial | Interruptible - Miscellaneous | New | Food Preparation | Natural Gas | Broiler | A | Original Unit Winter Peak Savings (kW) | Technical Potential | 0 | 0 | 0 | 0 | 0 | 0 | 0 | 0 | 0 | 0 | 0 | 0 | 0 | 0 | 0 | 0 | 0 | 0 | 0 | 0 | 0 | 0 | 0 | 0 | 0 | 0 | 0
F4_Commercial_Interruptible - Miscellaneous_New_Food Preparation_Natural Gas_Broiler_A_Technical Potential | F4 | Commercial | Interruptible - Miscellaneous | New | Food Preparation | Natural Gas | Broiler | A | Standalone Impact on Baseline Energy (%) | Technical Potential | 0 | 0 | 0 | 0 | 0 | 0 | 0 | 0 | 0 | 0 | 0 | 0 | 0 | 0 | 0 | 0 | 0 | 0 | 0 | 0 | 0 | 0 | 0 | 0 | 0 | 0 | 0
F5_Commercial_Interruptible - Miscellaneous_New_Food Preparation_Natural Gas_Broiler_A_Technical Potential | F5 | Commercial | Interruptible - Miscellaneous | New | Food Preparation | Natural Gas | Broiler | A | Standalone Impact on Baseline Summer Peak (%) | Technical Potential | 0 | 0 | 0 | 0 | 0 | 0 | 0 | 0 | 0 | 0 | 0 | 0 | 0 | 0 | 0 | 0 | 0 | 0 | 0 | 0 | 0 | 0 | 0 | 0 | 0 | 0 | 0
F6_Commercial_Interruptible - Miscellaneous_New_Food Preparation_Natural Gas_Broiler_A_Technical Potential | F6 | Commercial | Interruptible - Miscellaneous | New | Food Preparation | Natural Gas | Broiler | A | Standalone Impact on Baseline Winter Peak (%) | Technical Potential | 0 | 0 | 0 | 0 | 0 | 0 | 0 | 0 | 0 | 0 | 0 | 0 | 0 | 0 | 0 | 0 | 0 | 0 | 0 | 0 | 0 | 0 | 0 | 0 | 0 | 0 | 0
F7_Commercial_Interruptible - Miscellaneous_New_Food Preparation_Natural Gas_Broiler_A_Technical Potential | F7 | Commercial | Interruptible - Miscellaneous | New | Food Preparation | Natural Gas | Broiler | A | Incremental Energy Savings (MWh or mTherms) | Technical Potential | 0 | 0 | 0 | 0 | 0 | 0 | 0 | 0 | 0 | 0 | 0 | 0 | 0 | 0 | 0 | 0 | 0 | 0 | 0 | 0 | 0 | 0 | 0 | 0 | 0 | 0 | 0
F8_Commercial_Interruptible - Miscellaneous_New_Food Preparation_Natural Gas_Broiler_A_Technical Potential | F8 | Commercial | Interruptible - Miscellaneous | New | Food Preparation | Natural Gas | Broiler | A | Incremental Summer Peak Savings (MW) | Technical Potential | 0 | 0 | 0 | 0 | 0 | 0 | 0 | 0 | 0 | 0 | 0 | 0 | 0 | 0 | 0 | 0 | 0 | 0 | 0 | 0 | 0 | 0 | 0 | 0 | 0 | 0 | 0
F9_Commercial_Interruptible - Miscellaneous_New_Food Preparation_Natural Gas_Broiler_A_Technical Potential | F9 | Commercial | Interruptible - Miscellaneous | New | Food Preparation | Natural Gas | Broiler | A | Incremental Winter Peak Savings (MW) | Technical Potential | 0 | 0 | 0 | 0 | 0 | 0 | 0 | 0 | 0 | 0 | 0 | 0 | 0 | 0 | 0 | 0 | 0 | 0 | 0 | 0 | 0 | 0 | 0 | 0 | 0 | 0 | 0
F10_Commercial_Interruptible - Miscellaneous_New_Food Preparation_Natural Gas_Broiler_A_Technical Potential | F10 | Commercial | Interruptible - Miscellaneous | New | Food Preparation | Natural Gas | Broiler | A | Cumulative Energy Savings (MWh or mTherms) | Technical Potential | 0 | 0 | 0 | 0 | 0 | 0 | 0 | 0 | 0 | 0 | 0 | 0 | 0 | 0 | 0 | 0 | 0 | 0 | 0 | 0 | 0 | 0 | 0 | 0 | 0 | 0 | 0
F11_Commercial_Interruptible - Miscellaneous_New_Food Preparation_Natural Gas_Broiler_A_Technical Potential | F11 | Commercial | Interruptible - Miscellaneous | New | Food Preparation | Natural Gas | Broiler | A | Cumulative Summer Peak Savings (MW) | Technical Potential | 0 | 0 | 0 | 0 | 0 | 0 | 0 | 0 | 0 | 0 | 0 | 0 | 0 | 0 | 0 | 0 | 0 | 0 | 0 | 0 | 0 | 0 | 0 | 0 | 0 | 0 | 0
F12_Commercial_Interruptible - Miscellaneous_New_Food Preparation_Natural Gas_Broiler_A_Technical Potential | F12 | Commercial | Interruptible - Miscellaneous | New | Food Preparation | Natural Gas | Broiler | A | Cumulative Winter Peak Savings (MW) | Technical Potential | 0 | 0 | 0 | 0 | 0 | 0 | 0 | 0 | 0 | 0 | 0 | 0 | 0 | 0 | 0 | 0 | 0 | 0 | 0 | 0 | 0 | 0 | 0 | 0 | 0 | 0 | 0
F13_Commercial_Interruptible - Miscellaneous_New_Food Preparation_Natural Gas_Broiler_A_Technical Potential | F13 | Commercial | Interruptible - Miscellaneous | New | Food Preparation | Natural Gas | Broiler | A | Purchases (Incremental) | Technical Potential | 0 | 0 | 0 | 0 | 0 | 0 | 0 | 0 | 0 | 0 | 0 | 0 | 0 | 0 | 0 | 0 | 0 | 0 | 0 | 0 | 0 | 0 | 0 | 0 | 0 | 0 | 0
F14_Commercial_Interruptible - Miscellaneous_New_Food Preparation_Natural Gas_Broiler_A_Technical Potential | F14 | Commercial | Interruptible - Miscellaneous | New | Food Preparation | Natural Gas | Broiler | A | Purchases (Cumulative) | Technical Potential | 0 | 0 | 0 | 0 | 0 | 0 | 0 | 0 | 0 | 0 | 0 | 0 | 0 | 0 | 0 | 0 | 0 | 0 | 0 | 0 | 0 | 0 | 0 | 0 | 0 | 0 | 0
F1_Commercial_Interruptible - Miscellaneous_New_Food Preparation_Natural Gas_Griddle_A_Technical Potential | F1 | Commercial | Interruptible - Miscellaneous | New | Food Preparation | Natural Gas | Griddle | A | Original Unit Energy Savings (kWh or therms) | Technical Potential | 0 | 0 | 0 | 0 | 0 | 0 | 0 | 0 | 0 | 0 | 0 | 0 | 0 | 0 | 0 | 0 | 0 | 0 | 0 | 0 | 0 | 0 | 0 | 0 | 0 | 0 | 0
F2_Commercial_Interruptible - Miscellaneous_New_Food Preparation_Natural Gas_Griddle_A_Technical Potential | F2 | Commercial | Interruptible - Miscellaneous | New | Food Preparation | Natural Gas | Griddle | A | Original Unit Summer Peak Savings (kW) | Technical Potential | 0 | 0 | 0 | 0 | 0 | 0 | 0 | 0 | 0 | 0 | 0 | 0 | 0 | 0 | 0 | 0 | 0 | 0 | 0 | 0 | 0 | 0 | 0 | 0 | 0 | 0 | 0
F3_Commercial_Interruptible - Miscellaneous_New_Food Preparation_Natural Gas_Griddle_A_Technical Potential | F3 | Commercial | Interruptible - Miscellaneous | New | Food Preparation | Natural Gas | Griddle | A | Original Unit Winter Peak Savings (kW) | Technical Potential | 0 | 0 | 0 | 0 | 0 | 0 | 0 | 0 | 0 | 0 | 0 | 0 | 0 | 0 | 0 | 0 | 0 | 0 | 0 | 0 | 0 | 0 | 0 | 0 | 0 | 0 | 0
F4_Commercial_Interruptible - Miscellaneous_New_Food Preparation_Natural Gas_Griddle_A_Technical Potential | F4 | Commercial | Interruptible - Miscellaneous | New | Food Preparation | Natural Gas | Griddle | A | Standalone Impact on Baseline Energy (%) | Technical Potential | 0 | 0 | 0 | 0 | 0 | 0 | 0 | 0 | 0 | 0 | 0 | 0 | 0 | 0 | 0 | 0 | 0 | 0 | 0 | 0 | 0 | 0 | 0 | 0 | 0 | 0 | 0
F5_Commercial_Interruptible - Miscellaneous_New_Food Preparation_Natural Gas_Griddle_A_Technical Potential | F5 | Commercial | Interruptible - Miscellaneous | New | Food Preparation | Natural Gas | Griddle | A | Standalone Impact on Baseline Summer Peak (%) | Technical Potential | 0 | 0 | 0 | 0 | 0 | 0 | 0 | 0 | 0 | 0 | 0 | 0 | 0 | 0 | 0 | 0 | 0 | 0 | 0 | 0 | 0 | 0 | 0 | 0 | 0 | 0 | 0
F6_Commercial_Interruptible - Miscellaneous_New_Food Preparation_Natural Gas_Griddle_A_Technical Potential | F6 | Commercial | Interruptible - Miscellaneous | New | Food Preparation | Natural Gas | Griddle | A | Standalone Impact on Baseline Winter Peak (%) | Technical Potential | 0 | 0 | 0 | 0 | 0 | 0 | 0 | 0 | 0 | 0 | 0 | 0 | 0 | 0 | 0 | 0 | 0 | 0 | 0 | 0 | 0 | 0 | 0 | 0 | 0 | 0 | 0
F7_Commercial_Interruptible - Miscellaneous_New_Food Preparation_Natural Gas_Griddle_A_Technical Potential | F7 | Commercial | Interruptible - Miscellaneous | New | Food Preparation | Natural Gas | Griddle | A | Incremental Energy Savings (MWh or mTherms) | Technical Potential | 0 | 0 | 0 | 0 | 0 | 0 | 0 | 0 | 0 | 0 | 0 | 0 | 0 | 0 | 0 | 0 | 0 | 0 | 0 | 0 | 0 | 0 | 0 | 0 | 0 | 0 | 0
F8_Commercial_Interruptible - Miscellaneous_New_Food Preparation_Natural Gas_Griddle_A_Technical Potential | F8 | Commercial | Interruptible - Miscellaneous | New | Food Preparation | Natural Gas | Griddle | A | Incremental Summer Peak Savings (MW) | Technical Potential | 0 | 0 | 0 | 0 | 0 | 0 | 0 | 0 | 0 | 0 | 0 | 0 | 0 | 0 | 0 | 0 | 0 | 0 | 0 | 0 | 0 | 0 | 0 | 0 | 0 | 0 | 0
F9_Commercial_Interruptible - Miscellaneous_New_Food Preparation_Natural Gas_Griddle_A_Technical Potential | F9 | Commercial | Interruptible - Miscellaneous | New | Food Preparation | Natural Gas | Griddle | A | Incremental Winter Peak Savings (MW) | Technical Potential | 0 | 0 | 0 | 0 | 0 | 0 | 0 | 0 | 0 | 0 | 0 | 0 | 0 | 0 | 0 | 0 | 0 | 0 | 0 | 0 | 0 | 0 | 0 | 0 | 0 | 0 | 0
F10_Commercial_Interruptible - Miscellaneous_New_Food Preparation_Natural Gas_Griddle_A_Technical Potential | F10 | Commercial | Interruptible - Miscellaneous | New | Food Preparation | Natural Gas | Griddle | A | Cumulative Energy Savings (MWh or mTherms) | Technical Potential | 0 | 0 | 0 | 0 | 0 | 0 | 0 | 0 | 0 | 0 | 0 | 0 | 0 | 0 | 0 | 0 | 0 | 0 | 0 | 0 | 0 | 0 | 0 | 0 | 0 | 0 | 0
F11_Commercial_Interruptible - Miscellaneous_New_Food Preparation_Natural Gas_Griddle_A_Technical Potential | F11 | Commercial | Interruptible - Miscellaneous | New | Food Preparation | Natural Gas | Griddle | A | Cumulative Summer Peak Savings (MW) | Technical Potential | 0 | 0 | 0 | 0 | 0 | 0 | 0 | 0 | 0 | 0 | 0 | 0 | 0 | 0 | 0 | 0 | 0 | 0 | 0 | 0 | 0 | 0 | 0 | 0 | 0 | 0 | 0
F12_Commercial_Interruptible - Miscellaneous_New_Food Preparation_Natural Gas_Griddle_A_Technical Potential | F12 | Commercial | Interruptible - Miscellaneous | New | Food Preparation | Natural Gas | Griddle | A | Cumulative Winter Peak Savings (MW) | Technical Potential | 0 | 0 | 0 | 0 | 0 | 0 | 0 | 0 | 0 | 0 | 0 | 0 | 0 | 0 | 0 | 0 | 0 | 0 | 0 | 0 | 0 | 0 | 0 | 0 | 0 | 0 | 0
F13_Commercial_Interruptible - Miscellaneous_New_Food Preparation_Natural Gas_Griddle_A_Technical Potential | F13 | Commercial | Interruptible - Miscellaneous | New | Food Preparation | Natural Gas | Griddle | A | Purchases (Incremental) | Technical Potential | 0 | 0 | 0 | 0 | 0 | 0 | 0 | 0 | 0 | 0 | 0 | 0 | 0 | 0 | 0 | 0 | 0 | 0 | 0 | 0 | 0 | 0 | 0 | 0 | 0 | 0 | 0
F14_Commercial_Interruptible - Miscellaneous_New_Food Preparation_Natural Gas_Griddle_A_Technical Potential | F14 | Commercial | Interruptible - Miscellaneous | New | Food Preparation | Natural Gas | Griddle | A | Purchases (Cumulative) | Technical Potential | 0 | 0 | 0 | 0 | 0 | 0 | 0 | 0 | 0 | 0 | 0 | 0 | 0 | 0 | 0 | 0 | 0 | 0 | 0 | 0 | 0 | 0 | 0 | 0 | 0 | 0 | 0
F1_Commercial_Interruptible - Miscellaneous_New_Food Preparation_Natural Gas_Range_A_Technical Potential | F1 | Commercial | Interruptible - Miscellaneous | New | Food Preparation | Natural Gas | Range | A | Original Unit Energy Savings (kWh or therms) | Technical Potential | 0 | 0 | 0 | 0 | 0 | 0 | 0 | 0 | 0 | 0 | 0 | 0 | 0 | 0 | 0 | 0 | 0 | 0 | 0 | 0 | 0 | 0 | 0 | 0 | 0 | 0 | 0
F2_Commercial_Interruptible - Miscellaneous_New_Food Preparation_Natural Gas_Range_A_Technical Potential | F2 | Commercial | Interruptible - Miscellaneous | New | Food Preparation | Natural Gas | Range | A | Original Unit Summer Peak Savings (kW) | Technical Potential | 0 | 0 | 0 | 0 | 0 | 0 | 0 | 0 | 0 | 0 | 0 | 0 | 0 | 0 | 0 | 0 | 0 | 0 | 0 | 0 | 0 | 0 | 0 | 0 | 0 | 0 | 0
F3_Commercial_Interruptible - Miscellaneous_New_Food Preparation_Natural Gas_Range_A_Technical Potential | F3 | Commercial | Interruptible - Miscellaneous | New | Food Preparation | Natural Gas | Range | A | Original Unit Winter Peak Savings (kW) | Technical Potential | 0 | 0 | 0 | 0 | 0 | 0 | 0 | 0 | 0 | 0 | 0 | 0 | 0 | 0 | 0 | 0 | 0 | 0 | 0 | 0 | 0 | 0 | 0 | 0 | 0 | 0 | 0
F4_Commercial_Interruptible - Miscellaneous_New_Food Preparation_Natural Gas_Range_A_Technical Potential | F4 | Commercial | Interruptible - Miscellaneous | New | Food Preparation | Natural Gas | Range | A | Standalone Impact on Baseline Energy (%) | Technical Potential | 0 | 0 | 0 | 0 | 0 | 0 | 0 | 0 | 0 | 0 | 0 | 0 | 0 | 0 | 0 | 0 | 0 | 0 | 0 | 0 | 0 | 0 | 0 | 0 | 0 | 0 | 0
F5_Commercial_Interruptible - Miscellaneous_New_Food Preparation_Natural Gas_Range_A_Technical Potential | F5 | Commercial | Interruptible - Miscellaneous | New | Food Preparation | Natural Gas | Range | A | Standalone Impact on Baseline Summer Peak (%) | Technical Potential | 0 | 0 | 0 | 0 | 0 | 0 | 0 | 0 | 0 | 0 | 0 | 0 | 0 | 0 | 0 | 0 | 0 | 0 | 0 | 0 | 0 | 0 | 0 | 0 | 0 | 0 | 0
F6_Commercial_Interruptible - Miscellaneous_New_Food Preparation_Natural Gas_Range_A_Technical Potential | F6 | Commercial | Interruptible - Miscellaneous | New | Food Preparation | Natural Gas | Range | A | Standalone Impact on Baseline Winter Peak (%) | Technical Potential | 0 | 0 | 0 | 0 | 0 | 0 | 0 | 0 | 0 | 0 | 0 | 0 | 0 | 0 | 0 | 0 | 0 | 0 | 0 | 0 | 0 | 0 | 0 | 0 | 0 | 0 | 0
F7_Commercial_Interruptible - Miscellaneous_New_Food Preparation_Natural Gas_Range_A_Technical Potential | F7 | Commercial | Interruptible - Miscellaneous | New | Food Preparation | Natural Gas | Range | A | Incremental Energy Savings (MWh or mTherms) | Technical Potential | 0 | 0 | 0 | 0 | 0 | 0 | 0 | 0 | 0 | 0 | 0 | 0 | 0 | 0 | 0 | 0 | 0 | 0 | 0 | 0 | 0 | 0 | 0 | 0 | 0 | 0 | 0
F8_Commercial_Interruptible - Miscellaneous_New_Food Preparation_Natural Gas_Range_A_Technical Potential | F8 | Commercial | Interruptible - Miscellaneous | New | Food Preparation | Natural Gas | Range | A | Incremental Summer Peak Savings (MW) | Technical Potential | 0 | 0 | 0 | 0 | 0 | 0 | 0 | 0 | 0 | 0 | 0 | 0 | 0 | 0 | 0 | 0 | 0 | 0 | 0 | 0 | 0 | 0 | 0 | 0 | 0 | 0 | 0
F9_Commercial_Interruptible - Miscellaneous_New_Food Preparation_Natural Gas_Range_A_Technical Potential | F9 | Commercial | Interruptible - Miscellaneous | New | Food Preparation | Natural Gas | Range | A | Incremental Winter Peak Savings (MW) | Technical Potential | 0 | 0 | 0 | 0 | 0 | 0 | 0 | 0 | 0 | 0 | 0 | 0 | 0 | 0 | 0 | 0 | 0 | 0 | 0 | 0 | 0 | 0 | 0 | 0 | 0 | 0 | 0
F10_Commercial_Interruptible - Miscellaneous_New_Food Preparation_Natural Gas_Range_A_Technical Potential | F10 | Commercial | Interruptible - Miscellaneous | New | Food Preparation | Natural Gas | Range | A | Cumulative Energy Savings (MWh or mTherms) | Technical Potential | 0 | 0 | 0 | 0 | 0 | 0 | 0 | 0 | 0 | 0 | 0 | 0 | 0 | 0 | 0 | 0 | 0 | 0 | 0 | 0 | 0 | 0 | 0 | 0 | 0 | 0 | 0
F11_Commercial_Interruptible - Miscellaneous_New_Food Preparation_Natural Gas_Range_A_Technical Potential | F11 | Commercial | Interruptible - Miscellaneous | New | Food Preparation | Natural Gas | Range | A | Cumulative Summer Peak Savings (MW) | Technical Potential | 0 | 0 | 0 | 0 | 0 | 0 | 0 | 0 | 0 | 0 | 0 | 0 | 0 | 0 | 0 | 0 | 0 | 0 | 0 | 0 | 0 | 0 | 0 | 0 | 0 | 0 | 0
F12_Commercial_Interruptible - Miscellaneous_New_Food Preparation_Natural Gas_Range_A_Technical Potential | F12 | Commercial | Interruptible - Miscellaneous | New | Food Preparation | Natural Gas | Range | A | Cumulative Winter Peak Savings (MW) | Technical Potential | 0 | 0 | 0 | 0 | 0 | 0 | 0 | 0 | 0 | 0 | 0 | 0 | 0 | 0 | 0 | 0 | 0 | 0 | 0 | 0 | 0 | 0 | 0 | 0 | 0 | 0 | 0
F13_Commercial_Interruptible - Miscellaneous_New_Food Preparation_Natural Gas_Range_A_Technical Potential | F13 | Commercial | Interruptible - Miscellaneous | New | Food Preparation | Natural Gas | Range | A | Purchases (Incremental) | Technical Potential | 0 | 0 | 0 | 0 | 0 | 0 | 0 | 0 | 0 | 0 | 0 | 0 | 0 | 0 | 0 | 0 | 0 | 0 | 0 | 0 | 0 | 0 | 0 | 0 | 0 | 0 | 0
F14_Commercial_Interruptible - Miscellaneous_New_Food Preparation_Natural Gas_Range_A_Technical Potential | F14 | Commercial | Interruptible - Miscellaneous | New | Food Preparation | Natural Gas | Range | A | Purchases (Cumulative) | Technical Potential | 0 | 0 | 0 | 0 | 0 | 0 | 0 | 0 | 0 | 0 | 0 | 0 | 0 | 0 | 0 | 0 | 0 | 0 | 0 | 0 | 0 | 0 | 0 | 0 | 0 | 0 | 0
F1_Commercial_Interruptible - Miscellaneous_New_Food Preparation_Natural Gas_Steamer_A_Technical Potential | F1 | Commercial | Interruptible - Miscellaneous | New | Food Preparation | Natural Gas | Steamer | A | Original Unit Energy Savings (kWh or therms) | Technical Potential | 0 | 0 | 0 | 0 | 0 | 0 | 0 | 0 | 0 | 0 | 0 | 0 | 0 | 0 | 0 | 0 | 0 | 0 | 0 | 0 | 0 | 0 | 0 | 0 | 0 | 0 | 0
F2_Commercial_Interruptible - Miscellaneous_New_Food Preparation_Natural Gas_Steamer_A_Technical Potential | F2 | Commercial | Interruptible - Miscellaneous | New | Food Preparation | Natural Gas | Steamer | A | Original Unit Summer Peak Savings (kW) | Technical Potential | 0 | 0 | 0 | 0 | 0 | 0 | 0 | 0 | 0 | 0 | 0 | 0 | 0 | 0 | 0 | 0 | 0 | 0 | 0 | 0 | 0 | 0 | 0 | 0 | 0 | 0 | 0
F3_Commercial_Interruptible - Miscellaneous_New_Food Preparation_Natural Gas_Steamer_A_Technical Potential | F3 | Commercial | Interruptible - Miscellaneous | New | Food Preparation | Natural Gas | Steamer | A | Original Unit Winter Peak Savings (kW) | Technical Potential | 0 | 0 | 0 | 0 | 0 | 0 | 0 | 0 | 0 | 0 | 0 | 0 | 0 | 0 | 0 | 0 | 0 | 0 | 0 | 0 | 0 | 0 | 0 | 0 | 0 | 0 | 0
F4_Commercial_Interruptible - Miscellaneous_New_Food Preparation_Natural Gas_Steamer_A_Technical Potential | F4 | Commercial | Interruptible - Miscellaneous | New | Food Preparation | Natural Gas | Steamer | A | Standalone Impact on Baseline Energy (%) | Technical Potential | 0 | 0 | 0 | 0 | 0 | 0 | 0 | 0 | 0 | 0 | 0 | 0 | 0 | 0 | 0 | 0 | 0 | 0 | 0 | 0 | 0 | 0 | 0 | 0 | 0 | 0 | 0
F5_Commercial_Interruptible - Miscellaneous_New_Food Preparation_Natural Gas_Steamer_A_Technical Potential | F5 | Commercial | Interruptible - Miscellaneous | New | Food Preparation | Natural Gas | Steamer | A | Standalone Impact on Baseline Summer Peak (%) | Technical Potential | 0 | 0 | 0 | 0 | 0 | 0 | 0 | 0 | 0 | 0 | 0 | 0 | 0 | 0 | 0 | 0 | 0 | 0 | 0 | 0 | 0 | 0 | 0 | 0 | 0 | 0 | 0
F6_Commercial_Interruptible - Miscellaneous_New_Food Preparation_Natural Gas_Steamer_A_Technical Potential | F6 | Commercial | Interruptible - Miscellaneous | New | Food Preparation | Natural Gas | Steamer | A | Standalone Impact on Baseline Winter Peak (%) | Technical Potential | 0 | 0 | 0 | 0 | 0 | 0 | 0 | 0 | 0 | 0 | 0 | 0 | 0 | 0 | 0 | 0 | 0 | 0 | 0 | 0 | 0 | 0 | 0 | 0 | 0 | 0 | 0
F7_Commercial_Interruptible - Miscellaneous_New_Food Preparation_Natural Gas_Steamer_A_Technical Potential | F7 | Commercial | Interruptible - Miscellaneous | New | Food Preparation | Natural Gas | Steamer | A | Incremental Energy Savings (MWh or mTherms) | Technical Potential | 0 | 0 | 0 | 0 | 0 | 0 | 0 | 0 | 0 | 0 | 0 | 0 | 0 | 0 | 0 | 0 | 0 | 0 | 0 | 0 | 0 | 0 | 0 | 0 | 0 | 0 | 0
F8_Commercial_Interruptible - Miscellaneous_New_Food Preparation_Natural Gas_Steamer_A_Technical Potential | F8 | Commercial | Interruptible - Miscellaneous | New | Food Preparation | Natural Gas | Steamer | A | Incremental Summer Peak Savings (MW) | Technical Potential | 0 | 0 | 0 | 0 | 0 | 0 | 0 | 0 | 0 | 0 | 0 | 0 | 0 | 0 | 0 | 0 | 0 | 0 | 0 | 0 | 0 | 0 | 0 | 0 | 0 | 0 | 0
F9_Commercial_Interruptible - Miscellaneous_New_Food Preparation_Natural Gas_Steamer_A_Technical Potential | F9 | Commercial | Interruptible - Miscellaneous | New | Food Preparation | Natural Gas | Steamer | A | Incremental Winter Peak Savings (MW) | Technical Potential | 0 | 0 | 0 | 0 | 0 | 0 | 0 | 0 | 0 | 0 | 0 | 0 | 0 | 0 | 0 | 0 | 0 | 0 | 0 | 0 | 0 | 0 | 0 | 0 | 0 | 0 | 0
F10_Commercial_Interruptible - Miscellaneous_New_Food Preparation_Natural Gas_Steamer_A_Technical Potential | F10 | Commercial | Interruptible - Miscellaneous | New | Food Preparation | Natural Gas | Steamer | A | Cumulative Energy Savings (MWh or mTherms) | Technical Potential | 0 | 0 | 0 | 0 | 0 | 0 | 0 | 0 | 0 | 0 | 0 | 0 | 0 | 0 | 0 | 0 | 0 | 0 | 0 | 0 | 0 | 0 | 0 | 0 | 0 | 0 | 0
F11_Commercial_Interruptible - Miscellaneous_New_Food Preparation_Natural Gas_Steamer_A_Technical Potential | F11 | Commercial | Interruptible - Miscellaneous | New | Food Preparation | Natural Gas | Steamer | A | Cumulative Summer Peak Savings (MW) | Technical Potential | 0 | 0 | 0 | 0 | 0 | 0 | 0 | 0 | 0 | 0 | 0 | 0 | 0 | 0 | 0 | 0 | 0 | 0 | 0 | 0 | 0 | 0 | 0 | 0 | 0 | 0 | 0
F12_Commercial_Interruptible - Miscellaneous_New_Food Preparation_Natural Gas_Steamer_A_Technical Potential | F12 | Commercial | Interruptible - Miscellaneous | New | Food Preparation | Natural Gas | Steamer | A | Cumulative Winter Peak Savings (MW) | Technical Potential | 0 | 0 | 0 | 0 | 0 | 0 | 0 | 0 | 0 | 0 | 0 | 0 | 0 | 0 | 0 | 0 | 0 | 0 | 0 | 0 | 0 | 0 | 0 | 0 | 0 | 0 | 0
F13_Commercial_Interruptible - Miscellaneous_New_Food Preparation_Natural Gas_Steamer_A_Technical Potential | F13 | Commercial | Interruptible - Miscellaneous | New | Food Preparation | Natural Gas | Steamer | A | Purchases (Incremental) | Technical Potential | 0 | 0 | 0 | 0 | 0 | 0 | 0 | 0 | 0 | 0 | 0 | 0 | 0 | 0 | 0 | 0 | 0 | 0 | 0 | 0 | 0 | 0 | 0 | 0 | 0 | 0 | 0
F14_Commercial_Interruptible - Miscellaneous_New_Food Preparation_Natural Gas_Steamer_A_Technical Potential | F14 | Commercial | Interruptible - Miscellaneous | New | Food Preparation | Natural Gas | Steamer | A | Purchases (Cumulative) | Technical Potential | 0 | 0 | 0 | 0 | 0 | 0 | 0 | 0 | 0 | 0 | 0 | 0 | 0 | 0 | 0 | 0 | 0 | 0 | 0 | 0 | 0 | 0 | 0 | 0 | 0 | 0 | 0
F1_Commercial_Interruptible - Miscellaneous_New_Food Preparation_Natural Gas_Commercial Food Prep Other_A_Technical Potential | F1 | Commercial | Interruptible - Miscellaneous | New | Food Preparation | Natural Gas | Commercial Food Prep Other | A | Original Unit Energy Savings (kWh or therms) | Technical Potential | 0 | 0 | 0 | 0 | 0 | 0 | 0 | 0 | 0 | 0 | 0 | 0 | 0 | 0 | 0 | 0 | 0 | 0 | 0 | 0 | 0 | 0 | 0 | 0 | 0 | 0 | 0
F2_Commercial_Interruptible - Miscellaneous_New_Food Preparation_Natural Gas_Commercial Food Prep Other_A_Technical Potential | F2 | Commercial | Interruptible - Miscellaneous | New | Food Preparation | Natural Gas | Commercial Food Prep Other | A | Original Unit Summer Peak Savings (kW) | Technical Potential | 0 | 0 | 0 | 0 | 0 | 0 | 0 | 0 | 0 | 0 | 0 | 0 | 0 | 0 | 0 | 0 | 0 | 0 | 0 | 0 | 0 | 0 | 0 | 0 | 0 | 0 | 0
F3_Commercial_Interruptible - Miscellaneous_New_Food Preparation_Natural Gas_Commercial Food Prep Other_A_Technical Potential | F3 | Commercial | Interruptible - Miscellaneous | New | Food Preparation | Natural Gas | Commercial Food Prep Other | A | Original Unit Winter Peak Savings (kW) | Technical Potential | 0 | 0 | 0 | 0 | 0 | 0 | 0 | 0 | 0 | 0 | 0 | 0 | 0 | 0 | 0 | 0 | 0 | 0 | 0 | 0 | 0 | 0 | 0 | 0 | 0 | 0 | 0
F4_Commercial_Interruptible - Miscellaneous_New_Food Preparation_Natural Gas_Commercial Food Prep Other_A_Technical Potential | F4 | Commercial | Interruptible - Miscellaneous | New | Food Preparation | Natural Gas | Commercial Food Prep Other | A | Standalone Impact on Baseline Energy (%) | Technical Potential | 0 | 0 | 0 | 0 | 0 | 0 | 0 | 0 | 0 | 0 | 0 | 0 | 0 | 0 | 0 | 0 | 0 | 0 | 0 | 0 | 0 | 0 | 0 | 0 | 0 | 0 | 0
F5_Commercial_Interruptible - Miscellaneous_New_Food Preparation_Natural Gas_Commercial Food Prep Other_A_Technical Potential | F5 | Commercial | Interruptible - Miscellaneous | New | Food Preparation | Natural Gas | Commercial Food Prep Other | A | Standalone Impact on Baseline Summer Peak (%) | Technical Potential | 0 | 0 | 0 | 0 | 0 | 0 | 0 | 0 | 0 | 0 | 0 | 0 | 0 | 0 | 0 | 0 | 0 | 0 | 0 | 0 | 0 | 0 | 0 | 0 | 0 | 0 | 0
F6_Commercial_Interruptible - Miscellaneous_New_Food Preparation_Natural Gas_Commercial Food Prep Other_A_Technical Potential | F6 | Commercial | Interruptible - Miscellaneous | New | Food Preparation | Natural Gas | Commercial Food Prep Other | A | Standalone Impact on Baseline Winter Peak (%) | Technical Potential | 0 | 0 | 0 | 0 | 0 | 0 | 0 | 0 | 0 | 0 | 0 | 0 | 0 | 0 | 0 | 0 | 0 | 0 | 0 | 0 | 0 | 0 | 0 | 0 | 0 | 0 | 0
F7_Commercial_Interruptible - Miscellaneous_New_Food Preparation_Natural Gas_Commercial Food Prep Other_A_Technical Potential | F7 | Commercial | Interruptible - Miscellaneous | New | Food Preparation | Natural Gas | Commercial Food Prep Other | A | Incremental Energy Savings (MWh or mTherms) | Technical Potential | 0 | 0 | 0 | 0 | 0 | 0 | 0 | 0 | 0 | 0 | 0 | 0 | 0 | 0 | 0 | 0 | 0 | 0 | 0 | 0 | 0 | 0 | 0 | 0 | 0 | 0 | 0
F8_Commercial_Interruptible - Miscellaneous_New_Food Preparation_Natural Gas_Commercial Food Prep Other_A_Technical Potential | F8 | Commercial | Interruptible - Miscellaneous | New | Food Preparation | Natural Gas | Commercial Food Prep Other | A | Incremental Summer Peak Savings (MW) | Technical Potential | 0 | 0 | 0 | 0 | 0 | 0 | 0 | 0 | 0 | 0 | 0 | 0 | 0 | 0 | 0 | 0 | 0 | 0 | 0 | 0 | 0 | 0 | 0 | 0 | 0 | 0 | 0
F9_Commercial_Interruptible - Miscellaneous_New_Food Preparation_Natural Gas_Commercial Food Prep Other_A_Technical Potential | F9 | Commercial | Interruptible - Miscellaneous | New | Food Preparation | Natural Gas | Commercial Food Prep Other | A | Incremental Winter Peak Savings (MW) | Technical Potential | 0 | 0 | 0 | 0 | 0 | 0 | 0 | 0 | 0 | 0 | 0 | 0 | 0 | 0 | 0 | 0 | 0 | 0 | 0 | 0 | 0 | 0 | 0 | 0 | 0 | 0 | 0
F10_Commercial_Interruptible - Miscellaneous_New_Food Preparation_Natural Gas_Commercial Food Prep Other_A_Technical Potential | F10 | Commercial | Interruptible - Miscellaneous | New | Food Preparation | Natural Gas | Commercial Food Prep Other | A | Cumulative Energy Savings (MWh or mTherms) | Technical Potential | 0 | 0 | 0 | 0 | 0 | 0 | 0 | 0 | 0 | 0 | 0 | 0 | 0 | 0 | 0 | 0 | 0 | 0 | 0 | 0 | 0 | 0 | 0 | 0 | 0 | 0 | 0
F11_Commercial_Interruptible - Miscellaneous_New_Food Preparation_Natural Gas_Commercial Food Prep Other_A_Technical Potential | F11 | Commercial | Interruptible - Miscellaneous | New | Food Preparation | Natural Gas | Commercial Food Prep Other | A | Cumulative Summer Peak Savings (MW) | Technical Potential | 0 | 0 | 0 | 0 | 0 | 0 | 0 | 0 | 0 | 0 | 0 | 0 | 0 | 0 | 0 | 0 | 0 | 0 | 0 | 0 | 0 | 0 | 0 | 0 | 0 | 0 | 0
F12_Commercial_Interruptible - Miscellaneous_New_Food Preparation_Natural Gas_Commercial Food Prep Other_A_Technical Potential | F12 | Commercial | Interruptible - Miscellaneous | New | Food Preparation | Natural Gas | Commercial Food Prep Other | A | Cumulative Winter Peak Savings (MW) | Technical Potential | 0 | 0 | 0 | 0 | 0 | 0 | 0 | 0 | 0 | 0 | 0 | 0 | 0 | 0 | 0 | 0 | 0 | 0 | 0 | 0 | 0 | 0 | 0 | 0 | 0 | 0 | 0
F13_Commercial_Interruptible - Miscellaneous_New_Food Preparation_Natural Gas_Commercial Food Prep Other_A_Technical Potential | F13 | Commercial | Interruptible - Miscellaneous | New | Food Preparation | Natural Gas | Commercial Food Prep Other | A | Purchases (Incremental) | Technical Potential | 0 | 0 | 0 | 0 | 0 | 0 | 0 | 0 | 0 | 0 | 0 | 0 | 0 | 0 | 0 | 0 | 0 | 0 | 0 | 0 | 0 | 0 | 0 | 0 | 0 | 0 | 0
F14_Commercial_Interruptible - Miscellaneous_New_Food Preparation_Natural Gas_Commercial Food Prep Other_A_Technical Potential | F14 | Commercial | Interruptible - Miscellaneous | New | Food Preparation | Natural Gas | Commercial Food Prep Other | A | Purchases (Cumulative) | Technical Potential | 0 | 0 | 0 | 0 | 0 | 0 | 0 | 0 | 0 | 0 | 0 | 0 | 0 | 0 | 0 | 0 | 0 | 0 | 0 | 0 | 0 | 0 | 0 | 0 | 0 | 0 | 0
F1_Commercial_Interruptible - Miscellaneous_New_Miscellaneous_Natural Gas_Pool Heater_A_Technical Potential | F1 | Commercial | Interruptible - Miscellaneous | New | Miscellaneous | Natural Gas | Pool Heater | A | Original Unit Energy Savings (kWh or therms) | Technical Potential | 0 | 0 | 0 | 0 | 0 | 0 | 0 | 0 | 0 | 0 | 0 | 0 | 0 | 0 | 0 | 0 | 0 | 0 | 0 | 0 | 0 | 0 | 0 | 0 | 0 | 0 | 0
F2_Commercial_Interruptible - Miscellaneous_New_Miscellaneous_Natural Gas_Pool Heater_A_Technical Potential | F2 | Commercial | Interruptible - Miscellaneous | New | Miscellaneous | Natural Gas | Pool Heater | A | Original Unit Summer Peak Savings (kW) | Technical Potential | 0 | 0 | 0 | 0 | 0 | 0 | 0 | 0 | 0 | 0 | 0 | 0 | 0 | 0 | 0 | 0 | 0 | 0 | 0 | 0 | 0 | 0 | 0 | 0 | 0 | 0 | 0
F3_Commercial_Interruptible - Miscellaneous_New_Miscellaneous_Natural Gas_Pool Heater_A_Technical Potential | F3 | Commercial | Interruptible - Miscellaneous | New | Miscellaneous | Natural Gas | Pool Heater | A | Original Unit Winter Peak Savings (kW) | Technical Potential | 0 | 0 | 0 | 0 | 0 | 0 | 0 | 0 | 0 | 0 | 0 | 0 | 0 | 0 | 0 | 0 | 0 | 0 | 0 | 0 | 0 | 0 | 0 | 0 | 0 | 0 | 0
F4_Commercial_Interruptible - Miscellaneous_New_Miscellaneous_Natural Gas_Pool Heater_A_Technical Potential | F4 | Commercial | Interruptible - Miscellaneous | New | Miscellaneous | Natural Gas | Pool Heater | A | Standalone Impact on Baseline Energy (%) | Technical Potential | 0 | 0 | 0 | 0 | 0 | 0 | 0 | 0 | 0 | 0 | 0 | 0 | 0 | 0 | 0 | 0 | 0 | 0 | 0 | 0 | 0 | 0 | 0 | 0 | 0 | 0 | 0
F5_Commercial_Interruptible - Miscellaneous_New_Miscellaneous_Natural Gas_Pool Heater_A_Technical Potential | F5 | Commercial | Interruptible - Miscellaneous | New | Miscellaneous | Natural Gas | Pool Heater | A | Standalone Impact on Baseline Summer Peak (%) | Technical Potential | 0 | 0 | 0 | 0 | 0 | 0 | 0 | 0 | 0 | 0 | 0 | 0 | 0 | 0 | 0 | 0 | 0 | 0 | 0 | 0 | 0 | 0 | 0 | 0 | 0 | 0 | 0
F6_Commercial_Interruptible - Miscellaneous_New_Miscellaneous_Natural Gas_Pool Heater_A_Technical Potential | F6 | Commercial | Interruptible - Miscellaneous | New | Miscellaneous | Natural Gas | Pool Heater | A | Standalone Impact on Baseline Winter Peak (%) | Technical Potential | 0 | 0 | 0 | 0 | 0 | 0 | 0 | 0 | 0 | 0 | 0 | 0 | 0 | 0 | 0 | 0 | 0 | 0 | 0 | 0 | 0 | 0 | 0 | 0 | 0 | 0 | 0
F7_Commercial_Interruptible - Miscellaneous_New_Miscellaneous_Natural Gas_Pool Heater_A_Technical Potential | F7 | Commercial | Interruptible - Miscellaneous | New | Miscellaneous | Natural Gas | Pool Heater | A | Incremental Energy Savings (MWh or mTherms) | Technical Potential | 0 | 0 | 0 | 0 | 0 | 0 | 0 | 0 | 0 | 0 | 0 | 0 | 0 | 0 | 0 | 0 | 0 | 0 | 0 | 0 | 0 | 0 | 0 | 0 | 0 | 0 | 0
F8_Commercial_Interruptible - Miscellaneous_New_Miscellaneous_Natural Gas_Pool Heater_A_Technical Potential | F8 | Commercial | Interruptible - Miscellaneous | New | Miscellaneous | Natural Gas | Pool Heater | A | Incremental Summer Peak Savings (MW) | Technical Potential | 0 | 0 | 0 | 0 | 0 | 0 | 0 | 0 | 0 | 0 | 0 | 0 | 0 | 0 | 0 | 0 | 0 | 0 | 0 | 0 | 0 | 0 | 0 | 0 | 0 | 0 | 0
F9_Commercial_Interruptible - Miscellaneous_New_Miscellaneous_Natural Gas_Pool Heater_A_Technical Potential | F9 | Commercial | Interruptible - Miscellaneous | New | Miscellaneous | Natural Gas | Pool Heater | A | Incremental Winter Peak Savings (MW) | Technical Potential | 0 | 0 | 0 | 0 | 0 | 0 | 0 | 0 | 0 | 0 | 0 | 0 | 0 | 0 | 0 | 0 | 0 | 0 | 0 | 0 | 0 | 0 | 0 | 0 | 0 | 0 | 0
F10_Commercial_Interruptible - Miscellaneous_New_Miscellaneous_Natural Gas_Pool Heater_A_Technical Potential | F10 | Commercial | Interruptible - Miscellaneous | New | Miscellaneous | Natural Gas | Pool Heater | A | Cumulative Energy Savings (MWh or mTherms) | Technical Potential | 0 | 0 | 0 | 0 | 0 | 0 | 0 | 0 | 0 | 0 | 0 | 0 | 0 | 0 | 0 | 0 | 0 | 0 | 0 | 0 | 0 | 0 | 0 | 0 | 0 | 0 | 0
F11_Commercial_Interruptible - Miscellaneous_New_Miscellaneous_Natural Gas_Pool Heater_A_Technical Potential | F11 | Commercial | Interruptible - Miscellaneous | New | Miscellaneous | Natural Gas | Pool Heater | A | Cumulative Summer Peak Savings (MW) | Technical Potential | 0 | 0 | 0 | 0 | 0 | 0 | 0 | 0 | 0 | 0 | 0 | 0 | 0 | 0 | 0 | 0 | 0 | 0 | 0 | 0 | 0 | 0 | 0 | 0 | 0 | 0 | 0
F12_Commercial_Interruptible - Miscellaneous_New_Miscellaneous_Natural Gas_Pool Heater_A_Technical Potential | F12 | Commercial | Interruptible - Miscellaneous | New | Miscellaneous | Natural Gas | Pool Heater | A | Cumulative Winter Peak Savings (MW) | Technical Potential | 0 | 0 | 0 | 0 | 0 | 0 | 0 | 0 | 0 | 0 | 0 | 0 | 0 | 0 | 0 | 0 | 0 | 0 | 0 | 0 | 0 | 0 | 0 | 0 | 0 | 0 | 0
F13_Commercial_Interruptible - Miscellaneous_New_Miscellaneous_Natural Gas_Pool Heater_A_Technical Potential | F13 | Commercial | Interruptible - Miscellaneous | New | Miscellaneous | Natural Gas | Pool Heater | A | Purchases (Incremental) | Technical Potential | 0 | 0 | 0 | 0 | 0 | 0 | 0 | 0 | 0 | 0 | 0 | 0 | 0 | 0 | 0 | 0 | 0 | 0 | 0 | 0 | 0 | 0 | 0 | 0 | 0 | 0 | 0
F14_Commercial_Interruptible - Miscellaneous_New_Miscellaneous_Natural Gas_Pool Heater_A_Technical Potential | F14 | Commercial | Interruptible - Miscellaneous | New | Miscellaneous | Natural Gas | Pool Heater | A | Purchases (Cumulative) | Technical Potential | 0 | 0 | 0 | 0 | 0 | 0 | 0 | 0 | 0 | 0 | 0 | 0 | 0 | 0 | 0 | 0 | 0 | 0 | 0 | 0 | 0 | 0 | 0 | 0 | 0 | 0 | 0
F1_Commercial_WA - College_Existing_Space Heating_Natural Gas_Insulation - Ceiling_A_Technical Potential | F1 | Commercial | WA - College | Existing | Space Heating | Natural Gas | Insulation - Ceiling | A | Original Unit Energy Savings (kWh or therms) | Technical Potential | 0 | 0 | 0.062431 | 0.062244 | 0.06206 | 0.06188 | 0.061703 | 0.06153 | 0.061362 | 0.061198 | 0.061038 | 0.060884 | 0.060736 | 0.060593 | 0.060456 | 0.060325 | 0.060201 | 0.060083 | 0.059973 | 0.05987 | 0.059775 | 0.059689 | 0.05961 | 0.059539 | 0.059474 | 0.059414 | 0.05936
F2_Commercial_WA - College_Existing_Space Heating_Natural Gas_Insulation - Ceiling_A_Technical Potential | F2 | Commercial | WA - College | Existing | Space Heating | Natural Gas | Insulation - Ceiling | A | Original Unit Summer Peak Savings (kW) | Technical Potential | 0 | 0 | 0 | 0 | 0 | 0 | 0 | 0 | 0 | 0 | 0 | 0 | 0 | 0 | 0 | 0 | 0 | 0 | 0 | 0 | 0 | 0 | 0 | 0 | 0 | 0 | 0
F3_Commercial_WA - College_Existing_Space Heating_Natural Gas_Insulation - Ceiling_A_Technical Potential | F3 | Commercial | WA - College | Existing | Space Heating | Natural Gas | Insulation - Ceiling | A | Original Unit Winter Peak Savings (kW) | Technical Potential | 0 | 0 | 0 | 0 | 0 | 0 | 0 | 0 | 0 | 0 | 0 | 0 | 0 | 0 | 0 | 0 | 0 | 0 | 0 | 0 | 0 | 0 | 0 | 0 | 0 | 0 | 0
F4_Commercial_WA - College_Existing_Space Heating_Natural Gas_Insulation - Ceiling_A_Technical Potential | F4 | Commercial | WA - College | Existing | Space Heating | Natural Gas | Insulation - Ceiling | A | Standalone Impact on Baseline Energy (%) | Technical Potential | 0 | 0 | 0 | 0.00019437 | 0.00029896 | 0.00065278 | 0.0012283 | 0.0021019 | 0.0033531 | 0.005055 | 0.0072613 | 0.0099901 | 0.013208 | 0.016818 | 0.020659 | 0.024516 | 0.028151 | 0.031348 | 0.03395 | 0.035895 | 0.03732 | 0.038097 | 0.038719 | 0.038719 | 0.038719 | 0.038719 | 0.038719
F5_Commercial_WA - College_Existing_Space Heating_Natural Gas_Insulation - Ceiling_A_Technical Potential | F5 | Commercial | WA - College | Existing | Space Heating | Natural Gas | Insulation - Ceiling | A | Standalone Impact on Baseline Summer Peak (%) | Technical Potential | 0 | 0 | 0 | 0 | 0 | 0 | 0 | 0 | 0 | 0 | 0 | 0 | 0 | 0 | 0 | 0 | 0 | 0 | 0 | 0 | 0 | 0 | 0 | 0 | 0 | 0 | 0
F6_Commercial_WA - College_Existing_Space Heating_Natural Gas_Insulation - Ceiling_A_Technical Potential | F6 | Commercial | WA - College | Existing | Space Heating | Natural Gas | Insulation - Ceiling | A | Standalone Impact on Baseline Winter Peak (%) | Technical Potential | 0 | 0 | 0 | 0 | 0 | 0 | 0 | 0 | 0 | 0 | 0 | 0 | 0 | 0 | 0 | 0 | 0 | 0 | 0 | 0 | 0 | 0 | 0 | 0 | 0 | 0 | 0
F7_Commercial_WA - College_Existing_Space Heating_Natural Gas_Insulation - Ceiling_A_Technical Potential | F7 | Commercial | WA - College | Existing | Space Heating | Natural Gas | Insulation - Ceiling | A | Incremental Energy Savings (MWh or mTherms) | Technical Potential | 0 | 0 | 0 | 2.7146 | 1.4564 | 4.9125 | 7.9681 | 12.0606 | 17.226 | 23.3694 | 30.2163 | 37.278 | 43.8522 | 49.0836 | 52.0978 | 52.2022 | 49.1081 | 43.0927 | 35.0136 | 26.1262 | 19.1114 | 10.4127 | 8.3192 | 0 | 0 | 0 | 0
F8_Commercial_WA - College_Existing_Space Heating_Natural Gas_Insulation - Ceiling_A_Technical Potential | F8 | Commercial | WA - College | Existing | Space Heating | Natural Gas | Insulation - Ceiling | A | Incremental Summer Peak Savings (MW) | Technical Potential | 0 | 0 | 0 | 0 | 0 | 0 | 0 | 0 | 0 | 0 | 0 | 0 | 0 | 0 | 0 | 0 | 0 | 0 | 0 | 0 | 0 | 0 | 0 | 0 | 0 | 0 | 0
F9_Commercial_WA - College_Existing_Space Heating_Natural Gas_Insulation - Ceiling_A_Technical Potential | F9 | Commercial | WA - College | Existing | Space Heating | Natural Gas | Insulation - Ceiling | A | Incremental Winter Peak Savings (MW) | Technical Potential | 0 | 0 | 0 | 0 | 0 | 0 | 0 | 0 | 0 | 0 | 0 | 0 | 0 | 0 | 0 | 0 | 0 | 0 | 0 | 0 | 0 | 0 | 0 | 0 | 0 | 0 | 0
F10_Commercial_WA - College_Existing_Space Heating_Natural Gas_Insulation - Ceiling_A_Technical Potential | F10 | Commercial | WA - College | Existing | Space Heating | Natural Gas | Insulation - Ceiling | A | Cumulative Energy Savings (MWh or mTherms) | Technical Potential | 0 | 0 | 0 | 2.7146 | 4.163 | 9.0634 | 17.0056 | 29.0186 | 46.165 | 69.4109 | 99.4464 | 136.4733 | 179.9924 | 228.6526 | 280.2339 | 331.8305 | 380.2555 | 422.6056 | 456.8402 | 482.1841 | 500.5333 | 510.2238 | 517.8711 | 517.2488 | 516.6817 | 516.1648 | 515.6937
F11_Commercial_WA - College_Existing_Space Heating_Natural Gas_Insulation - Ceiling_A_Technical Potential | F11 | Commercial | WA - College | Existing | Space Heating | Natural Gas | Insulation - Ceiling | A | Cumulative Summer Peak Savings (MW) | Technical Potential | 0 | 0 | 0 | 0 | 0 | 0 | 0 | 0 | 0 | 0 | 0 | 0 | 0 | 0 | 0 | 0 | 0 | 0 | 0 | 0 | 0 | 0 | 0 | 0 | 0 | 0 | 0
F12_Commercial_WA - College_Existing_Space Heating_Natural Gas_Insulation - Ceiling_A_Technical Potential | F12 | Commercial | WA - College | Existing | Space Heating | Natural Gas | Insulation - Ceiling | A | Cumulative Winter Peak Savings (MW) | Technical Potential | 0 | 0 | 0 | 0 | 0 | 0 | 0 | 0 | 0 | 0 | 0 | 0 | 0 | 0 | 0 | 0 | 0 | 0 | 0 | 0 | 0 | 0 | 0 | 0 | 0 | 0 | 0
F13_Commercial_WA - College_Existing_Space Heating_Natural Gas_Insulation - Ceiling_A_Technical Potential | F13 | Commercial | WA - College | Existing | Space Heating | Natural Gas | Insulation - Ceiling | A | Purchases (Incremental) | Technical Potential | 0 | 0 | 0 | 43612.4025 | 23467.4729 | 79388.1309 | 129135.6759 | 196009.9193 | 280728.0874 | 381867.293 | 495037.9324 | 612276.6036 | 722019.5628 | 810059.0271 | 861750.2884 | 865347.982 | 815736.411 | 717214.75 | 583826.7241 | 436381.9061 | 319721.1052 | 174449.6099 | 139559.6879 | 0 | 0 | 0 | 0
F14_Commercial_WA - College_Existing_Space Heating_Natural Gas_Insulation - Ceiling_A_Technical Potential | F14 | Commercial | WA - College | Existing | Space Heating | Natural Gas | Insulation - Ceiling | A | Purchases (Cumulative) | Technical Potential | 0 | 0 | 0 | 43612.4025 | 67079.8754 | 146468.0063 | 275603.6822 | 471613.6015 | 752341.6889 | 1134208.9819 | 1629246.9143 | 2241523.5179 | 2963543.0807 | 3773602.1077 | 4635352.3961 | 5500700.3781 | 6316436.7891 | 7033651.5391 | 7617478.2632 | 8053860.1693 | 8373581.2745 | 8548030.8844 | 8687590.5723 | 8687590.5723 | 8687590.5723 | 8687590.5723 | 8687590.5723
F1_Commercial_WA - College_Existing_Space Heating_Natural Gas_Insulation - Ducting_A_Technical Potential | F1 | Commercial | WA - College | Existing | Space Heating | Natural Gas | Insulation - Ducting | A | Original Unit Energy Savings (kWh or therms) | Technical Potential | 0 | 0 | 0 | 0 | 0 | 0 | 0 | 0 | 0 | 0 | 0 | 0 | 0 | 0 | 0 | 0 | 0 | 0 | 0 | 0 | 0 | 0 | 0 | 0 | 0 | 0 | 0
F2_Commercial_WA - College_Existing_Space Heating_Natural Gas_Insulation - Ducting_A_Technical Potential | F2 | Commercial | WA - College | Existing | Space Heating | Natural Gas | Insulation - Ducting | A | Original Unit Summer Peak Savings (kW) | Technical Potential | 0 | 0 | 0 | 0 | 0 | 0 | 0 | 0 | 0 | 0 | 0 | 0 | 0 | 0 | 0 | 0 | 0 | 0 | 0 | 0 | 0 | 0 | 0 | 0 | 0 | 0 | 0
F3_Commercial_WA - College_Existing_Space Heating_Natural Gas_Insulation - Ducting_A_Technical Potential | F3 | Commercial | WA - College | Existing | Space Heating | Natural Gas | Insulation - Ducting | A | Original Unit Winter Peak Savings (kW) | Technical Potential | 0 | 0 | 0 | 0 | 0 | 0 | 0 | 0 | 0 | 0 | 0 | 0 | 0 | 0 | 0 | 0 | 0 | 0 | 0 | 0 | 0 | 0 | 0 | 0 | 0 | 0 | 0
F4_Commercial_WA - College_Existing_Space Heating_Natural Gas_Insulation - Ducting_A_Technical Potential | F4 | Commercial | WA - College | Existing | Space Heating | Natural Gas | Insulation - Ducting | A | Standalone Impact on Baseline Energy (%) | Technical Potential | 0 | 0 | 0 | 0 | 0 | 0 | 0 | 0 | 0 | 0 | 0 | 0 | 0 | 0 | 0 | 0 | 0 | 0 | 0 | 0 | 0 | 0 | 0 | 0 | 0 | 0 | 0
F5_Commercial_WA - College_Existing_Space Heating_Natural Gas_Insulation - Ducting_A_Technical Potential | F5 | Commercial | WA - College | Existing | Space Heating | Natural Gas | Insulation - Ducting | A | Standalone Impact on Baseline Summer Peak (%) | Technical Potential | 0 | 0 | 0 | 0 | 0 | 0 | 0 | 0 | 0 | 0 | 0 | 0 | 0 | 0 | 0 | 0 | 0 | 0 | 0 | 0 | 0 | 0 | 0 | 0 | 0 | 0 | 0
F6_Commercial_WA - College_Existing_Space Heating_Natural Gas_Insulation - Ducting_A_Technical Potential | F6 | Commercial | WA - College | Existing | Space Heating | Natural Gas | Insulation - Ducting | A | Standalone Impact on Baseline Winter Peak (%) | Technical Potential | 0 | 0 | 0 | 0 | 0 | 0 | 0 | 0 | 0 | 0 | 0 | 0 | 0 | 0 | 0 | 0 | 0 | 0 | 0 | 0 | 0 | 0 | 0 | 0 | 0 | 0 | 0
F7_Commercial_WA - College_Existing_Space Heating_Natural Gas_Insulation - Ducting_A_Technical Potential | F7 | Commercial | WA - College | Existing | Space Heating | Natural Gas | Insulation - Ducting | A | Incremental Energy Savings (MWh or mTherms) | Technical Potential | 0 | 0 | 0 | 0 | 0 | 0 | 0 | 0 | 0 | 0 | 0 | 0 | 0 | 0 | 0 | 0 | 0 | 0 | 0 | 0 | 0 | 0 | 0 | 0 | 0 | 0 | 0
F8_Commercial_WA - College_Existing_Space Heating_Natural Gas_Insulation - Ducting_A_Technical Potential | F8 | Commercial | WA - College | Existing | Space Heating | Natural Gas | Insulation - Ducting | A | Incremental Summer Peak Savings (MW) | Technical Potential | 0 | 0 | 0 | 0 | 0 | 0 | 0 | 0 | 0 | 0 | 0 | 0 | 0 | 0 | 0 | 0 | 0 | 0 | 0 | 0 | 0 | 0 | 0 | 0 | 0 | 0 | 0
F9_Commercial_WA - College_Existing_Space Heating_Natural Gas_Insulation - Ducting_A_Technical Potential | F9 | Commercial | WA - College | Existing | Space Heating | Natural Gas | Insulation - Ducting | A | Incremental Winter Peak Savings (MW) | Technical Potential | 0 | 0 | 0 | 0 | 0 | 0 | 0 | 0 | 0 | 0 | 0 | 0 | 0 | 0 | 0 | 0 | 0 | 0 | 0 | 0 | 0 | 0 | 0 | 0 | 0 | 0 | 0
F10_Commercial_WA - College_Existing_Space Heating_Natural Gas_Insulation - Ducting_A_Technical Potential | F10 | Commercial | WA - College | Existing | Space Heating | Natural Gas | Insulation - Ducting | A | Cumulative Energy Savings (MWh or mTherms) | Technical Potential | 0 | 0 | 0 | 0 | 0 | 0 | 0 | 0 | 0 | 0 | 0 | 0 | 0 | 0 | 0 | 0 | 0 | 0 | 0 | 0 | 0 | 0 | 0 | 0 | 0 | 0 | 0
F11_Commercial_WA - College_Existing_Space Heating_Natural Gas_Insulation - Ducting_A_Technical Potential | F11 | Commercial | WA - College | Existing | Space Heating | Natural Gas | Insulation - Ducting | A | Cumulative Summer Peak Savings (MW) | Technical Potential | 0 | 0 | 0 | 0 | 0 | 0 | 0 | 0 | 0 | 0 | 0 | 0 | 0 | 0 | 0 | 0 | 0 | 0 | 0 | 0 | 0 | 0 | 0 | 0 | 0 | 0 | 0
F12_Commercial_WA - College_Existing_Space Heating_Natural Gas_Insulation - Ducting_A_Technical Potential | F12 | Commercial | WA - College | Existing | Space Heating | Natural Gas | Insulation - Ducting | A | Cumulative Winter Peak Savings (MW) | Technical Potential | 0 | 0 | 0 | 0 | 0 | 0 | 0 | 0 | 0 | 0 | 0 | 0 | 0 | 0 | 0 | 0 | 0 | 0 | 0 | 0 | 0 | 0 | 0 | 0 | 0 | 0 | 0
F13_Commercial_WA - College_Existing_Space Heating_Natural Gas_Insulation - Ducting_A_Technical Potential | F13 | Commercial | WA - College | Existing | Space Heating | Natural Gas | Insulation - Ducting | A | Purchases (Incremental) | Technical Potential | 0 | 0 | 0 | 10903.1006 | 5866.8682 | 19847.0327 | 32283.919 | 49002.4798 | 70182.0219 | 95466.8232 | 123759.4831 | 153069.1509 | 180504.8907 | 202514.7568 | 215437.5721 | 216336.9955 | 203934.1027 | 179303.6875 | 145956.681 | 109095.4765 | 79930.2763 | 43612.4025 | 34889.922 | 0 | 0 | 0 | 0
F14_Commercial_WA - College_Existing_Space Heating_Natural Gas_Insulation - Ducting_A_Technical Potential | F14 | Commercial | WA - College | Existing | Space Heating | Natural Gas | Insulation - Ducting | A | Purchases (Cumulative) | Technical Potential | 0 | 0 | 0 | 10903.1006 | 16769.9688 | 36617.0016 | 68900.9205 | 117903.4004 | 188085.4222 | 283552.2455 | 407311.7286 | 560380.8795 | 740885.7702 | 943400.5269 | 1158838.099 | 1375175.0945 | 1579109.1973 | 1758412.8848 | 1904369.5658 | 2013465.0423 | 2093395.3186 | 2137007.7211 | 2171897.6431 | 2171897.6431 | 2171897.6431 | 2171897.6431 | 2171897.6431
F1_Commercial_WA - College_Existing_Space Heating_Natural Gas_Insulation - Wall Cavity_A_Technical Potential | F1 | Commercial | WA - College | Existing | Space Heating | Natural Gas | Insulation - Wall Cavity | A | Original Unit Energy Savings (kWh or therms) | Technical Potential | 0 | 0 | 0.19663 | 0.19604 | 0.19547 | 0.1949 | 0.19434 | 0.1938 | 0.19327 | 0.19275 | 0.19225 | 0.19176 | 0.19129 | 0.19084 | 0.19041 | 0.19 | 0.18961 | 0.18924 | 0.18889 | 0.18857 | 0.18827 | 0.188 | 0.18775 | 0.18752 | 0.18732 | 0.18713 | 0.18696
F2_Commercial_WA - College_Existing_Space Heating_Natural Gas_Insulation - Wall Cavity_A_Technical Potential | F2 | Commercial | WA - College | Existing | Space Heating | Natural Gas | Insulation - Wall Cavity | A | Original Unit Summer Peak Savings (kW) | Technical Potential | 0 | 0 | 0 | 0 | 0 | 0 | 0 | 0 | 0 | 0 | 0 | 0 | 0 | 0 | 0 | 0 | 0 | 0 | 0 | 0 | 0 | 0 | 0 | 0 | 0 | 0 | 0
F3_Commercial_WA - College_Existing_Space Heating_Natural Gas_Insulation - Wall Cavity_A_Technical Potential | F3 | Commercial | WA - College | Existing | Space Heating | Natural Gas | Insulation - Wall Cavity | A | Original Unit Winter Peak Savings (kW) | Technical Potential | 0 | 0 | 0 | 0 | 0 | 0 | 0 | 0 | 0 | 0 | 0 | 0 | 0 | 0 | 0 | 0 | 0 | 0 | 0 | 0 | 0 | 0 | 0 | 0 | 0 | 0 | 0
F4_Commercial_WA - College_Existing_Space Heating_Natural Gas_Insulation - Wall Cavity_A_Technical Potential | F4 | Commercial | WA - College | Existing | Space Heating | Natural Gas | Insulation - Wall Cavity | A | Standalone Impact on Baseline Energy (%) | Technical Potential | 0 | 0 | 0 | 0.00023325 | 0.00035876 | 0.00078334 | 0.001474 | 0.0025223 | 0.0040237 | 0.006066 | 0.0087135 | 0.011988 | 0.01585 | 0.020182 | 0.024791 | 0.029419 | 0.033781 | 0.037617 | 0.04074 | 0.043074 | 0.044783 | 0.045716 | 0.046463 | 0.046463 | 0.046463 | 0.046463 | 0.046463
F5_Commercial_WA - College_Existing_Space Heating_Natural Gas_Insulation - Wall Cavity_A_Technical Potential | F5 | Commercial | WA - College | Existing | Space Heating | Natural Gas | Insulation - Wall Cavity | A | Standalone Impact on Baseline Summer Peak (%) | Technical Potential | 0 | 0 | 0 | 0 | 0 | 0 | 0 | 0 | 0 | 0 | 0 | 0 | 0 | 0 | 0 | 0 | 0 | 0 | 0 | 0 | 0 | 0 | 0 | 0 | 0 | 0 | 0
F6_Commercial_WA - College_Existing_Space Heating_Natural Gas_Insulation - Wall Cavity_A_Technical Potential | F6 | Commercial | WA - College | Existing | Space Heating | Natural Gas | Insulation - Wall Cavity | A | Standalone Impact on Baseline Winter Peak (%) | Technical Potential | 0 | 0 | 0 | 0 | 0 | 0 | 0 | 0 | 0 | 0 | 0 | 0 | 0 | 0 | 0 | 0 | 0 | 0 | 0 | 0 | 0 | 0 | 0 | 0 | 0 | 0 | 0
F7_Commercial_WA - College_Existing_Space Heating_Natural Gas_Insulation - Wall Cavity_A_Technical Potential | F7 | Commercial | WA - College | Existing | Space Heating | Natural Gas | Insulation - Wall Cavity | A | Incremental Energy Savings (MWh or mTherms) | Technical Potential | 0 | 0 | 0 | 3.2575 | 1.7477 | 5.895 | 9.5617 | 14.4727 | 20.6712 | 28.0432 | 36.2595 | 44.7335 | 52.6227 | 58.9004 | 62.5173 | 62.6427 | 58.9297 | 51.7112 | 42.0163 | 31.3514 | 22.9337 | 12.4953 | 9.9831 | 0 | 0 | 0 | 0
F8_Commercial_WA - College_Existing_Space Heating_Natural Gas_Insulation - Wall Cavity_A_Technical Potential | F8 | Commercial | WA - College | Existing | Space Heating | Natural Gas | Insulation - Wall Cavity | A | Incremental Summer Peak Savings (MW) | Technical Potential | 0 | 0 | 0 | 0 | 0 | 0 | 0 | 0 | 0 | 0 | 0 | 0 | 0 | 0 | 0 | 0 | 0 | 0 | 0 | 0 | 0 | 0 | 0 | 0 | 0 | 0 | 0
F9_Commercial_WA - College_Existing_Space Heating_Natural Gas_Insulation - Wall Cavity_A_Technical Potential | F9 | Commercial | WA - College | Existing | Space Heating | Natural Gas | Insulation - Wall Cavity | A | Incremental Winter Peak Savings (MW) | Technical Potential | 0 | 0 | 0 | 0 | 0 | 0 | 0 | 0 | 0 | 0 | 0 | 0 | 0 | 0 | 0 | 0 | 0 | 0 | 0 | 0 | 0 | 0 | 0 | 0 | 0 | 0 | 0
F10_Commercial_WA - College_Existing_Space Heating_Natural Gas_Insulation - Wall Cavity_A_Technical Potential | F10 | Commercial | WA - College | Existing | Space Heating | Natural Gas | Insulation - Wall Cavity | A | Cumulative Energy Savings (MWh or mTherms) | Technical Potential | 0 | 0 | 0 | 3.2575 | 4.9956 | 10.8761 | 20.4068 | 34.8223 | 55.398 | 83.293 | 119.3357 | 163.768 | 215.9909 | 274.3831 | 336.2806 | 398.1967 | 456.3066 | 507.1267 | 548.2082 | 578.6209 | 600.6399 | 612.2685 | 621.4453 | 620.6986 | 620.018 | 619.3978 | 618.8324
F11_Commercial_WA - College_Existing_Space Heating_Natural Gas_Insulation - Wall Cavity_A_Technical Potential | F11 | Commercial | WA - College | Existing | Space Heating | Natural Gas | Insulation - Wall Cavity | A | Cumulative Summer Peak Savings (MW) | Technical Potential | 0 | 0 | 0 | 0 | 0 | 0 | 0 | 0 | 0 | 0 | 0 | 0 | 0 | 0 | 0 | 0 | 0 | 0 | 0 | 0 | 0 | 0 | 0 | 0 | 0 | 0 | 0
F12_Commercial_WA - College_Existing_Space Heating_Natural Gas_Insulation - Wall Cavity_A_Technical Potential | F12 | Commercial | WA - College | Existing | Space Heating | Natural Gas | Insulation - Wall Cavity | A | Cumulative Winter Peak Savings (MW) | Technical Potential | 0 | 0 | 0 | 0 | 0 | 0 | 0 | 0 | 0 | 0 | 0 | 0 | 0 | 0 | 0 | 0 | 0 | 0 | 0 | 0 | 0 | 0 | 0 | 0 | 0 | 0 | 0
F13_Commercial_WA - College_Existing_Space Heating_Natural Gas_Insulation - Wall Cavity_A_Technical Potential | F13 | Commercial | WA - College | Existing | Space Heating | Natural Gas | Insulation - Wall Cavity | A | Purchases (Incremental) | Technical Potential | 0 | 0 | 0 | 16616.3253 | 8941.1072 | 30246.8779 | 49200.6925 | 74679.7793 | 106957.4013 | 145491.4386 | 188609.4522 | 233277.386 | 275089.4534 | 308632.4893 | 328326.8599 | 329697.5811 | 310795.5726 | 273258.8198 | 222437.9819 | 166261.5062 | 121813.7411 | 66465.3014 | 53172.2411 | 0 | 0 | 0 | 0
F14_Commercial_WA - College_Existing_Space Heating_Natural Gas_Insulation - Wall Cavity_A_Technical Potential | F14 | Commercial | WA - College | Existing | Space Heating | Natural Gas | Insulation - Wall Cavity | A | Purchases (Cumulative) | Technical Potential | 0 | 0 | 0 | 16616.3253 | 25557.4325 | 55804.3104 | 105005.0029 | 179684.7822 | 286642.1835 | 432133.6221 | 620743.0743 | 854020.4603 | 1129109.9137 | 1437742.403 | 1766069.2629 | 2095766.8441 | 2406562.4166 | 2679821.2364 | 2902259.2183 | 3068520.7245 | 3190334.4656 | 3256799.7669 | 3309972.008 | 3309972.008 | 3309972.008 | 3309972.008 | 3309972.008
F1_Commercial_WA - College_Existing_Space Heating_Natural Gas_Green Roof - Vegetated Rooftop_A_Technical Potential | F1 | Commercial | WA - College | Existing | Space Heating | Natural Gas | Green Roof - Vegetated Rooftop | A | Original Unit Energy Savings (kWh or therms) | Technical Potential | 0 | 0 | 0.0035599 | 0.0035492 | 0.0035387 | 0.0035285 | 0.0035184 | 0.0035085 | 0.0034989 | 0.0034895 | 0.0034805 | 0.0034717 | 0.0034632 | 0.0034551 | 0.0034472 | 0.0034398 | 0.0034327 | 0.003426 | 0.0034197 | 0.0034138 | 0.0034084 | 0.0034035 | 0.003399 | 0.003395 | 0.0033912 | 0.0033878 | 0.0033848
F2_Commercial_WA - College_Existing_Space Heating_Natural Gas_Green Roof - Vegetated Rooftop_A_Technical Potential | F2 | Commercial | WA - College | Existing | Space Heating | Natural Gas | Green Roof - Vegetated Rooftop | A | Original Unit Summer Peak Savings (kW) | Technical Potential | 0 | 0 | 0 | 0 | 0 | 0 | 0 | 0 | 0 | 0 | 0 | 0 | 0 | 0 | 0 | 0 | 0 | 0 | 0 | 0 | 0 | 0 | 0 | 0 | 0 | 0 | 0
F3_Commercial_WA - College_Existing_Space Heating_Natural Gas_Green Roof - Vegetated Rooftop_A_Technical Potential | F3 | Commercial | WA - College | Existing | Space Heating | Natural Gas | Green Roof - Vegetated Rooftop | A | Original Unit Winter Peak Savings (kW) | Technical Potential | 0 | 0 | 0 | 0 | 0 | 0 | 0 | 0 | 0 | 0 | 0 | 0 | 0 | 0 | 0 | 0 | 0 | 0 | 0 | 0 | 0 | 0 | 0 | 0 | 0 | 0 | 0
F4_Commercial_WA - College_Existing_Space Heating_Natural Gas_Green Roof - Vegetated Rooftop_A_Technical Potential | F4 | Commercial | WA - College | Existing | Space Heating | Natural Gas | Green Roof - Vegetated Rooftop | A | Standalone Impact on Baseline Energy (%) | Technical Potential | 0 | 0 | 0 | 0 | 0 | 0 | 0 | 0 | 0 | 0 | 0 | 0 | 0 | 0 | 0 | 0 | 0 | 0 | 0 | 0 | 0 | 0 | 0 | 0 | 0 | 0 | 0
F5_Commercial_WA - College_Existing_Space Heating_Natural Gas_Green Roof - Vegetated Rooftop_A_Technical Potential | F5 | Commercial | WA - College | Existing | Space Heating | Natural Gas | Green Roof - Vegetated Rooftop | A | Standalone Impact on Baseline Summer Peak (%) | Technical Potential | 0 | 0 | 0 | 0 | 0 | 0 | 0 | 0 | 0 | 0 | 0 | 0 | 0 | 0 | 0 | 0 | 0 | 0 | 0 | 0 | 0 | 0 | 0 | 0 | 0 | 0 | 0
F6_Commercial_WA - College_Existing_Space Heating_Natural Gas_Green Roof - Vegetated Rooftop_A_Technical Potential | F6 | Commercial | WA - College | Existing | Space Heating | Natural Gas | Green Roof - Vegetated Rooftop | A | Standalone Impact on Baseline Winter Peak (%) | Technical Potential | 0 | 0 | 0 | 0 | 0 | 0 | 0 | 0 | 0 | 0 | 0 | 0 | 0 | 0 | 0 | 0 | 0 | 0 | 0 | 0 | 0 | 0 | 0 | 0 | 0 | 0 | 0
F7_Commercial_WA - College_Existing_Space Heating_Natural Gas_Green Roof - Vegetated Rooftop_A_Technical Potential | F7 | Commercial | WA - College | Existing | Space Heating | Natural Gas | Green Roof - Vegetated Rooftop | A | Incremental Energy Savings (MWh or mTherms) | Technical Potential | 0 | 0 | 0 | 0 | 0 | 0 | 0 | 0 | 0 | 0 | 0 | 0 | 0 | 0 | 0 | 0 | 0 | 0 | 0 | 0 | 0 | 0 | 0 | 0 | 0 | 0 | 0
F8_Commercial_WA - College_Existing_Space Heating_Natural Gas_Green Roof - Vegetated Rooftop_A_Technical Potential | F8 | Commercial | WA - College | Existing | Space Heating | Natural Gas | Green Roof - Vegetated Rooftop | A | Incremental Summer Peak Savings (MW) | Technical Potential | 0 | 0 | 0 | 0 | 0 | 0 | 0 | 0 | 0 | 0 | 0 | 0 | 0 | 0 | 0 | 0 | 0 | 0 | 0 | 0 | 0 | 0 | 0 | 0 | 0 | 0 | 0
F9_Commercial_WA - College_Existing_Space Heating_Natural Gas_Green Roof - Vegetated Rooftop_A_Technical Potential | F9 | Commercial | WA - College | Existing | Space Heating | Natural Gas | Green Roof - Vegetated Rooftop | A | Incremental Winter Peak Savings (MW) | Technical Potential | 0 | 0 | 0 | 0 | 0 | 0 | 0 | 0 | 0 | 0 | 0 | 0 | 0 | 0 | 0 | 0 | 0 | 0 | 0 | 0 | 0 | 0 | 0 | 0 | 0 | 0 | 0
F10_Commercial_WA - College_Existing_Space Heating_Natural Gas_Green Roof - Vegetated Rooftop_A_Technical Potential | F10 | Commercial | WA - College | Existing | Space Heating | Natural Gas | Green Roof - Vegetated Rooftop | A | Cumulative Energy Savings (MWh or mTherms) | Technical Potential | 0 | 0 | 0 | 0 | 0 | 0 | 0 | 0 | 0 | 0 | 0 | 0 | 0 | 0 | 0 | 0 | 0 | 0 | 0 | 0 | 0 | 0 | 0 | 0 | 0 | 0 | 0
F11_Commercial_WA - College_Existing_Space Heating_Natural Gas_Green Roof - Vegetated Rooftop_A_Technical Potential | F11 | Commercial | WA - College | Existing | Space Heating | Natural Gas | Green Roof - Vegetated Rooftop | A | Cumulative Summer Peak Savings (MW) | Technical Potential | 0 | 0 | 0 | 0 | 0 | 0 | 0 | 0 | 0 | 0 | 0 | 0 | 0 | 0 | 0 | 0 | 0 | 0 | 0 | 0 | 0 | 0 | 0 | 0 | 0 | 0 | 0
F12_Commercial_WA - College_Existing_Space Heating_Natural Gas_Green Roof - Vegetated Rooftop_A_Technical Potential | F12 | Commercial | WA - College | Existing | Space Heating | Natural Gas | Green Roof - Vegetated Rooftop | A | Cumulative Winter Peak Savings (MW) | Technical Potential | 0 | 0 | 0 | 0 | 0 | 0 | 0 | 0 | 0 | 0 | 0 | 0 | 0 | 0 | 0 | 0 | 0 | 0 | 0 | 0 | 0 | 0 | 0 | 0 | 0 | 0 | 0
F13_Commercial_WA - College_Existing_Space Heating_Natural Gas_Green Roof - Vegetated Rooftop_A_Technical Potential | F13 | Commercial | WA - College | Existing | Space Heating | Natural Gas | Green Roof - Vegetated Rooftop | A | Purchases (Incremental) | Technical Potential | 0 | 0 | 0 | 0 | 0 | 0 | 0 | 0 | 0 | 0 | 0 | 0 | 0 | 0 | 0 | 0 | 0 | 0 | 0 | 0 | 0 | 0 | 0 | 0 | 0 | 0 | 0
F14_Commercial_WA - College_Existing_Space Heating_Natural Gas_Green Roof - Vegetated Rooftop_A_Technical Potential | F14 | Commercial | WA - College | Existing | Space Heating | Natural Gas | Green Roof - Vegetated Rooftop | A | Purchases (Cumulative) | Technical Potential | 0 | 0 | 0 | 0 | 0 | 0 | 0 | 0 | 0 | 0 | 0 | 0 | 0 | 0 | 0 | 0 | 0 | 0 | 0 | 0 | 0 | 0 | 0 | 0 | 0 | 0 | 0
F1_Commercial_WA - College_Existing_Space Heating_Natural Gas_Ducting - Repair and Sealing_A_Technical Potential | F1 | Commercial | WA - College | Existing | Space Heating | Natural Gas | Ducting - Repair and Sealing | A | Original Unit Energy Savings (kWh or therms) | Technical Potential | 0 | 0 | 0.20342 | 0.20281 | 0.20221 | 0.20163 | 0.20105 | 0.20049 | 0.19994 | 0.1994 | 0.19888 | 0.19838 | 0.1979 | 0.19743 | 0.19699 | 0.19656 | 0.19616 | 0.19577 | 0.19541 | 0.19508 | 0.19477 | 0.19449 | 0.19423 | 0.194 | 0.19379 | 0.19359 | 0.19341
F2_Commercial_WA - College_Existing_Space Heating_Natural Gas_Ducting - Repair and Sealing_A_Technical Potential | F2 | Commercial | WA - College | Existing | Space Heating | Natural Gas | Ducting - Repair and Sealing | A | Original Unit Summer Peak Savings (kW) | Technical Potential | 0 | 0 | 0 | 0 | 0 | 0 | 0 | 0 | 0 | 0 | 0 | 0 | 0 | 0 | 0 | 0 | 0 | 0 | 0 | 0 | 0 | 0 | 0 | 0 | 0 | 0 | 0
F3_Commercial_WA - College_Existing_Space Heating_Natural Gas_Ducting - Repair and Sealing_A_Technical Potential | F3 | Commercial | WA - College | Existing | Space Heating | Natural Gas | Ducting - Repair and Sealing | A | Original Unit Winter Peak Savings (kW) | Technical Potential | 0 | 0 | 0 | 0 | 0 | 0 | 0 | 0 | 0 | 0 | 0 | 0 | 0 | 0 | 0 | 0 | 0 | 0 | 0 | 0 | 0 | 0 | 0 | 0 | 0 | 0 | 0
F4_Commercial_WA - College_Existing_Space Heating_Natural Gas_Ducting - Repair and Sealing_A_Technical Potential | F4 | Commercial | WA - College | Existing | Space Heating | Natural Gas | Ducting - Repair and Sealing | A | Standalone Impact on Baseline Energy (%) | Technical Potential | 0 | 0 | 0 | 0.00025833 | 0.00039734 | 0.00086759 | 0.0016325 | 0.0027936 | 0.0044564 | 0.0067184 | 0.0096507 | 0.013277 | 0.017554 | 0.022353 | 0.027457 | 0.032583 | 0.037415 | 0.041663 | 0.045121 | 0.047706 | 0.0496 | 0.050375 | 0.051063 | 0.051063 | 0.051063 | 0.051063 | 0.051063
F5_Commercial_WA - College_Existing_Space Heating_Natural Gas_Ducting - Repair and Sealing_A_Technical Potential | F5 | Commercial | WA - College | Existing | Space Heating | Natural Gas | Ducting - Repair and Sealing | A | Standalone Impact on Baseline Summer Peak (%) | Technical Potential | 0 | 0 | 0 | 0 | 0 | 0 | 0 | 0 | 0 | 0 | 0 | 0 | 0 | 0 | 0 | 0 | 0 | 0 | 0 | 0 | 0 | 0 | 0 | 0 | 0 | 0 | 0
F6_Commercial_WA - College_Existing_Space Heating_Natural Gas_Ducting - Repair and Sealing_A_Technical Potential | F6 | Commercial | WA - College | Existing | Space Heating | Natural Gas | Ducting - Repair and Sealing | A | Standalone Impact on Baseline Winter Peak (%) | Technical Potential | 0 | 0 | 0 | 0 | 0 | 0 | 0 | 0 | 0 | 0 | 0 | 0 | 0 | 0 | 0 | 0 | 0 | 0 | 0 | 0 | 0 | 0 | 0 | 0 | 0 | 0 | 0
F7_Commercial_WA - College_Existing_Space Heating_Natural Gas_Ducting - Repair and Sealing_A_Technical Potential | F7 | Commercial | WA - College | Existing | Space Heating | Natural Gas | Ducting - Repair and Sealing | A | Incremental Energy Savings (MWh or mTherms) | Technical Potential | 0 | 0 | 0 | 3.6079 | 1.9356 | 6.5291 | 10.5901 | 16.0292 | 22.8944 | 31.0593 | 40.1593 | 49.5447 | 58.2823 | 65.2351 | 69.2411 | 69.38 | 65.2677 | 57.2728 | 46.5352 | 34.7233 | 25.4002 | 10.3794 | 9.1975 | 0 | 0 | 0 | 0
F8_Commercial_WA - College_Existing_Space Heating_Natural Gas_Ducting - Repair and Sealing_A_Technical Potential | F8 | Commercial | WA - College | Existing | Space Heating | Natural Gas | Ducting - Repair and Sealing | A | Incremental Summer Peak Savings (MW) | Technical Potential | 0 | 0 | 0 | 0 | 0 | 0 | 0 | 0 | 0 | 0 | 0 | 0 | 0 | 0 | 0 | 0 | 0 | 0 | 0 | 0 | 0 | 0 | 0 | 0 | 0 | 0 | 0
F9_Commercial_WA - College_Existing_Space Heating_Natural Gas_Ducting - Repair and Sealing_A_Technical Potential | F9 | Commercial | WA - College | Existing | Space Heating | Natural Gas | Ducting - Repair and Sealing | A | Incremental Winter Peak Savings (MW) | Technical Potential | 0 | 0 | 0 | 0 | 0 | 0 | 0 | 0 | 0 | 0 | 0 | 0 | 0 | 0 | 0 | 0 | 0 | 0 | 0 | 0 | 0 | 0 | 0 | 0 | 0 | 0 | 0
F10_Commercial_WA - College_Existing_Space Heating_Natural Gas_Ducting - Repair and Sealing_A_Technical Potential | F10 | Commercial | WA - College | Existing | Space Heating | Natural Gas | Ducting - Repair and Sealing | A | Cumulative Energy Savings (MWh or mTherms) | Technical Potential | 0 | 0 | 0 | 3.6079 | 5.5329 | 12.0459 | 22.6015 | 38.5674 | 61.3561 | 92.2513 | 132.1704 | 181.3813 | 239.2209 | 303.8932 | 372.4479 | 441.023 | 505.3827 | 561.6686 | 607.1685 | 640.8521 | 665.2392 | 674.6587 | 682.9678 | 682.1471 | 681.3992 | 680.7176 | 680.0963
F11_Commercial_WA - College_Existing_Space Heating_Natural Gas_Ducting - Repair and Sealing_A_Technical Potential | F11 | Commercial | WA - College | Existing | Space Heating | Natural Gas | Ducting - Repair and Sealing | A | Cumulative Summer Peak Savings (MW) | Technical Potential | 0 | 0 | 0 | 0 | 0 | 0 | 0 | 0 | 0 | 0 | 0 | 0 | 0 | 0 | 0 | 0 | 0 | 0 | 0 | 0 | 0 | 0 | 0 | 0 | 0 | 0 | 0
F12_Commercial_WA - College_Existing_Space Heating_Natural Gas_Ducting - Repair and Sealing_A_Technical Potential | F12 | Commercial | WA - College | Existing | Space Heating | Natural Gas | Ducting - Repair and Sealing | A | Cumulative Winter Peak Savings (MW) | Technical Potential | 0 | 0 | 0 | 0 | 0 | 0 | 0 | 0 | 0 | 0 | 0 | 0 | 0 | 0 | 0 | 0 | 0 | 0 | 0 | 0 | 0 | 0 | 0 | 0 | 0 | 0 | 0
F13_Commercial_WA - College_Existing_Space Heating_Natural Gas_Ducting - Repair and Sealing_A_Technical Potential | F13 | Commercial | WA - College | Existing | Space Heating | Natural Gas | Ducting - Repair and Sealing | A | Purchases (Incremental) | Technical Potential | 0 | 0 | 0 | 17789.2694 | 9572.2587 | 32382.0008 | 52673.7625 | 79951.4145 | 114507.5093 | 155761.659 | 201923.3672 | 249744.4041 | 294507.9796 | 330418.8137 | 351503.4071 | 352970.8874 | 332734.5887 | 292548.1217 | 238139.848 | 177997.8828 | 130412.5561 | 53367.8083 | 47353.4035 | 0 | 0 | 0 | 0
F14_Commercial_WA - College_Existing_Space Heating_Natural Gas_Ducting - Repair and Sealing_A_Technical Potential | F14 | Commercial | WA - College | Existing | Space Heating | Natural Gas | Ducting - Repair and Sealing | A | Purchases (Cumulative) | Technical Potential | 0 | 0 | 0 | 17789.2694 | 27361.5281 | 59743.5289 | 112417.2914 | 192368.7059 | 306876.2152 | 462637.8742 | 664561.2414 | 914305.6454 | 1208813.625 | 1539232.4387 | 1890735.8458 | 2243706.7332 | 2576441.3219 | 2868989.4436 | 3107129.2916 | 3285127.1743 | 3415539.7304 | 3468907.5387 | 3516260.9422 | 3516260.9422 | 3516260.9422 | 3516260.9422 | 3516260.9422
F1_Commercial_WA - College_Existing_Space Heating_Natural Gas_Windows - High Efficiency Glazing_A_Technical Potential | F1 | Commercial | WA - College | Existing | Space Heating | Natural Gas | Windows - High Efficiency Glazing | A | Original Unit Energy Savings (kWh or therms) | Technical Potential | 0 | 0 | 0 | 0 | 0 | 0 | 0 | 0 | 0 | 0 | 0 | 0 | 0 | 0 | 0 | 0 | 0 | 0 | 0 | 0 | 0 | 0 | 0 | 0 | 0 | 0 | 0
F2_Commercial_WA - College_Existing_Space Heating_Natural Gas_Windows - High Efficiency Glazing_A_Technical Potential | F2 | Commercial | WA - College | Existing | Space Heating | Natural Gas | Windows - High Efficiency Glazing | A | Original Unit Summer Peak Savings (kW) | Technical Potential | 0 | 0 | 0 | 0 | 0 | 0 | 0 | 0 | 0 | 0 | 0 | 0 | 0 | 0 | 0 | 0 | 0 | 0 | 0 | 0 | 0 | 0 | 0 | 0 | 0 | 0 | 0
F3_Commercial_WA - College_Existing_Space Heating_Natural Gas_Windows - High Efficiency Glazing_A_Technical Potential | F3 | Commercial | WA - College | Existing | Space Heating | Natural Gas | Windows - High Efficiency Glazing | A | Original Unit Winter Peak Savings (kW) | Technical Potential | 0 | 0 | 0 | 0 | 0 | 0 | 0 | 0 | 0 | 0 | 0 | 0 | 0 | 0 | 0 | 0 | 0 | 0 | 0 | 0 | 0 | 0 | 0 | 0 | 0 | 0 | 0
F4_Commercial_WA - College_Existing_Space Heating_Natural Gas_Windows - High Efficiency Glazing_A_Technical Potential | F4 | Commercial | WA - College | Existing | Space Heating | Natural Gas | Windows - High Efficiency Glazing | A | Standalone Impact on Baseline Energy (%) | Technical Potential | 0 | 0 | 0 | 0 | 0 | 0 | 0 | 0 | 0 | 0 | 0 | 0 | 0 | 0 | 0 | 0 | 0 | 0 | 0 | 0 | 0 | 0 | 0 | 0 | 0 | 0 | 0
F5_Commercial_WA - College_Existing_Space Heating_Natural Gas_Windows - High Efficiency Glazing_A_Technical Potential | F5 | Commercial | WA - College | Existing | Space Heating | Natural Gas | Windows - High Efficiency Glazing | A | Standalone Impact on Baseline Summer Peak (%) | Technical Potential | 0 | 0 | 0 | 0 | 0 | 0 | 0 | 0 | 0 | 0 | 0 | 0 | 0 | 0 | 0 | 0 | 0 | 0 | 0 | 0 | 0 | 0 | 0 | 0 | 0 | 0 | 0
F6_Commercial_WA - College_Existing_Space Heating_Natural Gas_Windows - High Efficiency Glazing_A_Technical Potential | F6 | Commercial | WA - College | Existing | Space Heating | Natural Gas | Windows - High Efficiency Glazing | A | Standalone Impact on Baseline Winter Peak (%) | Technical Potential | 0 | 0 | 0 | 0 | 0 | 0 | 0 | 0 | 0 | 0 | 0 | 0 | 0 | 0 | 0 | 0 | 0 | 0 | 0 | 0 | 0 | 0 | 0 | 0 | 0 | 0 | 0
F7_Commercial_WA - College_Existing_Space Heating_Natural Gas_Windows - High Efficiency Glazing_A_Technical Potential | F7 | Commercial | WA - College | Existing | Space Heating | Natural Gas | Windows - High Efficiency Glazing | A | Incremental Energy Savings (MWh or mTherms) | Technical Potential | 0 | 0 | 0 | 0 | 0 | 0 | 0 | 0 | 0 | 0 | 0 | 0 | 0 | 0 | 0 | 0 | 0 | 0 | 0 | 0 | 0 | 0 | 0 | 0 | 0 | 0 | 0
F8_Commercial_WA - College_Existing_Space Heating_Natural Gas_Windows - High Efficiency Glazing_A_Technical Potential | F8 | Commercial | WA - College | Existing | Space Heating | Natural Gas | Windows - High Efficiency Glazing | A | Incremental Summer Peak Savings (MW) | Technical Potential | 0 | 0 | 0 | 0 | 0 | 0 | 0 | 0 | 0 | 0 | 0 | 0 | 0 | 0 | 0 | 0 | 0 | 0 | 0 | 0 | 0 | 0 | 0 | 0 | 0 | 0 | 0
F9_Commercial_WA - College_Existing_Space Heating_Natural Gas_Windows - High Efficiency Glazing_A_Technical Potential | F9 | Commercial | WA - College | Existing | Space Heating | Natural Gas | Windows - High Efficiency Glazing | A | Incremental Winter Peak Savings (MW) | Technical Potential | 0 | 0 | 0 | 0 | 0 | 0 | 0 | 0 | 0 | 0 | 0 | 0 | 0 | 0 | 0 | 0 | 0 | 0 | 0 | 0 | 0 | 0 | 0 | 0 | 0 | 0 | 0
F10_Commercial_WA - College_Existing_Space Heating_Natural Gas_Windows - High Efficiency Glazing_A_Technical Potential | F10 | Commercial | WA - College | Existing | Space Heating | Natural Gas | Windows - High Efficiency Glazing | A | Cumulative Energy Savings (MWh or mTherms) | Technical Potential | 0 | 0 | 0 | 0 | 0 | 0 | 0 | 0 | 0 | 0 | 0 | 0 | 0 | 0 | 0 | 0 | 0 | 0 | 0 | 0 | 0 | 0 | 0 | 0 | 0 | 0 | 0
F11_Commercial_WA - College_Existing_Space Heating_Natural Gas_Windows - High Efficiency Glazing_A_Technical Potential | F11 | Commercial | WA - College | Existing | Space Heating | Natural Gas | Windows - High Efficiency Glazing | A | Cumulative Summer Peak Savings (MW) | Technical Potential | 0 | 0 | 0 | 0 | 0 | 0 | 0 | 0 | 0 | 0 | 0 | 0 | 0 | 0 | 0 | 0 | 0 | 0 | 0 | 0 | 0 | 0 | 0 | 0 | 0 | 0 | 0
F12_Commercial_WA - College_Existing_Space Heating_Natural Gas_Windows - High Efficiency Glazing_A_Technical Potential | F12 | Commercial | WA - College | Existing | Space Heating | Natural Gas | Windows - High Efficiency Glazing | A | Cumulative Winter Peak Savings (MW) | Technical Potential | 0 | 0 | 0 | 0 | 0 | 0 | 0 | 0 | 0 | 0 | 0 | 0 | 0 | 0 | 0 | 0 | 0 | 0 | 0 | 0 | 0 | 0 | 0 | 0 | 0 | 0 | 0
F13_Commercial_WA - College_Existing_Space Heating_Natural Gas_Windows - High Efficiency Glazing_A_Technical Potential | F13 | Commercial | WA - College | Existing | Space Heating | Natural Gas | Windows - High Efficiency Glazing | A | Purchases (Incremental) | Technical Potential | 0 | 0 | 0 | 2091.6406 | 1125.4945 | 3807.4362 | 6193.3168 | 9400.5899 | 13463.6534 | 18314.266 | 23741.9034 | 29364.6426 | 34627.8893 | 38850.2414 | 41329.3422 | 41501.8867 | 39122.5274 | 34397.4516 | 28000.1931 | 20928.7741 | 15333.7494 | 8366.5625 | 6693.25 | 0 | 0 | 0 | 0
F14_Commercial_WA - College_Existing_Space Heating_Natural Gas_Windows - High Efficiency Glazing_A_Technical Potential | F14 | Commercial | WA - College | Existing | Space Heating | Natural Gas | Windows - High Efficiency Glazing | A | Purchases (Cumulative) | Technical Potential | 0 | 0 | 0 | 2091.6406 | 3217.1351 | 7024.5713 | 13217.8881 | 22618.478 | 36082.1314 | 54396.3974 | 78138.3008 | 107502.9434 | 142130.8327 | 180981.0741 | 222310.4162 | 263812.303 | 302934.8303 | 337332.2819 | 365332.475 | 386261.2491 | 401594.9985 | 409961.561 | 416654.8109 | 416654.8109 | 416654.8109 | 416654.8109 | 416654.8109
F1_Commercial_WA - College_Existing_Space Heating_Natural Gas_Windows - Secondary Glazing Systems_A_Technical Potential | F1 | Commercial | WA - College | Existing | Space Heating | Natural Gas | Windows - Secondary Glazing Systems | A | Original Unit Energy Savings (kWh or therms) | Technical Potential | 0 | 0 | 2.1575 | 2.1511 | 2.1447 | 2.1385 | 2.1324 | 2.1264 | 2.1206 | 2.1149 | 2.1094 | 2.1041 | 2.0989 | 2.094 | 2.0893 | 2.0847 | 2.0805 | 2.0764 | 2.0726 | 2.069 | 2.0657 | 2.0628 | 2.06 | 2.0576 | 2.0553 | 2.0533 | 2.0514
F2_Commercial_WA - College_Existing_Space Heating_Natural Gas_Windows - Secondary Glazing Systems_A_Technical Potential | F2 | Commercial | WA - College | Existing | Space Heating | Natural Gas | Windows - Secondary Glazing Systems | A | Original Unit Summer Peak Savings (kW) | Technical Potential | 0 | 0 | 0 | 0 | 0 | 0 | 0 | 0 | 0 | 0 | 0 | 0 | 0 | 0 | 0 | 0 | 0 | 0 | 0 | 0 | 0 | 0 | 0 | 0 | 0 | 0 | 0
F3_Commercial_WA - College_Existing_Space Heating_Natural Gas_Windows - Secondary Glazing Systems_A_Technical Potential | F3 | Commercial | WA - College | Existing | Space Heating | Natural Gas | Windows - Secondary Glazing Systems | A | Original Unit Winter Peak Savings (kW) | Technical Potential | 0 | 0 | 0 | 0 | 0 | 0 | 0 | 0 | 0 | 0 | 0 | 0 | 0 | 0 | 0 | 0 | 0 | 0 | 0 | 0 | 0 | 0 | 0 | 0 | 0 | 0 | 0
F4_Commercial_WA - College_Existing_Space Heating_Natural Gas_Windows - Secondary Glazing Systems_A_Technical Potential | F4 | Commercial | WA - College | Existing | Space Heating | Natural Gas | Windows - Secondary Glazing Systems | A | Standalone Impact on Baseline Energy (%) | Technical Potential | 0 | 0 | 0 | 0.00032216 | 0.00049551 | 0.0010819 | 0.0020358 | 0.0034837 | 0.0055574 | 0.0083782 | 0.012035 | 0.016558 | 0.021891 | 0.027875 | 0.034241 | 0.040633 | 0.046658 | 0.051956 | 0.056269 | 0.059492 | 0.061854 | 0.063143 | 0.064174 | 0.064174 | 0.064174 | 0.064174 | 0.064174
F5_Commercial_WA - College_Existing_Space Heating_Natural Gas_Windows - Secondary Glazing Systems_A_Technical Potential | F5 | Commercial | WA - College | Existing | Space Heating | Natural Gas | Windows - Secondary Glazing Systems | A | Standalone Impact on Baseline Summer Peak (%) | Technical Potential | 0 | 0 | 0 | 0 | 0 | 0 | 0 | 0 | 0 | 0 | 0 | 0 | 0 | 0 | 0 | 0 | 0 | 0 | 0 | 0 | 0 | 0 | 0 | 0 | 0 | 0 | 0
F6_Commercial_WA - College_Existing_Space Heating_Natural Gas_Windows - Secondary Glazing Systems_A_Technical Potential | F6 | Commercial | WA - College | Existing | Space Heating | Natural Gas | Windows - Secondary Glazing Systems | A | Standalone Impact on Baseline Winter Peak (%) | Technical Potential | 0 | 0 | 0 | 0 | 0 | 0 | 0 | 0 | 0 | 0 | 0 | 0 | 0 | 0 | 0 | 0 | 0 | 0 | 0 | 0 | 0 | 0 | 0 | 0 | 0 | 0 | 0
F7_Commercial_WA - College_Existing_Space Heating_Natural Gas_Windows - Secondary Glazing Systems_A_Technical Potential | F7 | Commercial | WA - College | Existing | Space Heating | Natural Gas | Windows - Secondary Glazing Systems | A | Incremental Energy Savings (MWh or mTherms) | Technical Potential | 0 | 0 | 0 | 4.4992 | 2.4139 | 8.1421 | 13.2065 | 19.9894 | 28.5506 | 38.7328 | 50.081 | 61.7851 | 72.6815 | 81.3521 | 86.3478 | 86.5209 | 81.3926 | 71.4226 | 58.0322 | 43.302 | 31.6756 | 17.2582 | 13.7884 | 0 | 0 | 0 | 0
F8_Commercial_WA - College_Existing_Space Heating_Natural Gas_Windows - Secondary Glazing Systems_A_Technical Potential | F8 | Commercial | WA - College | Existing | Space Heating | Natural Gas | Windows - Secondary Glazing Systems | A | Incremental Summer Peak Savings (MW) | Technical Potential | 0 | 0 | 0 | 0 | 0 | 0 | 0 | 0 | 0 | 0 | 0 | 0 | 0 | 0 | 0 | 0 | 0 | 0 | 0 | 0 | 0 | 0 | 0 | 0 | 0 | 0 | 0
F9_Commercial_WA - College_Existing_Space Heating_Natural Gas_Windows - Secondary Glazing Systems_A_Technical Potential | F9 | Commercial | WA - College | Existing | Space Heating | Natural Gas | Windows - Secondary Glazing Systems | A | Incremental Winter Peak Savings (MW) | Technical Potential | 0 | 0 | 0 | 0 | 0 | 0 | 0 | 0 | 0 | 0 | 0 | 0 | 0 | 0 | 0 | 0 | 0 | 0 | 0 | 0 | 0 | 0 | 0 | 0 | 0 | 0 | 0
F10_Commercial_WA - College_Existing_Space Heating_Natural Gas_Windows - Secondary Glazing Systems_A_Technical Potential | F10 | Commercial | WA - College | Existing | Space Heating | Natural Gas | Windows - Secondary Glazing Systems | A | Cumulative Energy Savings (MWh or mTherms) | Technical Potential | 0 | 0 | 0 | 4.4992 | 6.8998 | 15.0219 | 28.1855 | 48.0959 | 76.5147 | 115.0428 | 164.8243 | 226.1933 | 298.3226 | 378.9729 | 464.4646 | 549.9818 | 630.2422 | 700.434 | 757.1751 | 799.1805 | 829.5927 | 845.6539 | 858.3288 | 857.2974 | 856.3574 | 855.5007 | 854.7199
F11_Commercial_WA - College_Existing_Space Heating_Natural Gas_Windows - Secondary Glazing Systems_A_Technical Potential | F11 | Commercial | WA - College | Existing | Space Heating | Natural Gas | Windows - Secondary Glazing Systems | A | Cumulative Summer Peak Savings (MW) | Technical Potential | 0 | 0 | 0 | 0 | 0 | 0 | 0 | 0 | 0 | 0 | 0 | 0 | 0 | 0 | 0 | 0 | 0 | 0 | 0 | 0 | 0 | 0 | 0 | 0 | 0 | 0 | 0
F12_Commercial_WA - College_Existing_Space Heating_Natural Gas_Windows - Secondary Glazing Systems_A_Technical Potential | F12 | Commercial | WA - College | Existing | Space Heating | Natural Gas | Windows - Secondary Glazing Systems | A | Cumulative Winter Peak Savings (MW) | Technical Potential | 0 | 0 | 0 | 0 | 0 | 0 | 0 | 0 | 0 | 0 | 0 | 0 | 0 | 0 | 0 | 0 | 0 | 0 | 0 | 0 | 0 | 0 | 0 | 0 | 0 | 0 | 0
F13_Commercial_WA - College_Existing_Space Heating_Natural Gas_Windows - Secondary Glazing Systems_A_Technical Potential | F13 | Commercial | WA - College | Existing | Space Heating | Natural Gas | Windows - Secondary Glazing Systems | A | Purchases (Incremental) | Technical Potential | 0 | 0 | 0 | 2091.6406 | 1125.4945 | 3807.4362 | 6193.3168 | 9400.5899 | 13463.6534 | 18314.266 | 23741.9034 | 29364.6426 | 34627.8893 | 38850.2414 | 41329.3422 | 41501.8867 | 39122.5274 | 34397.4516 | 28000.1931 | 20928.7741 | 15333.7494 | 8366.5625 | 6693.25 | 0 | 0 | 0 | 0
F14_Commercial_WA - College_Existing_Space Heating_Natural Gas_Windows - Secondary Glazing Systems_A_Technical Potential | F14 | Commercial | WA - College | Existing | Space Heating | Natural Gas | Windows - Secondary Glazing Systems | A | Purchases (Cumulative) | Technical Potential | 0 | 0 | 0 | 2091.6406 | 3217.1351 | 7024.5713 | 13217.8881 | 22618.478 | 36082.1314 | 54396.3974 | 78138.3008 | 107502.9434 | 142130.8327 | 180981.0741 | 222310.4162 | 263812.303 | 302934.8303 | 337332.2819 | 365332.475 | 386261.2491 | 401594.9985 | 409961.561 | 416654.8109 | 416654.8109 | 416654.8109 | 416654.8109 | 416654.8109
F1_Commercial_WA - College_Existing_Space Heating_Natural Gas_HVAC - Energy Recovery Ventilator_A_Technical Potential | F1 | Commercial | WA - College | Existing | Space Heating | Natural Gas | HVAC - Energy Recovery Ventilator | A | Original Unit Energy Savings (kWh or therms) | Technical Potential | 0 | 0 | 0.15257 | 0.15211 | 0.15166 | 0.15122 | 0.15079 | 0.15037 | 0.14995 | 0.14955 | 0.14916 | 0.14879 | 0.14842 | 0.14807 | 0.14774 | 0.14742 | 0.14712 | 0.14683 | 0.14656 | 0.14631 | 0.14608 | 0.14587 | 0.14567 | 0.1455 | 0.14534 | 0.14519 | 0.14506
F2_Commercial_WA - College_Existing_Space Heating_Natural Gas_HVAC - Energy Recovery Ventilator_A_Technical Potential | F2 | Commercial | WA - College | Existing | Space Heating | Natural Gas | HVAC - Energy Recovery Ventilator | A | Original Unit Summer Peak Savings (kW) | Technical Potential | 0 | 0 | 0 | 0 | 0 | 0 | 0 | 0 | 0 | 0 | 0 | 0 | 0 | 0 | 0 | 0 | 0 | 0 | 0 | 0 | 0 | 0 | 0 | 0 | 0 | 0 | 0
F3_Commercial_WA - College_Existing_Space Heating_Natural Gas_HVAC - Energy Recovery Ventilator_A_Technical Potential | F3 | Commercial | WA - College | Existing | Space Heating | Natural Gas | HVAC - Energy Recovery Ventilator | A | Original Unit Winter Peak Savings (kW) | Technical Potential | 0 | 0 | 0 | 0 | 0 | 0 | 0 | 0 | 0 | 0 | 0 | 0 | 0 | 0 | 0 | 0 | 0 | 0 | 0 | 0 | 0 | 0 | 0 | 0 | 0 | 0 | 0
F4_Commercial_WA - College_Existing_Space Heating_Natural Gas_HVAC - Energy Recovery Ventilator_A_Technical Potential | F4 | Commercial | WA - College | Existing | Space Heating | Natural Gas | HVAC - Energy Recovery Ventilator | A | Standalone Impact on Baseline Energy (%) | Technical Potential | 0 | 0 | 0 | 0.001125 | 0.0034342 | 0.0057434 | 0.0080526 | 0.010362 | 0.012671 | 0.01498 | 0.017289 | 0.019599 | 0.021908 | 0.024217 | 0.026526 | 0.028836 | 0.031145 | 0.033454 | 0.035763 | 0.038072 | 0.040382 | 0.042691 | 0.045 | 0.045 | 0.045 | 0.045 | 0.045
F5_Commercial_WA - College_Existing_Space Heating_Natural Gas_HVAC - Energy Recovery Ventilator_A_Technical Potential | F5 | Commercial | WA - College | Existing | Space Heating | Natural Gas | HVAC - Energy Recovery Ventilator | A | Standalone Impact on Baseline Summer Peak (%) | Technical Potential | 0 | 0 | 0 | 0 | 0 | 0 | 0 | 0 | 0 | 0 | 0 | 0 | 0 | 0 | 0 | 0 | 0 | 0 | 0 | 0 | 0 | 0 | 0 | 0 | 0 | 0 | 0
F6_Commercial_WA - College_Existing_Space Heating_Natural Gas_HVAC - Energy Recovery Ventilator_A_Technical Potential | F6 | Commercial | WA - College | Existing | Space Heating | Natural Gas | HVAC - Energy Recovery Ventilator | A | Standalone Impact on Baseline Winter Peak (%) | Technical Potential | 0 | 0 | 0 | 0 | 0 | 0 | 0 | 0 | 0 | 0 | 0 | 0 | 0 | 0 | 0 | 0 | 0 | 0 | 0 | 0 | 0 | 0 | 0 | 0 | 0 | 0 | 0
F7_Commercial_WA - College_Existing_Space Heating_Natural Gas_HVAC - Energy Recovery Ventilator_A_Technical Potential | F7 | Commercial | WA - College | Existing | Space Heating | Natural Gas | HVAC - Energy Recovery Ventilator | A | Incremental Energy Savings (MWh or mTherms) | Technical Potential | 0 | 0 | 0 | 15.7118 | 32.1553 | 32.0618 | 31.9703 | 31.8807 | 31.7933 | 31.7083 | 31.6257 | 31.5459 | 31.4689 | 31.3948 | 31.3239 | 31.2562 | 31.1919 | 31.131 | 31.0736 | 31.0204 | 30.9713 | 30.9266 | 30.8859 | 0 | 0 | 0 | 0
F8_Commercial_WA - College_Existing_Space Heating_Natural Gas_HVAC - Energy Recovery Ventilator_A_Technical Potential | F8 | Commercial | WA - College | Existing | Space Heating | Natural Gas | HVAC - Energy Recovery Ventilator | A | Incremental Summer Peak Savings (MW) | Technical Potential | 0 | 0 | 0 | 0 | 0 | 0 | 0 | 0 | 0 | 0 | 0 | 0 | 0 | 0 | 0 | 0 | 0 | 0 | 0 | 0 | 0 | 0 | 0 | 0 | 0 | 0 | 0
F9_Commercial_WA - College_Existing_Space Heating_Natural Gas_HVAC - Energy Recovery Ventilator_A_Technical Potential | F9 | Commercial | WA - College | Existing | Space Heating | Natural Gas | HVAC - Energy Recovery Ventilator | A | Incremental Winter Peak Savings (MW) | Technical Potential | 0 | 0 | 0 | 0 | 0 | 0 | 0 | 0 | 0 | 0 | 0 | 0 | 0 | 0 | 0 | 0 | 0 | 0 | 0 | 0 | 0 | 0 | 0 | 0 | 0 | 0 | 0
F10_Commercial_WA - College_Existing_Space Heating_Natural Gas_HVAC - Energy Recovery Ventilator_A_Technical Potential | F10 | Commercial | WA - College | Existing | Space Heating | Natural Gas | HVAC - Energy Recovery Ventilator | A | Cumulative Energy Savings (MWh or mTherms) | Technical Potential | 0 | 0 | 0 | 15.7118 | 47.8207 | 79.7436 | 111.486 | 143.0544 | 174.4556 | 205.6971 | 236.7874 | 267.7354 | 298.5506 | 329.2431 | 359.8233 | 390.302 | 420.6903 | 450.9997 | 481.2419 | 511.4382 | 541.601 | 571.7462 | 601.8792 | 601.156 | 600.4968 | 599.8961 | 599.3486
F11_Commercial_WA - College_Existing_Space Heating_Natural Gas_HVAC - Energy Recovery Ventilator_A_Technical Potential | F11 | Commercial | WA - College | Existing | Space Heating | Natural Gas | HVAC - Energy Recovery Ventilator | A | Cumulative Summer Peak Savings (MW) | Technical Potential | 0 | 0 | 0 | 0 | 0 | 0 | 0 | 0 | 0 | 0 | 0 | 0 | 0 | 0 | 0 | 0 | 0 | 0 | 0 | 0 | 0 | 0 | 0 | 0 | 0 | 0 | 0
F12_Commercial_WA - College_Existing_Space Heating_Natural Gas_HVAC - Energy Recovery Ventilator_A_Technical Potential | F12 | Commercial | WA - College | Existing | Space Heating | Natural Gas | HVAC - Energy Recovery Ventilator | A | Cumulative Winter Peak Savings (MW) | Technical Potential | 0 | 0 | 0 | 0 | 0 | 0 | 0 | 0 | 0 | 0 | 0 | 0 | 0 | 0 | 0 | 0 | 0 | 0 | 0 | 0 | 0 | 0 | 0 | 0 | 0 | 0 | 0
F13_Commercial_WA - College_Existing_Space Heating_Natural Gas_HVAC - Energy Recovery Ventilator_A_Technical Potential | F13 | Commercial | WA - College | Existing | Space Heating | Natural Gas | HVAC - Energy Recovery Ventilator | A | Purchases (Incremental) | Technical Potential | 0 | 0 | 0 | 103292.5322 | 212021.5134 | 212021.5134 | 212021.5134 | 212021.5134 | 212021.5134 | 212021.5134 | 212021.5134 | 212021.5134 | 212021.5134 | 212021.5134 | 212021.5134 | 212021.5134 | 212021.5134 | 212021.5134 | 212021.5134 | 212021.5134 | 212021.5134 | 212021.5134 | 212021.5134 | 0 | 0 | 0 | 0
F14_Commercial_WA - College_Existing_Space Heating_Natural Gas_HVAC - Energy Recovery Ventilator_A_Technical Potential | F14 | Commercial | WA - College | Existing | Space Heating | Natural Gas | HVAC - Energy Recovery Ventilator | A | Purchases (Cumulative) | Technical Potential | 0 | 0 | 0 | 103292.5322 | 315314.0456 | 527335.559 | 739357.0724 | 951378.5858 | 1163400.0992 | 1375421.6126 | 1587443.126 | 1799464.6394 | 2011486.1528 | 2223507.6662 | 2435529.1796 | 2647550.693 | 2859572.2064 | 3071593.7198 | 3283615.2332 | 3495636.7466 | 3707658.26 | 3919679.7734 | 4131701.2868 | 4131701.2868 | 4131701.2868 | 4131701.2868 | 4131701.2868
F1_Commercial_WA - College_Existing_Space Heating_Natural Gas_Building Shell - Air Sealing (Infiltration Control)_A_Technical Potential | F1 | Commercial | WA - College | Existing | Space Heating | Natural Gas | Building Shell - Air Sealing (Infiltration Control) | A | Original Unit Energy Savings (kWh or therms) | Technical Potential | 0 | 0 | 2.6113 | 2.6035 | 2.5958 | 2.5882 | 2.5808 | 2.5736 | 2.5666 | 2.5597 | 2.553 | 2.5466 | 2.5404 | 2.5344 | 2.5287 | 2.5232 | 2.518 | 2.5131 | 2.5085 | 2.5042 | 2.5002 | 2.4966 | 2.4933 | 2.4903 | 2.4876 | 2.4851 | 2.4828
F2_Commercial_WA - College_Existing_Space Heating_Natural Gas_Building Shell - Air Sealing (Infiltration Control)_A_Technical Potential | F2 | Commercial | WA - College | Existing | Space Heating | Natural Gas | Building Shell - Air Sealing (Infiltration Control) | A | Original Unit Summer Peak Savings (kW) | Technical Potential | 0 | 0 | 0 | 0 | 0 | 0 | 0 | 0 | 0 | 0 | 0 | 0 | 0 | 0 | 0 | 0 | 0 | 0 | 0 | 0 | 0 | 0 | 0 | 0 | 0 | 0 | 0
F3_Commercial_WA - College_Existing_Space Heating_Natural Gas_Building Shell - Air Sealing (Infiltration Control)_A_Technical Potential | F3 | Commercial | WA - College | Existing | Space Heating | Natural Gas | Building Shell - Air Sealing (Infiltration Control) | A | Original Unit Winter Peak Savings (kW) | Technical Potential | 0 | 0 | 0 | 0 | 0 | 0 | 0 | 0 | 0 | 0 | 0 | 0 | 0 | 0 | 0 | 0 | 0 | 0 | 0 | 0 | 0 | 0 | 0 | 0 | 0 | 0 | 0
F4_Commercial_WA - College_Existing_Space Heating_Natural Gas_Building Shell - Air Sealing (Infiltration Control)_A_Technical Potential | F4 | Commercial | WA - College | Existing | Space Heating | Natural Gas | Building Shell - Air Sealing (Infiltration Control) | A | Standalone Impact on Baseline Energy (%) | Technical Potential | 0 | 0 | 0 | 7.7876e-06 | 1.1978e-05 | 2.6154e-05 | 4.9213e-05 | 8.4214e-05 | 0.00013434 | 0.00020253 | 0.00029093 | 0.00040026 | 0.00052919 | 0.00066605 | 0.00081573 | 0.00095608 | 0.0010787 | 0.0011718 | 0.0012259 | 0.0012356 | 0.0012356 | 0.0012356 | 0.0012356 | 0.0012356 | 0.0012356 | 0.0012356 | 0.0012356
F5_Commercial_WA - College_Existing_Space Heating_Natural Gas_Building Shell - Air Sealing (Infiltration Control)_A_Technical Potential | F5 | Commercial | WA - College | Existing | Space Heating | Natural Gas | Building Shell - Air Sealing (Infiltration Control) | A | Standalone Impact on Baseline Summer Peak (%) | Technical Potential | 0 | 0 | 0 | 0 | 0 | 0 | 0 | 0 | 0 | 0 | 0 | 0 | 0 | 0 | 0 | 0 | 0 | 0 | 0 | 0 | 0 | 0 | 0 | 0 | 0 | 0 | 0
F6_Commercial_WA - College_Existing_Space Heating_Natural Gas_Building Shell - Air Sealing (Infiltration Control)_A_Technical Potential | F6 | Commercial | WA - College | Existing | Space Heating | Natural Gas | Building Shell - Air Sealing (Infiltration Control) | A | Standalone Impact on Baseline Winter Peak (%) | Technical Potential | 0 | 0 | 0 | 0 | 0 | 0 | 0 | 0 | 0 | 0 | 0 | 0 | 0 | 0 | 0 | 0 | 0 | 0 | 0 | 0 | 0 | 0 | 0 | 0 | 0 | 0 | 0
F7_Commercial_WA - College_Existing_Space Heating_Natural Gas_Building Shell - Air Sealing (Infiltration Control)_A_Technical Potential | F7 | Commercial | WA - College | Existing | Space Heating | Natural Gas | Building Shell - Air Sealing (Infiltration Control) | A | Incremental Energy Savings (MWh or mTherms) | Technical Potential | 0 | 0 | 0 | 0.10876 | 0.058351 | 0.19682 | 0.31925 | 0.48321 | 0.69017 | 0.93631 | 1.2106 | 1.4936 | 1.757 | 1.8607 | 2.0305 | 1.8996 | 1.6561 | 1.2547 | 0.7283 | 0.13077 | 0 | 0 | 0 | 0 | 0 | 0 | 0
F8_Commercial_WA - College_Existing_Space Heating_Natural Gas_Building Shell - Air Sealing (Infiltration Control)_A_Technical Potential | F8 | Commercial | WA - College | Existing | Space Heating | Natural Gas | Building Shell - Air Sealing (Infiltration Control) | A | Incremental Summer Peak Savings (MW) | Technical Potential | 0 | 0 | 0 | 0 | 0 | 0 | 0 | 0 | 0 | 0 | 0 | 0 | 0 | 0 | 0 | 0 | 0 | 0 | 0 | 0 | 0 | 0 | 0 | 0 | 0 | 0 | 0
F9_Commercial_WA - College_Existing_Space Heating_Natural Gas_Building Shell - Air Sealing (Infiltration Control)_A_Technical Potential | F9 | Commercial | WA - College | Existing | Space Heating | Natural Gas | Building Shell - Air Sealing (Infiltration Control) | A | Incremental Winter Peak Savings (MW) | Technical Potential | 0 | 0 | 0 | 0 | 0 | 0 | 0 | 0 | 0 | 0 | 0 | 0 | 0 | 0 | 0 | 0 | 0 | 0 | 0 | 0 | 0 | 0 | 0 | 0 | 0 | 0 | 0
F10_Commercial_WA - College_Existing_Space Heating_Natural Gas_Building Shell - Air Sealing (Infiltration Control)_A_Technical Potential | F10 | Commercial | WA - College | Existing | Space Heating | Natural Gas | Building Shell - Air Sealing (Infiltration Control) | A | Cumulative Energy Savings (MWh or mTherms) | Technical Potential | 0 | 0 | 0 | 0.10876 | 0.16679 | 0.36313 | 0.68134 | 1.1626 | 1.8496 | 2.781 | 3.9844 | 5.4679 | 7.2115 | 9.0552 | 11.0652 | 12.941 | 14.5704 | 15.7966 | 16.4958 | 16.5983 | 16.5721 | 16.5482 | 16.5264 | 16.5065 | 16.4884 | 16.4719 | 16.4569
F11_Commercial_WA - College_Existing_Space Heating_Natural Gas_Building Shell - Air Sealing (Infiltration Control)_A_Technical Potential | F11 | Commercial | WA - College | Existing | Space Heating | Natural Gas | Building Shell - Air Sealing (Infiltration Control) | A | Cumulative Summer Peak Savings (MW) | Technical Potential | 0 | 0 | 0 | 0 | 0 | 0 | 0 | 0 | 0 | 0 | 0 | 0 | 0 | 0 | 0 | 0 | 0 | 0 | 0 | 0 | 0 | 0 | 0 | 0 | 0 | 0 | 0
F12_Commercial_WA - College_Existing_Space Heating_Natural Gas_Building Shell - Air Sealing (Infiltration Control)_A_Technical Potential | F12 | Commercial | WA - College | Existing | Space Heating | Natural Gas | Building Shell - Air Sealing (Infiltration Control) | A | Cumulative Winter Peak Savings (MW) | Technical Potential | 0 | 0 | 0 | 0 | 0 | 0 | 0 | 0 | 0 | 0 | 0 | 0 | 0 | 0 | 0 | 0 | 0 | 0 | 0 | 0 | 0 | 0 | 0 | 0 | 0 | 0 | 0
F13_Commercial_WA - College_Existing_Space Heating_Natural Gas_Building Shell - Air Sealing (Infiltration Control)_A_Technical Potential | F13 | Commercial | WA - College | Existing | Space Heating | Natural Gas | Building Shell - Air Sealing (Infiltration Control) | A | Purchases (Incremental) | Technical Potential | 0 | 0 | 0 | 41.7761 | 22.4794 | 76.0455 | 123.6984 | 187.7569 | 268.908 | 365.7887 | 474.1942 | 586.4965 | 691.6187 | 734.1752 | 802.9867 | 752.8668 | 657.6912 | 499.2594 | 290.3366 | 52.2193 | 0 | 0 | 0 | 0 | 0 | 0 | 0
F14_Commercial_WA - College_Existing_Space Heating_Natural Gas_Building Shell - Air Sealing (Infiltration Control)_A_Technical Potential | F14 | Commercial | WA - College | Existing | Space Heating | Natural Gas | Building Shell - Air Sealing (Infiltration Control) | A | Purchases (Cumulative) | Technical Potential | 0 | 0 | 0 | 41.7761 | 64.2555 | 140.3009 | 263.9993 | 451.7562 | 720.6641 | 1086.4528 | 1560.647 | 2147.1436 | 2838.7623 | 3572.9375 | 4375.9242 | 5128.791 | 5786.4822 | 6285.7416 | 6576.0782 | 6628.2975 | 6628.2975 | 6628.2975 | 6628.2975 | 6628.2975 | 6628.2975 | 6628.2975 | 6628.2975
F1_Commercial_WA - College_Existing_Space Heating_Natural Gas_Ventilation - Demand Controlled_A_Technical Potential | F1 | Commercial | WA - College | Existing | Space Heating | Natural Gas | Ventilation - Demand Controlled | A | Original Unit Energy Savings (kWh or therms) | Technical Potential | 0 | 0 | 0.037545 | 0.037433 | 0.037322 | 0.037214 | 0.037107 | 0.037003 | 0.036902 | 0.036803 | 0.036707 | 0.036615 | 0.036525 | 0.036439 | 0.036357 | 0.036279 | 0.036204 | 0.036133 | 0.036067 | 0.036005 | 0.035948 | 0.035896 | 0.035849 | 0.035806 | 0.035766 | 0.035731 | 0.035698
F2_Commercial_WA - College_Existing_Space Heating_Natural Gas_Ventilation - Demand Controlled_A_Technical Potential | F2 | Commercial | WA - College | Existing | Space Heating | Natural Gas | Ventilation - Demand Controlled | A | Original Unit Summer Peak Savings (kW) | Technical Potential | 0 | 0 | 0 | 0 | 0 | 0 | 0 | 0 | 0 | 0 | 0 | 0 | 0 | 0 | 0 | 0 | 0 | 0 | 0 | 0 | 0 | 0 | 0 | 0 | 0 | 0 | 0
F3_Commercial_WA - College_Existing_Space Heating_Natural Gas_Ventilation - Demand Controlled_A_Technical Potential | F3 | Commercial | WA - College | Existing | Space Heating | Natural Gas | Ventilation - Demand Controlled | A | Original Unit Winter Peak Savings (kW) | Technical Potential | 0 | 0 | 0 | 0 | 0 | 0 | 0 | 0 | 0 | 0 | 0 | 0 | 0 | 0 | 0 | 0 | 0 | 0 | 0 | 0 | 0 | 0 | 0 | 0 | 0 | 0 | 0
F4_Commercial_WA - College_Existing_Space Heating_Natural Gas_Ventilation - Demand Controlled_A_Technical Potential | F4 | Commercial | WA - College | Existing | Space Heating | Natural Gas | Ventilation - Demand Controlled | A | Standalone Impact on Baseline Energy (%) | Technical Potential | 0 | 0 | 0 | 0.00063491 | 0.0014145 | 0.0023684 | 0.0034759 | 0.004739 | 0.0062157 | 0.0078358 | 0.0094907 | 0.01105 | 0.012391 | 0.012793 | 0.012793 | 0.012793 | 0.012793 | 0.012793 | 0.012793 | 0.012793 | 0.012793 | 0.012793 | 0.012793 | 0.012793 | 0.012793 | 0.012793 | 0.012793
F5_Commercial_WA - College_Existing_Space Heating_Natural Gas_Ventilation - Demand Controlled_A_Technical Potential | F5 | Commercial | WA - College | Existing | Space Heating | Natural Gas | Ventilation - Demand Controlled | A | Standalone Impact on Baseline Summer Peak (%) | Technical Potential | 0 | 0 | 0 | 0 | 0 | 0 | 0 | 0 | 0 | 0 | 0 | 0 | 0 | 0 | 0 | 0 | 0 | 0 | 0 | 0 | 0 | 0 | 0 | 0 | 0 | 0 | 0
F6_Commercial_WA - College_Existing_Space Heating_Natural Gas_Ventilation - Demand Controlled_A_Technical Potential | F6 | Commercial | WA - College | Existing | Space Heating | Natural Gas | Ventilation - Demand Controlled | A | Standalone Impact on Baseline Winter Peak (%) | Technical Potential | 0 | 0 | 0 | 0 | 0 | 0 | 0 | 0 | 0 | 0 | 0 | 0 | 0 | 0 | 0 | 0 | 0 | 0 | 0 | 0 | 0 | 0 | 0 | 0 | 0 | 0 | 0
F7_Commercial_WA - College_Existing_Space Heating_Natural Gas_Ventilation - Demand Controlled_A_Technical Potential | F7 | Commercial | WA - College | Existing | Space Heating | Natural Gas | Ventilation - Demand Controlled | A | Incremental Energy Savings (MWh or mTherms) | Technical Potential | 0 | 0 | 0 | 8.8672 | 10.8554 | 13.2452 | 15.3316 | 17.4387 | 20.332 | 22.2449 | 22.6656 | 21.3057 | 18.2693 | 5.4724 | 0 | 0 | 0 | 0 | 0 | 0 | 0 | 0 | 0 | 0 | 0 | 0 | 0
F8_Commercial_WA - College_Existing_Space Heating_Natural Gas_Ventilation - Demand Controlled_A_Technical Potential | F8 | Commercial | WA - College | Existing | Space Heating | Natural Gas | Ventilation - Demand Controlled | A | Incremental Summer Peak Savings (MW) | Technical Potential | 0 | 0 | 0 | 0 | 0 | 0 | 0 | 0 | 0 | 0 | 0 | 0 | 0 | 0 | 0 | 0 | 0 | 0 | 0 | 0 | 0 | 0 | 0 | 0 | 0 | 0 | 0
F9_Commercial_WA - College_Existing_Space Heating_Natural Gas_Ventilation - Demand Controlled_A_Technical Potential | F9 | Commercial | WA - College | Existing | Space Heating | Natural Gas | Ventilation - Demand Controlled | A | Incremental Winter Peak Savings (MW) | Technical Potential | 0 | 0 | 0 | 0 | 0 | 0 | 0 | 0 | 0 | 0 | 0 | 0 | 0 | 0 | 0 | 0 | 0 | 0 | 0 | 0 | 0 | 0 | 0 | 0 | 0 | 0 | 0
F10_Commercial_WA - College_Existing_Space Heating_Natural Gas_Ventilation - Demand Controlled_A_Technical Potential | F10 | Commercial | WA - College | Existing | Space Heating | Natural Gas | Ventilation - Demand Controlled | A | Cumulative Energy Savings (MWh or mTherms) | Technical Potential | 0 | 0 | 0 | 8.8672 | 19.6964 | 32.8843 | 48.122 | 65.4259 | 85.5786 | 107.5946 | 129.9801 | 150.9576 | 168.8584 | 173.9335 | 173.5406 | 173.1656 | 172.8091 | 172.4716 | 172.1537 | 171.8589 | 171.5872 | 171.3397 | 171.114 | 170.9084 | 170.721 | 170.5502 | 170.3946
F11_Commercial_WA - College_Existing_Space Heating_Natural Gas_Ventilation - Demand Controlled_A_Technical Potential | F11 | Commercial | WA - College | Existing | Space Heating | Natural Gas | Ventilation - Demand Controlled | A | Cumulative Summer Peak Savings (MW) | Technical Potential | 0 | 0 | 0 | 0 | 0 | 0 | 0 | 0 | 0 | 0 | 0 | 0 | 0 | 0 | 0 | 0 | 0 | 0 | 0 | 0 | 0 | 0 | 0 | 0 | 0 | 0 | 0
F12_Commercial_WA - College_Existing_Space Heating_Natural Gas_Ventilation - Demand Controlled_A_Technical Potential | F12 | Commercial | WA - College | Existing | Space Heating | Natural Gas | Ventilation - Demand Controlled | A | Cumulative Winter Peak Savings (MW) | Technical Potential | 0 | 0 | 0 | 0 | 0 | 0 | 0 | 0 | 0 | 0 | 0 | 0 | 0 | 0 | 0 | 0 | 0 | 0 | 0 | 0 | 0 | 0 | 0 | 0 | 0 | 0 | 0
F13_Commercial_WA - College_Existing_Space Heating_Natural Gas_Ventilation - Demand Controlled_A_Technical Potential | F13 | Commercial | WA - College | Existing | Space Heating | Natural Gas | Ventilation - Demand Controlled | A | Purchases (Incremental) | Technical Potential | 0 | 0 | 0 | 236884.2071 | 290856.0276 | 355922.661 | 413170.1287 | 471272.8527 | 550974.6132 | 604427.707 | 617465.5976 | 581887.2232 | 500181.3559 | 150177.2439 | 0 | 0 | 0 | 0 | 0 | 0 | 0 | 0 | 0 | 0 | 0 | 0 | 0
F14_Commercial_WA - College_Existing_Space Heating_Natural Gas_Ventilation - Demand Controlled_A_Technical Potential | F14 | Commercial | WA - College | Existing | Space Heating | Natural Gas | Ventilation - Demand Controlled | A | Purchases (Cumulative) | Technical Potential | 0 | 0 | 0 | 236884.2071 | 527740.2347 | 883662.8957 | 1296833.0243 | 1768105.877 | 2319080.4902 | 2923508.1972 | 3540973.7948 | 4122861.018 | 4623042.3739 | 4773219.6177 | 4773219.6177 | 4773219.6177 | 4773219.6177 | 4773219.6177 | 4773219.6177 | 4773219.6177 | 4773219.6177 | 4773219.6177 | 4773219.6177 | 4773219.6177 | 4773219.6177 | 4773219.6177 | 4773219.6177
F1_Commercial_WA - College_Existing_Space Heating_Natural Gas_HVAC - Dedicated Outdoor Air System (DOAS)_A_Technical Potential | F1 | Commercial | WA - College | Existing | Space Heating | Natural Gas | HVAC - Dedicated Outdoor Air System (DOAS) | A | Original Unit Energy Savings (kWh or therms) | Technical Potential | 0 | 0 | 0.15455 | 0.15409 | 0.15363 | 0.15319 | 0.15275 | 0.15232 | 0.1519 | 0.1515 | 0.1511 | 0.15072 | 0.15035 | 0.15 | 0.14966 | 0.14934 | 0.14903 | 0.14874 | 0.14846 | 0.14821 | 0.14798 | 0.14776 | 0.14757 | 0.14739 | 0.14723 | 0.14708 | 0.14695
F2_Commercial_WA - College_Existing_Space Heating_Natural Gas_HVAC - Dedicated Outdoor Air System (DOAS)_A_Technical Potential | F2 | Commercial | WA - College | Existing | Space Heating | Natural Gas | HVAC - Dedicated Outdoor Air System (DOAS) | A | Original Unit Summer Peak Savings (kW) | Technical Potential | 0 | 0 | 0 | 0 | 0 | 0 | 0 | 0 | 0 | 0 | 0 | 0 | 0 | 0 | 0 | 0 | 0 | 0 | 0 | 0 | 0 | 0 | 0 | 0 | 0 | 0 | 0
F3_Commercial_WA - College_Existing_Space Heating_Natural Gas_HVAC - Dedicated Outdoor Air System (DOAS)_A_Technical Potential | F3 | Commercial | WA - College | Existing | Space Heating | Natural Gas | HVAC - Dedicated Outdoor Air System (DOAS) | A | Original Unit Winter Peak Savings (kW) | Technical Potential | 0 | 0 | 0 | 0 | 0 | 0 | 0 | 0 | 0 | 0 | 0 | 0 | 0 | 0 | 0 | 0 | 0 | 0 | 0 | 0 | 0 | 0 | 0 | 0 | 0 | 0 | 0
F4_Commercial_WA - College_Existing_Space Heating_Natural Gas_HVAC - Dedicated Outdoor Air System (DOAS)_A_Technical Potential | F4 | Commercial | WA - College | Existing | Space Heating | Natural Gas | HVAC - Dedicated Outdoor Air System (DOAS) | A | Standalone Impact on Baseline Energy (%) | Technical Potential | 0 | 0 | 0 | 0.00057282 | 0.0017486 | 0.0029244 | 0.0041002 | 0.005276 | 0.0064518 | 0.0076276 | 0.0088034 | 0.0099792 | 0.011155 | 0.012331 | 0.013507 | 0.014682 | 0.015858 | 0.017034 | 0.01821 | 0.019386 | 0.020561 | 0.021737 | 0.022913 | 0.022913 | 0.022913 | 0.022913 | 0.022913
F5_Commercial_WA - College_Existing_Space Heating_Natural Gas_HVAC - Dedicated Outdoor Air System (DOAS)_A_Technical Potential | F5 | Commercial | WA - College | Existing | Space Heating | Natural Gas | HVAC - Dedicated Outdoor Air System (DOAS) | A | Standalone Impact on Baseline Summer Peak (%) | Technical Potential | 0 | 0 | 0 | 0 | 0 | 0 | 0 | 0 | 0 | 0 | 0 | 0 | 0 | 0 | 0 | 0 | 0 | 0 | 0 | 0 | 0 | 0 | 0 | 0 | 0 | 0 | 0
F6_Commercial_WA - College_Existing_Space Heating_Natural Gas_HVAC - Dedicated Outdoor Air System (DOAS)_A_Technical Potential | F6 | Commercial | WA - College | Existing | Space Heating | Natural Gas | HVAC - Dedicated Outdoor Air System (DOAS) | A | Standalone Impact on Baseline Winter Peak (%) | Technical Potential | 0 | 0 | 0 | 0 | 0 | 0 | 0 | 0 | 0 | 0 | 0 | 0 | 0 | 0 | 0 | 0 | 0 | 0 | 0 | 0 | 0 | 0 | 0 | 0 | 0 | 0 | 0
F7_Commercial_WA - College_Existing_Space Heating_Natural Gas_HVAC - Dedicated Outdoor Air System (DOAS)_A_Technical Potential | F7 | Commercial | WA - College | Existing | Space Heating | Natural Gas | HVAC - Dedicated Outdoor Air System (DOAS) | A | Incremental Energy Savings (MWh or mTherms) | Technical Potential | 0 | 0 | 0 | 8 | 16.3727 | 16.3251 | 16.2785 | 16.2329 | 16.1884 | 16.1451 | 16.1031 | 16.0624 | 16.0232 | 15.9855 | 15.9494 | 15.9149 | 15.8821 | 15.8511 | 15.8219 | 15.7948 | 15.7699 | 15.7471 | 15.7264 | 0 | 0 | 0 | 0
F8_Commercial_WA - College_Existing_Space Heating_Natural Gas_HVAC - Dedicated Outdoor Air System (DOAS)_A_Technical Potential | F8 | Commercial | WA - College | Existing | Space Heating | Natural Gas | HVAC - Dedicated Outdoor Air System (DOAS) | A | Incremental Summer Peak Savings (MW) | Technical Potential | 0 | 0 | 0 | 0 | 0 | 0 | 0 | 0 | 0 | 0 | 0 | 0 | 0 | 0 | 0 | 0 | 0 | 0 | 0 | 0 | 0 | 0 | 0 | 0 | 0 | 0 | 0
F9_Commercial_WA - College_Existing_Space Heating_Natural Gas_HVAC - Dedicated Outdoor Air System (DOAS)_A_Technical Potential | F9 | Commercial | WA - College | Existing | Space Heating | Natural Gas | HVAC - Dedicated Outdoor Air System (DOAS) | A | Incremental Winter Peak Savings (MW) | Technical Potential | 0 | 0 | 0 | 0 | 0 | 0 | 0 | 0 | 0 | 0 | 0 | 0 | 0 | 0 | 0 | 0 | 0 | 0 | 0 | 0 | 0 | 0 | 0 | 0 | 0 | 0 | 0
F10_Commercial_WA - College_Existing_Space Heating_Natural Gas_HVAC - Dedicated Outdoor Air System (DOAS)_A_Technical Potential | F10 | Commercial | WA - College | Existing | Space Heating | Natural Gas | HVAC - Dedicated Outdoor Air System (DOAS) | A | Cumulative Energy Savings (MWh or mTherms) | Technical Potential | 0 | 0 | 0 | 8 | 24.3492 | 40.6035 | 56.766 | 72.8398 | 88.8286 | 104.736 | 120.5665 | 136.3244 | 152.0148 | 167.6427 | 183.2134 | 198.7324 | 214.2054 | 229.6382 | 245.0368 | 260.4121 | 275.7702 | 291.1194 | 306.4625 | 306.0942 | 305.7586 | 305.4527 | 305.1739
F11_Commercial_WA - College_Existing_Space Heating_Natural Gas_HVAC - Dedicated Outdoor Air System (DOAS)_A_Technical Potential | F11 | Commercial | WA - College | Existing | Space Heating | Natural Gas | HVAC - Dedicated Outdoor Air System (DOAS) | A | Cumulative Summer Peak Savings (MW) | Technical Potential | 0 | 0 | 0 | 0 | 0 | 0 | 0 | 0 | 0 | 0 | 0 | 0 | 0 | 0 | 0 | 0 | 0 | 0 | 0 | 0 | 0 | 0 | 0 | 0 | 0 | 0 | 0
F12_Commercial_WA - College_Existing_Space Heating_Natural Gas_HVAC - Dedicated Outdoor Air System (DOAS)_A_Technical Potential | F12 | Commercial | WA - College | Existing | Space Heating | Natural Gas | HVAC - Dedicated Outdoor Air System (DOAS) | A | Cumulative Winter Peak Savings (MW) | Technical Potential | 0 | 0 | 0 | 0 | 0 | 0 | 0 | 0 | 0 | 0 | 0 | 0 | 0 | 0 | 0 | 0 | 0 | 0 | 0 | 0 | 0 | 0 | 0 | 0 | 0 | 0 | 0
F13_Commercial_WA - College_Existing_Space Heating_Natural Gas_HVAC - Dedicated Outdoor Air System (DOAS)_A_Technical Potential | F13 | Commercial | WA - College | Existing | Space Heating | Natural Gas | HVAC - Dedicated Outdoor Air System (DOAS) | A | Purchases (Incremental) | Technical Potential | 0 | 0 | 0 | 51918.8859 | 106570.3448 | 106570.3448 | 106570.3448 | 106570.3448 | 106570.3448 | 106570.3448 | 106570.3448 | 106570.3448 | 106570.3448 | 106570.3448 | 106570.3448 | 106570.3448 | 106570.3448 | 106570.3448 | 106570.3448 | 106570.3448 | 106570.3448 | 106570.3448 | 106570.3448 | 0 | 0 | 0 | 0
F14_Commercial_WA - College_Existing_Space Heating_Natural Gas_HVAC - Dedicated Outdoor Air System (DOAS)_A_Technical Potential | F14 | Commercial | WA - College | Existing | Space Heating | Natural Gas | HVAC - Dedicated Outdoor Air System (DOAS) | A | Purchases (Cumulative) | Technical Potential | 0 | 0 | 0 | 51918.8859 | 158489.2307 | 265059.5755 | 371629.9204 | 478200.2652 | 584770.61 | 691340.9548 | 797911.2996 | 904481.6444 | 1011051.9892 | 1117622.334 | 1224192.6788 | 1330763.0236 | 1437333.3684 | 1543903.7132 | 1650474.0581 | 1757044.4029 | 1863614.7477 | 1970185.0925 | 2076755.4373 | 2076755.4373 | 2076755.4373 | 2076755.4373 | 2076755.4373
F1_Commercial_WA - College_Existing_Space Heating_Natural Gas_Destratification Fans (HVLS)_A_Technical Potential | F1 | Commercial | WA - College | Existing | Space Heating | Natural Gas | Destratification Fans (HVLS) | A | Original Unit Energy Savings (kWh or therms) | Technical Potential | 0 | 0 | 765.8654 | 763.5778 | 761.3253 | 759.1125 | 756.9439 | 754.8233 | 752.7544 | 750.7407 | 748.7865 | 746.8958 | 745.0725 | 743.3197 | 741.6406 | 740.038 | 738.5144 | 737.0722 | 735.7135 | 734.4537 | 733.2927 | 732.2346 | 731.2704 | 730.3916 | 729.5908 | 728.8609 | 728.1957
F2_Commercial_WA - College_Existing_Space Heating_Natural Gas_Destratification Fans (HVLS)_A_Technical Potential | F2 | Commercial | WA - College | Existing | Space Heating | Natural Gas | Destratification Fans (HVLS) | A | Original Unit Summer Peak Savings (kW) | Technical Potential | 0 | 0 | 0 | 0 | 0 | 0 | 0 | 0 | 0 | 0 | 0 | 0 | 0 | 0 | 0 | 0 | 0 | 0 | 0 | 0 | 0 | 0 | 0 | 0 | 0 | 0 | 0
F3_Commercial_WA - College_Existing_Space Heating_Natural Gas_Destratification Fans (HVLS)_A_Technical Potential | F3 | Commercial | WA - College | Existing | Space Heating | Natural Gas | Destratification Fans (HVLS) | A | Original Unit Winter Peak Savings (kW) | Technical Potential | 0 | 0 | 0 | 0 | 0 | 0 | 0 | 0 | 0 | 0 | 0 | 0 | 0 | 0 | 0 | 0 | 0 | 0 | 0 | 0 | 0 | 0 | 0 | 0 | 0 | 0 | 0
F4_Commercial_WA - College_Existing_Space Heating_Natural Gas_Destratification Fans (HVLS)_A_Technical Potential | F4 | Commercial | WA - College | Existing | Space Heating | Natural Gas | Destratification Fans (HVLS) | A | Standalone Impact on Baseline Energy (%) | Technical Potential | 0 | 0 | 0 | 0.00059503 | 0.0018164 | 0.0030378 | 0.0042592 | 0.0054806 | 0.006702 | 0.0079234 | 0.0091447 | 0.010366 | 0.011588 | 0.012809 | 0.01403 | 0.015252 | 0.016473 | 0.017694 | 0.018321 | 0.018321 | 0.018321 | 0.018321 | 0.018321 | 0.018321 | 0.018321 | 0.018321 | 0.018321
F5_Commercial_WA - College_Existing_Space Heating_Natural Gas_Destratification Fans (HVLS)_A_Technical Potential | F5 | Commercial | WA - College | Existing | Space Heating | Natural Gas | Destratification Fans (HVLS) | A | Standalone Impact on Baseline Summer Peak (%) | Technical Potential | 0 | 0 | 0 | 0 | 0 | 0 | 0 | 0 | 0 | 0 | 0 | 0 | 0 | 0 | 0 | 0 | 0 | 0 | 0 | 0 | 0 | 0 | 0 | 0 | 0 | 0 | 0
F6_Commercial_WA - College_Existing_Space Heating_Natural Gas_Destratification Fans (HVLS)_A_Technical Potential | F6 | Commercial | WA - College | Existing | Space Heating | Natural Gas | Destratification Fans (HVLS) | A | Standalone Impact on Baseline Winter Peak (%) | Technical Potential | 0 | 0 | 0 | 0 | 0 | 0 | 0 | 0 | 0 | 0 | 0 | 0 | 0 | 0 | 0 | 0 | 0 | 0 | 0 | 0 | 0 | 0 | 0 | 0 | 0 | 0 | 0
F7_Commercial_WA - College_Existing_Space Heating_Natural Gas_Destratification Fans (HVLS)_A_Technical Potential | F7 | Commercial | WA - College | Existing | Space Heating | Natural Gas | Destratification Fans (HVLS) | A | Incremental Energy Savings (MWh or mTherms) | Technical Potential | 0 | 0 | 0 | 8.3103 | 17.0076 | 16.9581 | 16.9097 | 16.8623 | 16.8161 | 16.7711 | 16.7275 | 16.6852 | 16.6445 | 16.6053 | 16.5678 | 16.532 | 16.498 | 16.4658 | 8.4284 | 0 | 2.0841e-14 | 0 | 0 | 0 | 0 | 0 | 0
F8_Commercial_WA - College_Existing_Space Heating_Natural Gas_Destratification Fans (HVLS)_A_Technical Potential | F8 | Commercial | WA - College | Existing | Space Heating | Natural Gas | Destratification Fans (HVLS) | A | Incremental Summer Peak Savings (MW) | Technical Potential | 0 | 0 | 0 | 0 | 0 | 0 | 0 | 0 | 0 | 0 | 0 | 0 | 0 | 0 | 0 | 0 | 0 | 0 | 0 | 0 | 0 | 0 | 0 | 0 | 0 | 0 | 0
F9_Commercial_WA - College_Existing_Space Heating_Natural Gas_Destratification Fans (HVLS)_A_Technical Potential | F9 | Commercial | WA - College | Existing | Space Heating | Natural Gas | Destratification Fans (HVLS) | A | Incremental Winter Peak Savings (MW) | Technical Potential | 0 | 0 | 0 | 0 | 0 | 0 | 0 | 0 | 0 | 0 | 0 | 0 | 0 | 0 | 0 | 0 | 0 | 0 | 0 | 0 | 0 | 0 | 0 | 0 | 0 | 0 | 0
F10_Commercial_WA - College_Existing_Space Heating_Natural Gas_Destratification Fans (HVLS)_A_Technical Potential | F10 | Commercial | WA - College | Existing | Space Heating | Natural Gas | Destratification Fans (HVLS) | A | Cumulative Energy Savings (MWh or mTherms) | Technical Potential | 0 | 0 | 0 | 8.3103 | 25.2933 | 42.1779 | 58.9671 | 75.6643 | 92.273 | 108.7973 | 125.2415 | 141.6105 | 157.9093 | 174.1432 | 190.3176 | 206.4384 | 222.5114 | 238.5426 | 246.5313 | 246.1092 | 245.7201 | 245.3656 | 245.0425 | 244.748 | 244.4797 | 244.2351 | 244.0122
F11_Commercial_WA - College_Existing_Space Heating_Natural Gas_Destratification Fans (HVLS)_A_Technical Potential | F11 | Commercial | WA - College | Existing | Space Heating | Natural Gas | Destratification Fans (HVLS) | A | Cumulative Summer Peak Savings (MW) | Technical Potential | 0 | 0 | 0 | 0 | 0 | 0 | 0 | 0 | 0 | 0 | 0 | 0 | 0 | 0 | 0 | 0 | 0 | 0 | 0 | 0 | 0 | 0 | 0 | 0 | 0 | 0 | 0
F12_Commercial_WA - College_Existing_Space Heating_Natural Gas_Destratification Fans (HVLS)_A_Technical Potential | F12 | Commercial | WA - College | Existing | Space Heating | Natural Gas | Destratification Fans (HVLS) | A | Cumulative Winter Peak Savings (MW) | Technical Potential | 0 | 0 | 0 | 0 | 0 | 0 | 0 | 0 | 0 | 0 | 0 | 0 | 0 | 0 | 0 | 0 | 0 | 0 | 0 | 0 | 0 | 0 | 0 | 0 | 0 | 0 | 0
F13_Commercial_WA - College_Existing_Space Heating_Natural Gas_Destratification Fans (HVLS)_A_Technical Potential | F13 | Commercial | WA - College | Existing | Space Heating | Natural Gas | Destratification Fans (HVLS) | A | Purchases (Incremental) | Technical Potential | 0 | 0 | 0 | 10.8833 | 22.3394 | 22.3394 | 22.3394 | 22.3394 | 22.3394 | 22.3394 | 22.3394 | 22.3394 | 22.3394 | 22.3394 | 22.3394 | 22.3394 | 22.3394 | 22.3394 | 11.4561 | 0 | 2.8422e-14 | 0 | 0 | 0 | 0 | 0 | 0
F14_Commercial_WA - College_Existing_Space Heating_Natural Gas_Destratification Fans (HVLS)_A_Technical Potential | F14 | Commercial | WA - College | Existing | Space Heating | Natural Gas | Destratification Fans (HVLS) | A | Purchases (Cumulative) | Technical Potential | 0 | 0 | 0 | 10.8833 | 33.2227 | 55.5622 | 77.9016 | 100.241 | 122.5805 | 144.9199 | 167.2593 | 189.5988 | 211.9382 | 234.2776 | 256.6171 | 278.9565 | 301.2959 | 323.6354 | 335.0915 | 335.0915 | 335.0915 | 335.0915 | 335.0915 | 335.0915 | 335.0915 | 335.0915 | 335.0915
F1_Commercial_WA - College_Existing_Space Heating_Natural Gas_Gas Boiler - Maintenance_A_Technical Potential | F1 | Commercial | WA - College | Existing | Space Heating | Natural Gas | Gas Boiler - Maintenance | A | Original Unit Energy Savings (kWh or therms) | Technical Potential | 0 | 0 | 0.14986 | 0.14941 | 0.14897 | 0.14853 | 0.14811 | 0.1477 | 0.14731 | 0.14692 | 0.14655 | 0.1462 | 0.14586 | 0.14554 | 0.14523 | 0.14494 | 0.14467 | 0.14441 | 0.14418 | 0.14396 | 0.14375 | 0.14357 | 0.1434 | 0.14325 | 0.14311 | 0.14299 | 0.14288
F2_Commercial_WA - College_Existing_Space Heating_Natural Gas_Gas Boiler - Maintenance_A_Technical Potential | F2 | Commercial | WA - College | Existing | Space Heating | Natural Gas | Gas Boiler - Maintenance | A | Original Unit Summer Peak Savings (kW) | Technical Potential | 0 | 0 | 0 | 0 | 0 | 0 | 0 | 0 | 0 | 0 | 0 | 0 | 0 | 0 | 0 | 0 | 0 | 0 | 0 | 0 | 0 | 0 | 0 | 0 | 0 | 0 | 0
F3_Commercial_WA - College_Existing_Space Heating_Natural Gas_Gas Boiler - Maintenance_A_Technical Potential | F3 | Commercial | WA - College | Existing | Space Heating | Natural Gas | Gas Boiler - Maintenance | A | Original Unit Winter Peak Savings (kW) | Technical Potential | 0 | 0 | 0 | 0 | 0 | 0 | 0 | 0 | 0 | 0 | 0 | 0 | 0 | 0 | 0 | 0 | 0 | 0 | 0 | 0 | 0 | 0 | 0 | 0 | 0 | 0 | 0
F4_Commercial_WA - College_Existing_Space Heating_Natural Gas_Gas Boiler - Maintenance_A_Technical Potential | F4 | Commercial | WA - College | Existing | Space Heating | Natural Gas | Gas Boiler - Maintenance | A | Standalone Impact on Baseline Energy (%) | Technical Potential | 0 | 0 | 0 | 0.00018694 | 0.00037386 | 0.0005608 | 0.00056081 | 0.00056083 | 0.00056086 | 0.0005609 | 0.00056095 | 0.00056102 | 0.00056109 | 0.00056116 | 0.00056125 | 0.00056134 | 0.00056144 | 0.00056155 | 0.00056166 | 0.00056176 | 0.00056186 | 0.00056195 | 0.00056204 | 0.00056212 | 0.0005622 | 0.00056227 | 0.00056233
F5_Commercial_WA - College_Existing_Space Heating_Natural Gas_Gas Boiler - Maintenance_A_Technical Potential | F5 | Commercial | WA - College | Existing | Space Heating | Natural Gas | Gas Boiler - Maintenance | A | Standalone Impact on Baseline Summer Peak (%) | Technical Potential | 0 | 0 | 0 | 0 | 0 | 0 | 0 | 0 | 0 | 0 | 0 | 0 | 0 | 0 | 0 | 0 | 0 | 0 | 0 | 0 | 0 | 0 | 0 | 0 | 0 | 0 | 0
F6_Commercial_WA - College_Existing_Space Heating_Natural Gas_Gas Boiler - Maintenance_A_Technical Potential | F6 | Commercial | WA - College | Existing | Space Heating | Natural Gas | Gas Boiler - Maintenance | A | Standalone Impact on Baseline Winter Peak (%) | Technical Potential | 0 | 0 | 0 | 0 | 0 | 0 | 0 | 0 | 0 | 0 | 0 | 0 | 0 | 0 | 0 | 0 | 0 | 0 | 0 | 0 | 0 | 0 | 0 | 0 | 0 | 0 | 0
F7_Commercial_WA - College_Existing_Space Heating_Natural Gas_Gas Boiler - Maintenance_A_Technical Potential | F7 | Commercial | WA - College | Existing | Space Heating | Natural Gas | Gas Boiler - Maintenance | A | Incremental Energy Savings (MWh or mTherms) | Technical Potential | 0 | 0 | 0 | 2.6107 | 2.603 | 2.5954 | 0 | 0 | 0 | 0 | 0 | 0 | 0 | 0 | 0 | 0 | 0 | 0 | 0 | 0 | 0 | 0 | 0 | 0 | 0 | 0 | 0
F8_Commercial_WA - College_Existing_Space Heating_Natural Gas_Gas Boiler - Maintenance_A_Technical Potential | F8 | Commercial | WA - College | Existing | Space Heating | Natural Gas | Gas Boiler - Maintenance | A | Incremental Summer Peak Savings (MW) | Technical Potential | 0 | 0 | 0 | 0 | 0 | 0 | 0 | 0 | 0 | 0 | 0 | 0 | 0 | 0 | 0 | 0 | 0 | 0 | 0 | 0 | 0 | 0 | 0 | 0 | 0 | 0 | 0
F9_Commercial_WA - College_Existing_Space Heating_Natural Gas_Gas Boiler - Maintenance_A_Technical Potential | F9 | Commercial | WA - College | Existing | Space Heating | Natural Gas | Gas Boiler - Maintenance | A | Incremental Winter Peak Savings (MW) | Technical Potential | 0 | 0 | 0 | 0 | 0 | 0 | 0 | 0 | 0 | 0 | 0 | 0 | 0 | 0 | 0 | 0 | 0 | 0 | 0 | 0 | 0 | 0 | 0 | 0 | 0 | 0 | 0
F10_Commercial_WA - College_Existing_Space Heating_Natural Gas_Gas Boiler - Maintenance_A_Technical Potential | F10 | Commercial | WA - College | Existing | Space Heating | Natural Gas | Gas Boiler - Maintenance | A | Cumulative Energy Savings (MWh or mTherms) | Technical Potential | 0 | 0 | 0 | 2.6107 | 5.206 | 7.7863 | 7.7642 | 7.7427 | 7.7219 | 7.7019 | 7.6825 | 7.664 | 7.6462 | 7.6293 | 7.6132 | 7.598 | 7.5837 | 7.5703 | 7.5579 | 7.5463 | 7.5357 | 7.5261 | 7.5174 | 7.5094 | 7.5022 | 7.4956 | 7.4896
F11_Commercial_WA - College_Existing_Space Heating_Natural Gas_Gas Boiler - Maintenance_A_Technical Potential | F11 | Commercial | WA - College | Existing | Space Heating | Natural Gas | Gas Boiler - Maintenance | A | Cumulative Summer Peak Savings (MW) | Technical Potential | 0 | 0 | 0 | 0 | 0 | 0 | 0 | 0 | 0 | 0 | 0 | 0 | 0 | 0 | 0 | 0 | 0 | 0 | 0 | 0 | 0 | 0 | 0 | 0 | 0 | 0 | 0
F12_Commercial_WA - College_Existing_Space Heating_Natural Gas_Gas Boiler - Maintenance_A_Technical Potential | F12 | Commercial | WA - College | Existing | Space Heating | Natural Gas | Gas Boiler - Maintenance | A | Cumulative Winter Peak Savings (MW) | Technical Potential | 0 | 0 | 0 | 0 | 0 | 0 | 0 | 0 | 0 | 0 | 0 | 0 | 0 | 0 | 0 | 0 | 0 | 0 | 0 | 0 | 0 | 0 | 0 | 0 | 0 | 0 | 0
F13_Commercial_WA - College_Existing_Space Heating_Natural Gas_Gas Boiler - Maintenance_A_Technical Potential | F13 | Commercial | WA - College | Existing | Space Heating | Natural Gas | Gas Boiler - Maintenance | A | Purchases (Incremental) | Technical Potential | 0 | 0 | 0 | 17473.5874 | 17473.5874 | 17473.5874 | 0 | 0 | 0 | 0 | 0 | 0 | 0 | 0 | 0 | 0 | 0 | 0 | 0 | 0 | 0 | 0 | 0 | 0 | 0 | 0 | 0
F14_Commercial_WA - College_Existing_Space Heating_Natural Gas_Gas Boiler - Maintenance_A_Technical Potential | F14 | Commercial | WA - College | Existing | Space Heating | Natural Gas | Gas Boiler - Maintenance | A | Purchases (Cumulative) | Technical Potential | 0 | 0 | 0 | 17473.5874 | 34947.1748 | 52420.7622 | 52420.7622 | 52420.7622 | 52420.7622 | 52420.7622 | 52420.7622 | 52420.7622 | 52420.7622 | 52420.7622 | 52420.7622 | 52420.7622 | 52420.7622 | 52420.7622 | 52420.7622 | 52420.7622 | 52420.7622 | 52420.7622 | 52420.7622 | 52420.7622 | 52420.7622 | 52420.7622 | 52420.7622
F1_Commercial_WA - College_Existing_Space Heating_Natural Gas_Gas Furnace - Maintenance_A_Technical Potential | F1 | Commercial | WA - College | Existing | Space Heating | Natural Gas | Gas Furnace - Maintenance | A | Original Unit Energy Savings (kWh or therms) | Technical Potential | 0 | 0 | 0.067917 | 0.067757 | 0.067578 | 0.067382 | 0.067166 | 0.066931 | 0.066677 | 0.066404 | 0.066115 | 0.065811 | 0.065494 | 0.065166 | 0.064829 | 0.064485 | 0.064135 | 0.06378 | 0.063421 | 0.063084 | 0.062766 | 0.062472 | 0.0622 | 0.06195 | 0.061719 | 0.061505 | 0.061308
F2_Commercial_WA - College_Existing_Space Heating_Natural Gas_Gas Furnace - Maintenance_A_Technical Potential | F2 | Commercial | WA - College | Existing | Space Heating | Natural Gas | Gas Furnace - Maintenance | A | Original Unit Summer Peak Savings (kW) | Technical Potential | 0 | 0 | 0 | 0 | 0 | 0 | 0 | 0 | 0 | 0 | 0 | 0 | 0 | 0 | 0 | 0 | 0 | 0 | 0 | 0 | 0 | 0 | 0 | 0 | 0 | 0 | 0
F3_Commercial_WA - College_Existing_Space Heating_Natural Gas_Gas Furnace - Maintenance_A_Technical Potential | F3 | Commercial | WA - College | Existing | Space Heating | Natural Gas | Gas Furnace - Maintenance | A | Original Unit Winter Peak Savings (kW) | Technical Potential | 0 | 0 | 0 | 0 | 0 | 0 | 0 | 0 | 0 | 0 | 0 | 0 | 0 | 0 | 0 | 0 | 0 | 0 | 0 | 0 | 0 | 0 | 0 | 0 | 0 | 0 | 0
F4_Commercial_WA - College_Existing_Space Heating_Natural Gas_Gas Furnace - Maintenance_A_Technical Potential | F4 | Commercial | WA - College | Existing | Space Heating | Natural Gas | Gas Furnace - Maintenance | A | Standalone Impact on Baseline Energy (%) | Technical Potential | 0 | 0 | 0 | 9.9391e-06 | 1.9884e-05 | 2.9826e-05 | 2.9816e-05 | 2.9795e-05 | 2.9764e-05 | 2.9722e-05 | 2.9669e-05 | 2.9607e-05 | 2.9537e-05 | 2.9459e-05 | 2.9373e-05 | 2.928e-05 | 2.9181e-05 | 2.9076e-05 | 2.8966e-05 | 2.8862e-05 | 2.8761e-05 | 2.8668e-05 | 2.8581e-05 | 2.85e-05 | 2.8425e-05 | 2.8355e-05 | 2.829e-05
F5_Commercial_WA - College_Existing_Space Heating_Natural Gas_Gas Furnace - Maintenance_A_Technical Potential | F5 | Commercial | WA - College | Existing | Space Heating | Natural Gas | Gas Furnace - Maintenance | A | Standalone Impact on Baseline Summer Peak (%) | Technical Potential | 0 | 0 | 0 | 0 | 0 | 0 | 0 | 0 | 0 | 0 | 0 | 0 | 0 | 0 | 0 | 0 | 0 | 0 | 0 | 0 | 0 | 0 | 0 | 0 | 0 | 0 | 0
F6_Commercial_WA - College_Existing_Space Heating_Natural Gas_Gas Furnace - Maintenance_A_Technical Potential | F6 | Commercial | WA - College | Existing | Space Heating | Natural Gas | Gas Furnace - Maintenance | A | Standalone Impact on Baseline Winter Peak (%) | Technical Potential | 0 | 0 | 0 | 0 | 0 | 0 | 0 | 0 | 0 | 0 | 0 | 0 | 0 | 0 | 0 | 0 | 0 | 0 | 0 | 0 | 0 | 0 | 0 | 0 | 0 | 0 | 0
F7_Commercial_WA - College_Existing_Space Heating_Natural Gas_Gas Furnace - Maintenance_A_Technical Potential | F7 | Commercial | WA - College | Existing | Space Heating | Natural Gas | Gas Furnace - Maintenance | A | Incremental Energy Savings (MWh or mTherms) | Technical Potential | 0 | 0 | 0 | 0.13881 | 0.13844 | 0.13804 | 0 | 0 | 0 | 0 | 0 | 0 | 0 | 0 | 0 | 0 | 0 | 0 | 0 | 0 | 0 | 0 | 0 | 0 | 0 | 0 | 0
F8_Commercial_WA - College_Existing_Space Heating_Natural Gas_Gas Furnace - Maintenance_A_Technical Potential | F8 | Commercial | WA - College | Existing | Space Heating | Natural Gas | Gas Furnace - Maintenance | A | Incremental Summer Peak Savings (MW) | Technical Potential | 0 | 0 | 0 | 0 | 0 | 0 | 0 | 0 | 0 | 0 | 0 | 0 | 0 | 0 | 0 | 0 | 0 | 0 | 0 | 0 | 0 | 0 | 0 | 0 | 0 | 0 | 0
F9_Commercial_WA - College_Existing_Space Heating_Natural Gas_Gas Furnace - Maintenance_A_Technical Potential | F9 | Commercial | WA - College | Existing | Space Heating | Natural Gas | Gas Furnace - Maintenance | A | Incremental Winter Peak Savings (MW) | Technical Potential | 0 | 0 | 0 | 0 | 0 | 0 | 0 | 0 | 0 | 0 | 0 | 0 | 0 | 0 | 0 | 0 | 0 | 0 | 0 | 0 | 0 | 0 | 0 | 0 | 0 | 0 | 0
F10_Commercial_WA - College_Existing_Space Heating_Natural Gas_Gas Furnace - Maintenance_A_Technical Potential | F10 | Commercial | WA - College | Existing | Space Heating | Natural Gas | Gas Furnace - Maintenance | A | Cumulative Energy Savings (MWh or mTherms) | Technical Potential | 0 | 0 | 0 | 0.13881 | 0.27689 | 0.41412 | 0.41279 | 0.41135 | 0.40979 | 0.40811 | 0.40633 | 0.40446 | 0.40252 | 0.4005 | 0.39843 | 0.39632 | 0.39417 | 0.39198 | 0.38978 | 0.38771 | 0.38575 | 0.38394 | 0.38228 | 0.38074 | 0.37932 | 0.378 | 0.37679
F11_Commercial_WA - College_Existing_Space Heating_Natural Gas_Gas Furnace - Maintenance_A_Technical Potential | F11 | Commercial | WA - College | Existing | Space Heating | Natural Gas | Gas Furnace - Maintenance | A | Cumulative Summer Peak Savings (MW) | Technical Potential | 0 | 0 | 0 | 0 | 0 | 0 | 0 | 0 | 0 | 0 | 0 | 0 | 0 | 0 | 0 | 0 | 0 | 0 | 0 | 0 | 0 | 0 | 0 | 0 | 0 | 0 | 0
F12_Commercial_WA - College_Existing_Space Heating_Natural Gas_Gas Furnace - Maintenance_A_Technical Potential | F12 | Commercial | WA - College | Existing | Space Heating | Natural Gas | Gas Furnace - Maintenance | A | Cumulative Winter Peak Savings (MW) | Technical Potential | 0 | 0 | 0 | 0 | 0 | 0 | 0 | 0 | 0 | 0 | 0 | 0 | 0 | 0 | 0 | 0 | 0 | 0 | 0 | 0 | 0 | 0 | 0 | 0 | 0 | 0 | 0
F13_Commercial_WA - College_Existing_Space Heating_Natural Gas_Gas Furnace - Maintenance_A_Technical Potential | F13 | Commercial | WA - College | Existing | Space Heating | Natural Gas | Gas Furnace - Maintenance | A | Purchases (Incremental) | Technical Potential | 0 | 0 | 0 | 2048.6288 | 2048.6288 | 2048.6288 | 0 | 0 | 0 | 0 | 0 | 0 | 0 | 0 | 0 | 0 | 0 | 0 | 0 | 0 | 0 | 0 | 0 | 0 | 0 | 0 | 0
F14_Commercial_WA - College_Existing_Space Heating_Natural Gas_Gas Furnace - Maintenance_A_Technical Potential | F14 | Commercial | WA - College | Existing | Space Heating | Natural Gas | Gas Furnace - Maintenance | A | Purchases (Cumulative) | Technical Potential | 0 | 0 | 0 | 2048.6288 | 4097.2577 | 6145.8865 | 6145.8865 | 6145.8865 | 6145.8865 | 6145.8865 | 6145.8865 | 6145.8865 | 6145.8865 | 6145.8865 | 6145.8865 | 6145.8865 | 6145.8865 | 6145.8865 | 6145.8865 | 6145.8865 | 6145.8865 | 6145.8865 | 6145.8865 | 6145.8865 | 6145.8865 | 6145.8865 | 6145.8865
F1_Commercial_WA - College_Existing_Space Heating_Natural Gas_Gas Boiler - Hot Water Reset_A_Technical Potential | F1 | Commercial | WA - College | Existing | Space Heating | Natural Gas | Gas Boiler - Hot Water Reset | A | Original Unit Energy Savings (kWh or therms) | Technical Potential | 0 | 0 | 266.4233 | 265.6187 | 264.8307 | 264.0611 | 263.3115 | 262.5836 | 261.8785 | 261.1977 | 260.5421 | 259.9129 | 259.3109 | 258.7371 | 258.1921 | 257.6767 | 257.1915 | 256.7372 | 256.3141 | 255.9229 | 255.5639 | 255.2375 | 254.9409 | 254.6711 | 254.4259 | 254.203 | 254.0004
F2_Commercial_WA - College_Existing_Space Heating_Natural Gas_Gas Boiler - Hot Water Reset_A_Technical Potential | F2 | Commercial | WA - College | Existing | Space Heating | Natural Gas | Gas Boiler - Hot Water Reset | A | Original Unit Summer Peak Savings (kW) | Technical Potential | 0 | 0 | 0 | 0 | 0 | 0 | 0 | 0 | 0 | 0 | 0 | 0 | 0 | 0 | 0 | 0 | 0 | 0 | 0 | 0 | 0 | 0 | 0 | 0 | 0 | 0 | 0
F3_Commercial_WA - College_Existing_Space Heating_Natural Gas_Gas Boiler - Hot Water Reset_A_Technical Potential | F3 | Commercial | WA - College | Existing | Space Heating | Natural Gas | Gas Boiler - Hot Water Reset | A | Original Unit Winter Peak Savings (kW) | Technical Potential | 0 | 0 | 0 | 0 | 0 | 0 | 0 | 0 | 0 | 0 | 0 | 0 | 0 | 0 | 0 | 0 | 0 | 0 | 0 | 0 | 0 | 0 | 0 | 0 | 0 | 0 | 0
F4_Commercial_WA - College_Existing_Space Heating_Natural Gas_Gas Boiler - Hot Water Reset_A_Technical Potential | F4 | Commercial | WA - College | Existing | Space Heating | Natural Gas | Gas Boiler - Hot Water Reset | A | Standalone Impact on Baseline Energy (%) | Technical Potential | 0 | 0 | 0 | 0.00037981 | 0.0011594 | 0.001939 | 0.0027186 | 0.0034984 | 0.0042782 | 0.0050583 | 0.0058386 | 0.0066191 | 0.0073999 | 0.0081811 | 0.0089625 | 0.0097444 | 0.010527 | 0.011309 | 0.012092 | 0.012875 | 0.013659 | 0.014442 | 0.015226 | 0.015228 | 0.01523 | 0.015232 | 0.015234
F5_Commercial_WA - College_Existing_Space Heating_Natural Gas_Gas Boiler - Hot Water Reset_A_Technical Potential | F5 | Commercial | WA - College | Existing | Space Heating | Natural Gas | Gas Boiler - Hot Water Reset | A | Standalone Impact on Baseline Summer Peak (%) | Technical Potential | 0 | 0 | 0 | 0 | 0 | 0 | 0 | 0 | 0 | 0 | 0 | 0 | 0 | 0 | 0 | 0 | 0 | 0 | 0 | 0 | 0 | 0 | 0 | 0 | 0 | 0 | 0
F6_Commercial_WA - College_Existing_Space Heating_Natural Gas_Gas Boiler - Hot Water Reset_A_Technical Potential | F6 | Commercial | WA - College | Existing | Space Heating | Natural Gas | Gas Boiler - Hot Water Reset | A | Standalone Impact on Baseline Winter Peak (%) | Technical Potential | 0 | 0 | 0 | 0 | 0 | 0 | 0 | 0 | 0 | 0 | 0 | 0 | 0 | 0 | 0 | 0 | 0 | 0 | 0 | 0 | 0 | 0 | 0 | 0 | 0 | 0 | 0
F7_Commercial_WA - College_Existing_Space Heating_Natural Gas_Gas Boiler - Hot Water Reset_A_Technical Potential | F7 | Commercial | WA - College | Existing | Space Heating | Natural Gas | Gas Boiler - Hot Water Reset | A | Incremental Energy Savings (MWh or mTherms) | Technical Potential | 0 | 0 | 0 | 5.3044 | 10.8556 | 10.8241 | 10.7934 | 10.7635 | 10.7346 | 10.7067 | 10.6798 | 10.654 | 10.6294 | 10.6058 | 10.5835 | 10.5624 | 10.5425 | 10.5239 | 10.5065 | 10.4905 | 10.4758 | 10.4624 | 10.4502 | 0 | 0 | 0 | 0
F8_Commercial_WA - College_Existing_Space Heating_Natural Gas_Gas Boiler - Hot Water Reset_A_Technical Potential | F8 | Commercial | WA - College | Existing | Space Heating | Natural Gas | Gas Boiler - Hot Water Reset | A | Incremental Summer Peak Savings (MW) | Technical Potential | 0 | 0 | 0 | 0 | 0 | 0 | 0 | 0 | 0 | 0 | 0 | 0 | 0 | 0 | 0 | 0 | 0 | 0 | 0 | 0 | 0 | 0 | 0 | 0 | 0 | 0 | 0
F9_Commercial_WA - College_Existing_Space Heating_Natural Gas_Gas Boiler - Hot Water Reset_A_Technical Potential | F9 | Commercial | WA - College | Existing | Space Heating | Natural Gas | Gas Boiler - Hot Water Reset | A | Incremental Winter Peak Savings (MW) | Technical Potential | 0 | 0 | 0 | 0 | 0 | 0 | 0 | 0 | 0 | 0 | 0 | 0 | 0 | 0 | 0 | 0 | 0 | 0 | 0 | 0 | 0 | 0 | 0 | 0 | 0 | 0 | 0
F10_Commercial_WA - College_Existing_Space Heating_Natural Gas_Gas Boiler - Hot Water Reset_A_Technical Potential | F10 | Commercial | WA - College | Existing | Space Heating | Natural Gas | Gas Boiler - Hot Water Reset | A | Cumulative Energy Savings (MWh or mTherms) | Technical Potential | 0 | 0 | 0 | 5.3044 | 16.1443 | 26.9214 | 37.6384 | 48.2978 | 58.9028 | 69.4563 | 79.9618 | 90.4228 | 100.8427 | 111.2254 | 121.5746 | 131.8943 | 142.1885 | 152.4612 | 162.7165 | 172.9586 | 183.1918 | 193.4202 | 203.6456 | 203.4302 | 203.2343 | 203.0562 | 202.8944
F11_Commercial_WA - College_Existing_Space Heating_Natural Gas_Gas Boiler - Hot Water Reset_A_Technical Potential | F11 | Commercial | WA - College | Existing | Space Heating | Natural Gas | Gas Boiler - Hot Water Reset | A | Cumulative Summer Peak Savings (MW) | Technical Potential | 0 | 0 | 0 | 0 | 0 | 0 | 0 | 0 | 0 | 0 | 0 | 0 | 0 | 0 | 0 | 0 | 0 | 0 | 0 | 0 | 0 | 0 | 0 | 0 | 0 | 0 | 0
F12_Commercial_WA - College_Existing_Space Heating_Natural Gas_Gas Boiler - Hot Water Reset_A_Technical Potential | F12 | Commercial | WA - College | Existing | Space Heating | Natural Gas | Gas Boiler - Hot Water Reset | A | Cumulative Winter Peak Savings (MW) | Technical Potential | 0 | 0 | 0 | 0 | 0 | 0 | 0 | 0 | 0 | 0 | 0 | 0 | 0 | 0 | 0 | 0 | 0 | 0 | 0 | 0 | 0 | 0 | 0 | 0 | 0 | 0 | 0
F13_Commercial_WA - College_Existing_Space Heating_Natural Gas_Gas Boiler - Hot Water Reset_A_Technical Potential | F13 | Commercial | WA - College | Existing | Space Heating | Natural Gas | Gas Boiler - Hot Water Reset | A | Purchases (Incremental) | Technical Potential | 0 | 0 | 0 | 19.9699 | 40.9908 | 40.9908 | 40.9908 | 40.9908 | 40.9908 | 40.9908 | 40.9908 | 40.9908 | 40.9908 | 40.9908 | 40.9908 | 40.9908 | 40.9908 | 40.9908 | 40.9908 | 40.9908 | 40.9908 | 40.9908 | 40.9908 | 0 | 0 | 0 | 0
F14_Commercial_WA - College_Existing_Space Heating_Natural Gas_Gas Boiler - Hot Water Reset_A_Technical Potential | F14 | Commercial | WA - College | Existing | Space Heating | Natural Gas | Gas Boiler - Hot Water Reset | A | Purchases (Cumulative) | Technical Potential | 0 | 0 | 0 | 19.9699 | 60.9607 | 101.9515 | 142.9424 | 183.9332 | 224.924 | 265.9148 | 306.9057 | 347.8965 | 388.8873 | 429.8781 | 470.8689 | 511.8598 | 552.8506 | 593.8414 | 634.8322 | 675.8231 | 716.8139 | 757.8047 | 798.7955 | 798.7955 | 798.7955 | 798.7955 | 798.7955
F1_Commercial_WA - College_Existing_Space Heating_Natural Gas_Gas Boiler - Steam Trap Replacement_A_Technical Potential | F1 | Commercial | WA - College | Existing | Space Heating | Natural Gas | Gas Boiler - Steam Trap Replacement | A | Original Unit Energy Savings (kWh or therms) | Technical Potential | 0 | 0 | 79.6395 | 79.3989 | 79.1634 | 78.9333 | 78.7093 | 78.4917 | 78.2809 | 78.0774 | 77.8814 | 77.6933 | 77.5134 | 77.3419 | 77.179 | 77.0249 | 76.8799 | 76.7441 | 76.6176 | 76.5007 | 76.3933 | 76.2958 | 76.2071 | 76.1265 | 76.0532 | 75.9866 | 75.926
F2_Commercial_WA - College_Existing_Space Heating_Natural Gas_Gas Boiler - Steam Trap Replacement_A_Technical Potential | F2 | Commercial | WA - College | Existing | Space Heating | Natural Gas | Gas Boiler - Steam Trap Replacement | A | Original Unit Summer Peak Savings (kW) | Technical Potential | 0 | 0 | 0 | 0 | 0 | 0 | 0 | 0 | 0 | 0 | 0 | 0 | 0 | 0 | 0 | 0 | 0 | 0 | 0 | 0 | 0 | 0 | 0 | 0 | 0 | 0 | 0
F3_Commercial_WA - College_Existing_Space Heating_Natural Gas_Gas Boiler - Steam Trap Replacement_A_Technical Potential | F3 | Commercial | WA - College | Existing | Space Heating | Natural Gas | Gas Boiler - Steam Trap Replacement | A | Original Unit Winter Peak Savings (kW) | Technical Potential | 0 | 0 | 0 | 0 | 0 | 0 | 0 | 0 | 0 | 0 | 0 | 0 | 0 | 0 | 0 | 0 | 0 | 0 | 0 | 0 | 0 | 0 | 0 | 0 | 0 | 0 | 0
F4_Commercial_WA - College_Existing_Space Heating_Natural Gas_Gas Boiler - Steam Trap Replacement_A_Technical Potential | F4 | Commercial | WA - College | Existing | Space Heating | Natural Gas | Gas Boiler - Steam Trap Replacement | A | Standalone Impact on Baseline Energy (%) | Technical Potential | 0 | 0 | 0 | 4.7305e-05 | 0.0001444 | 0.0002415 | 0.0003386 | 0.00043572 | 0.00053285 | 0.0005827 | 0.00058275 | 0.00058282 | 0.00058289 | 0.00058297 | 0.00058306 | 0.00058316 | 0.00058326 | 0.00058337 | 0.00058348 | 0.00058359 | 0.0005837 | 0.00058379 | 0.00058388 | 0.00058397 | 0.00058404 | 0.00058412 | 0.00058418
F5_Commercial_WA - College_Existing_Space Heating_Natural Gas_Gas Boiler - Steam Trap Replacement_A_Technical Potential | F5 | Commercial | WA - College | Existing | Space Heating | Natural Gas | Gas Boiler - Steam Trap Replacement | A | Standalone Impact on Baseline Summer Peak (%) | Technical Potential | 0 | 0 | 0 | 0 | 0 | 0 | 0 | 0 | 0 | 0 | 0 | 0 | 0 | 0 | 0 | 0 | 0 | 0 | 0 | 0 | 0 | 0 | 0 | 0 | 0 | 0 | 0
F6_Commercial_WA - College_Existing_Space Heating_Natural Gas_Gas Boiler - Steam Trap Replacement_A_Technical Potential | F6 | Commercial | WA - College | Existing | Space Heating | Natural Gas | Gas Boiler - Steam Trap Replacement | A | Standalone Impact on Baseline Winter Peak (%) | Technical Potential | 0 | 0 | 0 | 0 | 0 | 0 | 0 | 0 | 0 | 0 | 0 | 0 | 0 | 0 | 0 | 0 | 0 | 0 | 0 | 0 | 0 | 0 | 0 | 0 | 0 | 0 | 0
F7_Commercial_WA - College_Existing_Space Heating_Natural Gas_Gas Boiler - Steam Trap Replacement_A_Technical Potential | F7 | Commercial | WA - College | Existing | Space Heating | Natural Gas | Gas Boiler - Steam Trap Replacement | A | Incremental Energy Savings (MWh or mTherms) | Technical Potential | 0 | 0 | 0 | 0.66066 | 1.3521 | 1.3481 | 1.3443 | 1.3406 | 1.337 | 0.68386 | 0 | 0 | 0 | 2.7477e-16 | 0 | 0 | 2.7313e-15 | 0 | 2.1776e-15 | 0 | 2.1712e-15 | 0 | 0 | 0 | 0 | 0 | 0
F8_Commercial_WA - College_Existing_Space Heating_Natural Gas_Gas Boiler - Steam Trap Replacement_A_Technical Potential | F8 | Commercial | WA - College | Existing | Space Heating | Natural Gas | Gas Boiler - Steam Trap Replacement | A | Incremental Summer Peak Savings (MW) | Technical Potential | 0 | 0 | 0 | 0 | 0 | 0 | 0 | 0 | 0 | 0 | 0 | 0 | 0 | 0 | 0 | 0 | 0 | 0 | 0 | 0 | 0 | 0 | 0 | 0 | 0 | 0 | 0
F9_Commercial_WA - College_Existing_Space Heating_Natural Gas_Gas Boiler - Steam Trap Replacement_A_Technical Potential | F9 | Commercial | WA - College | Existing | Space Heating | Natural Gas | Gas Boiler - Steam Trap Replacement | A | Incremental Winter Peak Savings (MW) | Technical Potential | 0 | 0 | 0 | 0 | 0 | 0 | 0 | 0 | 0 | 0 | 0 | 0 | 0 | 0 | 0 | 0 | 0 | 0 | 0 | 0 | 0 | 0 | 0 | 0 | 0 | 0 | 0
F10_Commercial_WA - College_Existing_Space Heating_Natural Gas_Gas Boiler - Steam Trap Replacement_A_Technical Potential | F10 | Commercial | WA - College | Existing | Space Heating | Natural Gas | Gas Boiler - Steam Trap Replacement | A | Cumulative Energy Savings (MWh or mTherms) | Technical Potential | 0 | 0 | 0 | 0.66066 | 2.0108 | 3.3531 | 4.6879 | 6.0155 | 7.3364 | 8.0011 | 7.9811 | 7.9618 | 7.9433 | 7.9258 | 7.9091 | 7.8933 | 7.8784 | 7.8645 | 7.8515 | 7.8396 | 7.8286 | 7.8186 | 7.8095 | 7.8012 | 7.7937 | 7.7869 | 7.7807
F11_Commercial_WA - College_Existing_Space Heating_Natural Gas_Gas Boiler - Steam Trap Replacement_A_Technical Potential | F11 | Commercial | WA - College | Existing | Space Heating | Natural Gas | Gas Boiler - Steam Trap Replacement | A | Cumulative Summer Peak Savings (MW) | Technical Potential | 0 | 0 | 0 | 0 | 0 | 0 | 0 | 0 | 0 | 0 | 0 | 0 | 0 | 0 | 0 | 0 | 0 | 0 | 0 | 0 | 0 | 0 | 0 | 0 | 0 | 0 | 0
F12_Commercial_WA - College_Existing_Space Heating_Natural Gas_Gas Boiler - Steam Trap Replacement_A_Technical Potential | F12 | Commercial | WA - College | Existing | Space Heating | Natural Gas | Gas Boiler - Steam Trap Replacement | A | Cumulative Winter Peak Savings (MW) | Technical Potential | 0 | 0 | 0 | 0 | 0 | 0 | 0 | 0 | 0 | 0 | 0 | 0 | 0 | 0 | 0 | 0 | 0 | 0 | 0 | 0 | 0 | 0 | 0 | 0 | 0 | 0 | 0
F13_Commercial_WA - College_Existing_Space Heating_Natural Gas_Gas Boiler - Steam Trap Replacement_A_Technical Potential | F13 | Commercial | WA - College | Existing | Space Heating | Natural Gas | Gas Boiler - Steam Trap Replacement | A | Purchases (Incremental) | Technical Potential | 0 | 0 | 0 | 8.3208 | 17.0795 | 17.0795 | 17.0795 | 17.0795 | 17.0795 | 8.7587 | 0 | 0 | 0 | 3.5527e-15 | 0 | 0 | 3.5527e-14 | 0 | 2.8422e-14 | 0 | 2.8422e-14 | 0 | 0 | 0 | 0 | 0 | 0
F14_Commercial_WA - College_Existing_Space Heating_Natural Gas_Gas Boiler - Steam Trap Replacement_A_Technical Potential | F14 | Commercial | WA - College | Existing | Space Heating | Natural Gas | Gas Boiler - Steam Trap Replacement | A | Purchases (Cumulative) | Technical Potential | 0 | 0 | 0 | 8.3208 | 25.4003 | 42.4798 | 59.5593 | 76.6388 | 93.7183 | 102.4771 | 102.4771 | 102.4771 | 102.4771 | 102.4771 | 102.4771 | 102.4771 | 102.4771 | 102.4771 | 102.4771 | 102.4771 | 102.4771 | 102.4771 | 102.4771 | 102.4771 | 102.4771 | 102.4771 | 102.4771
F1_Commercial_WA - College_Existing_Space Heating_Natural Gas_Gas Boiler - High Turndown Burner_A_Technical Potential | F1 | Commercial | WA - College | Existing | Space Heating | Natural Gas | Gas Boiler - High Turndown Burner | A | Original Unit Energy Savings (kWh or therms) | Technical Potential | 0 | 0 | 0.24977 | 0.24902 | 0.24828 | 0.24756 | 0.24685 | 0.24617 | 0.24551 | 0.24487 | 0.24426 | 0.24367 | 0.2431 | 0.24257 | 0.24206 | 0.24157 | 0.24112 | 0.24069 | 0.24029 | 0.23993 | 0.23959 | 0.23929 | 0.23901 | 0.23875 | 0.23852 | 0.23832 | 0.23813
F2_Commercial_WA - College_Existing_Space Heating_Natural Gas_Gas Boiler - High Turndown Burner_A_Technical Potential | F2 | Commercial | WA - College | Existing | Space Heating | Natural Gas | Gas Boiler - High Turndown Burner | A | Original Unit Summer Peak Savings (kW) | Technical Potential | 0 | 0 | 0 | 0 | 0 | 0 | 0 | 0 | 0 | 0 | 0 | 0 | 0 | 0 | 0 | 0 | 0 | 0 | 0 | 0 | 0 | 0 | 0 | 0 | 0 | 0 | 0
F3_Commercial_WA - College_Existing_Space Heating_Natural Gas_Gas Boiler - High Turndown Burner_A_Technical Potential | F3 | Commercial | WA - College | Existing | Space Heating | Natural Gas | Gas Boiler - High Turndown Burner | A | Original Unit Winter Peak Savings (kW) | Technical Potential | 0 | 0 | 0 | 0 | 0 | 0 | 0 | 0 | 0 | 0 | 0 | 0 | 0 | 0 | 0 | 0 | 0 | 0 | 0 | 0 | 0 | 0 | 0 | 0 | 0 | 0 | 0
F4_Commercial_WA - College_Existing_Space Heating_Natural Gas_Gas Boiler - High Turndown Burner_A_Technical Potential | F4 | Commercial | WA - College | Existing | Space Heating | Natural Gas | Gas Boiler - High Turndown Burner | A | Standalone Impact on Baseline Energy (%) | Technical Potential | 0 | 0 | 0 | 0.00030622 | 0.0006822 | 0.0011423 | 0.0016764 | 0.0022857 | 0.0029981 | 0.0037798 | 0.0045786 | 0.0053316 | 0.0059792 | 0.0064807 | 0.0068253 | 0.0070321 | 0.0071294 | 0.0071308 | 0.0071322 | 0.0071335 | 0.0071348 | 0.007136 | 0.0071371 | 0.0071381 | 0.007139 | 0.0071399 | 0.0071408
F5_Commercial_WA - College_Existing_Space Heating_Natural Gas_Gas Boiler - High Turndown Burner_A_Technical Potential | F5 | Commercial | WA - College | Existing | Space Heating | Natural Gas | Gas Boiler - High Turndown Burner | A | Standalone Impact on Baseline Summer Peak (%) | Technical Potential | 0 | 0 | 0 | 0 | 0 | 0 | 0 | 0 | 0 | 0 | 0 | 0 | 0 | 0 | 0 | 0 | 0 | 0 | 0 | 0 | 0 | 0 | 0 | 0 | 0 | 0 | 0
F6_Commercial_WA - College_Existing_Space Heating_Natural Gas_Gas Boiler - High Turndown Burner_A_Technical Potential | F6 | Commercial | WA - College | Existing | Space Heating | Natural Gas | Gas Boiler - High Turndown Burner | A | Standalone Impact on Baseline Winter Peak (%) | Technical Potential | 0 | 0 | 0 | 0 | 0 | 0 | 0 | 0 | 0 | 0 | 0 | 0 | 0 | 0 | 0 | 0 | 0 | 0 | 0 | 0 | 0 | 0 | 0 | 0 | 0 | 0 | 0
F7_Commercial_WA - College_Existing_Space Heating_Natural Gas_Gas Boiler - High Turndown Burner_A_Technical Potential | F7 | Commercial | WA - College | Existing | Space Heating | Natural Gas | Gas Boiler - High Turndown Burner | A | Incremental Energy Savings (MWh or mTherms) | Technical Potential | 0 | 0 | 0 | 4.2767 | 5.2355 | 6.3881 | 7.3945 | 8.411 | 9.8071 | 10.7306 | 10.9345 | 10.2796 | 8.8157 | 6.8069 | 4.6616 | 2.784 | 1.2978 | 0 | 0 | 0 | 0 | 0 | 0 | 0 | 0 | 0 | 0
F8_Commercial_WA - College_Existing_Space Heating_Natural Gas_Gas Boiler - High Turndown Burner_A_Technical Potential | F8 | Commercial | WA - College | Existing | Space Heating | Natural Gas | Gas Boiler - High Turndown Burner | A | Incremental Summer Peak Savings (MW) | Technical Potential | 0 | 0 | 0 | 0 | 0 | 0 | 0 | 0 | 0 | 0 | 0 | 0 | 0 | 0 | 0 | 0 | 0 | 0 | 0 | 0 | 0 | 0 | 0 | 0 | 0 | 0 | 0
F9_Commercial_WA - College_Existing_Space Heating_Natural Gas_Gas Boiler - High Turndown Burner_A_Technical Potential | F9 | Commercial | WA - College | Existing | Space Heating | Natural Gas | Gas Boiler - High Turndown Burner | A | Incremental Winter Peak Savings (MW) | Technical Potential | 0 | 0 | 0 | 0 | 0 | 0 | 0 | 0 | 0 | 0 | 0 | 0 | 0 | 0 | 0 | 0 | 0 | 0 | 0 | 0 | 0 | 0 | 0 | 0 | 0 | 0 | 0
F10_Commercial_WA - College_Existing_Space Heating_Natural Gas_Gas Boiler - High Turndown Burner_A_Technical Potential | F10 | Commercial | WA - College | Existing | Space Heating | Natural Gas | Gas Boiler - High Turndown Burner | A | Cumulative Energy Savings (MWh or mTherms) | Technical Potential | 0 | 0 | 0 | 4.2767 | 9.4994 | 15.8599 | 23.2094 | 31.5562 | 41.2786 | 51.9018 | 62.7061 | 72.8343 | 81.4813 | 88.1078 | 92.5838 | 95.183 | 96.3016 | 96.1315 | 95.9731 | 95.8266 | 95.6922 | 95.57 | 95.4589 | 95.3579 | 95.2661 | 95.1826 | 95.1067
F11_Commercial_WA - College_Existing_Space Heating_Natural Gas_Gas Boiler - High Turndown Burner_A_Technical Potential | F11 | Commercial | WA - College | Existing | Space Heating | Natural Gas | Gas Boiler - High Turndown Burner | A | Cumulative Summer Peak Savings (MW) | Technical Potential | 0 | 0 | 0 | 0 | 0 | 0 | 0 | 0 | 0 | 0 | 0 | 0 | 0 | 0 | 0 | 0 | 0 | 0 | 0 | 0 | 0 | 0 | 0 | 0 | 0 | 0 | 0
F12_Commercial_WA - College_Existing_Space Heating_Natural Gas_Gas Boiler - High Turndown Burner_A_Technical Potential | F12 | Commercial | WA - College | Existing | Space Heating | Natural Gas | Gas Boiler - High Turndown Burner | A | Cumulative Winter Peak Savings (MW) | Technical Potential | 0 | 0 | 0 | 0 | 0 | 0 | 0 | 0 | 0 | 0 | 0 | 0 | 0 | 0 | 0 | 0 | 0 | 0 | 0 | 0 | 0 | 0 | 0 | 0 | 0 | 0 | 0
F13_Commercial_WA - College_Existing_Space Heating_Natural Gas_Gas Boiler - High Turndown Burner_A_Technical Potential | F13 | Commercial | WA - College | Existing | Space Heating | Natural Gas | Gas Boiler - High Turndown Burner | A | Purchases (Incremental) | Technical Potential | 0 | 0 | 0 | 17174.1038 | 21087.0606 | 25804.3912 | 29954.8323 | 34167.2795 | 39945.6567 | 43821.0058 | 44766.2528 | 42186.8208 | 36263.1458 | 28061.9533 | 19258.3053 | 11524.3168 | 5382.6392 | 0 | 0 | 0 | 0 | 0 | 0 | 0 | 0 | 0 | 0
F14_Commercial_WA - College_Existing_Space Heating_Natural Gas_Gas Boiler - High Turndown Burner_A_Technical Potential | F14 | Commercial | WA - College | Existing | Space Heating | Natural Gas | Gas Boiler - High Turndown Burner | A | Purchases (Cumulative) | Technical Potential | 0 | 0 | 0 | 17174.1038 | 38261.1644 | 64065.5555 | 94020.3878 | 128187.6673 | 168133.324 | 211954.3298 | 256720.5825 | 298907.4033 | 335170.5492 | 363232.5024 | 382490.8077 | 394015.1245 | 399397.7637 | 399397.7637 | 399397.7637 | 399397.7637 | 399397.7637 | 399397.7637 | 399397.7637 | 399397.7637 | 399397.7637 | 399397.7637 | 399397.7637
F1_Commercial_WA - College_Existing_Space Heating_Natural Gas_Gas Boiler - Burner Control Optimization_A_Technical Potential | F1 | Commercial | WA - College | Existing | Space Heating | Natural Gas | Gas Boiler - Burner Control Optimization | A | Original Unit Energy Savings (kWh or therms) | Technical Potential | 0 | 0 | 0.072434 | 0.072215 | 0.072001 | 0.071792 | 0.071588 | 0.07139 | 0.071198 | 0.071013 | 0.070835 | 0.070664 | 0.0705 | 0.070344 | 0.070196 | 0.070056 | 0.069924 | 0.0698 | 0.069685 | 0.069579 | 0.069481 | 0.069393 | 0.069312 | 0.069239 | 0.069172 | 0.069111 | 0.069056
F2_Commercial_WA - College_Existing_Space Heating_Natural Gas_Gas Boiler - Burner Control Optimization_A_Technical Potential | F2 | Commercial | WA - College | Existing | Space Heating | Natural Gas | Gas Boiler - Burner Control Optimization | A | Original Unit Summer Peak Savings (kW) | Technical Potential | 0 | 0 | 0 | 0 | 0 | 0 | 0 | 0 | 0 | 0 | 0 | 0 | 0 | 0 | 0 | 0 | 0 | 0 | 0 | 0 | 0 | 0 | 0 | 0 | 0 | 0 | 0
F3_Commercial_WA - College_Existing_Space Heating_Natural Gas_Gas Boiler - Burner Control Optimization_A_Technical Potential | F3 | Commercial | WA - College | Existing | Space Heating | Natural Gas | Gas Boiler - Burner Control Optimization | A | Original Unit Winter Peak Savings (kW) | Technical Potential | 0 | 0 | 0 | 0 | 0 | 0 | 0 | 0 | 0 | 0 | 0 | 0 | 0 | 0 | 0 | 0 | 0 | 0 | 0 | 0 | 0 | 0 | 0 | 0 | 0 | 0 | 0
F4_Commercial_WA - College_Existing_Space Heating_Natural Gas_Gas Boiler - Burner Control Optimization_A_Technical Potential | F4 | Commercial | WA - College | Existing | Space Heating | Natural Gas | Gas Boiler - Burner Control Optimization | A | Standalone Impact on Baseline Energy (%) | Technical Potential | 0 | 0 | 0 | 3.3043e-05 | 5.0823e-05 | 0.00011097 | 0.00020881 | 0.00035733 | 0.00057007 | 0.00085949 | 0.0012347 | 0.0016989 | 0.0022465 | 0.0028609 | 0.0035148 | 0.0041716 | 0.0047911 | 0.0053361 | 0.0057802 | 0.0061124 | 0.0063562 | 0.0064566 | 0.0065458 | 0.0065467 | 0.0065476 | 0.0065484 | 0.0065492
F5_Commercial_WA - College_Existing_Space Heating_Natural Gas_Gas Boiler - Burner Control Optimization_A_Technical Potential | F5 | Commercial | WA - College | Existing | Space Heating | Natural Gas | Gas Boiler - Burner Control Optimization | A | Standalone Impact on Baseline Summer Peak (%) | Technical Potential | 0 | 0 | 0 | 0 | 0 | 0 | 0 | 0 | 0 | 0 | 0 | 0 | 0 | 0 | 0 | 0 | 0 | 0 | 0 | 0 | 0 | 0 | 0 | 0 | 0 | 0 | 0
F6_Commercial_WA - College_Existing_Space Heating_Natural Gas_Gas Boiler - Burner Control Optimization_A_Technical Potential | F6 | Commercial | WA - College | Existing | Space Heating | Natural Gas | Gas Boiler - Burner Control Optimization | A | Standalone Impact on Baseline Winter Peak (%) | Technical Potential | 0 | 0 | 0 | 0 | 0 | 0 | 0 | 0 | 0 | 0 | 0 | 0 | 0 | 0 | 0 | 0 | 0 | 0 | 0 | 0 | 0 | 0 | 0 | 0 | 0 | 0 | 0
F7_Commercial_WA - College_Existing_Space Heating_Natural Gas_Gas Boiler - Burner Control Optimization_A_Technical Potential | F7 | Commercial | WA - College | Existing | Space Heating | Natural Gas | Gas Boiler - Burner Control Optimization | A | Incremental Energy Savings (MWh or mTherms) | Technical Potential | 0 | 0 | 0 | 0.46148 | 0.24758 | 0.83511 | 1.3546 | 2.0504 | 2.9287 | 3.9734 | 5.1381 | 6.3396 | 7.4586 | 8.3495 | 8.8636 | 8.8828 | 8.3578 | 7.3354 | 5.9613 | 4.449 | 3.255 | 1.3303 | 1.179 | 0 | 0 | 0 | 0
F8_Commercial_WA - College_Existing_Space Heating_Natural Gas_Gas Boiler - Burner Control Optimization_A_Technical Potential | F8 | Commercial | WA - College | Existing | Space Heating | Natural Gas | Gas Boiler - Burner Control Optimization | A | Incremental Summer Peak Savings (MW) | Technical Potential | 0 | 0 | 0 | 0 | 0 | 0 | 0 | 0 | 0 | 0 | 0 | 0 | 0 | 0 | 0 | 0 | 0 | 0 | 0 | 0 | 0 | 0 | 0 | 0 | 0 | 0 | 0
F9_Commercial_WA - College_Existing_Space Heating_Natural Gas_Gas Boiler - Burner Control Optimization_A_Technical Potential | F9 | Commercial | WA - College | Existing | Space Heating | Natural Gas | Gas Boiler - Burner Control Optimization | A | Incremental Winter Peak Savings (MW) | Technical Potential | 0 | 0 | 0 | 0 | 0 | 0 | 0 | 0 | 0 | 0 | 0 | 0 | 0 | 0 | 0 | 0 | 0 | 0 | 0 | 0 | 0 | 0 | 0 | 0 | 0 | 0 | 0
F10_Commercial_WA - College_Existing_Space Heating_Natural Gas_Gas Boiler - Burner Control Optimization_A_Technical Potential | F10 | Commercial | WA - College | Existing | Space Heating | Natural Gas | Gas Boiler - Burner Control Optimization | A | Cumulative Energy Savings (MWh or mTherms) | Technical Potential | 0 | 0 | 0 | 0.46148 | 0.70769 | 1.5407 | 2.8909 | 4.9333 | 7.8487 | 11.8018 | 16.9102 | 23.209 | 30.6138 | 38.8955 | 47.6772 | 56.4648 | 64.7163 | 71.9374 | 77.7801 | 82.1104 | 85.2502 | 86.4717 | 87.5502 | 87.4576 | 87.3734 | 87.2969 | 87.2273
F11_Commercial_WA - College_Existing_Space Heating_Natural Gas_Gas Boiler - Burner Control Optimization_A_Technical Potential | F11 | Commercial | WA - College | Existing | Space Heating | Natural Gas | Gas Boiler - Burner Control Optimization | A | Cumulative Summer Peak Savings (MW) | Technical Potential | 0 | 0 | 0 | 0 | 0 | 0 | 0 | 0 | 0 | 0 | 0 | 0 | 0 | 0 | 0 | 0 | 0 | 0 | 0 | 0 | 0 | 0 | 0 | 0 | 0 | 0 | 0
F12_Commercial_WA - College_Existing_Space Heating_Natural Gas_Gas Boiler - Burner Control Optimization_A_Technical Potential | F12 | Commercial | WA - College | Existing | Space Heating | Natural Gas | Gas Boiler - Burner Control Optimization | A | Cumulative Winter Peak Savings (MW) | Technical Potential | 0 | 0 | 0 | 0 | 0 | 0 | 0 | 0 | 0 | 0 | 0 | 0 | 0 | 0 | 0 | 0 | 0 | 0 | 0 | 0 | 0 | 0 | 0 | 0 | 0 | 0 | 0
F13_Commercial_WA - College_Existing_Space Heating_Natural Gas_Gas Boiler - Burner Control Optimization_A_Technical Potential | F13 | Commercial | WA - College | Existing | Space Heating | Natural Gas | Gas Boiler - Burner Control Optimization | A | Purchases (Incremental) | Technical Potential | 0 | 0 | 0 | 6390.3642 | 3438.6021 | 11632.4495 | 18921.7735 | 28720.6094 | 41134.0496 | 55953.6037 | 72536.0794 | 89714.6288 | 105794.8592 | 118694.9567 | 126269.0862 | 126796.243 | 119526.8428 | 105090.8278 | 85545.9731 | 63941.4286 | 46847.5524 | 19171.0927 | 17010.5634 | 0 | 0 | 0 | 0
F14_Commercial_WA - College_Existing_Space Heating_Natural Gas_Gas Boiler - Burner Control Optimization_A_Technical Potential | F14 | Commercial | WA - College | Existing | Space Heating | Natural Gas | Gas Boiler - Burner Control Optimization | A | Purchases (Cumulative) | Technical Potential | 0 | 0 | 0 | 6390.3642 | 9828.9663 | 21461.4159 | 40383.1894 | 69103.7988 | 110237.8483 | 166191.4521 | 238727.5315 | 328442.1603 | 434237.0196 | 552931.9762 | 679201.0625 | 805997.3055 | 925524.1482 | 1030614.976 | 1116160.9491 | 1180102.3777 | 1226949.9301 | 1246121.0228 | 1263131.5861 | 1263131.5861 | 1263131.5861 | 1263131.5861 | 1263131.5861
F1_Commercial_WA - College_Existing_Space Heating_Natural Gas_Gas Boiler - Stack Economizer_A_Technical Potential | F1 | Commercial | WA - College | Existing | Space Heating | Natural Gas | Gas Boiler - Stack Economizer | A | Original Unit Energy Savings (kWh or therms) | Technical Potential | 0 | 0 | 0.23978 | 0.23906 | 0.23835 | 0.23765 | 0.23698 | 0.23633 | 0.23569 | 0.23508 | 0.23449 | 0.23392 | 0.23338 | 0.23286 | 0.23237 | 0.23191 | 0.23147 | 0.23106 | 0.23068 | 0.23033 | 0.23001 | 0.22971 | 0.22945 | 0.2292 | 0.22898 | 0.22878 | 0.2286
F2_Commercial_WA - College_Existing_Space Heating_Natural Gas_Gas Boiler - Stack Economizer_A_Technical Potential | F2 | Commercial | WA - College | Existing | Space Heating | Natural Gas | Gas Boiler - Stack Economizer | A | Original Unit Summer Peak Savings (kW) | Technical Potential | 0 | 0 | 0 | 0 | 0 | 0 | 0 | 0 | 0 | 0 | 0 | 0 | 0 | 0 | 0 | 0 | 0 | 0 | 0 | 0 | 0 | 0 | 0 | 0 | 0 | 0 | 0
F3_Commercial_WA - College_Existing_Space Heating_Natural Gas_Gas Boiler - Stack Economizer_A_Technical Potential | F3 | Commercial | WA - College | Existing | Space Heating | Natural Gas | Gas Boiler - Stack Economizer | A | Original Unit Winter Peak Savings (kW) | Technical Potential | 0 | 0 | 0 | 0 | 0 | 0 | 0 | 0 | 0 | 0 | 0 | 0 | 0 | 0 | 0 | 0 | 0 | 0 | 0 | 0 | 0 | 0 | 0 | 0 | 0 | 0 | 0
F4_Commercial_WA - College_Existing_Space Heating_Natural Gas_Gas Boiler - Stack Economizer_A_Technical Potential | F4 | Commercial | WA - College | Existing | Space Heating | Natural Gas | Gas Boiler - Stack Economizer | A | Standalone Impact on Baseline Energy (%) | Technical Potential | 0 | 0 | 0 | 0.00047035 | 0.0010479 | 0.0017546 | 0.002575 | 0.0035108 | 0.0046052 | 0.0058058 | 0.0070327 | 0.0081893 | 0.009184 | 0.0099543 | 0.010484 | 0.010801 | 0.010951 | 0.010953 | 0.010955 | 0.010957 | 0.010959 | 0.010961 | 0.010963 | 0.010964 | 0.010966 | 0.010967 | 0.010968
F5_Commercial_WA - College_Existing_Space Heating_Natural Gas_Gas Boiler - Stack Economizer_A_Technical Potential | F5 | Commercial | WA - College | Existing | Space Heating | Natural Gas | Gas Boiler - Stack Economizer | A | Standalone Impact on Baseline Summer Peak (%) | Technical Potential | 0 | 0 | 0 | 0 | 0 | 0 | 0 | 0 | 0 | 0 | 0 | 0 | 0 | 0 | 0 | 0 | 0 | 0 | 0 | 0 | 0 | 0 | 0 | 0 | 0 | 0 | 0
F6_Commercial_WA - College_Existing_Space Heating_Natural Gas_Gas Boiler - Stack Economizer_A_Technical Potential | F6 | Commercial | WA - College | Existing | Space Heating | Natural Gas | Gas Boiler - Stack Economizer | A | Standalone Impact on Baseline Winter Peak (%) | Technical Potential | 0 | 0 | 0 | 0 | 0 | 0 | 0 | 0 | 0 | 0 | 0 | 0 | 0 | 0 | 0 | 0 | 0 | 0 | 0 | 0 | 0 | 0 | 0 | 0 | 0 | 0 | 0
F7_Commercial_WA - College_Existing_Space Heating_Natural Gas_Gas Boiler - Stack Economizer_A_Technical Potential | F7 | Commercial | WA - College | Existing | Space Heating | Natural Gas | Gas Boiler - Stack Economizer | A | Incremental Energy Savings (MWh or mTherms) | Technical Potential | 0 | 0 | 0 | 6.5689 | 8.0417 | 9.8121 | 11.3579 | 12.9193 | 15.0637 | 16.4822 | 16.7954 | 15.7895 | 13.5409 | 10.4554 | 7.1602 | 4.2761 | 1.9935 | 0 | 0 | 0 | 0 | 0 | 0 | 0 | 0 | 0 | 0
F8_Commercial_WA - College_Existing_Space Heating_Natural Gas_Gas Boiler - Stack Economizer_A_Technical Potential | F8 | Commercial | WA - College | Existing | Space Heating | Natural Gas | Gas Boiler - Stack Economizer | A | Incremental Summer Peak Savings (MW) | Technical Potential | 0 | 0 | 0 | 0 | 0 | 0 | 0 | 0 | 0 | 0 | 0 | 0 | 0 | 0 | 0 | 0 | 0 | 0 | 0 | 0 | 0 | 0 | 0 | 0 | 0 | 0 | 0
F9_Commercial_WA - College_Existing_Space Heating_Natural Gas_Gas Boiler - Stack Economizer_A_Technical Potential | F9 | Commercial | WA - College | Existing | Space Heating | Natural Gas | Gas Boiler - Stack Economizer | A | Incremental Winter Peak Savings (MW) | Technical Potential | 0 | 0 | 0 | 0 | 0 | 0 | 0 | 0 | 0 | 0 | 0 | 0 | 0 | 0 | 0 | 0 | 0 | 0 | 0 | 0 | 0 | 0 | 0 | 0 | 0 | 0 | 0
F10_Commercial_WA - College_Existing_Space Heating_Natural Gas_Gas Boiler - Stack Economizer_A_Technical Potential | F10 | Commercial | WA - College | Existing | Space Heating | Natural Gas | Gas Boiler - Stack Economizer | A | Cumulative Energy Savings (MWh or mTherms) | Technical Potential | 0 | 0 | 0 | 6.5689 | 14.5911 | 24.3608 | 35.6496 | 48.4704 | 63.4039 | 79.7212 | 96.3166 | 111.8734 | 125.1553 | 135.3337 | 142.2088 | 146.2011 | 147.9193 | 147.658 | 147.4147 | 147.1896 | 146.9832 | 146.7955 | 146.6248 | 146.4697 | 146.3287 | 146.2005 | 146.084
F11_Commercial_WA - College_Existing_Space Heating_Natural Gas_Gas Boiler - Stack Economizer_A_Technical Potential | F11 | Commercial | WA - College | Existing | Space Heating | Natural Gas | Gas Boiler - Stack Economizer | A | Cumulative Summer Peak Savings (MW) | Technical Potential | 0 | 0 | 0 | 0 | 0 | 0 | 0 | 0 | 0 | 0 | 0 | 0 | 0 | 0 | 0 | 0 | 0 | 0 | 0 | 0 | 0 | 0 | 0 | 0 | 0 | 0 | 0
F12_Commercial_WA - College_Existing_Space Heating_Natural Gas_Gas Boiler - Stack Economizer_A_Technical Potential | F12 | Commercial | WA - College | Existing | Space Heating | Natural Gas | Gas Boiler - Stack Economizer | A | Cumulative Winter Peak Savings (MW) | Technical Potential | 0 | 0 | 0 | 0 | 0 | 0 | 0 | 0 | 0 | 0 | 0 | 0 | 0 | 0 | 0 | 0 | 0 | 0 | 0 | 0 | 0 | 0 | 0 | 0 | 0 | 0 | 0
F13_Commercial_WA - College_Existing_Space Heating_Natural Gas_Gas Boiler - Stack Economizer_A_Technical Potential | F13 | Commercial | WA - College | Existing | Space Heating | Natural Gas | Gas Boiler - Stack Economizer | A | Purchases (Incremental) | Technical Potential | 0 | 0 | 0 | 27478.5661 | 33739.2969 | 41287.0258 | 47927.7316 | 54667.6472 | 63913.0508 | 70113.6092 | 71626.0044 | 67498.9133 | 58021.0333 | 44899.1252 | 30813.2885 | 18438.9068 | 8612.2227 | 0 | 0 | 0 | 0 | 0 | 0 | 0 | 0 | 0 | 0
F14_Commercial_WA - College_Existing_Space Heating_Natural Gas_Gas Boiler - Stack Economizer_A_Technical Potential | F14 | Commercial | WA - College | Existing | Space Heating | Natural Gas | Gas Boiler - Stack Economizer | A | Purchases (Cumulative) | Technical Potential | 0 | 0 | 0 | 27478.5661 | 61217.863 | 102504.8889 | 150432.6205 | 205100.2677 | 269013.3184 | 339126.9277 | 410752.9321 | 478251.8453 | 536272.8786 | 581172.0039 | 611985.2924 | 630424.1992 | 639036.4219 | 639036.4219 | 639036.4219 | 639036.4219 | 639036.4219 | 639036.4219 | 639036.4219 | 639036.4219 | 639036.4219 | 639036.4219 | 639036.4219
F1_Commercial_WA - College_Existing_Space Heating_Natural Gas_Gas Boiler - Thermostatic Radiator Valves_A_Technical Potential | F1 | Commercial | WA - College | Existing | Space Heating | Natural Gas | Gas Boiler - Thermostatic Radiator Valves | A | Original Unit Energy Savings (kWh or therms) | Technical Potential | 0 | 0 | 16.7743 | 16.7236 | 16.674 | 16.6256 | 16.5784 | 16.5325 | 16.4882 | 16.4453 | 16.404 | 16.3644 | 16.3265 | 16.2904 | 16.2561 | 16.2236 | 16.1931 | 16.1644 | 16.1378 | 16.1132 | 16.0906 | 16.07 | 16.0513 | 16.0344 | 16.0189 | 16.0049 | 15.9921
F2_Commercial_WA - College_Existing_Space Heating_Natural Gas_Gas Boiler - Thermostatic Radiator Valves_A_Technical Potential | F2 | Commercial | WA - College | Existing | Space Heating | Natural Gas | Gas Boiler - Thermostatic Radiator Valves | A | Original Unit Summer Peak Savings (kW) | Technical Potential | 0 | 0 | 0 | 0 | 0 | 0 | 0 | 0 | 0 | 0 | 0 | 0 | 0 | 0 | 0 | 0 | 0 | 0 | 0 | 0 | 0 | 0 | 0 | 0 | 0 | 0 | 0
F3_Commercial_WA - College_Existing_Space Heating_Natural Gas_Gas Boiler - Thermostatic Radiator Valves_A_Technical Potential | F3 | Commercial | WA - College | Existing | Space Heating | Natural Gas | Gas Boiler - Thermostatic Radiator Valves | A | Original Unit Winter Peak Savings (kW) | Technical Potential | 0 | 0 | 0 | 0 | 0 | 0 | 0 | 0 | 0 | 0 | 0 | 0 | 0 | 0 | 0 | 0 | 0 | 0 | 0 | 0 | 0 | 0 | 0 | 0 | 0 | 0 | 0
F4_Commercial_WA - College_Existing_Space Heating_Natural Gas_Gas Boiler - Thermostatic Radiator Valves_A_Technical Potential | F4 | Commercial | WA - College | Existing | Space Heating | Natural Gas | Gas Boiler - Thermostatic Radiator Valves | A | Standalone Impact on Baseline Energy (%) | Technical Potential | 0 | 0 | 0 | 0.00089017 | 0.0027173 | 0.0045445 | 0.0063718 | 0.0081993 | 0.010027 | 0.011855 | 0.013684 | 0.015514 | 0.017344 | 0.019174 | 0.021006 | 0.022838 | 0.024672 | 0.026506 | 0.027449 | 0.027455 | 0.027459 | 0.027464 | 0.027468 | 0.027472 | 0.027476 | 0.027479 | 0.027483
F5_Commercial_WA - College_Existing_Space Heating_Natural Gas_Gas Boiler - Thermostatic Radiator Valves_A_Technical Potential | F5 | Commercial | WA - College | Existing | Space Heating | Natural Gas | Gas Boiler - Thermostatic Radiator Valves | A | Standalone Impact on Baseline Summer Peak (%) | Technical Potential | 0 | 0 | 0 | 0 | 0 | 0 | 0 | 0 | 0 | 0 | 0 | 0 | 0 | 0 | 0 | 0 | 0 | 0 | 0 | 0 | 0 | 0 | 0 | 0 | 0 | 0 | 0
F6_Commercial_WA - College_Existing_Space Heating_Natural Gas_Gas Boiler - Thermostatic Radiator Valves_A_Technical Potential | F6 | Commercial | WA - College | Existing | Space Heating | Natural Gas | Gas Boiler - Thermostatic Radiator Valves | A | Standalone Impact on Baseline Winter Peak (%) | Technical Potential | 0 | 0 | 0 | 0 | 0 | 0 | 0 | 0 | 0 | 0 | 0 | 0 | 0 | 0 | 0 | 0 | 0 | 0 | 0 | 0 | 0 | 0 | 0 | 0 | 0 | 0 | 0
F7_Commercial_WA - College_Existing_Space Heating_Natural Gas_Gas Boiler - Thermostatic Radiator Valves_A_Technical Potential | F7 | Commercial | WA - College | Existing | Space Heating | Natural Gas | Gas Boiler - Thermostatic Radiator Valves | A | Incremental Energy Savings (MWh or mTherms) | Technical Potential | 0 | 0 | 0 | 12.4321 | 25.4429 | 25.3689 | 25.2969 | 25.227 | 25.1593 | 25.0938 | 25.0309 | 24.9704 | 24.9126 | 24.8574 | 24.8051 | 24.7556 | 24.709 | 24.6653 | 12.628 | 0 | 3.2927e-14 | 0 | 0 | 0 | 0 | 0 | 0
F8_Commercial_WA - College_Existing_Space Heating_Natural Gas_Gas Boiler - Thermostatic Radiator Valves_A_Technical Potential | F8 | Commercial | WA - College | Existing | Space Heating | Natural Gas | Gas Boiler - Thermostatic Radiator Valves | A | Incremental Summer Peak Savings (MW) | Technical Potential | 0 | 0 | 0 | 0 | 0 | 0 | 0 | 0 | 0 | 0 | 0 | 0 | 0 | 0 | 0 | 0 | 0 | 0 | 0 | 0 | 0 | 0 | 0 | 0 | 0 | 0 | 0
F9_Commercial_WA - College_Existing_Space Heating_Natural Gas_Gas Boiler - Thermostatic Radiator Valves_A_Technical Potential | F9 | Commercial | WA - College | Existing | Space Heating | Natural Gas | Gas Boiler - Thermostatic Radiator Valves | A | Incremental Winter Peak Savings (MW) | Technical Potential | 0 | 0 | 0 | 0 | 0 | 0 | 0 | 0 | 0 | 0 | 0 | 0 | 0 | 0 | 0 | 0 | 0 | 0 | 0 | 0 | 0 | 0 | 0 | 0 | 0 | 0 | 0
F10_Commercial_WA - College_Existing_Space Heating_Natural Gas_Gas Boiler - Thermostatic Radiator Valves_A_Technical Potential | F10 | Commercial | WA - College | Existing | Space Heating | Natural Gas | Gas Boiler - Thermostatic Radiator Valves | A | Cumulative Energy Savings (MWh or mTherms) | Technical Potential | 0 | 0 | 0 | 12.4321 | 37.8381 | 63.0971 | 88.2149 | 113.198 | 138.0534 | 162.7883 | 187.4106 | 211.9284 | 236.3501 | 260.6845 | 284.9405 | 309.1273 | 333.2543 | 357.3308 | 369.3701 | 368.8063 | 368.289 | 367.8186 | 367.3911 | 367.0024 | 366.6491 | 366.3278 | 366.0358
F11_Commercial_WA - College_Existing_Space Heating_Natural Gas_Gas Boiler - Thermostatic Radiator Valves_A_Technical Potential | F11 | Commercial | WA - College | Existing | Space Heating | Natural Gas | Gas Boiler - Thermostatic Radiator Valves | A | Cumulative Summer Peak Savings (MW) | Technical Potential | 0 | 0 | 0 | 0 | 0 | 0 | 0 | 0 | 0 | 0 | 0 | 0 | 0 | 0 | 0 | 0 | 0 | 0 | 0 | 0 | 0 | 0 | 0 | 0 | 0 | 0 | 0
F12_Commercial_WA - College_Existing_Space Heating_Natural Gas_Gas Boiler - Thermostatic Radiator Valves_A_Technical Potential | F12 | Commercial | WA - College | Existing | Space Heating | Natural Gas | Gas Boiler - Thermostatic Radiator Valves | A | Cumulative Winter Peak Savings (MW) | Technical Potential | 0 | 0 | 0 | 0 | 0 | 0 | 0 | 0 | 0 | 0 | 0 | 0 | 0 | 0 | 0 | 0 | 0 | 0 | 0 | 0 | 0 | 0 | 0 | 0 | 0 | 0 | 0
F13_Commercial_WA - College_Existing_Space Heating_Natural Gas_Gas Boiler - Thermostatic Radiator Valves_A_Technical Potential | F13 | Commercial | WA - College | Existing | Space Heating | Natural Gas | Gas Boiler - Thermostatic Radiator Valves | A | Purchases (Incremental) | Technical Potential | 0 | 0 | 0 | 743.3867 | 1525.8991 | 1525.8991 | 1525.8991 | 1525.8991 | 1525.8991 | 1525.8991 | 1525.8991 | 1525.8991 | 1525.8991 | 1525.8991 | 1525.8991 | 1525.8991 | 1525.8991 | 1525.8991 | 782.5123 | 0 | 2.0464e-12 | 0 | 0 | 0 | 0 | 0 | 0
F14_Commercial_WA - College_Existing_Space Heating_Natural Gas_Gas Boiler - Thermostatic Radiator Valves_A_Technical Potential | F14 | Commercial | WA - College | Existing | Space Heating | Natural Gas | Gas Boiler - Thermostatic Radiator Valves | A | Purchases (Cumulative) | Technical Potential | 0 | 0 | 0 | 743.3867 | 2269.2858 | 3795.1849 | 5321.0839 | 6846.983 | 8372.8821 | 9898.7812 | 11424.6802 | 12950.5793 | 14476.4784 | 16002.3775 | 17528.2765 | 19054.1756 | 20580.0747 | 22105.9737 | 22888.4861 | 22888.4861 | 22888.4861 | 22888.4861 | 22888.4861 | 22888.4861 | 22888.4861 | 22888.4861 | 22888.4861
F1_Commercial_WA - College_Existing_Space Heating_Natural Gas_HVAC - Shut Off Damper_A_Technical Potential | F1 | Commercial | WA - College | Existing | Space Heating | Natural Gas | HVAC - Shut Off Damper | A | Original Unit Energy Savings (kWh or therms) | Technical Potential | 0 | 0 | 31.392 | 31.2982 | 31.2059 | 31.1152 | 31.0263 | 30.9394 | 30.8546 | 30.772 | 30.6919 | 30.6144 | 30.5397 | 30.4679 | 30.399 | 30.3333 | 30.2709 | 30.2118 | 30.1561 | 30.1044 | 30.0569 | 30.0135 | 29.974 | 29.9379 | 29.9051 | 29.8752 | 29.8479
F2_Commercial_WA - College_Existing_Space Heating_Natural Gas_HVAC - Shut Off Damper_A_Technical Potential | F2 | Commercial | WA - College | Existing | Space Heating | Natural Gas | HVAC - Shut Off Damper | A | Original Unit Summer Peak Savings (kW) | Technical Potential | 0 | 0 | 0 | 0 | 0 | 0 | 0 | 0 | 0 | 0 | 0 | 0 | 0 | 0 | 0 | 0 | 0 | 0 | 0 | 0 | 0 | 0 | 0 | 0 | 0 | 0 | 0
F3_Commercial_WA - College_Existing_Space Heating_Natural Gas_HVAC - Shut Off Damper_A_Technical Potential | F3 | Commercial | WA - College | Existing | Space Heating | Natural Gas | HVAC - Shut Off Damper | A | Original Unit Winter Peak Savings (kW) | Technical Potential | 0 | 0 | 0 | 0 | 0 | 0 | 0 | 0 | 0 | 0 | 0 | 0 | 0 | 0 | 0 | 0 | 0 | 0 | 0 | 0 | 0 | 0 | 0 | 0 | 0 | 0 | 0
F4_Commercial_WA - College_Existing_Space Heating_Natural Gas_HVAC - Shut Off Damper_A_Technical Potential | F4 | Commercial | WA - College | Existing | Space Heating | Natural Gas | HVAC - Shut Off Damper | A | Standalone Impact on Baseline Energy (%) | Technical Potential | 0 | 0 | 0 | 0.0003225 | 0.00071848 | 0.001203 | 0.0017655 | 0.0024071 | 0.0031573 | 0.0039801 | 0.0048208 | 0.005613 | 0.0062939 | 0.0068209 | 0.0071825 | 0.0073989 | 0.0075 | 0.0075 | 0.0075 | 0.0075 | 0.0075 | 0.0075 | 0.0075 | 0.0075 | 0.0075 | 0.0075 | 0.0075
F5_Commercial_WA - College_Existing_Space Heating_Natural Gas_HVAC - Shut Off Damper_A_Technical Potential | F5 | Commercial | WA - College | Existing | Space Heating | Natural Gas | HVAC - Shut Off Damper | A | Standalone Impact on Baseline Summer Peak (%) | Technical Potential | 0 | 0 | 0 | 0 | 0 | 0 | 0 | 0 | 0 | 0 | 0 | 0 | 0 | 0 | 0 | 0 | 0 | 0 | 0 | 0 | 0 | 0 | 0 | 0 | 0 | 0 | 0
F6_Commercial_WA - College_Existing_Space Heating_Natural Gas_HVAC - Shut Off Damper_A_Technical Potential | F6 | Commercial | WA - College | Existing | Space Heating | Natural Gas | HVAC - Shut Off Damper | A | Standalone Impact on Baseline Winter Peak (%) | Technical Potential | 0 | 0 | 0 | 0 | 0 | 0 | 0 | 0 | 0 | 0 | 0 | 0 | 0 | 0 | 0 | 0 | 0 | 0 | 0 | 0 | 0 | 0 | 0 | 0 | 0 | 0 | 0
F7_Commercial_WA - College_Existing_Space Heating_Natural Gas_HVAC - Shut Off Damper_A_Technical Potential | F7 | Commercial | WA - College | Existing | Space Heating | Natural Gas | HVAC - Shut Off Damper | A | Incremental Energy Savings (MWh or mTherms) | Technical Potential | 0 | 0 | 0 | 4.504 | 5.5139 | 6.7278 | 7.7876 | 8.8579 | 10.3276 | 11.2992 | 11.5129 | 10.8221 | 9.2798 | 7.1642 | 4.9055 | 2.9292 | 1.3653 | 0 | 0 | 0 | 0 | 0 | 0 | 0 | 0 | 0 | 0
F8_Commercial_WA - College_Existing_Space Heating_Natural Gas_HVAC - Shut Off Damper_A_Technical Potential | F8 | Commercial | WA - College | Existing | Space Heating | Natural Gas | HVAC - Shut Off Damper | A | Incremental Summer Peak Savings (MW) | Technical Potential | 0 | 0 | 0 | 0 | 0 | 0 | 0 | 0 | 0 | 0 | 0 | 0 | 0 | 0 | 0 | 0 | 0 | 0 | 0 | 0 | 0 | 0 | 0 | 0 | 0 | 0 | 0
F9_Commercial_WA - College_Existing_Space Heating_Natural Gas_HVAC - Shut Off Damper_A_Technical Potential | F9 | Commercial | WA - College | Existing | Space Heating | Natural Gas | HVAC - Shut Off Damper | A | Incremental Winter Peak Savings (MW) | Technical Potential | 0 | 0 | 0 | 0 | 0 | 0 | 0 | 0 | 0 | 0 | 0 | 0 | 0 | 0 | 0 | 0 | 0 | 0 | 0 | 0 | 0 | 0 | 0 | 0 | 0 | 0 | 0
F10_Commercial_WA - College_Existing_Space Heating_Natural Gas_HVAC - Shut Off Damper_A_Technical Potential | F10 | Commercial | WA - College | Existing | Space Heating | Natural Gas | HVAC - Shut Off Damper | A | Cumulative Energy Savings (MWh or mTherms) | Technical Potential | 0 | 0 | 0 | 4.504 | 10.0047 | 16.7034 | 24.4433 | 33.2327 | 43.4692 | 54.6521 | 66.0227 | 76.6781 | 85.7707 | 92.7331 | 97.4292 | 100.1478 | 101.3069 | 101.1091 | 100.9227 | 100.7499 | 100.5906 | 100.4455 | 100.3132 | 100.1927 | 100.0828 | 99.9827 | 99.8914
F11_Commercial_WA - College_Existing_Space Heating_Natural Gas_HVAC - Shut Off Damper_A_Technical Potential | F11 | Commercial | WA - College | Existing | Space Heating | Natural Gas | HVAC - Shut Off Damper | A | Cumulative Summer Peak Savings (MW) | Technical Potential | 0 | 0 | 0 | 0 | 0 | 0 | 0 | 0 | 0 | 0 | 0 | 0 | 0 | 0 | 0 | 0 | 0 | 0 | 0 | 0 | 0 | 0 | 0 | 0 | 0 | 0 | 0
F12_Commercial_WA - College_Existing_Space Heating_Natural Gas_HVAC - Shut Off Damper_A_Technical Potential | F12 | Commercial | WA - College | Existing | Space Heating | Natural Gas | HVAC - Shut Off Damper | A | Cumulative Winter Peak Savings (MW) | Technical Potential | 0 | 0 | 0 | 0 | 0 | 0 | 0 | 0 | 0 | 0 | 0 | 0 | 0 | 0 | 0 | 0 | 0 | 0 | 0 | 0 | 0 | 0 | 0 | 0 | 0 | 0 | 0
F13_Commercial_WA - College_Existing_Space Heating_Natural Gas_HVAC - Shut Off Damper_A_Technical Potential | F13 | Commercial | WA - College | Existing | Space Heating | Natural Gas | HVAC - Shut Off Damper | A | Purchases (Incremental) | Technical Potential | 0 | 0 | 0 | 143.9072 | 176.695 | 216.223 | 251.0009 | 286.2983 | 334.7171 | 367.1898 | 375.1104 | 353.4965 | 303.8602 | 235.1398 | 161.3713 | 96.5658 | 45.1028 | 0 | 0 | 0 | 0 | 0 | 0 | 0 | 0 | 0 | 0
F14_Commercial_WA - College_Existing_Space Heating_Natural Gas_HVAC - Shut Off Damper_A_Technical Potential | F14 | Commercial | WA - College | Existing | Space Heating | Natural Gas | HVAC - Shut Off Damper | A | Purchases (Cumulative) | Technical Potential | 0 | 0 | 0 | 143.9072 | 320.6022 | 536.8252 | 787.8261 | 1074.1243 | 1408.8414 | 1776.0312 | 2151.1416 | 2504.6381 | 2808.4982 | 3043.6381 | 3205.0094 | 3301.5752 | 3346.678 | 3346.678 | 3346.678 | 3346.678 | 3346.678 | 3346.678 | 3346.678 | 3346.678 | 3346.678 | 3346.678 | 3346.678
F1_Commercial_WA - College_Existing_Space Heating_Natural Gas_Gas Furnace - Tube Inserts_A_Technical Potential | F1 | Commercial | WA - College | Existing | Space Heating | Natural Gas | Gas Furnace - Tube Inserts | A | Original Unit Energy Savings (kWh or therms) | Technical Potential | 0 | 0 | 0 | 0 | 0 | 0 | 0 | 0 | 0 | 0 | 0 | 0 | 0 | 0 | 0 | 0 | 0 | 0 | 0 | 0 | 0 | 0 | 0 | 0 | 0 | 0 | 0
F2_Commercial_WA - College_Existing_Space Heating_Natural Gas_Gas Furnace - Tube Inserts_A_Technical Potential | F2 | Commercial | WA - College | Existing | Space Heating | Natural Gas | Gas Furnace - Tube Inserts | A | Original Unit Summer Peak Savings (kW) | Technical Potential | 0 | 0 | 0 | 0 | 0 | 0 | 0 | 0 | 0 | 0 | 0 | 0 | 0 | 0 | 0 | 0 | 0 | 0 | 0 | 0 | 0 | 0 | 0 | 0 | 0 | 0 | 0
F3_Commercial_WA - College_Existing_Space Heating_Natural Gas_Gas Furnace - Tube Inserts_A_Technical Potential | F3 | Commercial | WA - College | Existing | Space Heating | Natural Gas | Gas Furnace - Tube Inserts | A | Original Unit Winter Peak Savings (kW) | Technical Potential | 0 | 0 | 0 | 0 | 0 | 0 | 0 | 0 | 0 | 0 | 0 | 0 | 0 | 0 | 0 | 0 | 0 | 0 | 0 | 0 | 0 | 0 | 0 | 0 | 0 | 0 | 0
F4_Commercial_WA - College_Existing_Space Heating_Natural Gas_Gas Furnace - Tube Inserts_A_Technical Potential | F4 | Commercial | WA - College | Existing | Space Heating | Natural Gas | Gas Furnace - Tube Inserts | A | Standalone Impact on Baseline Energy (%) | Technical Potential | 0 | 0 | 0 | 0 | 0 | 0 | 0 | 0 | 0 | 0 | 0 | 0 | 0 | 0 | 0 | 0 | 0 | 0 | 0 | 0 | 0 | 0 | 0 | 0 | 0 | 0 | 0
F5_Commercial_WA - College_Existing_Space Heating_Natural Gas_Gas Furnace - Tube Inserts_A_Technical Potential | F5 | Commercial | WA - College | Existing | Space Heating | Natural Gas | Gas Furnace - Tube Inserts | A | Standalone Impact on Baseline Summer Peak (%) | Technical Potential | 0 | 0 | 0 | 0 | 0 | 0 | 0 | 0 | 0 | 0 | 0 | 0 | 0 | 0 | 0 | 0 | 0 | 0 | 0 | 0 | 0 | 0 | 0 | 0 | 0 | 0 | 0
F6_Commercial_WA - College_Existing_Space Heating_Natural Gas_Gas Furnace - Tube Inserts_A_Technical Potential | F6 | Commercial | WA - College | Existing | Space Heating | Natural Gas | Gas Furnace - Tube Inserts | A | Standalone Impact on Baseline Winter Peak (%) | Technical Potential | 0 | 0 | 0 | 0 | 0 | 0 | 0 | 0 | 0 | 0 | 0 | 0 | 0 | 0 | 0 | 0 | 0 | 0 | 0 | 0 | 0 | 0 | 0 | 0 | 0 | 0 | 0
F7_Commercial_WA - College_Existing_Space Heating_Natural Gas_Gas Furnace - Tube Inserts_A_Technical Potential | F7 | Commercial | WA - College | Existing | Space Heating | Natural Gas | Gas Furnace - Tube Inserts | A | Incremental Energy Savings (MWh or mTherms) | Technical Potential | 0 | 0 | 0 | 0 | 0 | 0 | 0 | 0 | 0 | 0 | 0 | 0 | 0 | 0 | 0 | 0 | 0 | 0 | 0 | 0 | 0 | 0 | 0 | 0 | 0 | 0 | 0
F8_Commercial_WA - College_Existing_Space Heating_Natural Gas_Gas Furnace - Tube Inserts_A_Technical Potential | F8 | Commercial | WA - College | Existing | Space Heating | Natural Gas | Gas Furnace - Tube Inserts | A | Incremental Summer Peak Savings (MW) | Technical Potential | 0 | 0 | 0 | 0 | 0 | 0 | 0 | 0 | 0 | 0 | 0 | 0 | 0 | 0 | 0 | 0 | 0 | 0 | 0 | 0 | 0 | 0 | 0 | 0 | 0 | 0 | 0
F9_Commercial_WA - College_Existing_Space Heating_Natural Gas_Gas Furnace - Tube Inserts_A_Technical Potential | F9 | Commercial | WA - College | Existing | Space Heating | Natural Gas | Gas Furnace - Tube Inserts | A | Incremental Winter Peak Savings (MW) | Technical Potential | 0 | 0 | 0 | 0 | 0 | 0 | 0 | 0 | 0 | 0 | 0 | 0 | 0 | 0 | 0 | 0 | 0 | 0 | 0 | 0 | 0 | 0 | 0 | 0 | 0 | 0 | 0
F10_Commercial_WA - College_Existing_Space Heating_Natural Gas_Gas Furnace - Tube Inserts_A_Technical Potential | F10 | Commercial | WA - College | Existing | Space Heating | Natural Gas | Gas Furnace - Tube Inserts | A | Cumulative Energy Savings (MWh or mTherms) | Technical Potential | 0 | 0 | 0 | 0 | 0 | 0 | 0 | 0 | 0 | 0 | 0 | 0 | 0 | 0 | 0 | 0 | 0 | 0 | 0 | 0 | 0 | 0 | 0 | 0 | 0 | 0 | 0
F11_Commercial_WA - College_Existing_Space Heating_Natural Gas_Gas Furnace - Tube Inserts_A_Technical Potential | F11 | Commercial | WA - College | Existing | Space Heating | Natural Gas | Gas Furnace - Tube Inserts | A | Cumulative Summer Peak Savings (MW) | Technical Potential | 0 | 0 | 0 | 0 | 0 | 0 | 0 | 0 | 0 | 0 | 0 | 0 | 0 | 0 | 0 | 0 | 0 | 0 | 0 | 0 | 0 | 0 | 0 | 0 | 0 | 0 | 0
F12_Commercial_WA - College_Existing_Space Heating_Natural Gas_Gas Furnace - Tube Inserts_A_Technical Potential | F12 | Commercial | WA - College | Existing | Space Heating | Natural Gas | Gas Furnace - Tube Inserts | A | Cumulative Winter Peak Savings (MW) | Technical Potential | 0 | 0 | 0 | 0 | 0 | 0 | 0 | 0 | 0 | 0 | 0 | 0 | 0 | 0 | 0 | 0 | 0 | 0 | 0 | 0 | 0 | 0 | 0 | 0 | 0 | 0 | 0
F13_Commercial_WA - College_Existing_Space Heating_Natural Gas_Gas Furnace - Tube Inserts_A_Technical Potential | F13 | Commercial | WA - College | Existing | Space Heating | Natural Gas | Gas Furnace - Tube Inserts | A | Purchases (Incremental) | Technical Potential | 0 | 0 | 0 | 3902.1646 | 2099.7225 | 7103.1527 | 11554.2514 | 17537.7399 | 21215.6263 | 32067.371 | 37189.7408 | 43228.424 | 47064.0482 | 47361.217 | 42936.9247 | 33133.0238 | 18204.3092 | 0 | 0 | 0 | 0 | 0 | 0 | 0 | 0 | 0 | 0
F14_Commercial_WA - College_Existing_Space Heating_Natural Gas_Gas Furnace - Tube Inserts_A_Technical Potential | F14 | Commercial | WA - College | Existing | Space Heating | Natural Gas | Gas Furnace - Tube Inserts | A | Purchases (Cumulative) | Technical Potential | 0 | 0 | 0 | 3902.1646 | 6001.8871 | 13105.0398 | 24659.2912 | 42197.0311 | 63412.6574 | 95480.0285 | 132669.7693 | 175898.1933 | 222962.2415 | 270323.4585 | 313260.3832 | 346393.407 | 364597.7162 | 364597.7162 | 364597.7162 | 364597.7162 | 364597.7162 | 364597.7162 | 364597.7162 | 364597.7162 | 364597.7162 | 364597.7162 | 364597.7162
F1_Commercial_WA - College_Existing_Space Heating_Natural Gas_Gas Boiler - Insulate Steam Lines/Condensate Tank_A_Technical Potential | F1 | Commercial | WA - College | Existing | Space Heating | Natural Gas | Gas Boiler - Insulate Steam Lines/Condensate Tank | A | Original Unit Energy Savings (kWh or therms) | Technical Potential | 0 | 0 | 6.3796 | 6.3603 | 6.3414 | 6.323 | 6.305 | 6.2876 | 6.2707 | 6.2544 | 6.2387 | 6.2237 | 6.2093 | 6.1955 | 6.1825 | 6.1701 | 6.1585 | 6.1476 | 6.1375 | 6.1281 | 6.1195 | 6.1117 | 6.1046 | 6.0982 | 6.0923 | 6.0869 | 6.0821
F2_Commercial_WA - College_Existing_Space Heating_Natural Gas_Gas Boiler - Insulate Steam Lines/Condensate Tank_A_Technical Potential | F2 | Commercial | WA - College | Existing | Space Heating | Natural Gas | Gas Boiler - Insulate Steam Lines/Condensate Tank | A | Original Unit Summer Peak Savings (kW) | Technical Potential | 0 | 0 | 0 | 0 | 0 | 0 | 0 | 0 | 0 | 0 | 0 | 0 | 0 | 0 | 0 | 0 | 0 | 0 | 0 | 0 | 0 | 0 | 0 | 0 | 0 | 0 | 0
F3_Commercial_WA - College_Existing_Space Heating_Natural Gas_Gas Boiler - Insulate Steam Lines/Condensate Tank_A_Technical Potential | F3 | Commercial | WA - College | Existing | Space Heating | Natural Gas | Gas Boiler - Insulate Steam Lines/Condensate Tank | A | Original Unit Winter Peak Savings (kW) | Technical Potential | 0 | 0 | 0 | 0 | 0 | 0 | 0 | 0 | 0 | 0 | 0 | 0 | 0 | 0 | 0 | 0 | 0 | 0 | 0 | 0 | 0 | 0 | 0 | 0 | 0 | 0 | 0
F4_Commercial_WA - College_Existing_Space Heating_Natural Gas_Gas Boiler - Insulate Steam Lines/Condensate Tank_A_Technical Potential | F4 | Commercial | WA - College | Existing | Space Heating | Natural Gas | Gas Boiler - Insulate Steam Lines/Condensate Tank | A | Standalone Impact on Baseline Energy (%) | Technical Potential | 0 | 0 | 0 | 0.00079393 | 0.0024235 | 0.0040531 | 0.0056829 | 0.0073128 | 0.008943 | 0.010574 | 0.012205 | 0.013836 | 0.015468 | 0.017101 | 0.018735 | 0.020369 | 0.022004 | 0.02364 | 0.024482 | 0.024486 | 0.024491 | 0.024495 | 0.024498 | 0.024502 | 0.024505 | 0.024508 | 0.024511
F5_Commercial_WA - College_Existing_Space Heating_Natural Gas_Gas Boiler - Insulate Steam Lines/Condensate Tank_A_Technical Potential | F5 | Commercial | WA - College | Existing | Space Heating | Natural Gas | Gas Boiler - Insulate Steam Lines/Condensate Tank | A | Standalone Impact on Baseline Summer Peak (%) | Technical Potential | 0 | 0 | 0 | 0 | 0 | 0 | 0 | 0 | 0 | 0 | 0 | 0 | 0 | 0 | 0 | 0 | 0 | 0 | 0 | 0 | 0 | 0 | 0 | 0 | 0 | 0 | 0
F6_Commercial_WA - College_Existing_Space Heating_Natural Gas_Gas Boiler - Insulate Steam Lines/Condensate Tank_A_Technical Potential | F6 | Commercial | WA - College | Existing | Space Heating | Natural Gas | Gas Boiler - Insulate Steam Lines/Condensate Tank | A | Standalone Impact on Baseline Winter Peak (%) | Technical Potential | 0 | 0 | 0 | 0 | 0 | 0 | 0 | 0 | 0 | 0 | 0 | 0 | 0 | 0 | 0 | 0 | 0 | 0 | 0 | 0 | 0 | 0 | 0 | 0 | 0 | 0 | 0
F7_Commercial_WA - College_Existing_Space Heating_Natural Gas_Gas Boiler - Insulate Steam Lines/Condensate Tank_A_Technical Potential | F7 | Commercial | WA - College | Existing | Space Heating | Natural Gas | Gas Boiler - Insulate Steam Lines/Condensate Tank | A | Incremental Energy Savings (MWh or mTherms) | Technical Potential | 0 | 0 | 0 | 11.088 | 22.692 | 22.6261 | 22.5619 | 22.4995 | 22.4391 | 22.3807 | 22.3246 | 22.2706 | 22.2191 | 22.1699 | 22.1232 | 22.079 | 22.0375 | 21.9985 | 11.2627 | 0 | 3.3394e-14 | 0 | 0 | 0 | 0 | 0 | 0
F8_Commercial_WA - College_Existing_Space Heating_Natural Gas_Gas Boiler - Insulate Steam Lines/Condensate Tank_A_Technical Potential | F8 | Commercial | WA - College | Existing | Space Heating | Natural Gas | Gas Boiler - Insulate Steam Lines/Condensate Tank | A | Incremental Summer Peak Savings (MW) | Technical Potential | 0 | 0 | 0 | 0 | 0 | 0 | 0 | 0 | 0 | 0 | 0 | 0 | 0 | 0 | 0 | 0 | 0 | 0 | 0 | 0 | 0 | 0 | 0 | 0 | 0 | 0 | 0
F9_Commercial_WA - College_Existing_Space Heating_Natural Gas_Gas Boiler - Insulate Steam Lines/Condensate Tank_A_Technical Potential | F9 | Commercial | WA - College | Existing | Space Heating | Natural Gas | Gas Boiler - Insulate Steam Lines/Condensate Tank | A | Incremental Winter Peak Savings (MW) | Technical Potential | 0 | 0 | 0 | 0 | 0 | 0 | 0 | 0 | 0 | 0 | 0 | 0 | 0 | 0 | 0 | 0 | 0 | 0 | 0 | 0 | 0 | 0 | 0 | 0 | 0 | 0 | 0
F10_Commercial_WA - College_Existing_Space Heating_Natural Gas_Gas Boiler - Insulate Steam Lines/Condensate Tank_A_Technical Potential | F10 | Commercial | WA - College | Existing | Space Heating | Natural Gas | Gas Boiler - Insulate Steam Lines/Condensate Tank | A | Cumulative Energy Savings (MWh or mTherms) | Technical Potential | 0 | 0 | 0 | 11.088 | 33.7471 | 56.2751 | 78.6773 | 100.9592 | 123.1272 | 145.1878 | 167.148 | 189.015 | 210.7963 | 232.4997 | 254.1332 | 275.7049 | 297.2233 | 318.6967 | 329.4343 | 328.9315 | 328.47 | 328.0506 | 327.6693 | 327.3226 | 327.0075 | 326.721 | 326.4605
F11_Commercial_WA - College_Existing_Space Heating_Natural Gas_Gas Boiler - Insulate Steam Lines/Condensate Tank_A_Technical Potential | F11 | Commercial | WA - College | Existing | Space Heating | Natural Gas | Gas Boiler - Insulate Steam Lines/Condensate Tank | A | Cumulative Summer Peak Savings (MW) | Technical Potential | 0 | 0 | 0 | 0 | 0 | 0 | 0 | 0 | 0 | 0 | 0 | 0 | 0 | 0 | 0 | 0 | 0 | 0 | 0 | 0 | 0 | 0 | 0 | 0 | 0 | 0 | 0
F12_Commercial_WA - College_Existing_Space Heating_Natural Gas_Gas Boiler - Insulate Steam Lines/Condensate Tank_A_Technical Potential | F12 | Commercial | WA - College | Existing | Space Heating | Natural Gas | Gas Boiler - Insulate Steam Lines/Condensate Tank | A | Cumulative Winter Peak Savings (MW) | Technical Potential | 0 | 0 | 0 | 0 | 0 | 0 | 0 | 0 | 0 | 0 | 0 | 0 | 0 | 0 | 0 | 0 | 0 | 0 | 0 | 0 | 0 | 0 | 0 | 0 | 0 | 0 | 0
F13_Commercial_WA - College_Existing_Space Heating_Natural Gas_Gas Boiler - Insulate Steam Lines/Condensate Tank_A_Technical Potential | F13 | Commercial | WA - College | Existing | Space Heating | Natural Gas | Gas Boiler - Insulate Steam Lines/Condensate Tank | A | Purchases (Incremental) | Technical Potential | 0 | 0 | 0 | 1743.314 | 3578.3814 | 3578.3814 | 3578.3814 | 3578.3814 | 3578.3814 | 3578.3814 | 3578.3814 | 3578.3814 | 3578.3814 | 3578.3814 | 3578.3814 | 3578.3814 | 3578.3814 | 3578.3814 | 1835.0674 | 0 | 5.457e-12 | 0 | 0 | 0 | 0 | 0 | 0
F14_Commercial_WA - College_Existing_Space Heating_Natural Gas_Gas Boiler - Insulate Steam Lines/Condensate Tank_A_Technical Potential | F14 | Commercial | WA - College | Existing | Space Heating | Natural Gas | Gas Boiler - Insulate Steam Lines/Condensate Tank | A | Purchases (Cumulative) | Technical Potential | 0 | 0 | 0 | 1743.314 | 5321.6954 | 8900.0767 | 12478.4581 | 16056.8394 | 19635.2208 | 23213.6021 | 26791.9835 | 30370.3649 | 33948.7462 | 37527.1276 | 41105.5089 | 44683.8903 | 48262.2716 | 51840.653 | 53675.7204 | 53675.7204 | 53675.7204 | 53675.7204 | 53675.7204 | 53675.7204 | 53675.7204 | 53675.7204 | 53675.7204
F1_Commercial_WA - College_Existing_Space Heating_Natural Gas_Gas Boiler - Insulate Hot Water Lines_A_Technical Potential | F1 | Commercial | WA - College | Existing | Space Heating | Natural Gas | Gas Boiler - Insulate Hot Water Lines | A | Original Unit Energy Savings (kWh or therms) | Technical Potential | 0 | 0 | 4.2708 | 4.2579 | 4.2453 | 4.2329 | 4.2209 | 4.2092 | 4.1979 | 4.187 | 4.1765 | 4.1664 | 4.1568 | 4.1476 | 4.1388 | 4.1306 | 4.1228 | 4.1155 | 4.1087 | 4.1025 | 4.0967 | 4.0915 | 4.0867 | 4.0824 | 4.0785 | 4.0749 | 4.0716
F2_Commercial_WA - College_Existing_Space Heating_Natural Gas_Gas Boiler - Insulate Hot Water Lines_A_Technical Potential | F2 | Commercial | WA - College | Existing | Space Heating | Natural Gas | Gas Boiler - Insulate Hot Water Lines | A | Original Unit Summer Peak Savings (kW) | Technical Potential | 0 | 0 | 0 | 0 | 0 | 0 | 0 | 0 | 0 | 0 | 0 | 0 | 0 | 0 | 0 | 0 | 0 | 0 | 0 | 0 | 0 | 0 | 0 | 0 | 0 | 0 | 0
F3_Commercial_WA - College_Existing_Space Heating_Natural Gas_Gas Boiler - Insulate Hot Water Lines_A_Technical Potential | F3 | Commercial | WA - College | Existing | Space Heating | Natural Gas | Gas Boiler - Insulate Hot Water Lines | A | Original Unit Winter Peak Savings (kW) | Technical Potential | 0 | 0 | 0 | 0 | 0 | 0 | 0 | 0 | 0 | 0 | 0 | 0 | 0 | 0 | 0 | 0 | 0 | 0 | 0 | 0 | 0 | 0 | 0 | 0 | 0 | 0 | 0
F4_Commercial_WA - College_Existing_Space Heating_Natural Gas_Gas Boiler - Insulate Hot Water Lines_A_Technical Potential | F4 | Commercial | WA - College | Existing | Space Heating | Natural Gas | Gas Boiler - Insulate Hot Water Lines | A | Standalone Impact on Baseline Energy (%) | Technical Potential | 0 | 0 | 0 | 0.00053149 | 0.0016224 | 0.0027134 | 0.0038044 | 0.0048955 | 0.0059869 | 0.0070785 | 0.0081704 | 0.0092626 | 0.010355 | 0.011448 | 0.01201 | 0.012012 | 0.012014 | 0.012016 | 0.012019 | 0.012021 | 0.012023 | 0.012025 | 0.012027 | 0.012029 | 0.01203 | 0.012032 | 0.012033
F5_Commercial_WA - College_Existing_Space Heating_Natural Gas_Gas Boiler - Insulate Hot Water Lines_A_Technical Potential | F5 | Commercial | WA - College | Existing | Space Heating | Natural Gas | Gas Boiler - Insulate Hot Water Lines | A | Standalone Impact on Baseline Summer Peak (%) | Technical Potential | 0 | 0 | 0 | 0 | 0 | 0 | 0 | 0 | 0 | 0 | 0 | 0 | 0 | 0 | 0 | 0 | 0 | 0 | 0 | 0 | 0 | 0 | 0 | 0 | 0 | 0 | 0
F6_Commercial_WA - College_Existing_Space Heating_Natural Gas_Gas Boiler - Insulate Hot Water Lines_A_Technical Potential | F6 | Commercial | WA - College | Existing | Space Heating | Natural Gas | Gas Boiler - Insulate Hot Water Lines | A | Standalone Impact on Baseline Winter Peak (%) | Technical Potential | 0 | 0 | 0 | 0 | 0 | 0 | 0 | 0 | 0 | 0 | 0 | 0 | 0 | 0 | 0 | 0 | 0 | 0 | 0 | 0 | 0 | 0 | 0 | 0 | 0 | 0 | 0
F7_Commercial_WA - College_Existing_Space Heating_Natural Gas_Gas Boiler - Insulate Hot Water Lines_A_Technical Potential | F7 | Commercial | WA - College | Existing | Space Heating | Natural Gas | Gas Boiler - Insulate Hot Water Lines | A | Incremental Energy Savings (MWh or mTherms) | Technical Potential | 0 | 0 | 0 | 7.4228 | 15.1912 | 15.147 | 15.104 | 15.0623 | 15.0218 | 14.9828 | 14.9452 | 14.9091 | 14.8745 | 14.8416 | 7.5951 | 0 | 2.8123e-14 | 0 | 3.1763e-14 | 0 | 2.9808e-14 | 0 | 0 | 0 | 0 | 0 | 0
F8_Commercial_WA - College_Existing_Space Heating_Natural Gas_Gas Boiler - Insulate Hot Water Lines_A_Technical Potential | F8 | Commercial | WA - College | Existing | Space Heating | Natural Gas | Gas Boiler - Insulate Hot Water Lines | A | Incremental Summer Peak Savings (MW) | Technical Potential | 0 | 0 | 0 | 0 | 0 | 0 | 0 | 0 | 0 | 0 | 0 | 0 | 0 | 0 | 0 | 0 | 0 | 0 | 0 | 0 | 0 | 0 | 0 | 0 | 0 | 0 | 0
F9_Commercial_WA - College_Existing_Space Heating_Natural Gas_Gas Boiler - Insulate Hot Water Lines_A_Technical Potential | F9 | Commercial | WA - College | Existing | Space Heating | Natural Gas | Gas Boiler - Insulate Hot Water Lines | A | Incremental Winter Peak Savings (MW) | Technical Potential | 0 | 0 | 0 | 0 | 0 | 0 | 0 | 0 | 0 | 0 | 0 | 0 | 0 | 0 | 0 | 0 | 0 | 0 | 0 | 0 | 0 | 0 | 0 | 0 | 0 | 0 | 0
F10_Commercial_WA - College_Existing_Space Heating_Natural Gas_Gas Boiler - Insulate Hot Water Lines_A_Technical Potential | F10 | Commercial | WA - College | Existing | Space Heating | Natural Gas | Gas Boiler - Insulate Hot Water Lines | A | Cumulative Energy Savings (MWh or mTherms) | Technical Potential | 0 | 0 | 0 | 7.4228 | 22.592 | 37.6733 | 52.6704 | 67.5871 | 82.4274 | 97.1959 | 111.8971 | 126.5359 | 141.1174 | 155.6467 | 162.9139 | 162.5887 | 162.2826 | 161.9959 | 161.729 | 161.4821 | 161.2556 | 161.0497 | 160.8625 | 160.6923 | 160.5376 | 160.3969 | 160.269
F11_Commercial_WA - College_Existing_Space Heating_Natural Gas_Gas Boiler - Insulate Hot Water Lines_A_Technical Potential | F11 | Commercial | WA - College | Existing | Space Heating | Natural Gas | Gas Boiler - Insulate Hot Water Lines | A | Cumulative Summer Peak Savings (MW) | Technical Potential | 0 | 0 | 0 | 0 | 0 | 0 | 0 | 0 | 0 | 0 | 0 | 0 | 0 | 0 | 0 | 0 | 0 | 0 | 0 | 0 | 0 | 0 | 0 | 0 | 0 | 0 | 0
F12_Commercial_WA - College_Existing_Space Heating_Natural Gas_Gas Boiler - Insulate Hot Water Lines_A_Technical Potential | F12 | Commercial | WA - College | Existing | Space Heating | Natural Gas | Gas Boiler - Insulate Hot Water Lines | A | Cumulative Winter Peak Savings (MW) | Technical Potential | 0 | 0 | 0 | 0 | 0 | 0 | 0 | 0 | 0 | 0 | 0 | 0 | 0 | 0 | 0 | 0 | 0 | 0 | 0 | 0 | 0 | 0 | 0 | 0 | 0 | 0 | 0
F13_Commercial_WA - College_Existing_Space Heating_Natural Gas_Gas Boiler - Insulate Hot Water Lines_A_Technical Potential | F13 | Commercial | WA - College | Existing | Space Heating | Natural Gas | Gas Boiler - Insulate Hot Water Lines | A | Purchases (Incremental) | Technical Potential | 0 | 0 | 0 | 1743.314 | 3578.3814 | 3578.3814 | 3578.3814 | 3578.3814 | 3578.3814 | 3578.3814 | 3578.3814 | 3578.3814 | 3578.3814 | 3578.3814 | 1835.0674 | 0 | 6.8212e-12 | 0 | 7.7307e-12 | 0 | 7.276e-12 | 0 | 0 | 0 | 0 | 0 | 0
F14_Commercial_WA - College_Existing_Space Heating_Natural Gas_Gas Boiler - Insulate Hot Water Lines_A_Technical Potential | F14 | Commercial | WA - College | Existing | Space Heating | Natural Gas | Gas Boiler - Insulate Hot Water Lines | A | Purchases (Cumulative) | Technical Potential | 0 | 0 | 0 | 1743.314 | 5321.6954 | 8900.0767 | 12478.4581 | 16056.8394 | 19635.2208 | 23213.6021 | 26791.9835 | 30370.3649 | 33948.7462 | 37527.1276 | 39362.1949 | 39362.1949 | 39362.1949 | 39362.1949 | 39362.1949 | 39362.1949 | 39362.1949 | 39362.1949 | 39362.1949 | 39362.1949 | 39362.1949 | 39362.1949 | 39362.1949
F1_Commercial_WA - College_Existing_Space Heating_Natural Gas_Condensing RTU_A_Technical Potential | F1 | Commercial | WA - College | Existing | Space Heating | Natural Gas | Condensing RTU | A | Original Unit Energy Savings (kWh or therms) | Technical Potential | 0 | 0 | 0.029055 | 0.028986 | 0.02891 | 0.028825 | 0.028733 | 0.028633 | 0.028524 | 0.028407 | 0.028284 | 0.028153 | 0.028018 | 0.027878 | 0.027734 | 0.027586 | 0.027437 | 0.027285 | 0.027131 | 0.026987 | 0.026851 | 0.026725 | 0.026609 | 0.026502 | 0.026403 | 0.026312 | 0.026227
F2_Commercial_WA - College_Existing_Space Heating_Natural Gas_Condensing RTU_A_Technical Potential | F2 | Commercial | WA - College | Existing | Space Heating | Natural Gas | Condensing RTU | A | Original Unit Summer Peak Savings (kW) | Technical Potential | 0 | 0 | 0 | 0 | 0 | 0 | 0 | 0 | 0 | 0 | 0 | 0 | 0 | 0 | 0 | 0 | 0 | 0 | 0 | 0 | 0 | 0 | 0 | 0 | 0 | 0 | 0
F3_Commercial_WA - College_Existing_Space Heating_Natural Gas_Condensing RTU_A_Technical Potential | F3 | Commercial | WA - College | Existing | Space Heating | Natural Gas | Condensing RTU | A | Original Unit Winter Peak Savings (kW) | Technical Potential | 0 | 0 | 0 | 0 | 0 | 0 | 0 | 0 | 0 | 0 | 0 | 0 | 0 | 0 | 0 | 0 | 0 | 0 | 0 | 0 | 0 | 0 | 0 | 0 | 0 | 0 | 0
F4_Commercial_WA - College_Existing_Space Heating_Natural Gas_Condensing RTU_A_Technical Potential | F4 | Commercial | WA - College | Existing | Space Heating | Natural Gas | Condensing RTU | A | Standalone Impact on Baseline Energy (%) | Technical Potential | 0 | 0 | 0 | 2.2497e-05 | 6.8696e-05 | 0.00011489 | 0.00016102 | 0.00020706 | 0.00023048 | 0.00023015 | 0.00022974 | 0.00022926 | 0.00022872 | 0.00022811 | 0.00022745 | 0.00022673 | 0.00022596 | 0.00022515 | 0.0002243 | 0.00022349 | 0.00022271 | 0.00022199 | 0.00022132 | 0.00022069 | 0.00022011 | 0.00021957 | 0.00021906
F5_Commercial_WA - College_Existing_Space Heating_Natural Gas_Condensing RTU_A_Technical Potential | F5 | Commercial | WA - College | Existing | Space Heating | Natural Gas | Condensing RTU | A | Standalone Impact on Baseline Summer Peak (%) | Technical Potential | 0 | 0 | 0 | 0 | 0 | 0 | 0 | 0 | 0 | 0 | 0 | 0 | 0 | 0 | 0 | 0 | 0 | 0 | 0 | 0 | 0 | 0 | 0 | 0 | 0 | 0 | 0
F6_Commercial_WA - College_Existing_Space Heating_Natural Gas_Condensing RTU_A_Technical Potential | F6 | Commercial | WA - College | Existing | Space Heating | Natural Gas | Condensing RTU | A | Standalone Impact on Baseline Winter Peak (%) | Technical Potential | 0 | 0 | 0 | 0 | 0 | 0 | 0 | 0 | 0 | 0 | 0 | 0 | 0 | 0 | 0 | 0 | 0 | 0 | 0 | 0 | 0 | 0 | 0 | 0 | 0 | 0 | 0
F7_Commercial_WA - College_Existing_Space Heating_Natural Gas_Condensing RTU_A_Technical Potential | F7 | Commercial | WA - College | Existing | Space Heating | Natural Gas | Condensing RTU | A | Incremental Energy Savings (MWh or mTherms) | Technical Potential | 0 | 0 | 0 | 0.31419 | 0.64322 | 0.64134 | 0.63929 | 0.63706 | 0.32546 | 0 | 0 | 0 | 0 | 0 | 0 | 0 | 1.2976e-15 | 0 | 0 | 0 | 0 | 0 | 0 | 0 | 0 | 0 | 0
F8_Commercial_WA - College_Existing_Space Heating_Natural Gas_Condensing RTU_A_Technical Potential | F8 | Commercial | WA - College | Existing | Space Heating | Natural Gas | Condensing RTU | A | Incremental Summer Peak Savings (MW) | Technical Potential | 0 | 0 | 0 | 0 | 0 | 0 | 0 | 0 | 0 | 0 | 0 | 0 | 0 | 0 | 0 | 0 | 0 | 0 | 0 | 0 | 0 | 0 | 0 | 0 | 0 | 0 | 0
F9_Commercial_WA - College_Existing_Space Heating_Natural Gas_Condensing RTU_A_Technical Potential | F9 | Commercial | WA - College | Existing | Space Heating | Natural Gas | Condensing RTU | A | Incremental Winter Peak Savings (MW) | Technical Potential | 0 | 0 | 0 | 0 | 0 | 0 | 0 | 0 | 0 | 0 | 0 | 0 | 0 | 0 | 0 | 0 | 0 | 0 | 0 | 0 | 0 | 0 | 0 | 0 | 0 | 0 | 0
F10_Commercial_WA - College_Existing_Space Heating_Natural Gas_Condensing RTU_A_Technical Potential | F10 | Commercial | WA - College | Existing | Space Heating | Natural Gas | Condensing RTU | A | Cumulative Energy Savings (MWh or mTherms) | Technical Potential | 0 | 0 | 0 | 0.31419 | 0.95658 | 1.5951 | 2.2293 | 2.8586 | 3.1732 | 3.1602 | 3.1464 | 3.132 | 3.1169 | 3.1013 | 3.0853 | 3.0689 | 3.0522 | 3.0353 | 3.0182 | 3.0022 | 2.987 | 2.9731 | 2.9601 | 2.9482 | 2.9372 | 2.9271 | 2.9177
F11_Commercial_WA - College_Existing_Space Heating_Natural Gas_Condensing RTU_A_Technical Potential | F11 | Commercial | WA - College | Existing | Space Heating | Natural Gas | Condensing RTU | A | Cumulative Summer Peak Savings (MW) | Technical Potential | 0 | 0 | 0 | 0 | 0 | 0 | 0 | 0 | 0 | 0 | 0 | 0 | 0 | 0 | 0 | 0 | 0 | 0 | 0 | 0 | 0 | 0 | 0 | 0 | 0 | 0 | 0
F12_Commercial_WA - College_Existing_Space Heating_Natural Gas_Condensing RTU_A_Technical Potential | F12 | Commercial | WA - College | Existing | Space Heating | Natural Gas | Condensing RTU | A | Cumulative Winter Peak Savings (MW) | Technical Potential | 0 | 0 | 0 | 0 | 0 | 0 | 0 | 0 | 0 | 0 | 0 | 0 | 0 | 0 | 0 | 0 | 0 | 0 | 0 | 0 | 0 | 0 | 0 | 0 | 0 | 0 | 0
F13_Commercial_WA - College_Existing_Space Heating_Natural Gas_Condensing RTU_A_Technical Potential | F13 | Commercial | WA - College | Existing | Space Heating | Natural Gas | Condensing RTU | A | Purchases (Incremental) | Technical Potential | 0 | 0 | 0 | 10839.3461 | 22249.1842 | 22249.1842 | 22249.1842 | 22249.1842 | 11409.838 | 0 | 0 | 0 | 0 | 0 | 0 | 0 | 4.7294e-11 | 0 | 0 | 0 | 0 | 0 | 0 | 0 | 0 | 0 | 0
F14_Commercial_WA - College_Existing_Space Heating_Natural Gas_Condensing RTU_A_Technical Potential | F14 | Commercial | WA - College | Existing | Space Heating | Natural Gas | Condensing RTU | A | Purchases (Cumulative) | Technical Potential | 0 | 0 | 0 | 10839.3461 | 33088.5303 | 55337.7144 | 77586.8986 | 99836.0827 | 111245.9208 | 111245.9208 | 111245.9208 | 111245.9208 | 111245.9208 | 111245.9208 | 111245.9208 | 111245.9208 | 111245.9208 | 111245.9208 | 111245.9208 | 111245.9208 | 111245.9208 | 111245.9208 | 111245.9208 | 111245.9208 | 111245.9208 | 111245.9208 | 111245.9208
F1_Commercial_WA - College_Existing_Space Heating_Natural Gas_Hydronic Heating Radiator Replacement_A_Technical Potential | F1 | Commercial | WA - College | Existing | Space Heating | Natural Gas | Hydronic Heating Radiator Replacement | A | Original Unit Energy Savings (kWh or therms) | Technical Potential | 0 | 0 | 36.2112 | 36.1018 | 35.9947 | 35.8901 | 35.7882 | 35.6893 | 35.5935 | 35.5009 | 35.4118 | 35.3263 | 35.2445 | 35.1665 | 35.0924 | 35.0224 | 34.9564 | 34.8947 | 34.8372 | 34.784 | 34.7352 | 34.6909 | 34.6505 | 34.6139 | 34.5805 | 34.5503 | 34.5227
F2_Commercial_WA - College_Existing_Space Heating_Natural Gas_Hydronic Heating Radiator Replacement_A_Technical Potential | F2 | Commercial | WA - College | Existing | Space Heating | Natural Gas | Hydronic Heating Radiator Replacement | A | Original Unit Summer Peak Savings (kW) | Technical Potential | 0 | 0 | 0 | 0 | 0 | 0 | 0 | 0 | 0 | 0 | 0 | 0 | 0 | 0 | 0 | 0 | 0 | 0 | 0 | 0 | 0 | 0 | 0 | 0 | 0 | 0 | 0
F3_Commercial_WA - College_Existing_Space Heating_Natural Gas_Hydronic Heating Radiator Replacement_A_Technical Potential | F3 | Commercial | WA - College | Existing | Space Heating | Natural Gas | Hydronic Heating Radiator Replacement | A | Original Unit Winter Peak Savings (kW) | Technical Potential | 0 | 0 | 0 | 0 | 0 | 0 | 0 | 0 | 0 | 0 | 0 | 0 | 0 | 0 | 0 | 0 | 0 | 0 | 0 | 0 | 0 | 0 | 0 | 0 | 0 | 0 | 0
F4_Commercial_WA - College_Existing_Space Heating_Natural Gas_Hydronic Heating Radiator Replacement_A_Technical Potential | F4 | Commercial | WA - College | Existing | Space Heating | Natural Gas | Hydronic Heating Radiator Replacement | A | Standalone Impact on Baseline Energy (%) | Technical Potential | 0 | 0 | 0 | 0.00076866 | 0.0023464 | 0.0039241 | 0.005502 | 0.00708 | 0.0086583 | 0.010237 | 0.011816 | 0.013396 | 0.014976 | 0.016557 | 0.018138 | 0.019721 | 0.021304 | 0.022888 | 0.024472 | 0.026057 | 0.027643 | 0.029228 | 0.030814 | 0.030818 | 0.030823 | 0.030826 | 0.03083
F5_Commercial_WA - College_Existing_Space Heating_Natural Gas_Hydronic Heating Radiator Replacement_A_Technical Potential | F5 | Commercial | WA - College | Existing | Space Heating | Natural Gas | Hydronic Heating Radiator Replacement | A | Standalone Impact on Baseline Summer Peak (%) | Technical Potential | 0 | 0 | 0 | 0 | 0 | 0 | 0 | 0 | 0 | 0 | 0 | 0 | 0 | 0 | 0 | 0 | 0 | 0 | 0 | 0 | 0 | 0 | 0 | 0 | 0 | 0 | 0
F6_Commercial_WA - College_Existing_Space Heating_Natural Gas_Hydronic Heating Radiator Replacement_A_Technical Potential | F6 | Commercial | WA - College | Existing | Space Heating | Natural Gas | Hydronic Heating Radiator Replacement | A | Standalone Impact on Baseline Winter Peak (%) | Technical Potential | 0 | 0 | 0 | 0 | 0 | 0 | 0 | 0 | 0 | 0 | 0 | 0 | 0 | 0 | 0 | 0 | 0 | 0 | 0 | 0 | 0 | 0 | 0 | 0 | 0 | 0 | 0
F7_Commercial_WA - College_Existing_Space Heating_Natural Gas_Hydronic Heating Radiator Replacement_A_Technical Potential | F7 | Commercial | WA - College | Existing | Space Heating | Natural Gas | Hydronic Heating Radiator Replacement | A | Incremental Energy Savings (MWh or mTherms) | Technical Potential | 0 | 0 | 0 | 10.735 | 21.9697 | 21.9059 | 21.8437 | 21.7833 | 21.7248 | 21.6683 | 21.614 | 21.5618 | 21.5118 | 21.4642 | 21.419 | 21.3762 | 21.336 | 21.2983 | 21.2632 | 21.2308 | 21.201 | 21.1739 | 21.1493 | 0 | 0 | 0 | 0
F8_Commercial_WA - College_Existing_Space Heating_Natural Gas_Hydronic Heating Radiator Replacement_A_Technical Potential | F8 | Commercial | WA - College | Existing | Space Heating | Natural Gas | Hydronic Heating Radiator Replacement | A | Incremental Summer Peak Savings (MW) | Technical Potential | 0 | 0 | 0 | 0 | 0 | 0 | 0 | 0 | 0 | 0 | 0 | 0 | 0 | 0 | 0 | 0 | 0 | 0 | 0 | 0 | 0 | 0 | 0 | 0 | 0 | 0 | 0
F9_Commercial_WA - College_Existing_Space Heating_Natural Gas_Hydronic Heating Radiator Replacement_A_Technical Potential | F9 | Commercial | WA - College | Existing | Space Heating | Natural Gas | Hydronic Heating Radiator Replacement | A | Incremental Winter Peak Savings (MW) | Technical Potential | 0 | 0 | 0 | 0 | 0 | 0 | 0 | 0 | 0 | 0 | 0 | 0 | 0 | 0 | 0 | 0 | 0 | 0 | 0 | 0 | 0 | 0 | 0 | 0 | 0 | 0 | 0
F10_Commercial_WA - College_Existing_Space Heating_Natural Gas_Hydronic Heating Radiator Replacement_A_Technical Potential | F10 | Commercial | WA - College | Existing | Space Heating | Natural Gas | Hydronic Heating Radiator Replacement | A | Cumulative Energy Savings (MWh or mTherms) | Technical Potential | 0 | 0 | 0 | 10.735 | 32.6729 | 54.4839 | 76.1729 | 97.7456 | 119.208 | 140.5664 | 161.8275 | 182.9985 | 204.0864 | 225.099 | 246.0439 | 266.929 | 287.7624 | 308.5524 | 329.3071 | 350.0353 | 370.7452 | 391.4457 | 412.1399 | 411.7039 | 411.3075 | 410.9472 | 410.6196
F11_Commercial_WA - College_Existing_Space Heating_Natural Gas_Hydronic Heating Radiator Replacement_A_Technical Potential | F11 | Commercial | WA - College | Existing | Space Heating | Natural Gas | Hydronic Heating Radiator Replacement | A | Cumulative Summer Peak Savings (MW) | Technical Potential | 0 | 0 | 0 | 0 | 0 | 0 | 0 | 0 | 0 | 0 | 0 | 0 | 0 | 0 | 0 | 0 | 0 | 0 | 0 | 0 | 0 | 0 | 0 | 0 | 0 | 0 | 0
F12_Commercial_WA - College_Existing_Space Heating_Natural Gas_Hydronic Heating Radiator Replacement_A_Technical Potential | F12 | Commercial | WA - College | Existing | Space Heating | Natural Gas | Hydronic Heating Radiator Replacement | A | Cumulative Winter Peak Savings (MW) | Technical Potential | 0 | 0 | 0 | 0 | 0 | 0 | 0 | 0 | 0 | 0 | 0 | 0 | 0 | 0 | 0 | 0 | 0 | 0 | 0 | 0 | 0 | 0 | 0 | 0 | 0 | 0 | 0
F13_Commercial_WA - College_Existing_Space Heating_Natural Gas_Hydronic Heating Radiator Replacement_A_Technical Potential | F13 | Commercial | WA - College | Existing | Space Heating | Natural Gas | Hydronic Heating Radiator Replacement | A | Purchases (Incremental) | Technical Potential | 0 | 0 | 0 | 297.3547 | 610.3596 | 610.3596 | 610.3596 | 610.3596 | 610.3596 | 610.3596 | 610.3596 | 610.3596 | 610.3596 | 610.3596 | 610.3596 | 610.3596 | 610.3596 | 610.3596 | 610.3596 | 610.3596 | 610.3596 | 610.3596 | 610.3596 | 0 | 0 | 0 | 0
F14_Commercial_WA - College_Existing_Space Heating_Natural Gas_Hydronic Heating Radiator Replacement_A_Technical Potential | F14 | Commercial | WA - College | Existing | Space Heating | Natural Gas | Hydronic Heating Radiator Replacement | A | Purchases (Cumulative) | Technical Potential | 0 | 0 | 0 | 297.3547 | 907.7143 | 1518.0739 | 2128.4336 | 2738.7932 | 3349.1528 | 3959.5125 | 4569.8721 | 5180.2317 | 5790.5914 | 6400.951 | 7011.3106 | 7621.6702 | 8232.0299 | 8842.3895 | 9452.7491 | 10063.1088 | 10673.4684 | 11283.828 | 11894.1876 | 11894.1876 | 11894.1876 | 11894.1876 | 11894.1876
F1_Commercial_WA - College_Existing_Space Heating_Natural Gas_Thermostat - Connected_A_Technical Potential | F1 | Commercial | WA - College | Existing | Space Heating | Natural Gas | Thermostat - Connected | A | Original Unit Energy Savings (kWh or therms) | Technical Potential | 0 | 0 | 33.905 | 33.8038 | 33.704 | 33.6061 | 33.5101 | 33.4162 | 33.3246 | 33.2355 | 33.1489 | 33.0652 | 32.9845 | 32.9069 | 32.8326 | 32.7616 | 32.6942 | 32.6303 | 32.5702 | 32.5144 | 32.463 | 32.4162 | 32.3735 | 32.3346 | 32.2991 | 32.2668 | 32.2374
F2_Commercial_WA - College_Existing_Space Heating_Natural Gas_Thermostat - Connected_A_Technical Potential | F2 | Commercial | WA - College | Existing | Space Heating | Natural Gas | Thermostat - Connected | A | Original Unit Summer Peak Savings (kW) | Technical Potential | 0 | 0 | 0 | 0 | 0 | 0 | 0 | 0 | 0 | 0 | 0 | 0 | 0 | 0 | 0 | 0 | 0 | 0 | 0 | 0 | 0 | 0 | 0 | 0 | 0 | 0 | 0
F3_Commercial_WA - College_Existing_Space Heating_Natural Gas_Thermostat - Connected_A_Technical Potential | F3 | Commercial | WA - College | Existing | Space Heating | Natural Gas | Thermostat - Connected | A | Original Unit Winter Peak Savings (kW) | Technical Potential | 0 | 0 | 0 | 0 | 0 | 0 | 0 | 0 | 0 | 0 | 0 | 0 | 0 | 0 | 0 | 0 | 0 | 0 | 0 | 0 | 0 | 0 | 0 | 0 | 0 | 0 | 0
F4_Commercial_WA - College_Existing_Space Heating_Natural Gas_Thermostat - Connected_A_Technical Potential | F4 | Commercial | WA - College | Existing | Space Heating | Natural Gas | Thermostat - Connected | A | Standalone Impact on Baseline Energy (%) | Technical Potential | 0 | 0 | 0 | 0.00066892 | 0.0014903 | 0.0024953 | 0.003662 | 0.0049928 | 0.0058798 | 0.0067653 | 0.0075038 | 0.0079802 | 0.0080619 | 0.0080619 | 0.0080619 | 0.0080619 | 0.0080619 | 0.0080619 | 0.0080619 | 0.0080619 | 0.0080619 | 0.0080619 | 0.0080619 | 0.0080619 | 0.0080619 | 0.0080619 | 0.0080619
F5_Commercial_WA - College_Existing_Space Heating_Natural Gas_Thermostat - Connected_A_Technical Potential | F5 | Commercial | WA - College | Existing | Space Heating | Natural Gas | Thermostat - Connected | A | Standalone Impact on Baseline Summer Peak (%) | Technical Potential | 0 | 0 | 0 | 0 | 0 | 0 | 0 | 0 | 0 | 0 | 0 | 0 | 0 | 0 | 0 | 0 | 0 | 0 | 0 | 0 | 0 | 0 | 0 | 0 | 0 | 0 | 0
F6_Commercial_WA - College_Existing_Space Heating_Natural Gas_Thermostat - Connected_A_Technical Potential | F6 | Commercial | WA - College | Existing | Space Heating | Natural Gas | Thermostat - Connected | A | Standalone Impact on Baseline Winter Peak (%) | Technical Potential | 0 | 0 | 0 | 0 | 0 | 0 | 0 | 0 | 0 | 0 | 0 | 0 | 0 | 0 | 0 | 0 | 0 | 0 | 0 | 0 | 0 | 0 | 0 | 0 | 0 | 0 | 0
F7_Commercial_WA - College_Existing_Space Heating_Natural Gas_Thermostat - Connected_A_Technical Potential | F7 | Commercial | WA - College | Existing | Space Heating | Natural Gas | Thermostat - Connected | A | Incremental Energy Savings (MWh or mTherms) | Technical Potential | 0 | 0 | 0 | 9.3422 | 11.4369 | 13.9547 | 16.1529 | 18.3728 | 12.2114 | 12.1586 | 10.1148 | 6.5084 | 1.1125 | 0 | 0 | 0 | 0 | 0 | 0 | 0 | 0 | 0 | 0 | 0 | 0 | 0 | 0
F8_Commercial_WA - College_Existing_Space Heating_Natural Gas_Thermostat - Connected_A_Technical Potential | F8 | Commercial | WA - College | Existing | Space Heating | Natural Gas | Thermostat - Connected | A | Incremental Summer Peak Savings (MW) | Technical Potential | 0 | 0 | 0 | 0 | 0 | 0 | 0 | 0 | 0 | 0 | 0 | 0 | 0 | 0 | 0 | 0 | 0 | 0 | 0 | 0 | 0 | 0 | 0 | 0 | 0 | 0 | 0
F9_Commercial_WA - College_Existing_Space Heating_Natural Gas_Thermostat - Connected_A_Technical Potential | F9 | Commercial | WA - College | Existing | Space Heating | Natural Gas | Thermostat - Connected | A | Incremental Winter Peak Savings (MW) | Technical Potential | 0 | 0 | 0 | 0 | 0 | 0 | 0 | 0 | 0 | 0 | 0 | 0 | 0 | 0 | 0 | 0 | 0 | 0 | 0 | 0 | 0 | 0 | 0 | 0 | 0 | 0 | 0
F10_Commercial_WA - College_Existing_Space Heating_Natural Gas_Thermostat - Connected_A_Technical Potential | F10 | Commercial | WA - College | Existing | Space Heating | Natural Gas | Thermostat - Connected | A | Cumulative Energy Savings (MWh or mTherms) | Technical Potential | 0 | 0 | 0 | 9.3422 | 20.7515 | 34.6458 | 50.6998 | 68.9306 | 80.9531 | 92.8952 | 102.7682 | 109.0172 | 109.8635 | 109.605 | 109.3575 | 109.1211 | 108.8965 | 108.6838 | 108.4835 | 108.2977 | 108.1265 | 107.9705 | 107.8283 | 107.6988 | 107.5807 | 107.473 | 107.375
F11_Commercial_WA - College_Existing_Space Heating_Natural Gas_Thermostat - Connected_A_Technical Potential | F11 | Commercial | WA - College | Existing | Space Heating | Natural Gas | Thermostat - Connected | A | Cumulative Summer Peak Savings (MW) | Technical Potential | 0 | 0 | 0 | 0 | 0 | 0 | 0 | 0 | 0 | 0 | 0 | 0 | 0 | 0 | 0 | 0 | 0 | 0 | 0 | 0 | 0 | 0 | 0 | 0 | 0 | 0 | 0
F12_Commercial_WA - College_Existing_Space Heating_Natural Gas_Thermostat - Connected_A_Technical Potential | F12 | Commercial | WA - College | Existing | Space Heating | Natural Gas | Thermostat - Connected | A | Cumulative Winter Peak Savings (MW) | Technical Potential | 0 | 0 | 0 | 0 | 0 | 0 | 0 | 0 | 0 | 0 | 0 | 0 | 0 | 0 | 0 | 0 | 0 | 0 | 0 | 0 | 0 | 0 | 0 | 0 | 0 | 0 | 0
F13_Commercial_WA - College_Existing_Space Heating_Natural Gas_Thermostat - Connected_A_Technical Potential | F13 | Commercial | WA - College | Existing | Space Heating | Natural Gas | Thermostat - Connected | A | Purchases (Incremental) | Technical Potential | 0 | 0 | 0 | 276.3649 | 339.332 | 415.2431 | 482.0318 | 549.8183 | 366.4388 | 365.8336 | 305.1334 | 196.8366 | 33.7266 | 0 | 0 | 0 | 0 | 0 | 0 | 0 | 0 | 0 | 0 | 0 | 0 | 0 | 0
F14_Commercial_WA - College_Existing_Space Heating_Natural Gas_Thermostat - Connected_A_Technical Potential | F14 | Commercial | WA - College | Existing | Space Heating | Natural Gas | Thermostat - Connected | A | Purchases (Cumulative) | Technical Potential | 0 | 0 | 0 | 276.3649 | 615.6969 | 1030.94 | 1512.9719 | 2062.7902 | 2429.229 | 2795.0626 | 3100.196 | 3297.0327 | 3330.7592 | 3330.7592 | 3330.7592 | 3330.7592 | 3330.7592 | 3330.7592 | 3330.7592 | 3330.7592 | 3330.7592 | 3330.7592 | 3330.7592 | 3330.7592 | 3330.7592 | 3330.7592 | 3330.7592
F1_Commercial_WA - College_Existing_Water Heating_Natural Gas_Water Heater - Thermostatic Shower Restriction Valve_A_Technical Potential | F1 | Commercial | WA - College | Existing | Water Heating | Natural Gas | Water Heater - Thermostatic Shower Restriction Valve | A | Original Unit Energy Savings (kWh or therms) | Technical Potential | 0 | 0 | 2.3917 | 2.3542 | 2.3213 | 2.2927 | 2.268 | 2.2471 | 2.2298 | 2.2159 | 2.2049 | 2.196 | 2.1889 | 2.1832 | 2.1787 | 2.1751 | 2.1722 | 2.1698 | 2.168 | 2.1665 | 2.1653 | 2.1643 | 2.1636 | 2.163 | 2.1625 | 2.1621 | 2.1618
F2_Commercial_WA - College_Existing_Water Heating_Natural Gas_Water Heater - Thermostatic Shower Restriction Valve_A_Technical Potential | F2 | Commercial | WA - College | Existing | Water Heating | Natural Gas | Water Heater - Thermostatic Shower Restriction Valve | A | Original Unit Summer Peak Savings (kW) | Technical Potential | 0 | 0 | 0 | 0 | 0 | 0 | 0 | 0 | 0 | 0 | 0 | 0 | 0 | 0 | 0 | 0 | 0 | 0 | 0 | 0 | 0 | 0 | 0 | 0 | 0 | 0 | 0
F3_Commercial_WA - College_Existing_Water Heating_Natural Gas_Water Heater - Thermostatic Shower Restriction Valve_A_Technical Potential | F3 | Commercial | WA - College | Existing | Water Heating | Natural Gas | Water Heater - Thermostatic Shower Restriction Valve | A | Original Unit Winter Peak Savings (kW) | Technical Potential | 0 | 0 | 0 | 0 | 0 | 0 | 0 | 0 | 0 | 0 | 0 | 0 | 0 | 0 | 0 | 0 | 0 | 0 | 0 | 0 | 0 | 0 | 0 | 0 | 0 | 0 | 0
F4_Commercial_WA - College_Existing_Water Heating_Natural Gas_Water Heater - Thermostatic Shower Restriction Valve_A_Technical Potential | F4 | Commercial | WA - College | Existing | Water Heating | Natural Gas | Water Heater - Thermostatic Shower Restriction Valve | A | Standalone Impact on Baseline Energy (%) | Technical Potential | 0 | 0 | 0 | 0 | 0 | 0 | 0 | 0 | 0 | 0 | 0 | 0 | 0 | 0 | 0 | 0 | 0 | 0 | 0 | 0 | 0 | 0 | 0 | 0 | 0 | 0 | 0
F5_Commercial_WA - College_Existing_Water Heating_Natural Gas_Water Heater - Thermostatic Shower Restriction Valve_A_Technical Potential | F5 | Commercial | WA - College | Existing | Water Heating | Natural Gas | Water Heater - Thermostatic Shower Restriction Valve | A | Standalone Impact on Baseline Summer Peak (%) | Technical Potential | 0 | 0 | 0 | 0 | 0 | 0 | 0 | 0 | 0 | 0 | 0 | 0 | 0 | 0 | 0 | 0 | 0 | 0 | 0 | 0 | 0 | 0 | 0 | 0 | 0 | 0 | 0
F6_Commercial_WA - College_Existing_Water Heating_Natural Gas_Water Heater - Thermostatic Shower Restriction Valve_A_Technical Potential | F6 | Commercial | WA - College | Existing | Water Heating | Natural Gas | Water Heater - Thermostatic Shower Restriction Valve | A | Standalone Impact on Baseline Winter Peak (%) | Technical Potential | 0 | 0 | 0 | 0 | 0 | 0 | 0 | 0 | 0 | 0 | 0 | 0 | 0 | 0 | 0 | 0 | 0 | 0 | 0 | 0 | 0 | 0 | 0 | 0 | 0 | 0 | 0
F7_Commercial_WA - College_Existing_Water Heating_Natural Gas_Water Heater - Thermostatic Shower Restriction Valve_A_Technical Potential | F7 | Commercial | WA - College | Existing | Water Heating | Natural Gas | Water Heater - Thermostatic Shower Restriction Valve | A | Incremental Energy Savings (MWh or mTherms) | Technical Potential | 0 | 0 | 0 | 0 | 0 | 0 | 0 | 0 | 0 | 0 | 0 | 0 | 0 | 0 | 0 | 0 | 0 | 0 | 0 | 0 | 0 | 0 | 0 | 0 | 0 | 0 | 0
F8_Commercial_WA - College_Existing_Water Heating_Natural Gas_Water Heater - Thermostatic Shower Restriction Valve_A_Technical Potential | F8 | Commercial | WA - College | Existing | Water Heating | Natural Gas | Water Heater - Thermostatic Shower Restriction Valve | A | Incremental Summer Peak Savings (MW) | Technical Potential | 0 | 0 | 0 | 0 | 0 | 0 | 0 | 0 | 0 | 0 | 0 | 0 | 0 | 0 | 0 | 0 | 0 | 0 | 0 | 0 | 0 | 0 | 0 | 0 | 0 | 0 | 0
F9_Commercial_WA - College_Existing_Water Heating_Natural Gas_Water Heater - Thermostatic Shower Restriction Valve_A_Technical Potential | F9 | Commercial | WA - College | Existing | Water Heating | Natural Gas | Water Heater - Thermostatic Shower Restriction Valve | A | Incremental Winter Peak Savings (MW) | Technical Potential | 0 | 0 | 0 | 0 | 0 | 0 | 0 | 0 | 0 | 0 | 0 | 0 | 0 | 0 | 0 | 0 | 0 | 0 | 0 | 0 | 0 | 0 | 0 | 0 | 0 | 0 | 0
F10_Commercial_WA - College_Existing_Water Heating_Natural Gas_Water Heater - Thermostatic Shower Restriction Valve_A_Technical Potential | F10 | Commercial | WA - College | Existing | Water Heating | Natural Gas | Water Heater - Thermostatic Shower Restriction Valve | A | Cumulative Energy Savings (MWh or mTherms) | Technical Potential | 0 | 0 | 0 | 0 | 0 | 0 | 0 | 0 | 0 | 0 | 0 | 0 | 0 | 0 | 0 | 0 | 0 | 0 | 0 | 0 | 0 | 0 | 0 | 0 | 0 | 0 | 0
F11_Commercial_WA - College_Existing_Water Heating_Natural Gas_Water Heater - Thermostatic Shower Restriction Valve_A_Technical Potential | F11 | Commercial | WA - College | Existing | Water Heating | Natural Gas | Water Heater - Thermostatic Shower Restriction Valve | A | Cumulative Summer Peak Savings (MW) | Technical Potential | 0 | 0 | 0 | 0 | 0 | 0 | 0 | 0 | 0 | 0 | 0 | 0 | 0 | 0 | 0 | 0 | 0 | 0 | 0 | 0 | 0 | 0 | 0 | 0 | 0 | 0 | 0
F12_Commercial_WA - College_Existing_Water Heating_Natural Gas_Water Heater - Thermostatic Shower Restriction Valve_A_Technical Potential | F12 | Commercial | WA - College | Existing | Water Heating | Natural Gas | Water Heater - Thermostatic Shower Restriction Valve | A | Cumulative Winter Peak Savings (MW) | Technical Potential | 0 | 0 | 0 | 0 | 0 | 0 | 0 | 0 | 0 | 0 | 0 | 0 | 0 | 0 | 0 | 0 | 0 | 0 | 0 | 0 | 0 | 0 | 0 | 0 | 0 | 0 | 0
F13_Commercial_WA - College_Existing_Water Heating_Natural Gas_Water Heater - Thermostatic Shower Restriction Valve_A_Technical Potential | F13 | Commercial | WA - College | Existing | Water Heating | Natural Gas | Water Heater - Thermostatic Shower Restriction Valve | A | Purchases (Incremental) | Technical Potential | 0 | 0 | 0 | 0 | 0 | 0 | 0 | 0 | 0 | 0 | 0 | 0 | 0 | 0 | 0 | 0 | 0 | 0 | 0 | 0 | 0 | 0 | 0 | 0 | 0 | 0 | 0
F14_Commercial_WA - College_Existing_Water Heating_Natural Gas_Water Heater - Thermostatic Shower Restriction Valve_A_Technical Potential | F14 | Commercial | WA - College | Existing | Water Heating | Natural Gas | Water Heater - Thermostatic Shower Restriction Valve | A | Purchases (Cumulative) | Technical Potential | 0 | 0 | 0 | 0 | 0 | 0 | 0 | 0 | 0 | 0 | 0 | 0 | 0 | 0 | 0 | 0 | 0 | 0 | 0 | 0 | 0 | 0 | 0 | 0 | 0 | 0 | 0
F1_Commercial_WA - College_Existing_Water Heating_Natural Gas_Water Heater - Pre-Rinse Spray Valve_A_Technical Potential | F1 | Commercial | WA - College | Existing | Water Heating | Natural Gas | Water Heater - Pre-Rinse Spray Valve | A | Original Unit Energy Savings (kWh or therms) | Technical Potential | 0 | 0 | 16.1979 | 15.9442 | 15.7214 | 15.5273 | 15.3602 | 15.2186 | 15.1013 | 15.0075 | 14.9325 | 14.8725 | 14.8244 | 14.786 | 14.7553 | 14.7307 | 14.711 | 14.6953 | 14.6827 | 14.6726 | 14.6646 | 14.6581 | 14.653 | 14.6488 | 14.6455 | 14.6429 | 14.6408
F2_Commercial_WA - College_Existing_Water Heating_Natural Gas_Water Heater - Pre-Rinse Spray Valve_A_Technical Potential | F2 | Commercial | WA - College | Existing | Water Heating | Natural Gas | Water Heater - Pre-Rinse Spray Valve | A | Original Unit Summer Peak Savings (kW) | Technical Potential | 0 | 0 | 0 | 0 | 0 | 0 | 0 | 0 | 0 | 0 | 0 | 0 | 0 | 0 | 0 | 0 | 0 | 0 | 0 | 0 | 0 | 0 | 0 | 0 | 0 | 0 | 0
F3_Commercial_WA - College_Existing_Water Heating_Natural Gas_Water Heater - Pre-Rinse Spray Valve_A_Technical Potential | F3 | Commercial | WA - College | Existing | Water Heating | Natural Gas | Water Heater - Pre-Rinse Spray Valve | A | Original Unit Winter Peak Savings (kW) | Technical Potential | 0 | 0 | 0 | 0 | 0 | 0 | 0 | 0 | 0 | 0 | 0 | 0 | 0 | 0 | 0 | 0 | 0 | 0 | 0 | 0 | 0 | 0 | 0 | 0 | 0 | 0 | 0
F4_Commercial_WA - College_Existing_Water Heating_Natural Gas_Water Heater - Pre-Rinse Spray Valve_A_Technical Potential | F4 | Commercial | WA - College | Existing | Water Heating | Natural Gas | Water Heater - Pre-Rinse Spray Valve | A | Standalone Impact on Baseline Energy (%) | Technical Potential | 0 | 0 | 0 | 4.6306e-05 | 0.00010316 | 0.00017274 | 0.00025351 | 0.00029932 | 0.00035017 | 0.00039875 | 0.00043869 | 0.00046031 | 0.00046031 | 0.00046031 | 0.00046031 | 0.00046031 | 0.00046031 | 0.00046031 | 0.00046031 | 0.00046031 | 0.00046031 | 0.00046031 | 0.00046031 | 0.00046031 | 0.00046031 | 0.00046031 | 0.00046031
F5_Commercial_WA - College_Existing_Water Heating_Natural Gas_Water Heater - Pre-Rinse Spray Valve_A_Technical Potential | F5 | Commercial | WA - College | Existing | Water Heating | Natural Gas | Water Heater - Pre-Rinse Spray Valve | A | Standalone Impact on Baseline Summer Peak (%) | Technical Potential | 0 | 0 | 0 | 0 | 0 | 0 | 0 | 0 | 0 | 0 | 0 | 0 | 0 | 0 | 0 | 0 | 0 | 0 | 0 | 0 | 0 | 0 | 0 | 0 | 0 | 0 | 0
F6_Commercial_WA - College_Existing_Water Heating_Natural Gas_Water Heater - Pre-Rinse Spray Valve_A_Technical Potential | F6 | Commercial | WA - College | Existing | Water Heating | Natural Gas | Water Heater - Pre-Rinse Spray Valve | A | Standalone Impact on Baseline Winter Peak (%) | Technical Potential | 0 | 0 | 0 | 0 | 0 | 0 | 0 | 0 | 0 | 0 | 0 | 0 | 0 | 0 | 0 | 0 | 0 | 0 | 0 | 0 | 0 | 0 | 0 | 0 | 0 | 0 | 0
F7_Commercial_WA - College_Existing_Water Heating_Natural Gas_Water Heater - Pre-Rinse Spray Valve_A_Technical Potential | F7 | Commercial | WA - College | Existing | Water Heating | Natural Gas | Water Heater - Pre-Rinse Spray Valve | A | Incremental Energy Savings (MWh or mTherms) | Technical Potential | 0 | 0 | 0 | 0.30136 | 0.36486 | 0.44097 | 0.50639 | 0.28462 | 0.31343 | 0.29758 | 0.24341 | 0.13127 | 0 | 0 | 0 | 0 | 0 | 0 | 0 | 0 | 0 | 0 | 0 | 0 | 0 | 0 | 0
F8_Commercial_WA - College_Existing_Water Heating_Natural Gas_Water Heater - Pre-Rinse Spray Valve_A_Technical Potential | F8 | Commercial | WA - College | Existing | Water Heating | Natural Gas | Water Heater - Pre-Rinse Spray Valve | A | Incremental Summer Peak Savings (MW) | Technical Potential | 0 | 0 | 0 | 0 | 0 | 0 | 0 | 0 | 0 | 0 | 0 | 0 | 0 | 0 | 0 | 0 | 0 | 0 | 0 | 0 | 0 | 0 | 0 | 0 | 0 | 0 | 0
F9_Commercial_WA - College_Existing_Water Heating_Natural Gas_Water Heater - Pre-Rinse Spray Valve_A_Technical Potential | F9 | Commercial | WA - College | Existing | Water Heating | Natural Gas | Water Heater - Pre-Rinse Spray Valve | A | Incremental Winter Peak Savings (MW) | Technical Potential | 0 | 0 | 0 | 0 | 0 | 0 | 0 | 0 | 0 | 0 | 0 | 0 | 0 | 0 | 0 | 0 | 0 | 0 | 0 | 0 | 0 | 0 | 0 | 0 | 0 | 0 | 0
F10_Commercial_WA - College_Existing_Water Heating_Natural Gas_Water Heater - Pre-Rinse Spray Valve_A_Technical Potential | F10 | Commercial | WA - College | Existing | Water Heating | Natural Gas | Water Heater - Pre-Rinse Spray Valve | A | Cumulative Energy Savings (MWh or mTherms) | Technical Potential | 0 | 0 | 0 | 0.30136 | 0.66201 | 1.0948 | 1.5894 | 1.8594 | 2.1585 | 2.4427 | 2.6739 | 2.7944 | 2.7853 | 2.7781 | 2.7724 | 2.7677 | 2.764 | 2.7611 | 2.7587 | 2.7568 | 2.7553 | 2.7541 | 2.7531 | 2.7524 | 2.7517 | 2.7512 | 2.7508
F11_Commercial_WA - College_Existing_Water Heating_Natural Gas_Water Heater - Pre-Rinse Spray Valve_A_Technical Potential | F11 | Commercial | WA - College | Existing | Water Heating | Natural Gas | Water Heater - Pre-Rinse Spray Valve | A | Cumulative Summer Peak Savings (MW) | Technical Potential | 0 | 0 | 0 | 0 | 0 | 0 | 0 | 0 | 0 | 0 | 0 | 0 | 0 | 0 | 0 | 0 | 0 | 0 | 0 | 0 | 0 | 0 | 0 | 0 | 0 | 0 | 0
F12_Commercial_WA - College_Existing_Water Heating_Natural Gas_Water Heater - Pre-Rinse Spray Valve_A_Technical Potential | F12 | Commercial | WA - College | Existing | Water Heating | Natural Gas | Water Heater - Pre-Rinse Spray Valve | A | Cumulative Winter Peak Savings (MW) | Technical Potential | 0 | 0 | 0 | 0 | 0 | 0 | 0 | 0 | 0 | 0 | 0 | 0 | 0 | 0 | 0 | 0 | 0 | 0 | 0 | 0 | 0 | 0 | 0 | 0 | 0 | 0 | 0
F13_Commercial_WA - College_Existing_Water Heating_Natural Gas_Water Heater - Pre-Rinse Spray Valve_A_Technical Potential | F13 | Commercial | WA - College | Existing | Water Heating | Natural Gas | Water Heater - Pre-Rinse Spray Valve | A | Purchases (Incremental) | Technical Potential | 0 | 0 | 0 | 18.9013 | 23.2077 | 28.3995 | 32.9673 | 18.7021 | 20.7552 | 19.8285 | 16.301 | 8.8261 | 0 | 0 | 0 | 0 | 0 | 0 | 0 | 0 | 0 | 0 | 0 | 0 | 0 | 0 | 0
F14_Commercial_WA - College_Existing_Water Heating_Natural Gas_Water Heater - Pre-Rinse Spray Valve_A_Technical Potential | F14 | Commercial | WA - College | Existing | Water Heating | Natural Gas | Water Heater - Pre-Rinse Spray Valve | A | Purchases (Cumulative) | Technical Potential | 0 | 0 | 0 | 18.9013 | 42.109 | 70.5085 | 103.4759 | 122.178 | 142.9332 | 162.7617 | 179.0627 | 187.8887 | 187.8887 | 187.8887 | 187.8887 | 187.8887 | 187.8887 | 187.8887 | 187.8887 | 187.8887 | 187.8887 | 187.8887 | 187.8887 | 187.8887 | 187.8887 | 187.8887 | 187.8887
F1_Commercial_WA - College_Existing_Water Heating_Natural Gas_Water Heater - Temperature Setback_A_Technical Potential | F1 | Commercial | WA - College | Existing | Water Heating | Natural Gas | Water Heater - Temperature Setback | A | Original Unit Energy Savings (kWh or therms) | Technical Potential | 0 | 0 | 100.1381 | 98.5696 | 97.1923 | 95.9927 | 94.9595 | 94.084 | 93.3591 | 92.7792 | 92.3153 | 91.9442 | 91.6473 | 91.4097 | 91.2197 | 91.0677 | 90.9461 | 90.8488 | 90.771 | 90.7087 | 90.6589 | 90.619 | 90.5872 | 90.5617 | 90.5413 | 90.5249 | 90.5119
F2_Commercial_WA - College_Existing_Water Heating_Natural Gas_Water Heater - Temperature Setback_A_Technical Potential | F2 | Commercial | WA - College | Existing | Water Heating | Natural Gas | Water Heater - Temperature Setback | A | Original Unit Summer Peak Savings (kW) | Technical Potential | 0 | 0 | 0 | 0 | 0 | 0 | 0 | 0 | 0 | 0 | 0 | 0 | 0 | 0 | 0 | 0 | 0 | 0 | 0 | 0 | 0 | 0 | 0 | 0 | 0 | 0 | 0
F3_Commercial_WA - College_Existing_Water Heating_Natural Gas_Water Heater - Temperature Setback_A_Technical Potential | F3 | Commercial | WA - College | Existing | Water Heating | Natural Gas | Water Heater - Temperature Setback | A | Original Unit Winter Peak Savings (kW) | Technical Potential | 0 | 0 | 0 | 0 | 0 | 0 | 0 | 0 | 0 | 0 | 0 | 0 | 0 | 0 | 0 | 0 | 0 | 0 | 0 | 0 | 0 | 0 | 0 | 0 | 0 | 0 | 0
F4_Commercial_WA - College_Existing_Water Heating_Natural Gas_Water Heater - Temperature Setback_A_Technical Potential | F4 | Commercial | WA - College | Existing | Water Heating | Natural Gas | Water Heater - Temperature Setback | A | Standalone Impact on Baseline Energy (%) | Technical Potential | 0 | 0 | 0 | 0.0011097 | 0.0024721 | 0.0030298 | 0.0036027 | 0.0041431 | 0.0047886 | 0.0047886 | 0.0047886 | 0.0047886 | 0.0047886 | 0.0047886 | 0.0047886 | 0.0047886 | 0.0047886 | 0.0047886 | 0.0047886 | 0.0047886 | 0.0047886 | 0.0047886 | 0.0047886 | 0.0047886 | 0.0047886 | 0.0047886 | 0.0047886
F5_Commercial_WA - College_Existing_Water Heating_Natural Gas_Water Heater - Temperature Setback_A_Technical Potential | F5 | Commercial | WA - College | Existing | Water Heating | Natural Gas | Water Heater - Temperature Setback | A | Standalone Impact on Baseline Summer Peak (%) | Technical Potential | 0 | 0 | 0 | 0 | 0 | 0 | 0 | 0 | 0 | 0 | 0 | 0 | 0 | 0 | 0 | 0 | 0 | 0 | 0 | 0 | 0 | 0 | 0 | 0 | 0 | 0 | 0
F6_Commercial_WA - College_Existing_Water Heating_Natural Gas_Water Heater - Temperature Setback_A_Technical Potential | F6 | Commercial | WA - College | Existing | Water Heating | Natural Gas | Water Heater - Temperature Setback | A | Standalone Impact on Baseline Winter Peak (%) | Technical Potential | 0 | 0 | 0 | 0 | 0 | 0 | 0 | 0 | 0 | 0 | 0 | 0 | 0 | 0 | 0 | 0 | 0 | 0 | 0 | 0 | 0 | 0 | 0 | 0 | 0 | 0 | 0
F7_Commercial_WA - College_Existing_Water Heating_Natural Gas_Water Heater - Temperature Setback_A_Technical Potential | F7 | Commercial | WA - College | Existing | Water Heating | Natural Gas | Water Heater - Temperature Setback | A | Incremental Energy Savings (MWh or mTherms) | Technical Potential | 0 | 0 | 0 | 7.2217 | 8.7433 | 3.5342 | 3.5923 | 3.3566 | 3.9791 | 0 | 0 | 0 | 0 | 0 | 0 | 0 | 0 | 0 | 0 | 0 | 0 | 0 | 0 | 0 | 0 | 0 | 0
F8_Commercial_WA - College_Existing_Water Heating_Natural Gas_Water Heater - Temperature Setback_A_Technical Potential | F8 | Commercial | WA - College | Existing | Water Heating | Natural Gas | Water Heater - Temperature Setback | A | Incremental Summer Peak Savings (MW) | Technical Potential | 0 | 0 | 0 | 0 | 0 | 0 | 0 | 0 | 0 | 0 | 0 | 0 | 0 | 0 | 0 | 0 | 0 | 0 | 0 | 0 | 0 | 0 | 0 | 0 | 0 | 0 | 0
F9_Commercial_WA - College_Existing_Water Heating_Natural Gas_Water Heater - Temperature Setback_A_Technical Potential | F9 | Commercial | WA - College | Existing | Water Heating | Natural Gas | Water Heater - Temperature Setback | A | Incremental Winter Peak Savings (MW) | Technical Potential | 0 | 0 | 0 | 0 | 0 | 0 | 0 | 0 | 0 | 0 | 0 | 0 | 0 | 0 | 0 | 0 | 0 | 0 | 0 | 0 | 0 | 0 | 0 | 0 | 0 | 0 | 0
F10_Commercial_WA - College_Existing_Water Heating_Natural Gas_Water Heater - Temperature Setback_A_Technical Potential | F10 | Commercial | WA - College | Existing | Water Heating | Natural Gas | Water Heater - Temperature Setback | A | Cumulative Energy Savings (MWh or mTherms) | Technical Potential | 0 | 0 | 0 | 7.2217 | 15.8641 | 19.2025 | 22.5881 | 25.7365 | 29.5173 | 29.3339 | 29.1872 | 29.0699 | 28.976 | 28.9009 | 28.8408 | 28.7928 | 28.7543 | 28.7236 | 28.699 | 28.6793 | 28.6635 | 28.6509 | 28.6408 | 28.6328 | 28.6263 | 28.6212 | 28.617
F11_Commercial_WA - College_Existing_Water Heating_Natural Gas_Water Heater - Temperature Setback_A_Technical Potential | F11 | Commercial | WA - College | Existing | Water Heating | Natural Gas | Water Heater - Temperature Setback | A | Cumulative Summer Peak Savings (MW) | Technical Potential | 0 | 0 | 0 | 0 | 0 | 0 | 0 | 0 | 0 | 0 | 0 | 0 | 0 | 0 | 0 | 0 | 0 | 0 | 0 | 0 | 0 | 0 | 0 | 0 | 0 | 0 | 0
F12_Commercial_WA - College_Existing_Water Heating_Natural Gas_Water Heater - Temperature Setback_A_Technical Potential | F12 | Commercial | WA - College | Existing | Water Heating | Natural Gas | Water Heater - Temperature Setback | A | Cumulative Winter Peak Savings (MW) | Technical Potential | 0 | 0 | 0 | 0 | 0 | 0 | 0 | 0 | 0 | 0 | 0 | 0 | 0 | 0 | 0 | 0 | 0 | 0 | 0 | 0 | 0 | 0 | 0 | 0 | 0 | 0 | 0
F13_Commercial_WA - College_Existing_Water Heating_Natural Gas_Water Heater - Temperature Setback_A_Technical Potential | F13 | Commercial | WA - College | Existing | Water Heating | Natural Gas | Water Heater - Temperature Setback | A | Purchases (Incremental) | Technical Potential | 0 | 0 | 0 | 73.2655 | 89.9583 | 36.8172 | 37.8303 | 35.6764 | 42.6213 | 0 | 0 | 0 | 0 | 0 | 0 | 0 | 0 | 0 | 0 | 0 | 0 | 0 | 0 | 0 | 0 | 0 | 0
F14_Commercial_WA - College_Existing_Water Heating_Natural Gas_Water Heater - Temperature Setback_A_Technical Potential | F14 | Commercial | WA - College | Existing | Water Heating | Natural Gas | Water Heater - Temperature Setback | A | Purchases (Cumulative) | Technical Potential | 0 | 0 | 0 | 73.2655 | 163.2238 | 200.0409 | 237.8712 | 273.5477 | 316.1689 | 316.1689 | 316.1689 | 316.1689 | 316.1689 | 316.1689 | 316.1689 | 316.1689 | 316.1689 | 316.1689 | 316.1689 | 316.1689 | 316.1689 | 316.1689 | 316.1689 | 316.1689 | 316.1689 | 316.1689 | 316.1689
F1_Commercial_WA - College_Existing_Water Heating_Natural Gas_Water Heater - Faucet Aerators_A_Technical Potential | F1 | Commercial | WA - College | Existing | Water Heating | Natural Gas | Water Heater - Faucet Aerators | A | Original Unit Energy Savings (kWh or therms) | Technical Potential | 0 | 0 | 12.8867 | 12.6849 | 12.5077 | 12.3533 | 12.2203 | 12.1077 | 12.0144 | 11.9397 | 11.88 | 11.8323 | 11.7941 | 11.7635 | 11.739 | 11.7195 | 11.7038 | 11.6913 | 11.6813 | 11.6733 | 11.6669 | 11.6617 | 11.6576 | 11.6544 | 11.6517 | 11.6496 | 11.648
F2_Commercial_WA - College_Existing_Water Heating_Natural Gas_Water Heater - Faucet Aerators_A_Technical Potential | F2 | Commercial | WA - College | Existing | Water Heating | Natural Gas | Water Heater - Faucet Aerators | A | Original Unit Summer Peak Savings (kW) | Technical Potential | 0 | 0 | 0 | 0 | 0 | 0 | 0 | 0 | 0 | 0 | 0 | 0 | 0 | 0 | 0 | 0 | 0 | 0 | 0 | 0 | 0 | 0 | 0 | 0 | 0 | 0 | 0
F3_Commercial_WA - College_Existing_Water Heating_Natural Gas_Water Heater - Faucet Aerators_A_Technical Potential | F3 | Commercial | WA - College | Existing | Water Heating | Natural Gas | Water Heater - Faucet Aerators | A | Original Unit Winter Peak Savings (kW) | Technical Potential | 0 | 0 | 0 | 0 | 0 | 0 | 0 | 0 | 0 | 0 | 0 | 0 | 0 | 0 | 0 | 0 | 0 | 0 | 0 | 0 | 0 | 0 | 0 | 0 | 0 | 0 | 0
F4_Commercial_WA - College_Existing_Water Heating_Natural Gas_Water Heater - Faucet Aerators_A_Technical Potential | F4 | Commercial | WA - College | Existing | Water Heating | Natural Gas | Water Heater - Faucet Aerators | A | Standalone Impact on Baseline Energy (%) | Technical Potential | 0 | 0 | 0 | 0 | 0 | 0 | 0 | 0 | 0 | 0 | 0 | 0 | 0 | 0 | 0 | 0 | 0 | 0 | 0 | 0 | 0 | 0 | 0 | 0 | 0 | 0 | 0
F5_Commercial_WA - College_Existing_Water Heating_Natural Gas_Water Heater - Faucet Aerators_A_Technical Potential | F5 | Commercial | WA - College | Existing | Water Heating | Natural Gas | Water Heater - Faucet Aerators | A | Standalone Impact on Baseline Summer Peak (%) | Technical Potential | 0 | 0 | 0 | 0 | 0 | 0 | 0 | 0 | 0 | 0 | 0 | 0 | 0 | 0 | 0 | 0 | 0 | 0 | 0 | 0 | 0 | 0 | 0 | 0 | 0 | 0 | 0
F6_Commercial_WA - College_Existing_Water Heating_Natural Gas_Water Heater - Faucet Aerators_A_Technical Potential | F6 | Commercial | WA - College | Existing | Water Heating | Natural Gas | Water Heater - Faucet Aerators | A | Standalone Impact on Baseline Winter Peak (%) | Technical Potential | 0 | 0 | 0 | 0 | 0 | 0 | 0 | 0 | 0 | 0 | 0 | 0 | 0 | 0 | 0 | 0 | 0 | 0 | 0 | 0 | 0 | 0 | 0 | 0 | 0 | 0 | 0
F7_Commercial_WA - College_Existing_Water Heating_Natural Gas_Water Heater - Faucet Aerators_A_Technical Potential | F7 | Commercial | WA - College | Existing | Water Heating | Natural Gas | Water Heater - Faucet Aerators | A | Incremental Energy Savings (MWh or mTherms) | Technical Potential | 0 | 0 | 0 | 0 | 0 | 0 | 0 | 0 | 0 | 0 | 0 | 0 | 0 | 0 | 0 | 0 | 0 | 0 | 0 | 0 | 0 | 0 | 0 | 0 | 0 | 0 | 0
F8_Commercial_WA - College_Existing_Water Heating_Natural Gas_Water Heater - Faucet Aerators_A_Technical Potential | F8 | Commercial | WA - College | Existing | Water Heating | Natural Gas | Water Heater - Faucet Aerators | A | Incremental Summer Peak Savings (MW) | Technical Potential | 0 | 0 | 0 | 0 | 0 | 0 | 0 | 0 | 0 | 0 | 0 | 0 | 0 | 0 | 0 | 0 | 0 | 0 | 0 | 0 | 0 | 0 | 0 | 0 | 0 | 0 | 0
F9_Commercial_WA - College_Existing_Water Heating_Natural Gas_Water Heater - Faucet Aerators_A_Technical Potential | F9 | Commercial | WA - College | Existing | Water Heating | Natural Gas | Water Heater - Faucet Aerators | A | Incremental Winter Peak Savings (MW) | Technical Potential | 0 | 0 | 0 | 0 | 0 | 0 | 0 | 0 | 0 | 0 | 0 | 0 | 0 | 0 | 0 | 0 | 0 | 0 | 0 | 0 | 0 | 0 | 0 | 0 | 0 | 0 | 0
F10_Commercial_WA - College_Existing_Water Heating_Natural Gas_Water Heater - Faucet Aerators_A_Technical Potential | F10 | Commercial | WA - College | Existing | Water Heating | Natural Gas | Water Heater - Faucet Aerators | A | Cumulative Energy Savings (MWh or mTherms) | Technical Potential | 0 | 0 | 0 | 0 | 0 | 0 | 0 | 0 | 0 | 0 | 0 | 0 | 0 | 0 | 0 | 0 | 0 | 0 | 0 | 0 | 0 | 0 | 0 | 0 | 0 | 0 | 0
F11_Commercial_WA - College_Existing_Water Heating_Natural Gas_Water Heater - Faucet Aerators_A_Technical Potential | F11 | Commercial | WA - College | Existing | Water Heating | Natural Gas | Water Heater - Faucet Aerators | A | Cumulative Summer Peak Savings (MW) | Technical Potential | 0 | 0 | 0 | 0 | 0 | 0 | 0 | 0 | 0 | 0 | 0 | 0 | 0 | 0 | 0 | 0 | 0 | 0 | 0 | 0 | 0 | 0 | 0 | 0 | 0 | 0 | 0
F12_Commercial_WA - College_Existing_Water Heating_Natural Gas_Water Heater - Faucet Aerators_A_Technical Potential | F12 | Commercial | WA - College | Existing | Water Heating | Natural Gas | Water Heater - Faucet Aerators | A | Cumulative Winter Peak Savings (MW) | Technical Potential | 0 | 0 | 0 | 0 | 0 | 0 | 0 | 0 | 0 | 0 | 0 | 0 | 0 | 0 | 0 | 0 | 0 | 0 | 0 | 0 | 0 | 0 | 0 | 0 | 0 | 0 | 0
F13_Commercial_WA - College_Existing_Water Heating_Natural Gas_Water Heater - Faucet Aerators_A_Technical Potential | F13 | Commercial | WA - College | Existing | Water Heating | Natural Gas | Water Heater - Faucet Aerators | A | Purchases (Incremental) | Technical Potential | 0 | 0 | 0 | 0 | 0 | 0 | 0 | 0 | 0 | 0 | 0 | 0 | 0 | 0 | 0 | 0 | 0 | 0 | 0 | 0 | 0 | 0 | 0 | 0 | 0 | 0 | 0
F14_Commercial_WA - College_Existing_Water Heating_Natural Gas_Water Heater - Faucet Aerators_A_Technical Potential | F14 | Commercial | WA - College | Existing | Water Heating | Natural Gas | Water Heater - Faucet Aerators | A | Purchases (Cumulative) | Technical Potential | 0 | 0 | 0 | 0 | 0 | 0 | 0 | 0 | 0 | 0 | 0 | 0 | 0 | 0 | 0 | 0 | 0 | 0 | 0 | 0 | 0 | 0 | 0 | 0 | 0 | 0 | 0
F1_Commercial_WA - College_Existing_Water Heating_Natural Gas_Water Heater - Low-Flow Showerheads_A_Technical Potential | F1 | Commercial | WA - College | Existing | Water Heating | Natural Gas | Water Heater - Low-Flow Showerheads | A | Original Unit Energy Savings (kWh or therms) | Technical Potential | 0 | 0 | 4.6349 | 4.5623 | 4.4985 | 4.443 | 4.3952 | 4.3546 | 4.3211 | 4.2943 | 4.2728 | 4.2556 | 4.2419 | 4.2309 | 4.2221 | 4.215 | 4.2094 | 4.2049 | 4.2013 | 4.1984 | 4.1961 | 4.1943 | 4.1928 | 4.1916 | 4.1907 | 4.1899 | 4.1893
F2_Commercial_WA - College_Existing_Water Heating_Natural Gas_Water Heater - Low-Flow Showerheads_A_Technical Potential | F2 | Commercial | WA - College | Existing | Water Heating | Natural Gas | Water Heater - Low-Flow Showerheads | A | Original Unit Summer Peak Savings (kW) | Technical Potential | 0 | 0 | 0 | 0 | 0 | 0 | 0 | 0 | 0 | 0 | 0 | 0 | 0 | 0 | 0 | 0 | 0 | 0 | 0 | 0 | 0 | 0 | 0 | 0 | 0 | 0 | 0
F3_Commercial_WA - College_Existing_Water Heating_Natural Gas_Water Heater - Low-Flow Showerheads_A_Technical Potential | F3 | Commercial | WA - College | Existing | Water Heating | Natural Gas | Water Heater - Low-Flow Showerheads | A | Original Unit Winter Peak Savings (kW) | Technical Potential | 0 | 0 | 0 | 0 | 0 | 0 | 0 | 0 | 0 | 0 | 0 | 0 | 0 | 0 | 0 | 0 | 0 | 0 | 0 | 0 | 0 | 0 | 0 | 0 | 0 | 0 | 0
F4_Commercial_WA - College_Existing_Water Heating_Natural Gas_Water Heater - Low-Flow Showerheads_A_Technical Potential | F4 | Commercial | WA - College | Existing | Water Heating | Natural Gas | Water Heater - Low-Flow Showerheads | A | Standalone Impact on Baseline Energy (%) | Technical Potential | 0 | 0 | 0 | 0 | 0 | 0 | 0 | 0 | 0 | 0 | 0 | 0 | 0 | 0 | 0 | 0 | 0 | 0 | 0 | 0 | 0 | 0 | 0 | 0 | 0 | 0 | 0
F5_Commercial_WA - College_Existing_Water Heating_Natural Gas_Water Heater - Low-Flow Showerheads_A_Technical Potential | F5 | Commercial | WA - College | Existing | Water Heating | Natural Gas | Water Heater - Low-Flow Showerheads | A | Standalone Impact on Baseline Summer Peak (%) | Technical Potential | 0 | 0 | 0 | 0 | 0 | 0 | 0 | 0 | 0 | 0 | 0 | 0 | 0 | 0 | 0 | 0 | 0 | 0 | 0 | 0 | 0 | 0 | 0 | 0 | 0 | 0 | 0
F6_Commercial_WA - College_Existing_Water Heating_Natural Gas_Water Heater - Low-Flow Showerheads_A_Technical Potential | F6 | Commercial | WA - College | Existing | Water Heating | Natural Gas | Water Heater - Low-Flow Showerheads | A | Standalone Impact on Baseline Winter Peak (%) | Technical Potential | 0 | 0 | 0 | 0 | 0 | 0 | 0 | 0 | 0 | 0 | 0 | 0 | 0 | 0 | 0 | 0 | 0 | 0 | 0 | 0 | 0 | 0 | 0 | 0 | 0 | 0 | 0
F7_Commercial_WA - College_Existing_Water Heating_Natural Gas_Water Heater - Low-Flow Showerheads_A_Technical Potential | F7 | Commercial | WA - College | Existing | Water Heating | Natural Gas | Water Heater - Low-Flow Showerheads | A | Incremental Energy Savings (MWh or mTherms) | Technical Potential | 0 | 0 | 0 | 0 | 0 | 0 | 0 | 0 | 0 | 0 | 0 | 0 | 0 | 0 | 0 | 0 | 0 | 0 | 0 | 0 | 0 | 0 | 0 | 0 | 0 | 0 | 0
F8_Commercial_WA - College_Existing_Water Heating_Natural Gas_Water Heater - Low-Flow Showerheads_A_Technical Potential | F8 | Commercial | WA - College | Existing | Water Heating | Natural Gas | Water Heater - Low-Flow Showerheads | A | Incremental Summer Peak Savings (MW) | Technical Potential | 0 | 0 | 0 | 0 | 0 | 0 | 0 | 0 | 0 | 0 | 0 | 0 | 0 | 0 | 0 | 0 | 0 | 0 | 0 | 0 | 0 | 0 | 0 | 0 | 0 | 0 | 0
F9_Commercial_WA - College_Existing_Water Heating_Natural Gas_Water Heater - Low-Flow Showerheads_A_Technical Potential | F9 | Commercial | WA - College | Existing | Water Heating | Natural Gas | Water Heater - Low-Flow Showerheads | A | Incremental Winter Peak Savings (MW) | Technical Potential | 0 | 0 | 0 | 0 | 0 | 0 | 0 | 0 | 0 | 0 | 0 | 0 | 0 | 0 | 0 | 0 | 0 | 0 | 0 | 0 | 0 | 0 | 0 | 0 | 0 | 0 | 0
F10_Commercial_WA - College_Existing_Water Heating_Natural Gas_Water Heater - Low-Flow Showerheads_A_Technical Potential | F10 | Commercial | WA - College | Existing | Water Heating | Natural Gas | Water Heater - Low-Flow Showerheads | A | Cumulative Energy Savings (MWh or mTherms) | Technical Potential | 0 | 0 | 0 | 0 | 0 | 0 | 0 | 0 | 0 | 0 | 0 | 0 | 0 | 0 | 0 | 0 | 0 | 0 | 0 | 0 | 0 | 0 | 0 | 0 | 0 | 0 | 0
F11_Commercial_WA - College_Existing_Water Heating_Natural Gas_Water Heater - Low-Flow Showerheads_A_Technical Potential | F11 | Commercial | WA - College | Existing | Water Heating | Natural Gas | Water Heater - Low-Flow Showerheads | A | Cumulative Summer Peak Savings (MW) | Technical Potential | 0 | 0 | 0 | 0 | 0 | 0 | 0 | 0 | 0 | 0 | 0 | 0 | 0 | 0 | 0 | 0 | 0 | 0 | 0 | 0 | 0 | 0 | 0 | 0 | 0 | 0 | 0
F12_Commercial_WA - College_Existing_Water Heating_Natural Gas_Water Heater - Low-Flow Showerheads_A_Technical Potential | F12 | Commercial | WA - College | Existing | Water Heating | Natural Gas | Water Heater - Low-Flow Showerheads | A | Cumulative Winter Peak Savings (MW) | Technical Potential | 0 | 0 | 0 | 0 | 0 | 0 | 0 | 0 | 0 | 0 | 0 | 0 | 0 | 0 | 0 | 0 | 0 | 0 | 0 | 0 | 0 | 0 | 0 | 0 | 0 | 0 | 0
F13_Commercial_WA - College_Existing_Water Heating_Natural Gas_Water Heater - Low-Flow Showerheads_A_Technical Potential | F13 | Commercial | WA - College | Existing | Water Heating | Natural Gas | Water Heater - Low-Flow Showerheads | A | Purchases (Incremental) | Technical Potential | 0 | 0 | 0 | 0 | 0 | 0 | 0 | 0 | 0 | 0 | 0 | 0 | 0 | 0 | 0 | 0 | 0 | 0 | 0 | 0 | 0 | 0 | 0 | 0 | 0 | 0 | 0
F14_Commercial_WA - College_Existing_Water Heating_Natural Gas_Water Heater - Low-Flow Showerheads_A_Technical Potential | F14 | Commercial | WA - College | Existing | Water Heating | Natural Gas | Water Heater - Low-Flow Showerheads | A | Purchases (Cumulative) | Technical Potential | 0 | 0 | 0 | 0 | 0 | 0 | 0 | 0 | 0 | 0 | 0 | 0 | 0 | 0 | 0 | 0 | 0 | 0 | 0 | 0 | 0 | 0 | 0 | 0 | 0 | 0 | 0
F1_Commercial_WA - College_Existing_Water Heating_Natural Gas_Water Heater - Tank Blanket/Insulation_A_Technical Potential | F1 | Commercial | WA - College | Existing | Water Heating | Natural Gas | Water Heater - Tank Blanket/Insulation | A | Original Unit Energy Savings (kWh or therms) | Technical Potential | 0 | 0 | 193.4658 | 190.4354 | 187.7747 | 185.4569 | 183.4608 | 181.7694 | 180.3689 | 179.2486 | 178.3523 | 177.6353 | 177.0617 | 176.6028 | 176.2356 | 175.9419 | 175.707 | 175.519 | 175.3686 | 175.2483 | 175.1521 | 175.0751 | 175.0135 | 174.9643 | 174.9248 | 174.8933 | 174.8681
F2_Commercial_WA - College_Existing_Water Heating_Natural Gas_Water Heater - Tank Blanket/Insulation_A_Technical Potential | F2 | Commercial | WA - College | Existing | Water Heating | Natural Gas | Water Heater - Tank Blanket/Insulation | A | Original Unit Summer Peak Savings (kW) | Technical Potential | 0 | 0 | 0 | 0 | 0 | 0 | 0 | 0 | 0 | 0 | 0 | 0 | 0 | 0 | 0 | 0 | 0 | 0 | 0 | 0 | 0 | 0 | 0 | 0 | 0 | 0 | 0
F3_Commercial_WA - College_Existing_Water Heating_Natural Gas_Water Heater - Tank Blanket/Insulation_A_Technical Potential | F3 | Commercial | WA - College | Existing | Water Heating | Natural Gas | Water Heater - Tank Blanket/Insulation | A | Original Unit Winter Peak Savings (kW) | Technical Potential | 0 | 0 | 0 | 0 | 0 | 0 | 0 | 0 | 0 | 0 | 0 | 0 | 0 | 0 | 0 | 0 | 0 | 0 | 0 | 0 | 0 | 0 | 0 | 0 | 0 | 0 | 0
F4_Commercial_WA - College_Existing_Water Heating_Natural Gas_Water Heater - Tank Blanket/Insulation_A_Technical Potential | F4 | Commercial | WA - College | Existing | Water Heating | Natural Gas | Water Heater - Tank Blanket/Insulation | A | Standalone Impact on Baseline Energy (%) | Technical Potential | 0 | 0 | 0 | 0.00063054 | 0.0014048 | 0.0023522 | 0.0034519 | 0.0047064 | 0.006173 | 0.0077819 | 0.0094254 | 0.010974 | 0.012306 | 0.013336 | 0.014043 | 0.014466 | 0.014664 | 0.014664 | 0.014664 | 0.014664 | 0.014664 | 0.014664 | 0.014664 | 0.014664 | 0.014664 | 0.014664 | 0.014664
F5_Commercial_WA - College_Existing_Water Heating_Natural Gas_Water Heater - Tank Blanket/Insulation_A_Technical Potential | F5 | Commercial | WA - College | Existing | Water Heating | Natural Gas | Water Heater - Tank Blanket/Insulation | A | Standalone Impact on Baseline Summer Peak (%) | Technical Potential | 0 | 0 | 0 | 0 | 0 | 0 | 0 | 0 | 0 | 0 | 0 | 0 | 0 | 0 | 0 | 0 | 0 | 0 | 0 | 0 | 0 | 0 | 0 | 0 | 0 | 0 | 0
F6_Commercial_WA - College_Existing_Water Heating_Natural Gas_Water Heater - Tank Blanket/Insulation_A_Technical Potential | F6 | Commercial | WA - College | Existing | Water Heating | Natural Gas | Water Heater - Tank Blanket/Insulation | A | Standalone Impact on Baseline Winter Peak (%) | Technical Potential | 0 | 0 | 0 | 0 | 0 | 0 | 0 | 0 | 0 | 0 | 0 | 0 | 0 | 0 | 0 | 0 | 0 | 0 | 0 | 0 | 0 | 0 | 0 | 0 | 0 | 0 | 0
F7_Commercial_WA - College_Existing_Water Heating_Natural Gas_Water Heater - Tank Blanket/Insulation_A_Technical Potential | F7 | Commercial | WA - College | Existing | Water Heating | Natural Gas | Water Heater - Tank Blanket/Insulation | A | Incremental Energy Savings (MWh or mTherms) | Technical Potential | 0 | 0 | 0 | 4.1036 | 4.9682 | 6.0046 | 6.8954 | 7.7925 | 9.0402 | 9.8556 | 10.0179 | 9.4027 | 8.0563 | 6.2182 | 4.2585 | 2.5441 | 1.1867 | 0 | 0 | 0 | 0 | 0 | 0 | 0 | 0 | 0 | 0
F8_Commercial_WA - College_Existing_Water Heating_Natural Gas_Water Heater - Tank Blanket/Insulation_A_Technical Potential | F8 | Commercial | WA - College | Existing | Water Heating | Natural Gas | Water Heater - Tank Blanket/Insulation | A | Incremental Summer Peak Savings (MW) | Technical Potential | 0 | 0 | 0 | 0 | 0 | 0 | 0 | 0 | 0 | 0 | 0 | 0 | 0 | 0 | 0 | 0 | 0 | 0 | 0 | 0 | 0 | 0 | 0 | 0 | 0 | 0 | 0
F9_Commercial_WA - College_Existing_Water Heating_Natural Gas_Water Heater - Tank Blanket/Insulation_A_Technical Potential | F9 | Commercial | WA - College | Existing | Water Heating | Natural Gas | Water Heater - Tank Blanket/Insulation | A | Incremental Winter Peak Savings (MW) | Technical Potential | 0 | 0 | 0 | 0 | 0 | 0 | 0 | 0 | 0 | 0 | 0 | 0 | 0 | 0 | 0 | 0 | 0 | 0 | 0 | 0 | 0 | 0 | 0 | 0 | 0 | 0 | 0
F10_Commercial_WA - College_Existing_Water Heating_Natural Gas_Water Heater - Tank Blanket/Insulation_A_Technical Potential | F10 | Commercial | WA - College | Existing | Water Heating | Natural Gas | Water Heater - Tank Blanket/Insulation | A | Cumulative Energy Savings (MWh or mTherms) | Technical Potential | 0 | 0 | 0 | 4.1036 | 9.0145 | 14.9078 | 21.6427 | 29.2357 | 38.0506 | 47.6699 | 57.4494 | 66.6212 | 74.4623 | 80.4875 | 84.5787 | 86.9818 | 88.0523 | 87.9581 | 87.8828 | 87.8225 | 87.7743 | 87.7357 | 87.7048 | 87.6801 | 87.6604 | 87.6446 | 87.6319
F11_Commercial_WA - College_Existing_Water Heating_Natural Gas_Water Heater - Tank Blanket/Insulation_A_Technical Potential | F11 | Commercial | WA - College | Existing | Water Heating | Natural Gas | Water Heater - Tank Blanket/Insulation | A | Cumulative Summer Peak Savings (MW) | Technical Potential | 0 | 0 | 0 | 0 | 0 | 0 | 0 | 0 | 0 | 0 | 0 | 0 | 0 | 0 | 0 | 0 | 0 | 0 | 0 | 0 | 0 | 0 | 0 | 0 | 0 | 0 | 0
F12_Commercial_WA - College_Existing_Water Heating_Natural Gas_Water Heater - Tank Blanket/Insulation_A_Technical Potential | F12 | Commercial | WA - College | Existing | Water Heating | Natural Gas | Water Heater - Tank Blanket/Insulation | A | Cumulative Winter Peak Savings (MW) | Technical Potential | 0 | 0 | 0 | 0 | 0 | 0 | 0 | 0 | 0 | 0 | 0 | 0 | 0 | 0 | 0 | 0 | 0 | 0 | 0 | 0 | 0 | 0 | 0 | 0 | 0 | 0 | 0
F13_Commercial_WA - College_Existing_Water Heating_Natural Gas_Water Heater - Tank Blanket/Insulation_A_Technical Potential | F13 | Commercial | WA - College | Existing | Water Heating | Natural Gas | Water Heater - Tank Blanket/Insulation | A | Purchases (Incremental) | Technical Potential | 0 | 0 | 0 | 21.5487 | 26.4583 | 32.3772 | 37.5849 | 42.8703 | 50.1206 | 54.983 | 56.169 | 52.9326 | 45.5 | 35.2098 | 24.1638 | 14.4598 | 6.7537 | 0 | 0 | 0 | 0 | 0 | 0 | 0 | 0 | 0 | 0
F14_Commercial_WA - College_Existing_Water Heating_Natural Gas_Water Heater - Tank Blanket/Insulation_A_Technical Potential | F14 | Commercial | WA - College | Existing | Water Heating | Natural Gas | Water Heater - Tank Blanket/Insulation | A | Purchases (Cumulative) | Technical Potential | 0 | 0 | 0 | 21.5487 | 48.007 | 80.3842 | 117.9691 | 160.8394 | 210.96 | 265.943 | 322.112 | 375.0446 | 420.5447 | 455.7545 | 479.9183 | 494.378 | 501.1317 | 501.1317 | 501.1317 | 501.1317 | 501.1317 | 501.1317 | 501.1317 | 501.1317 | 501.1317 | 501.1317 | 501.1317
F1_Commercial_WA - College_Existing_Water Heating_Natural Gas_Water Heater - Drainwater Heat Recovery_A_Technical Potential | F1 | Commercial | WA - College | Existing | Water Heating | Natural Gas | Water Heater - Drainwater Heat Recovery | A | Original Unit Energy Savings (kWh or therms) | Technical Potential | 0 | 0 | 26.6357 | 26.2185 | 25.8522 | 25.5331 | 25.2583 | 25.0254 | 24.8326 | 24.6783 | 24.5549 | 24.4562 | 24.3772 | 24.3141 | 24.2635 | 24.2231 | 24.1907 | 24.1649 | 24.1442 | 24.1276 | 24.1143 | 24.1037 | 24.0953 | 24.0885 | 24.0831 | 24.0787 | 24.0752
F2_Commercial_WA - College_Existing_Water Heating_Natural Gas_Water Heater - Drainwater Heat Recovery_A_Technical Potential | F2 | Commercial | WA - College | Existing | Water Heating | Natural Gas | Water Heater - Drainwater Heat Recovery | A | Original Unit Summer Peak Savings (kW) | Technical Potential | 0 | 0 | 0 | 0 | 0 | 0 | 0 | 0 | 0 | 0 | 0 | 0 | 0 | 0 | 0 | 0 | 0 | 0 | 0 | 0 | 0 | 0 | 0 | 0 | 0 | 0 | 0
F3_Commercial_WA - College_Existing_Water Heating_Natural Gas_Water Heater - Drainwater Heat Recovery_A_Technical Potential | F3 | Commercial | WA - College | Existing | Water Heating | Natural Gas | Water Heater - Drainwater Heat Recovery | A | Original Unit Winter Peak Savings (kW) | Technical Potential | 0 | 0 | 0 | 0 | 0 | 0 | 0 | 0 | 0 | 0 | 0 | 0 | 0 | 0 | 0 | 0 | 0 | 0 | 0 | 0 | 0 | 0 | 0 | 0 | 0 | 0 | 0
F4_Commercial_WA - College_Existing_Water Heating_Natural Gas_Water Heater - Drainwater Heat Recovery_A_Technical Potential | F4 | Commercial | WA - College | Existing | Water Heating | Natural Gas | Water Heater - Drainwater Heat Recovery | A | Standalone Impact on Baseline Energy (%) | Technical Potential | 0 | 0 | 0 | 0 | 0 | 0 | 0 | 0 | 0 | 0 | 0 | 0 | 0 | 0 | 0 | 0 | 0 | 0 | 0 | 0 | 0 | 0 | 0 | 0 | 0 | 0 | 0
F5_Commercial_WA - College_Existing_Water Heating_Natural Gas_Water Heater - Drainwater Heat Recovery_A_Technical Potential | F5 | Commercial | WA - College | Existing | Water Heating | Natural Gas | Water Heater - Drainwater Heat Recovery | A | Standalone Impact on Baseline Summer Peak (%) | Technical Potential | 0 | 0 | 0 | 0 | 0 | 0 | 0 | 0 | 0 | 0 | 0 | 0 | 0 | 0 | 0 | 0 | 0 | 0 | 0 | 0 | 0 | 0 | 0 | 0 | 0 | 0 | 0
F6_Commercial_WA - College_Existing_Water Heating_Natural Gas_Water Heater - Drainwater Heat Recovery_A_Technical Potential | F6 | Commercial | WA - College | Existing | Water Heating | Natural Gas | Water Heater - Drainwater Heat Recovery | A | Standalone Impact on Baseline Winter Peak (%) | Technical Potential | 0 | 0 | 0 | 0 | 0 | 0 | 0 | 0 | 0 | 0 | 0 | 0 | 0 | 0 | 0 | 0 | 0 | 0 | 0 | 0 | 0 | 0 | 0 | 0 | 0 | 0 | 0
F7_Commercial_WA - College_Existing_Water Heating_Natural Gas_Water Heater - Drainwater Heat Recovery_A_Technical Potential | F7 | Commercial | WA - College | Existing | Water Heating | Natural Gas | Water Heater - Drainwater Heat Recovery | A | Incremental Energy Savings (MWh or mTherms) | Technical Potential | 0 | 0 | 0 | 0 | 0 | 0 | 0 | 0 | 0 | 0 | 0 | 0 | 0 | 0 | 0 | 0 | 0 | 0 | 0 | 0 | 0 | 0 | 0 | 0 | 0 | 0 | 0
F8_Commercial_WA - College_Existing_Water Heating_Natural Gas_Water Heater - Drainwater Heat Recovery_A_Technical Potential | F8 | Commercial | WA - College | Existing | Water Heating | Natural Gas | Water Heater - Drainwater Heat Recovery | A | Incremental Summer Peak Savings (MW) | Technical Potential | 0 | 0 | 0 | 0 | 0 | 0 | 0 | 0 | 0 | 0 | 0 | 0 | 0 | 0 | 0 | 0 | 0 | 0 | 0 | 0 | 0 | 0 | 0 | 0 | 0 | 0 | 0
F9_Commercial_WA - College_Existing_Water Heating_Natural Gas_Water Heater - Drainwater Heat Recovery_A_Technical Potential | F9 | Commercial | WA - College | Existing | Water Heating | Natural Gas | Water Heater - Drainwater Heat Recovery | A | Incremental Winter Peak Savings (MW) | Technical Potential | 0 | 0 | 0 | 0 | 0 | 0 | 0 | 0 | 0 | 0 | 0 | 0 | 0 | 0 | 0 | 0 | 0 | 0 | 0 | 0 | 0 | 0 | 0 | 0 | 0 | 0 | 0
F10_Commercial_WA - College_Existing_Water Heating_Natural Gas_Water Heater - Drainwater Heat Recovery_A_Technical Potential | F10 | Commercial | WA - College | Existing | Water Heating | Natural Gas | Water Heater - Drainwater Heat Recovery | A | Cumulative Energy Savings (MWh or mTherms) | Technical Potential | 0 | 0 | 0 | 0 | 0 | 0 | 0 | 0 | 0 | 0 | 0 | 0 | 0 | 0 | 0 | 0 | 0 | 0 | 0 | 0 | 0 | 0 | 0 | 0 | 0 | 0 | 0
F11_Commercial_WA - College_Existing_Water Heating_Natural Gas_Water Heater - Drainwater Heat Recovery_A_Technical Potential | F11 | Commercial | WA - College | Existing | Water Heating | Natural Gas | Water Heater - Drainwater Heat Recovery | A | Cumulative Summer Peak Savings (MW) | Technical Potential | 0 | 0 | 0 | 0 | 0 | 0 | 0 | 0 | 0 | 0 | 0 | 0 | 0 | 0 | 0 | 0 | 0 | 0 | 0 | 0 | 0 | 0 | 0 | 0 | 0 | 0 | 0
F12_Commercial_WA - College_Existing_Water Heating_Natural Gas_Water Heater - Drainwater Heat Recovery_A_Technical Potential | F12 | Commercial | WA - College | Existing | Water Heating | Natural Gas | Water Heater - Drainwater Heat Recovery | A | Cumulative Winter Peak Savings (MW) | Technical Potential | 0 | 0 | 0 | 0 | 0 | 0 | 0 | 0 | 0 | 0 | 0 | 0 | 0 | 0 | 0 | 0 | 0 | 0 | 0 | 0 | 0 | 0 | 0 | 0 | 0 | 0 | 0
F13_Commercial_WA - College_Existing_Water Heating_Natural Gas_Water Heater - Drainwater Heat Recovery_A_Technical Potential | F13 | Commercial | WA - College | Existing | Water Heating | Natural Gas | Water Heater - Drainwater Heat Recovery | A | Purchases (Incremental) | Technical Potential | 0 | 0 | 0 | 0 | 0 | 0 | 0 | 0 | 0 | 0 | 0 | 0 | 0 | 0 | 0 | 0 | 0 | 0 | 0 | 0 | 0 | 0 | 0 | 0 | 0 | 0 | 0
F14_Commercial_WA - College_Existing_Water Heating_Natural Gas_Water Heater - Drainwater Heat Recovery_A_Technical Potential | F14 | Commercial | WA - College | Existing | Water Heating | Natural Gas | Water Heater - Drainwater Heat Recovery | A | Purchases (Cumulative) | Technical Potential | 0 | 0 | 0 | 0 | 0 | 0 | 0 | 0 | 0 | 0 | 0 | 0 | 0 | 0 | 0 | 0 | 0 | 0 | 0 | 0 | 0 | 0 | 0 | 0 | 0 | 0 | 0
F1_Commercial_WA - College_Existing_Water Heating_Natural Gas_Water Heater - Circulation Pump Controls_A_Technical Potential | F1 | Commercial | WA - College | Existing | Water Heating | Natural Gas | Water Heater - Circulation Pump Controls | A | Original Unit Energy Savings (kWh or therms) | Technical Potential | 0 | 0 | 1398.547 | 1376.6408 | 1357.4064 | 1340.6516 | 1326.2221 | 1313.9948 | 1303.8711 | 1295.7721 | 1289.2929 | 1284.1096 | 1279.9629 | 1276.6456 | 1273.9917 | 1271.8687 | 1270.1702 | 1268.8114 | 1267.7244 | 1266.8548 | 1266.1591 | 1265.6025 | 1265.1573 | 1264.8011 | 1264.5161 | 1264.2881 | 1264.1058
F2_Commercial_WA - College_Existing_Water Heating_Natural Gas_Water Heater - Circulation Pump Controls_A_Technical Potential | F2 | Commercial | WA - College | Existing | Water Heating | Natural Gas | Water Heater - Circulation Pump Controls | A | Original Unit Summer Peak Savings (kW) | Technical Potential | 0 | 0 | 0 | 0 | 0 | 0 | 0 | 0 | 0 | 0 | 0 | 0 | 0 | 0 | 0 | 0 | 0 | 0 | 0 | 0 | 0 | 0 | 0 | 0 | 0 | 0 | 0
F3_Commercial_WA - College_Existing_Water Heating_Natural Gas_Water Heater - Circulation Pump Controls_A_Technical Potential | F3 | Commercial | WA - College | Existing | Water Heating | Natural Gas | Water Heater - Circulation Pump Controls | A | Original Unit Winter Peak Savings (kW) | Technical Potential | 0 | 0 | 0 | 0 | 0 | 0 | 0 | 0 | 0 | 0 | 0 | 0 | 0 | 0 | 0 | 0 | 0 | 0 | 0 | 0 | 0 | 0 | 0 | 0 | 0 | 0 | 0
F4_Commercial_WA - College_Existing_Water Heating_Natural Gas_Water Heater - Circulation Pump Controls_A_Technical Potential | F4 | Commercial | WA - College | Existing | Water Heating | Natural Gas | Water Heater - Circulation Pump Controls | A | Standalone Impact on Baseline Energy (%) | Technical Potential | 0 | 0 | 0 | 0.0016463 | 0.0036677 | 0.0061413 | 0.0090127 | 0.012288 | 0.016117 | 0.020318 | 0.024609 | 0.028653 | 0.032129 | 0.034819 | 0.035019 | 0.035019 | 0.035019 | 0.035019 | 0.035019 | 0.035019 | 0.035019 | 0.035019 | 0.035019 | 0.035019 | 0.035019 | 0.035019 | 0.035019
F5_Commercial_WA - College_Existing_Water Heating_Natural Gas_Water Heater - Circulation Pump Controls_A_Technical Potential | F5 | Commercial | WA - College | Existing | Water Heating | Natural Gas | Water Heater - Circulation Pump Controls | A | Standalone Impact on Baseline Summer Peak (%) | Technical Potential | 0 | 0 | 0 | 0 | 0 | 0 | 0 | 0 | 0 | 0 | 0 | 0 | 0 | 0 | 0 | 0 | 0 | 0 | 0 | 0 | 0 | 0 | 0 | 0 | 0 | 0 | 0
F6_Commercial_WA - College_Existing_Water Heating_Natural Gas_Water Heater - Circulation Pump Controls_A_Technical Potential | F6 | Commercial | WA - College | Existing | Water Heating | Natural Gas | Water Heater - Circulation Pump Controls | A | Standalone Impact on Baseline Winter Peak (%) | Technical Potential | 0 | 0 | 0 | 0 | 0 | 0 | 0 | 0 | 0 | 0 | 0 | 0 | 0 | 0 | 0 | 0 | 0 | 0 | 0 | 0 | 0 | 0 | 0 | 0 | 0 | 0 | 0
F7_Commercial_WA - College_Existing_Water Heating_Natural Gas_Water Heater - Circulation Pump Controls_A_Technical Potential | F7 | Commercial | WA - College | Existing | Water Heating | Natural Gas | Water Heater - Circulation Pump Controls | A | Incremental Energy Savings (MWh or mTherms) | Technical Potential | 0 | 0 | 0 | 10.7142 | 12.9716 | 15.6775 | 18.0032 | 20.3456 | 23.6032 | 25.7322 | 26.1558 | 24.5496 | 21.0343 | 16.2351 | 1.2033 | 0 | 0 | 0 | 0 | 0 | 0 | 0 | 0 | 0 | 0 | 0 | 0
F8_Commercial_WA - College_Existing_Water Heating_Natural Gas_Water Heater - Circulation Pump Controls_A_Technical Potential | F8 | Commercial | WA - College | Existing | Water Heating | Natural Gas | Water Heater - Circulation Pump Controls | A | Incremental Summer Peak Savings (MW) | Technical Potential | 0 | 0 | 0 | 0 | 0 | 0 | 0 | 0 | 0 | 0 | 0 | 0 | 0 | 0 | 0 | 0 | 0 | 0 | 0 | 0 | 0 | 0 | 0 | 0 | 0 | 0 | 0
F9_Commercial_WA - College_Existing_Water Heating_Natural Gas_Water Heater - Circulation Pump Controls_A_Technical Potential | F9 | Commercial | WA - College | Existing | Water Heating | Natural Gas | Water Heater - Circulation Pump Controls | A | Incremental Winter Peak Savings (MW) | Technical Potential | 0 | 0 | 0 | 0 | 0 | 0 | 0 | 0 | 0 | 0 | 0 | 0 | 0 | 0 | 0 | 0 | 0 | 0 | 0 | 0 | 0 | 0 | 0 | 0 | 0 | 0 | 0
F10_Commercial_WA - College_Existing_Water Heating_Natural Gas_Water Heater - Circulation Pump Controls_A_Technical Potential | F10 | Commercial | WA - College | Existing | Water Heating | Natural Gas | Water Heater - Circulation Pump Controls | A | Cumulative Energy Savings (MWh or mTherms) | Technical Potential | 0 | 0 | 0 | 10.7142 | 23.5361 | 38.923 | 56.5073 | 76.3319 | 99.3469 | 124.4621 | 149.9956 | 173.9422 | 194.4148 | 210.146 | 210.9125 | 210.561 | 210.2798 | 210.0548 | 209.8749 | 209.7309 | 209.6157 | 209.5236 | 209.4499 | 209.3909 | 209.3437 | 209.306 | 209.2758
F11_Commercial_WA - College_Existing_Water Heating_Natural Gas_Water Heater - Circulation Pump Controls_A_Technical Potential | F11 | Commercial | WA - College | Existing | Water Heating | Natural Gas | Water Heater - Circulation Pump Controls | A | Cumulative Summer Peak Savings (MW) | Technical Potential | 0 | 0 | 0 | 0 | 0 | 0 | 0 | 0 | 0 | 0 | 0 | 0 | 0 | 0 | 0 | 0 | 0 | 0 | 0 | 0 | 0 | 0 | 0 | 0 | 0 | 0 | 0
F12_Commercial_WA - College_Existing_Water Heating_Natural Gas_Water Heater - Circulation Pump Controls_A_Technical Potential | F12 | Commercial | WA - College | Existing | Water Heating | Natural Gas | Water Heater - Circulation Pump Controls | A | Cumulative Winter Peak Savings (MW) | Technical Potential | 0 | 0 | 0 | 0 | 0 | 0 | 0 | 0 | 0 | 0 | 0 | 0 | 0 | 0 | 0 | 0 | 0 | 0 | 0 | 0 | 0 | 0 | 0 | 0 | 0 | 0 | 0
F13_Commercial_WA - College_Existing_Water Heating_Natural Gas_Water Heater - Circulation Pump Controls_A_Technical Potential | F13 | Commercial | WA - College | Existing | Water Heating | Natural Gas | Water Heater - Circulation Pump Controls | A | Purchases (Incremental) | Technical Potential | 0 | 0 | 0 | 7.7829 | 9.5561 | 11.6939 | 13.5748 | 15.4838 | 18.1024 | 19.8586 | 20.287 | 19.118 | 16.4336 | 12.717 | 0.94451 | 0 | 0 | 0 | 0 | 0 | 0 | 0 | 0 | 0 | 0 | 0 | 0
F14_Commercial_WA - College_Existing_Water Heating_Natural Gas_Water Heater - Circulation Pump Controls_A_Technical Potential | F14 | Commercial | WA - College | Existing | Water Heating | Natural Gas | Water Heater - Circulation Pump Controls | A | Purchases (Cumulative) | Technical Potential | 0 | 0 | 0 | 7.7829 | 17.339 | 29.0329 | 42.6077 | 58.0915 | 76.1938 | 96.0524 | 116.3394 | 135.4574 | 151.891 | 164.6079 | 165.5525 | 165.5525 | 165.5525 | 165.5525 | 165.5525 | 165.5525 | 165.5525 | 165.5525 | 165.5525 | 165.5525 | 165.5525 | 165.5525 | 165.5525
F1_Commercial_WA - College_Existing_Water Heating_Natural Gas_Water Heater - Pipe Insulation_A_Technical Potential | F1 | Commercial | WA - College | Existing | Water Heating | Natural Gas | Water Heater - Pipe Insulation | A | Original Unit Energy Savings (kWh or therms) | Technical Potential | 0 | 0 | 4.8372 | 4.7614 | 4.6949 | 4.637 | 4.587 | 4.5448 | 4.5097 | 4.4817 | 4.4593 | 4.4414 | 4.4271 | 4.4156 | 4.4064 | 4.3991 | 4.3932 | 4.3885 | 4.3847 | 4.3817 | 4.3793 | 4.3774 | 4.3758 | 4.3746 | 4.3736 | 4.3728 | 4.3722
F2_Commercial_WA - College_Existing_Water Heating_Natural Gas_Water Heater - Pipe Insulation_A_Technical Potential | F2 | Commercial | WA - College | Existing | Water Heating | Natural Gas | Water Heater - Pipe Insulation | A | Original Unit Summer Peak Savings (kW) | Technical Potential | 0 | 0 | 0 | 0 | 0 | 0 | 0 | 0 | 0 | 0 | 0 | 0 | 0 | 0 | 0 | 0 | 0 | 0 | 0 | 0 | 0 | 0 | 0 | 0 | 0 | 0 | 0
F3_Commercial_WA - College_Existing_Water Heating_Natural Gas_Water Heater - Pipe Insulation_A_Technical Potential | F3 | Commercial | WA - College | Existing | Water Heating | Natural Gas | Water Heater - Pipe Insulation | A | Original Unit Winter Peak Savings (kW) | Technical Potential | 0 | 0 | 0 | 0 | 0 | 0 | 0 | 0 | 0 | 0 | 0 | 0 | 0 | 0 | 0 | 0 | 0 | 0 | 0 | 0 | 0 | 0 | 0 | 0 | 0 | 0 | 0
F4_Commercial_WA - College_Existing_Water Heating_Natural Gas_Water Heater - Pipe Insulation_A_Technical Potential | F4 | Commercial | WA - College | Existing | Water Heating | Natural Gas | Water Heater - Pipe Insulation | A | Standalone Impact on Baseline Energy (%) | Technical Potential | 0 | 0 | 0 | 0.00020548 | 0.00045777 | 0.0007665 | 0.0011249 | 0.0015337 | 0.0020116 | 0.0025359 | 0.0030715 | 0.0035762 | 0.0040101 | 0.0043458 | 0.0045762 | 0.0047141 | 0.0047785 | 0.0047785 | 0.0047785 | 0.0047785 | 0.0047785 | 0.0047785 | 0.0047785 | 0.0047785 | 0.0047785 | 0.0047785 | 0.0047785
F5_Commercial_WA - College_Existing_Water Heating_Natural Gas_Water Heater - Pipe Insulation_A_Technical Potential | F5 | Commercial | WA - College | Existing | Water Heating | Natural Gas | Water Heater - Pipe Insulation | A | Standalone Impact on Baseline Summer Peak (%) | Technical Potential | 0 | 0 | 0 | 0 | 0 | 0 | 0 | 0 | 0 | 0 | 0 | 0 | 0 | 0 | 0 | 0 | 0 | 0 | 0 | 0 | 0 | 0 | 0 | 0 | 0 | 0 | 0
F6_Commercial_WA - College_Existing_Water Heating_Natural Gas_Water Heater - Pipe Insulation_A_Technical Potential | F6 | Commercial | WA - College | Existing | Water Heating | Natural Gas | Water Heater - Pipe Insulation | A | Standalone Impact on Baseline Winter Peak (%) | Technical Potential | 0 | 0 | 0 | 0 | 0 | 0 | 0 | 0 | 0 | 0 | 0 | 0 | 0 | 0 | 0 | 0 | 0 | 0 | 0 | 0 | 0 | 0 | 0 | 0 | 0 | 0 | 0
F7_Commercial_WA - College_Existing_Water Heating_Natural Gas_Water Heater - Pipe Insulation_A_Technical Potential | F7 | Commercial | WA - College | Existing | Water Heating | Natural Gas | Water Heater - Pipe Insulation | A | Incremental Energy Savings (MWh or mTherms) | Technical Potential | 0 | 0 | 0 | 1.3373 | 1.619 | 1.9567 | 2.247 | 2.5394 | 2.9459 | 3.2117 | 3.2645 | 3.0641 | 2.6253 | 2.0263 | 1.3877 | 0.82904 | 0.3867 | 0 | 0 | 0 | 0 | 0 | 0 | 0 | 0 | 0 | 0
F8_Commercial_WA - College_Existing_Water Heating_Natural Gas_Water Heater - Pipe Insulation_A_Technical Potential | F8 | Commercial | WA - College | Existing | Water Heating | Natural Gas | Water Heater - Pipe Insulation | A | Incremental Summer Peak Savings (MW) | Technical Potential | 0 | 0 | 0 | 0 | 0 | 0 | 0 | 0 | 0 | 0 | 0 | 0 | 0 | 0 | 0 | 0 | 0 | 0 | 0 | 0 | 0 | 0 | 0 | 0 | 0 | 0 | 0
F9_Commercial_WA - College_Existing_Water Heating_Natural Gas_Water Heater - Pipe Insulation_A_Technical Potential | F9 | Commercial | WA - College | Existing | Water Heating | Natural Gas | Water Heater - Pipe Insulation | A | Incremental Winter Peak Savings (MW) | Technical Potential | 0 | 0 | 0 | 0 | 0 | 0 | 0 | 0 | 0 | 0 | 0 | 0 | 0 | 0 | 0 | 0 | 0 | 0 | 0 | 0 | 0 | 0 | 0 | 0 | 0 | 0 | 0
F10_Commercial_WA - College_Existing_Water Heating_Natural Gas_Water Heater - Pipe Insulation_A_Technical Potential | F10 | Commercial | WA - College | Existing | Water Heating | Natural Gas | Water Heater - Pipe Insulation | A | Cumulative Energy Savings (MWh or mTherms) | Technical Potential | 0 | 0 | 0 | 1.3373 | 2.9376 | 4.858 | 7.0528 | 9.5271 | 12.3996 | 15.5343 | 18.7212 | 21.71 | 24.2652 | 26.2286 | 27.5618 | 28.3449 | 28.6938 | 28.6631 | 28.6385 | 28.6189 | 28.6032 | 28.5906 | 28.5806 | 28.5725 | 28.5661 | 28.5609 | 28.5568
F11_Commercial_WA - College_Existing_Water Heating_Natural Gas_Water Heater - Pipe Insulation_A_Technical Potential | F11 | Commercial | WA - College | Existing | Water Heating | Natural Gas | Water Heater - Pipe Insulation | A | Cumulative Summer Peak Savings (MW) | Technical Potential | 0 | 0 | 0 | 0 | 0 | 0 | 0 | 0 | 0 | 0 | 0 | 0 | 0 | 0 | 0 | 0 | 0 | 0 | 0 | 0 | 0 | 0 | 0 | 0 | 0 | 0 | 0
F12_Commercial_WA - College_Existing_Water Heating_Natural Gas_Water Heater - Pipe Insulation_A_Technical Potential | F12 | Commercial | WA - College | Existing | Water Heating | Natural Gas | Water Heater - Pipe Insulation | A | Cumulative Winter Peak Savings (MW) | Technical Potential | 0 | 0 | 0 | 0 | 0 | 0 | 0 | 0 | 0 | 0 | 0 | 0 | 0 | 0 | 0 | 0 | 0 | 0 | 0 | 0 | 0 | 0 | 0 | 0 | 0 | 0 | 0
F13_Commercial_WA - College_Existing_Water Heating_Natural Gas_Water Heater - Pipe Insulation_A_Technical Potential | F13 | Commercial | WA - College | Existing | Water Heating | Natural Gas | Water Heater - Pipe Insulation | A | Purchases (Incremental) | Technical Potential | 0 | 0 | 0 | 280.852 | 344.8414 | 421.985 | 489.8581 | 558.7452 | 653.2403 | 716.6147 | 732.0725 | 689.8905 | 593.0193 | 458.9034 | 314.9354 | 188.4597 | 88.0235 | 0 | 0 | 0 | 0 | 0 | 0 | 0 | 0 | 0 | 0
F14_Commercial_WA - College_Existing_Water Heating_Natural Gas_Water Heater - Pipe Insulation_A_Technical Potential | F14 | Commercial | WA - College | Existing | Water Heating | Natural Gas | Water Heater - Pipe Insulation | A | Purchases (Cumulative) | Technical Potential | 0 | 0 | 0 | 280.852 | 625.6934 | 1047.6784 | 1537.5364 | 2096.2816 | 2749.5219 | 3466.1366 | 4198.2091 | 4888.0996 | 5481.119 | 5940.0224 | 6254.9577 | 6443.4175 | 6531.441 | 6531.441 | 6531.441 | 6531.441 | 6531.441 | 6531.441 | 6531.441 | 6531.441 | 6531.441 | 6531.441 | 6531.441
F1_Commercial_WA - College_Existing_Water Heating_Natural Gas_Water Heater - Motion Control Faucet_A_Technical Potential | F1 | Commercial | WA - College | Existing | Water Heating | Natural Gas | Water Heater - Motion Control Faucet | A | Original Unit Energy Savings (kWh or therms) | Technical Potential | 0 | 0 | 0 | 0 | 0 | 0 | 0 | 0 | 0 | 0 | 0 | 0 | 0 | 0 | 0 | 0 | 0 | 0 | 0 | 0 | 0 | 0 | 0 | 0 | 0 | 0 | 0
F2_Commercial_WA - College_Existing_Water Heating_Natural Gas_Water Heater - Motion Control Faucet_A_Technical Potential | F2 | Commercial | WA - College | Existing | Water Heating | Natural Gas | Water Heater - Motion Control Faucet | A | Original Unit Summer Peak Savings (kW) | Technical Potential | 0 | 0 | 0 | 0 | 0 | 0 | 0 | 0 | 0 | 0 | 0 | 0 | 0 | 0 | 0 | 0 | 0 | 0 | 0 | 0 | 0 | 0 | 0 | 0 | 0 | 0 | 0
F3_Commercial_WA - College_Existing_Water Heating_Natural Gas_Water Heater - Motion Control Faucet_A_Technical Potential | F3 | Commercial | WA - College | Existing | Water Heating | Natural Gas | Water Heater - Motion Control Faucet | A | Original Unit Winter Peak Savings (kW) | Technical Potential | 0 | 0 | 0 | 0 | 0 | 0 | 0 | 0 | 0 | 0 | 0 | 0 | 0 | 0 | 0 | 0 | 0 | 0 | 0 | 0 | 0 | 0 | 0 | 0 | 0 | 0 | 0
F4_Commercial_WA - College_Existing_Water Heating_Natural Gas_Water Heater - Motion Control Faucet_A_Technical Potential | F4 | Commercial | WA - College | Existing | Water Heating | Natural Gas | Water Heater - Motion Control Faucet | A | Standalone Impact on Baseline Energy (%) | Technical Potential | 0 | 0 | 0 | 0 | 0 | 0 | 0 | 0 | 0 | 0 | 0 | 0 | 0 | 0 | 0 | 0 | 0 | 0 | 0 | 0 | 0 | 0 | 0 | 0 | 0 | 0 | 0
F5_Commercial_WA - College_Existing_Water Heating_Natural Gas_Water Heater - Motion Control Faucet_A_Technical Potential | F5 | Commercial | WA - College | Existing | Water Heating | Natural Gas | Water Heater - Motion Control Faucet | A | Standalone Impact on Baseline Summer Peak (%) | Technical Potential | 0 | 0 | 0 | 0 | 0 | 0 | 0 | 0 | 0 | 0 | 0 | 0 | 0 | 0 | 0 | 0 | 0 | 0 | 0 | 0 | 0 | 0 | 0 | 0 | 0 | 0 | 0
F6_Commercial_WA - College_Existing_Water Heating_Natural Gas_Water Heater - Motion Control Faucet_A_Technical Potential | F6 | Commercial | WA - College | Existing | Water Heating | Natural Gas | Water Heater - Motion Control Faucet | A | Standalone Impact on Baseline Winter Peak (%) | Technical Potential | 0 | 0 | 0 | 0 | 0 | 0 | 0 | 0 | 0 | 0 | 0 | 0 | 0 | 0 | 0 | 0 | 0 | 0 | 0 | 0 | 0 | 0 | 0 | 0 | 0 | 0 | 0
F7_Commercial_WA - College_Existing_Water Heating_Natural Gas_Water Heater - Motion Control Faucet_A_Technical Potential | F7 | Commercial | WA - College | Existing | Water Heating | Natural Gas | Water Heater - Motion Control Faucet | A | Incremental Energy Savings (MWh or mTherms) | Technical Potential | 0 | 0 | 0 | 0 | 0 | 0 | 0 | 0 | 0 | 0 | 0 | 0 | 0 | 0 | 0 | 0 | 0 | 0 | 0 | 0 | 0 | 0 | 0 | 0 | 0 | 0 | 0
F8_Commercial_WA - College_Existing_Water Heating_Natural Gas_Water Heater - Motion Control Faucet_A_Technical Potential | F8 | Commercial | WA - College | Existing | Water Heating | Natural Gas | Water Heater - Motion Control Faucet | A | Incremental Summer Peak Savings (MW) | Technical Potential | 0 | 0 | 0 | 0 | 0 | 0 | 0 | 0 | 0 | 0 | 0 | 0 | 0 | 0 | 0 | 0 | 0 | 0 | 0 | 0 | 0 | 0 | 0 | 0 | 0 | 0 | 0
F9_Commercial_WA - College_Existing_Water Heating_Natural Gas_Water Heater - Motion Control Faucet_A_Technical Potential | F9 | Commercial | WA - College | Existing | Water Heating | Natural Gas | Water Heater - Motion Control Faucet | A | Incremental Winter Peak Savings (MW) | Technical Potential | 0 | 0 | 0 | 0 | 0 | 0 | 0 | 0 | 0 | 0 | 0 | 0 | 0 | 0 | 0 | 0 | 0 | 0 | 0 | 0 | 0 | 0 | 0 | 0 | 0 | 0 | 0
F10_Commercial_WA - College_Existing_Water Heating_Natural Gas_Water Heater - Motion Control Faucet_A_Technical Potential | F10 | Commercial | WA - College | Existing | Water Heating | Natural Gas | Water Heater - Motion Control Faucet | A | Cumulative Energy Savings (MWh or mTherms) | Technical Potential | 0 | 0 | 0 | 0 | 0 | 0 | 0 | 0 | 0 | 0 | 0 | 0 | 0 | 0 | 0 | 0 | 0 | 0 | 0 | 0 | 0 | 0 | 0 | 0 | 0 | 0 | 0
F11_Commercial_WA - College_Existing_Water Heating_Natural Gas_Water Heater - Motion Control Faucet_A_Technical Potential | F11 | Commercial | WA - College | Existing | Water Heating | Natural Gas | Water Heater - Motion Control Faucet | A | Cumulative Summer Peak Savings (MW) | Technical Potential | 0 | 0 | 0 | 0 | 0 | 0 | 0 | 0 | 0 | 0 | 0 | 0 | 0 | 0 | 0 | 0 | 0 | 0 | 0 | 0 | 0 | 0 | 0 | 0 | 0 | 0 | 0
F12_Commercial_WA - College_Existing_Water Heating_Natural Gas_Water Heater - Motion Control Faucet_A_Technical Potential | F12 | Commercial | WA - College | Existing | Water Heating | Natural Gas | Water Heater - Motion Control Faucet | A | Cumulative Winter Peak Savings (MW) | Technical Potential | 0 | 0 | 0 | 0 | 0 | 0 | 0 | 0 | 0 | 0 | 0 | 0 | 0 | 0 | 0 | 0 | 0 | 0 | 0 | 0 | 0 | 0 | 0 | 0 | 0 | 0 | 0
F13_Commercial_WA - College_Existing_Water Heating_Natural Gas_Water Heater - Motion Control Faucet_A_Technical Potential | F13 | Commercial | WA - College | Existing | Water Heating | Natural Gas | Water Heater - Motion Control Faucet | A | Purchases (Incremental) | Technical Potential | 0 | 0 | 0 | 600393.3705 | 737187.3071 | 902101.5317 | 1047197.7393 | 1194461.6314 | 796075.8543 | 794761.1189 | 662891.9977 | 427620.8459 | 73269.8641 | 0 | 0 | 0 | 0 | 0 | 0 | 0 | 0 | 0 | 0 | 0 | 0 | 0 | 0
F14_Commercial_WA - College_Existing_Water Heating_Natural Gas_Water Heater - Motion Control Faucet_A_Technical Potential | F14 | Commercial | WA - College | Existing | Water Heating | Natural Gas | Water Heater - Motion Control Faucet | A | Purchases (Cumulative) | Technical Potential | 0 | 0 | 0 | 600393.3705 | 1337580.6777 | 2239682.2093 | 3286879.9486 | 4481341.5799 | 5277417.4342 | 6072178.5532 | 6735070.5509 | 7162691.3968 | 7235961.2608 | 7235961.2608 | 7235961.2608 | 7235961.2608 | 7235961.2608 | 7235961.2608 | 7235961.2608 | 7235961.2608 | 7235961.2608 | 7235961.2608 | 7235961.2608 | 7235961.2608 | 7235961.2608 | 7235961.2608 | 7235961.2608
F1_Commercial_WA - College_Existing_Water Heating_Natural Gas_Water Heater - Solar System_A_Technical Potential | F1 | Commercial | WA - College | Existing | Water Heating | Natural Gas | Water Heater - Solar System | A | Original Unit Energy Savings (kWh or therms) | Technical Potential | 0 | 0 | 38.6922 | 38.0862 | 37.554 | 37.0905 | 36.6913 | 36.353 | 36.0729 | 35.8489 | 35.6696 | 35.5262 | 35.4115 | 35.3197 | 35.2463 | 35.1876 | 35.1406 | 35.103 | 35.0729 | 35.0488 | 35.0296 | 35.0142 | 35.0019 | 34.992 | 34.9841 | 34.9778 | 34.9728
F2_Commercial_WA - College_Existing_Water Heating_Natural Gas_Water Heater - Solar System_A_Technical Potential | F2 | Commercial | WA - College | Existing | Water Heating | Natural Gas | Water Heater - Solar System | A | Original Unit Summer Peak Savings (kW) | Technical Potential | 0 | 0 | 0 | 0 | 0 | 0 | 0 | 0 | 0 | 0 | 0 | 0 | 0 | 0 | 0 | 0 | 0 | 0 | 0 | 0 | 0 | 0 | 0 | 0 | 0 | 0 | 0
F3_Commercial_WA - College_Existing_Water Heating_Natural Gas_Water Heater - Solar System_A_Technical Potential | F3 | Commercial | WA - College | Existing | Water Heating | Natural Gas | Water Heater - Solar System | A | Original Unit Winter Peak Savings (kW) | Technical Potential | 0 | 0 | 0 | 0 | 0 | 0 | 0 | 0 | 0 | 0 | 0 | 0 | 0 | 0 | 0 | 0 | 0 | 0 | 0 | 0 | 0 | 0 | 0 | 0 | 0 | 0 | 0
F4_Commercial_WA - College_Existing_Water Heating_Natural Gas_Water Heater - Solar System_A_Technical Potential | F4 | Commercial | WA - College | Existing | Water Heating | Natural Gas | Water Heater - Solar System | A | Standalone Impact on Baseline Energy (%) | Technical Potential | 0 | 0 | 0 | 0.00085657 | 0.0018654 | 0.003058 | 0.0044034 | 0.0059024 | 0.0076217 | 0.0094786 | 0.011494 | 0.013456 | 0.015166 | 0.016494 | 0.017401 | 0.018106 | 0.018413 | 0.018413 | 0.018413 | 0.018413 | 0.018413 | 0.018413 | 0.018413 | 0.018413 | 0.018413 | 0.018413 | 0.018413
F5_Commercial_WA - College_Existing_Water Heating_Natural Gas_Water Heater - Solar System_A_Technical Potential | F5 | Commercial | WA - College | Existing | Water Heating | Natural Gas | Water Heater - Solar System | A | Standalone Impact on Baseline Summer Peak (%) | Technical Potential | 0 | 0 | 0 | 0 | 0 | 0 | 0 | 0 | 0 | 0 | 0 | 0 | 0 | 0 | 0 | 0 | 0 | 0 | 0 | 0 | 0 | 0 | 0 | 0 | 0 | 0 | 0
F6_Commercial_WA - College_Existing_Water Heating_Natural Gas_Water Heater - Solar System_A_Technical Potential | F6 | Commercial | WA - College | Existing | Water Heating | Natural Gas | Water Heater - Solar System | A | Standalone Impact on Baseline Winter Peak (%) | Technical Potential | 0 | 0 | 0 | 0 | 0 | 0 | 0 | 0 | 0 | 0 | 0 | 0 | 0 | 0 | 0 | 0 | 0 | 0 | 0 | 0 | 0 | 0 | 0 | 0 | 0 | 0 | 0
F7_Commercial_WA - College_Existing_Water Heating_Natural Gas_Water Heater - Solar System_A_Technical Potential | F7 | Commercial | WA - College | Existing | Water Heating | Natural Gas | Water Heater - Solar System | A | Incremental Energy Savings (MWh or mTherms) | Technical Potential | 0 | 0 | 0 | 5.5746 | 6.474 | 7.5584 | 8.4354 | 9.3119 | 10.5978 | 11.3749 | 12.2836 | 11.9082 | 10.3513 | 8.0122 | 5.4618 | 4.2427 | 1.8399 | 0 | 0 | 0 | 0 | 0 | 0 | 0 | 0 | 0 | 0
F8_Commercial_WA - College_Existing_Water Heating_Natural Gas_Water Heater - Solar System_A_Technical Potential | F8 | Commercial | WA - College | Existing | Water Heating | Natural Gas | Water Heater - Solar System | A | Incremental Summer Peak Savings (MW) | Technical Potential | 0 | 0 | 0 | 0 | 0 | 0 | 0 | 0 | 0 | 0 | 0 | 0 | 0 | 0 | 0 | 0 | 0 | 0 | 0 | 0 | 0 | 0 | 0 | 0 | 0 | 0 | 0
F9_Commercial_WA - College_Existing_Water Heating_Natural Gas_Water Heater - Solar System_A_Technical Potential | F9 | Commercial | WA - College | Existing | Water Heating | Natural Gas | Water Heater - Solar System | A | Incremental Winter Peak Savings (MW) | Technical Potential | 0 | 0 | 0 | 0 | 0 | 0 | 0 | 0 | 0 | 0 | 0 | 0 | 0 | 0 | 0 | 0 | 0 | 0 | 0 | 0 | 0 | 0 | 0 | 0 | 0 | 0 | 0
F10_Commercial_WA - College_Existing_Water Heating_Natural Gas_Water Heater - Solar System_A_Technical Potential | F10 | Commercial | WA - College | Existing | Water Heating | Natural Gas | Water Heater - Solar System | A | Cumulative Energy Savings (MWh or mTherms) | Technical Potential | 0 | 0 | 0 | 5.5746 | 11.9707 | 19.3814 | 27.6081 | 36.6655 | 46.9809 | 58.064 | 70.0573 | 81.6838 | 91.7713 | 99.5456 | 104.8005 | 108.8685 | 110.563 | 110.4447 | 110.3501 | 110.2744 | 110.2139 | 110.1654 | 110.1267 | 110.0957 | 110.0709 | 110.051 | 110.0351
F11_Commercial_WA - College_Existing_Water Heating_Natural Gas_Water Heater - Solar System_A_Technical Potential | F11 | Commercial | WA - College | Existing | Water Heating | Natural Gas | Water Heater - Solar System | A | Cumulative Summer Peak Savings (MW) | Technical Potential | 0 | 0 | 0 | 0 | 0 | 0 | 0 | 0 | 0 | 0 | 0 | 0 | 0 | 0 | 0 | 0 | 0 | 0 | 0 | 0 | 0 | 0 | 0 | 0 | 0 | 0 | 0
F12_Commercial_WA - College_Existing_Water Heating_Natural Gas_Water Heater - Solar System_A_Technical Potential | F12 | Commercial | WA - College | Existing | Water Heating | Natural Gas | Water Heater - Solar System | A | Cumulative Winter Peak Savings (MW) | Technical Potential | 0 | 0 | 0 | 0 | 0 | 0 | 0 | 0 | 0 | 0 | 0 | 0 | 0 | 0 | 0 | 0 | 0 | 0 | 0 | 0 | 0 | 0 | 0 | 0 | 0 | 0 | 0
F13_Commercial_WA - College_Existing_Water Heating_Natural Gas_Water Heater - Solar System_A_Technical Potential | F13 | Commercial | WA - College | Existing | Water Heating | Natural Gas | Water Heater - Solar System | A | Purchases (Incremental) | Technical Potential | 0 | 0 | 0 | 146.3682 | 172.3907 | 203.7839 | 229.9006 | 256.1531 | 293.7894 | 317.3029 | 344.3713 | 335.1953 | 292.3144 | 226.8465 | 154.9614 | 120.5726 | 52.3573 | 0 | 0 | 0 | 0 | 0 | 0 | 0 | 0 | 0 | 0
F14_Commercial_WA - College_Existing_Water Heating_Natural Gas_Water Heater - Solar System_A_Technical Potential | F14 | Commercial | WA - College | Existing | Water Heating | Natural Gas | Water Heater - Solar System | A | Purchases (Cumulative) | Technical Potential | 0 | 0 | 0 | 146.3682 | 318.7589 | 522.5428 | 752.4434 | 1008.5965 | 1302.386 | 1619.6888 | 1964.0601 | 2299.2554 | 2591.5698 | 2818.4163 | 2973.3777 | 3093.9504 | 3146.3077 | 3146.3077 | 3146.3077 | 3146.3077 | 3146.3077 | 3146.3077 | 3146.3077 | 3146.3077 | 3146.3077 | 3146.3077 | 3146.3077
F1_Commercial_WA - College_Existing_Water Heating_Natural Gas_Commercial Laundry - Ozone Treatment_A_Technical Potential | F1 | Commercial | WA - College | Existing | Water Heating | Natural Gas | Commercial Laundry - Ozone Treatment | A | Original Unit Energy Savings (kWh or therms) | Technical Potential | 0 | 0 | 352.0533 | 346.5389 | 341.6971 | 337.4794 | 333.8471 | 330.7692 | 328.2207 | 326.182 | 324.551 | 323.2462 | 322.2024 | 321.3673 | 320.6993 | 320.1648 | 319.7373 | 319.3952 | 319.1216 | 318.9027 | 318.7276 | 318.5875 | 318.4754 | 318.3857 | 318.314 | 318.2566 | 318.2107
F2_Commercial_WA - College_Existing_Water Heating_Natural Gas_Commercial Laundry - Ozone Treatment_A_Technical Potential | F2 | Commercial | WA - College | Existing | Water Heating | Natural Gas | Commercial Laundry - Ozone Treatment | A | Original Unit Summer Peak Savings (kW) | Technical Potential | 0 | 0 | 0 | 0 | 0 | 0 | 0 | 0 | 0 | 0 | 0 | 0 | 0 | 0 | 0 | 0 | 0 | 0 | 0 | 0 | 0 | 0 | 0 | 0 | 0 | 0 | 0
F3_Commercial_WA - College_Existing_Water Heating_Natural Gas_Commercial Laundry - Ozone Treatment_A_Technical Potential | F3 | Commercial | WA - College | Existing | Water Heating | Natural Gas | Commercial Laundry - Ozone Treatment | A | Original Unit Winter Peak Savings (kW) | Technical Potential | 0 | 0 | 0 | 0 | 0 | 0 | 0 | 0 | 0 | 0 | 0 | 0 | 0 | 0 | 0 | 0 | 0 | 0 | 0 | 0 | 0 | 0 | 0 | 0 | 0 | 0 | 0
F4_Commercial_WA - College_Existing_Water Heating_Natural Gas_Commercial Laundry - Ozone Treatment_A_Technical Potential | F4 | Commercial | WA - College | Existing | Water Heating | Natural Gas | Commercial Laundry - Ozone Treatment | A | Standalone Impact on Baseline Energy (%) | Technical Potential | 0 | 0 | 0 | 0.00023681 | 0.00052758 | 0.00088339 | 0.0012964 | 0.0017676 | 0.0023184 | 0.0029226 | 0.0035399 | 0.0041216 | 0.0046216 | 0.0047717 | 0.0047717 | 0.0047717 | 0.0047717 | 0.0047717 | 0.0047717 | 0.0047717 | 0.0047717 | 0.0047717 | 0.0047717 | 0.0047717 | 0.0047717 | 0.0047717 | 0.0047717
F5_Commercial_WA - College_Existing_Water Heating_Natural Gas_Commercial Laundry - Ozone Treatment_A_Technical Potential | F5 | Commercial | WA - College | Existing | Water Heating | Natural Gas | Commercial Laundry - Ozone Treatment | A | Standalone Impact on Baseline Summer Peak (%) | Technical Potential | 0 | 0 | 0 | 0 | 0 | 0 | 0 | 0 | 0 | 0 | 0 | 0 | 0 | 0 | 0 | 0 | 0 | 0 | 0 | 0 | 0 | 0 | 0 | 0 | 0 | 0 | 0
F6_Commercial_WA - College_Existing_Water Heating_Natural Gas_Commercial Laundry - Ozone Treatment_A_Technical Potential | F6 | Commercial | WA - College | Existing | Water Heating | Natural Gas | Commercial Laundry - Ozone Treatment | A | Standalone Impact on Baseline Winter Peak (%) | Technical Potential | 0 | 0 | 0 | 0 | 0 | 0 | 0 | 0 | 0 | 0 | 0 | 0 | 0 | 0 | 0 | 0 | 0 | 0 | 0 | 0 | 0 | 0 | 0 | 0 | 0 | 0 | 0
F7_Commercial_WA - College_Existing_Water Heating_Natural Gas_Commercial Laundry - Ozone Treatment_A_Technical Potential | F7 | Commercial | WA - College | Existing | Water Heating | Natural Gas | Commercial Laundry - Ozone Treatment | A | Incremental Energy Savings (MWh or mTherms) | Technical Potential | 0 | 0 | 0 | 1.5412 | 1.8659 | 2.2551 | 2.5897 | 2.9266 | 3.3952 | 3.7014 | 3.7624 | 3.5313 | 3.0257 | 0.90609 | 0 | 0 | 0 | 0 | 0 | 0 | 0 | 0 | 0 | 0 | 0 | 0 | 0
F8_Commercial_WA - College_Existing_Water Heating_Natural Gas_Commercial Laundry - Ozone Treatment_A_Technical Potential | F8 | Commercial | WA - College | Existing | Water Heating | Natural Gas | Commercial Laundry - Ozone Treatment | A | Incremental Summer Peak Savings (MW) | Technical Potential | 0 | 0 | 0 | 0 | 0 | 0 | 0 | 0 | 0 | 0 | 0 | 0 | 0 | 0 | 0 | 0 | 0 | 0 | 0 | 0 | 0 | 0 | 0 | 0 | 0 | 0 | 0
F9_Commercial_WA - College_Existing_Water Heating_Natural Gas_Commercial Laundry - Ozone Treatment_A_Technical Potential | F9 | Commercial | WA - College | Existing | Water Heating | Natural Gas | Commercial Laundry - Ozone Treatment | A | Incremental Winter Peak Savings (MW) | Technical Potential | 0 | 0 | 0 | 0 | 0 | 0 | 0 | 0 | 0 | 0 | 0 | 0 | 0 | 0 | 0 | 0 | 0 | 0 | 0 | 0 | 0 | 0 | 0 | 0 | 0 | 0 | 0
F10_Commercial_WA - College_Existing_Water Heating_Natural Gas_Commercial Laundry - Ozone Treatment_A_Technical Potential | F10 | Commercial | WA - College | Existing | Water Heating | Natural Gas | Commercial Laundry - Ozone Treatment | A | Cumulative Energy Savings (MWh or mTherms) | Technical Potential | 0 | 0 | 0 | 1.5412 | 3.3855 | 5.5989 | 8.1283 | 10.9799 | 14.2905 | 17.9032 | 21.576 | 25.0206 | 27.9655 | 28.7991 | 28.7392 | 28.6914 | 28.653 | 28.6224 | 28.5979 | 28.5782 | 28.5626 | 28.55 | 28.54 | 28.5319 | 28.5255 | 28.5204 | 28.5162
F11_Commercial_WA - College_Existing_Water Heating_Natural Gas_Commercial Laundry - Ozone Treatment_A_Technical Potential | F11 | Commercial | WA - College | Existing | Water Heating | Natural Gas | Commercial Laundry - Ozone Treatment | A | Cumulative Summer Peak Savings (MW) | Technical Potential | 0 | 0 | 0 | 0 | 0 | 0 | 0 | 0 | 0 | 0 | 0 | 0 | 0 | 0 | 0 | 0 | 0 | 0 | 0 | 0 | 0 | 0 | 0 | 0 | 0 | 0 | 0
F12_Commercial_WA - College_Existing_Water Heating_Natural Gas_Commercial Laundry - Ozone Treatment_A_Technical Potential | F12 | Commercial | WA - College | Existing | Water Heating | Natural Gas | Commercial Laundry - Ozone Treatment | A | Cumulative Winter Peak Savings (MW) | Technical Potential | 0 | 0 | 0 | 0 | 0 | 0 | 0 | 0 | 0 | 0 | 0 | 0 | 0 | 0 | 0 | 0 | 0 | 0 | 0 | 0 | 0 | 0 | 0 | 0 | 0 | 0 | 0
F13_Commercial_WA - College_Existing_Water Heating_Natural Gas_Commercial Laundry - Ozone Treatment_A_Technical Potential | F13 | Commercial | WA - College | Existing | Water Heating | Natural Gas | Commercial Laundry - Ozone Treatment | A | Purchases (Incremental) | Technical Potential | 0 | 0 | 0 | 4.4474 | 5.4606 | 6.6822 | 7.757 | 8.8479 | 10.3442 | 11.3478 | 11.5925 | 10.9246 | 9.3906 | 2.8195 | 0 | 0 | 0 | 0 | 0 | 0 | 0 | 0 | 0 | 0 | 0 | 0 | 0
F14_Commercial_WA - College_Existing_Water Heating_Natural Gas_Commercial Laundry - Ozone Treatment_A_Technical Potential | F14 | Commercial | WA - College | Existing | Water Heating | Natural Gas | Commercial Laundry - Ozone Treatment | A | Purchases (Cumulative) | Technical Potential | 0 | 0 | 0 | 4.4474 | 9.908 | 16.5902 | 24.3473 | 33.1951 | 43.5393 | 54.8871 | 66.4797 | 77.4042 | 86.7948 | 89.6143 | 89.6143 | 89.6143 | 89.6143 | 89.6143 | 89.6143 | 89.6143 | 89.6143 | 89.6143 | 89.6143 | 89.6143 | 89.6143 | 89.6143 | 89.6143
F1_Commercial_WA - College_Existing_Water Heating_Natural Gas_Commercial Laundry - ENERGY STAR Washer_A_Technical Potential | F1 | Commercial | WA - College | Existing | Water Heating | Natural Gas | Commercial Laundry - ENERGY STAR Washer | A | Original Unit Energy Savings (kWh or therms) | Technical Potential | 0 | 0 | 34.2159 | 33.6799 | 33.2094 | 32.7995 | 32.4464 | 32.1473 | 31.8996 | 31.7015 | 31.5429 | 31.4161 | 31.3147 | 31.2335 | 31.1686 | 31.1167 | 31.0751 | 31.0419 | 31.0153 | 30.994 | 30.977 | 30.9634 | 30.9525 | 30.9437 | 30.9368 | 30.9312 | 30.9267
F2_Commercial_WA - College_Existing_Water Heating_Natural Gas_Commercial Laundry - ENERGY STAR Washer_A_Technical Potential | F2 | Commercial | WA - College | Existing | Water Heating | Natural Gas | Commercial Laundry - ENERGY STAR Washer | A | Original Unit Summer Peak Savings (kW) | Technical Potential | 0 | 0 | 0 | 0 | 0 | 0 | 0 | 0 | 0 | 0 | 0 | 0 | 0 | 0 | 0 | 0 | 0 | 0 | 0 | 0 | 0 | 0 | 0 | 0 | 0 | 0 | 0
F3_Commercial_WA - College_Existing_Water Heating_Natural Gas_Commercial Laundry - ENERGY STAR Washer_A_Technical Potential | F3 | Commercial | WA - College | Existing | Water Heating | Natural Gas | Commercial Laundry - ENERGY STAR Washer | A | Original Unit Winter Peak Savings (kW) | Technical Potential | 0 | 0 | 0 | 0 | 0 | 0 | 0 | 0 | 0 | 0 | 0 | 0 | 0 | 0 | 0 | 0 | 0 | 0 | 0 | 0 | 0 | 0 | 0 | 0 | 0 | 0 | 0
F4_Commercial_WA - College_Existing_Water Heating_Natural Gas_Commercial Laundry - ENERGY STAR Washer_A_Technical Potential | F4 | Commercial | WA - College | Existing | Water Heating | Natural Gas | Commercial Laundry - ENERGY STAR Washer | A | Standalone Impact on Baseline Energy (%) | Technical Potential | 0 | 0 | 0 | 7.1749e-06 | 1.5985e-05 | 2.6765e-05 | 3.9279e-05 | 5.3554e-05 | 7.0242e-05 | 8.8549e-05 | 0.00010008 | 0.00010889 | 0.00011326 | 0.00011326 | 0.00011326 | 0.00011326 | 0.00011326 | 0.00011326 | 0.00011326 | 0.00011326 | 0.00011326 | 0.00011326 | 0.00011326 | 0.00011326 | 0.00011326 | 0.00011326 | 0.00011326
F5_Commercial_WA - College_Existing_Water Heating_Natural Gas_Commercial Laundry - ENERGY STAR Washer_A_Technical Potential | F5 | Commercial | WA - College | Existing | Water Heating | Natural Gas | Commercial Laundry - ENERGY STAR Washer | A | Standalone Impact on Baseline Summer Peak (%) | Technical Potential | 0 | 0 | 0 | 0 | 0 | 0 | 0 | 0 | 0 | 0 | 0 | 0 | 0 | 0 | 0 | 0 | 0 | 0 | 0 | 0 | 0 | 0 | 0 | 0 | 0 | 0 | 0
F6_Commercial_WA - College_Existing_Water Heating_Natural Gas_Commercial Laundry - ENERGY STAR Washer_A_Technical Potential | F6 | Commercial | WA - College | Existing | Water Heating | Natural Gas | Commercial Laundry - ENERGY STAR Washer | A | Standalone Impact on Baseline Winter Peak (%) | Technical Potential | 0 | 0 | 0 | 0 | 0 | 0 | 0 | 0 | 0 | 0 | 0 | 0 | 0 | 0 | 0 | 0 | 0 | 0 | 0 | 0 | 0 | 0 | 0 | 0 | 0 | 0 | 0
F7_Commercial_WA - College_Existing_Water Heating_Natural Gas_Commercial Laundry - ENERGY STAR Washer_A_Technical Potential | F7 | Commercial | WA - College | Existing | Water Heating | Natural Gas | Commercial Laundry - ENERGY STAR Washer | A | Incremental Energy Savings (MWh or mTherms) | Technical Potential | 0 | 0 | 0 | 0.046695 | 0.056533 | 0.068326 | 0.078462 | 0.088671 | 0.10287 | 0.11215 | 0.070261 | 0.053513 | 0.026439 | 0 | 0 | 0 | 0 | 0 | 0 | 0 | 0 | 0 | 0 | 0 | 0 | 0 | 0
F8_Commercial_WA - College_Existing_Water Heating_Natural Gas_Commercial Laundry - ENERGY STAR Washer_A_Technical Potential | F8 | Commercial | WA - College | Existing | Water Heating | Natural Gas | Commercial Laundry - ENERGY STAR Washer | A | Incremental Summer Peak Savings (MW) | Technical Potential | 0 | 0 | 0 | 0 | 0 | 0 | 0 | 0 | 0 | 0 | 0 | 0 | 0 | 0 | 0 | 0 | 0 | 0 | 0 | 0 | 0 | 0 | 0 | 0 | 0 | 0 | 0
F9_Commercial_WA - College_Existing_Water Heating_Natural Gas_Commercial Laundry - ENERGY STAR Washer_A_Technical Potential | F9 | Commercial | WA - College | Existing | Water Heating | Natural Gas | Commercial Laundry - ENERGY STAR Washer | A | Incremental Winter Peak Savings (MW) | Technical Potential | 0 | 0 | 0 | 0 | 0 | 0 | 0 | 0 | 0 | 0 | 0 | 0 | 0 | 0 | 0 | 0 | 0 | 0 | 0 | 0 | 0 | 0 | 0 | 0 | 0 | 0 | 0
F10_Commercial_WA - College_Existing_Water Heating_Natural Gas_Commercial Laundry - ENERGY STAR Washer_A_Technical Potential | F10 | Commercial | WA - College | Existing | Water Heating | Natural Gas | Commercial Laundry - ENERGY STAR Washer | A | Cumulative Energy Savings (MWh or mTherms) | Technical Potential | 0 | 0 | 0 | 0.046695 | 0.10258 | 0.16964 | 0.24627 | 0.33267 | 0.43298 | 0.54243 | 0.60998 | 0.66104 | 0.68535 | 0.68357 | 0.68215 | 0.68101 | 0.6801 | 0.67938 | 0.67879 | 0.67833 | 0.67796 | 0.67766 | 0.67742 | 0.67723 | 0.67708 | 0.67695 | 0.67686
F11_Commercial_WA - College_Existing_Water Heating_Natural Gas_Commercial Laundry - ENERGY STAR Washer_A_Technical Potential | F11 | Commercial | WA - College | Existing | Water Heating | Natural Gas | Commercial Laundry - ENERGY STAR Washer | A | Cumulative Summer Peak Savings (MW) | Technical Potential | 0 | 0 | 0 | 0 | 0 | 0 | 0 | 0 | 0 | 0 | 0 | 0 | 0 | 0 | 0 | 0 | 0 | 0 | 0 | 0 | 0 | 0 | 0 | 0 | 0 | 0 | 0
F12_Commercial_WA - College_Existing_Water Heating_Natural Gas_Commercial Laundry - ENERGY STAR Washer_A_Technical Potential | F12 | Commercial | WA - College | Existing | Water Heating | Natural Gas | Commercial Laundry - ENERGY STAR Washer | A | Cumulative Winter Peak Savings (MW) | Technical Potential | 0 | 0 | 0 | 0 | 0 | 0 | 0 | 0 | 0 | 0 | 0 | 0 | 0 | 0 | 0 | 0 | 0 | 0 | 0 | 0 | 0 | 0 | 0 | 0 | 0 | 0 | 0
F13_Commercial_WA - College_Existing_Water Heating_Natural Gas_Commercial Laundry - ENERGY STAR Washer_A_Technical Potential | F13 | Commercial | WA - College | Existing | Water Heating | Natural Gas | Commercial Laundry - ENERGY STAR Washer | A | Purchases (Incremental) | Technical Potential | 0 | 0 | 0 | 1.3864 | 1.7023 | 2.0831 | 2.4182 | 2.7583 | 3.2247 | 3.5376 | 2.2275 | 1.7033 | 0.84432 | 0 | 0 | 0 | 0 | 0 | 0 | 0 | 0 | 0 | 0 | 0 | 0 | 0 | 0
F14_Commercial_WA - College_Existing_Water Heating_Natural Gas_Commercial Laundry - ENERGY STAR Washer_A_Technical Potential | F14 | Commercial | WA - College | Existing | Water Heating | Natural Gas | Commercial Laundry - ENERGY STAR Washer | A | Purchases (Cumulative) | Technical Potential | 0 | 0 | 0 | 1.3864 | 3.0888 | 5.1719 | 7.5901 | 10.3484 | 13.5731 | 17.1107 | 19.3381 | 21.0415 | 21.8858 | 21.8858 | 21.8858 | 21.8858 | 21.8858 | 21.8858 | 21.8858 | 21.8858 | 21.8858 | 21.8858 | 21.8858 | 21.8858 | 21.8858 | 21.8858 | 21.8858
F1_Commercial_WA - College_Existing_Water Heating_Natural Gas_Water Heater - Efficient Dishwasher_A_Technical Potential | F1 | Commercial | WA - College | Existing | Water Heating | Natural Gas | Water Heater - Efficient Dishwasher | A | Original Unit Energy Savings (kWh or therms) | Technical Potential | 0 | 0 | 99.0727 | 97.5208 | 96.1583 | 94.9714 | 93.9492 | 93.083 | 92.3658 | 91.7921 | 91.3331 | 90.9659 | 90.6722 | 90.4372 | 90.2492 | 90.0988 | 89.9785 | 89.8822 | 89.8052 | 89.7436 | 89.6943 | 89.6549 | 89.6234 | 89.5981 | 89.5779 | 89.5618 | 89.5489
F2_Commercial_WA - College_Existing_Water Heating_Natural Gas_Water Heater - Efficient Dishwasher_A_Technical Potential | F2 | Commercial | WA - College | Existing | Water Heating | Natural Gas | Water Heater - Efficient Dishwasher | A | Original Unit Summer Peak Savings (kW) | Technical Potential | 0 | 0 | 0 | 0 | 0 | 0 | 0 | 0 | 0 | 0 | 0 | 0 | 0 | 0 | 0 | 0 | 0 | 0 | 0 | 0 | 0 | 0 | 0 | 0 | 0 | 0 | 0
F3_Commercial_WA - College_Existing_Water Heating_Natural Gas_Water Heater - Efficient Dishwasher_A_Technical Potential | F3 | Commercial | WA - College | Existing | Water Heating | Natural Gas | Water Heater - Efficient Dishwasher | A | Original Unit Winter Peak Savings (kW) | Technical Potential | 0 | 0 | 0 | 0 | 0 | 0 | 0 | 0 | 0 | 0 | 0 | 0 | 0 | 0 | 0 | 0 | 0 | 0 | 0 | 0 | 0 | 0 | 0 | 0 | 0 | 0 | 0
F4_Commercial_WA - College_Existing_Water Heating_Natural Gas_Water Heater - Efficient Dishwasher_A_Technical Potential | F4 | Commercial | WA - College | Existing | Water Heating | Natural Gas | Water Heater - Efficient Dishwasher | A | Standalone Impact on Baseline Energy (%) | Technical Potential | 0 | 0 | 0 | 0.00074972 | 0.0016703 | 0.0027967 | 0.0041044 | 0.0055959 | 0.0073397 | 0.0092527 | 0.011207 | 0.013049 | 0.014632 | 0.015857 | 0.016697 | 0.016697 | 0.016697 | 0.016697 | 0.016697 | 0.016697 | 0.016697 | 0.016697 | 0.016697 | 0.016697 | 0.016697 | 0.016697 | 0.016697
F5_Commercial_WA - College_Existing_Water Heating_Natural Gas_Water Heater - Efficient Dishwasher_A_Technical Potential | F5 | Commercial | WA - College | Existing | Water Heating | Natural Gas | Water Heater - Efficient Dishwasher | A | Standalone Impact on Baseline Summer Peak (%) | Technical Potential | 0 | 0 | 0 | 0 | 0 | 0 | 0 | 0 | 0 | 0 | 0 | 0 | 0 | 0 | 0 | 0 | 0 | 0 | 0 | 0 | 0 | 0 | 0 | 0 | 0 | 0 | 0
F6_Commercial_WA - College_Existing_Water Heating_Natural Gas_Water Heater - Efficient Dishwasher_A_Technical Potential | F6 | Commercial | WA - College | Existing | Water Heating | Natural Gas | Water Heater - Efficient Dishwasher | A | Standalone Impact on Baseline Winter Peak (%) | Technical Potential | 0 | 0 | 0 | 0 | 0 | 0 | 0 | 0 | 0 | 0 | 0 | 0 | 0 | 0 | 0 | 0 | 0 | 0 | 0 | 0 | 0 | 0 | 0 | 0 | 0 | 0 | 0
F7_Commercial_WA - College_Existing_Water Heating_Natural Gas_Water Heater - Efficient Dishwasher_A_Technical Potential | F7 | Commercial | WA - College | Existing | Water Heating | Natural Gas | Water Heater - Efficient Dishwasher | A | Incremental Energy Savings (MWh or mTherms) | Technical Potential | 0 | 0 | 0 | 4.8792 | 5.9072 | 7.1395 | 8.1986 | 9.2653 | 10.7488 | 11.7184 | 11.9113 | 11.1799 | 9.579 | 7.3934 | 5.0634 | 0 | 0 | 0 | 0 | 0 | 0 | 0 | 0 | 0 | 0 | 0 | 0
F8_Commercial_WA - College_Existing_Water Heating_Natural Gas_Water Heater - Efficient Dishwasher_A_Technical Potential | F8 | Commercial | WA - College | Existing | Water Heating | Natural Gas | Water Heater - Efficient Dishwasher | A | Incremental Summer Peak Savings (MW) | Technical Potential | 0 | 0 | 0 | 0 | 0 | 0 | 0 | 0 | 0 | 0 | 0 | 0 | 0 | 0 | 0 | 0 | 0 | 0 | 0 | 0 | 0 | 0 | 0 | 0 | 0 | 0 | 0
F9_Commercial_WA - College_Existing_Water Heating_Natural Gas_Water Heater - Efficient Dishwasher_A_Technical Potential | F9 | Commercial | WA - College | Existing | Water Heating | Natural Gas | Water Heater - Efficient Dishwasher | A | Incremental Winter Peak Savings (MW) | Technical Potential | 0 | 0 | 0 | 0 | 0 | 0 | 0 | 0 | 0 | 0 | 0 | 0 | 0 | 0 | 0 | 0 | 0 | 0 | 0 | 0 | 0 | 0 | 0 | 0 | 0 | 0 | 0
F10_Commercial_WA - College_Existing_Water Heating_Natural Gas_Water Heater - Efficient Dishwasher_A_Technical Potential | F10 | Commercial | WA - College | Existing | Water Heating | Natural Gas | Water Heater - Efficient Dishwasher | A | Cumulative Energy Savings (MWh or mTherms) | Technical Potential | 0 | 0 | 0 | 4.8792 | 10.7183 | 17.7255 | 25.7333 | 34.7614 | 45.2424 | 56.6798 | 68.3077 | 79.2129 | 88.5361 | 95.7001 | 100.5645 | 100.397 | 100.2629 | 100.1556 | 100.0698 | 100.0012 | 99.9463 | 99.9023 | 99.8672 | 99.8391 | 99.8166 | 99.7986 | 99.7842
F11_Commercial_WA - College_Existing_Water Heating_Natural Gas_Water Heater - Efficient Dishwasher_A_Technical Potential | F11 | Commercial | WA - College | Existing | Water Heating | Natural Gas | Water Heater - Efficient Dishwasher | A | Cumulative Summer Peak Savings (MW) | Technical Potential | 0 | 0 | 0 | 0 | 0 | 0 | 0 | 0 | 0 | 0 | 0 | 0 | 0 | 0 | 0 | 0 | 0 | 0 | 0 | 0 | 0 | 0 | 0 | 0 | 0 | 0 | 0
F12_Commercial_WA - College_Existing_Water Heating_Natural Gas_Water Heater - Efficient Dishwasher_A_Technical Potential | F12 | Commercial | WA - College | Existing | Water Heating | Natural Gas | Water Heater - Efficient Dishwasher | A | Cumulative Winter Peak Savings (MW) | Technical Potential | 0 | 0 | 0 | 0 | 0 | 0 | 0 | 0 | 0 | 0 | 0 | 0 | 0 | 0 | 0 | 0 | 0 | 0 | 0 | 0 | 0 | 0 | 0 | 0 | 0 | 0 | 0
F13_Commercial_WA - College_Existing_Water Heating_Natural Gas_Water Heater - Efficient Dishwasher_A_Technical Potential | F13 | Commercial | WA - College | Existing | Water Heating | Natural Gas | Water Heater - Efficient Dishwasher | A | Purchases (Incremental) | Technical Potential | 0 | 0 | 0 | 50.0328 | 61.4323 | 75.1751 | 87.2665 | 99.5385 | 116.3724 | 127.6624 | 130.4161 | 122.9015 | 105.6443 | 81.752 | 56.1046 | 0 | 0 | 0 | 0 | 0 | 0 | 0 | 0 | 0 | 0 | 0 | 0
F14_Commercial_WA - College_Existing_Water Heating_Natural Gas_Water Heater - Efficient Dishwasher_A_Technical Potential | F14 | Commercial | WA - College | Existing | Water Heating | Natural Gas | Water Heater - Efficient Dishwasher | A | Purchases (Cumulative) | Technical Potential | 0 | 0 | 0 | 50.0328 | 111.4651 | 186.6402 | 273.9067 | 373.4451 | 489.8176 | 617.4799 | 747.8961 | 870.7976 | 976.4419 | 1058.1939 | 1114.2985 | 1114.2985 | 1114.2985 | 1114.2985 | 1114.2985 | 1114.2985 | 1114.2985 | 1114.2985 | 1114.2985 | 1114.2985 | 1114.2985 | 1114.2985 | 1114.2985
F1_Commercial_WA - College_Existing_Water Heating_Natural Gas_Commercial Laundry - Alternative Dry-Cleaning Methods_A_Technical Potential | F1 | Commercial | WA - College | Existing | Water Heating | Natural Gas | Commercial Laundry - Alternative Dry-Cleaning Methods | A | Original Unit Energy Savings (kWh or therms) | Technical Potential | 0 | 0 | 0 | 0 | 0 | 0 | 0 | 0 | 0 | 0 | 0 | 0 | 0 | 0 | 0 | 0 | 0 | 0 | 0 | 0 | 0 | 0 | 0 | 0 | 0 | 0 | 0
F2_Commercial_WA - College_Existing_Water Heating_Natural Gas_Commercial Laundry - Alternative Dry-Cleaning Methods_A_Technical Potential | F2 | Commercial | WA - College | Existing | Water Heating | Natural Gas | Commercial Laundry - Alternative Dry-Cleaning Methods | A | Original Unit Summer Peak Savings (kW) | Technical Potential | 0 | 0 | 0 | 0 | 0 | 0 | 0 | 0 | 0 | 0 | 0 | 0 | 0 | 0 | 0 | 0 | 0 | 0 | 0 | 0 | 0 | 0 | 0 | 0 | 0 | 0 | 0
F3_Commercial_WA - College_Existing_Water Heating_Natural Gas_Commercial Laundry - Alternative Dry-Cleaning Methods_A_Technical Potential | F3 | Commercial | WA - College | Existing | Water Heating | Natural Gas | Commercial Laundry - Alternative Dry-Cleaning Methods | A | Original Unit Winter Peak Savings (kW) | Technical Potential | 0 | 0 | 0 | 0 | 0 | 0 | 0 | 0 | 0 | 0 | 0 | 0 | 0 | 0 | 0 | 0 | 0 | 0 | 0 | 0 | 0 | 0 | 0 | 0 | 0 | 0 | 0
F4_Commercial_WA - College_Existing_Water Heating_Natural Gas_Commercial Laundry - Alternative Dry-Cleaning Methods_A_Technical Potential | F4 | Commercial | WA - College | Existing | Water Heating | Natural Gas | Commercial Laundry - Alternative Dry-Cleaning Methods | A | Standalone Impact on Baseline Energy (%) | Technical Potential | 0 | 0 | 0 | 0 | 0 | 0 | 0 | 0 | 0 | 0 | 0 | 0 | 0 | 0 | 0 | 0 | 0 | 0 | 0 | 0 | 0 | 0 | 0 | 0 | 0 | 0 | 0
F5_Commercial_WA - College_Existing_Water Heating_Natural Gas_Commercial Laundry - Alternative Dry-Cleaning Methods_A_Technical Potential | F5 | Commercial | WA - College | Existing | Water Heating | Natural Gas | Commercial Laundry - Alternative Dry-Cleaning Methods | A | Standalone Impact on Baseline Summer Peak (%) | Technical Potential | 0 | 0 | 0 | 0 | 0 | 0 | 0 | 0 | 0 | 0 | 0 | 0 | 0 | 0 | 0 | 0 | 0 | 0 | 0 | 0 | 0 | 0 | 0 | 0 | 0 | 0 | 0
F6_Commercial_WA - College_Existing_Water Heating_Natural Gas_Commercial Laundry - Alternative Dry-Cleaning Methods_A_Technical Potential | F6 | Commercial | WA - College | Existing | Water Heating | Natural Gas | Commercial Laundry - Alternative Dry-Cleaning Methods | A | Standalone Impact on Baseline Winter Peak (%) | Technical Potential | 0 | 0 | 0 | 0 | 0 | 0 | 0 | 0 | 0 | 0 | 0 | 0 | 0 | 0 | 0 | 0 | 0 | 0 | 0 | 0 | 0 | 0 | 0 | 0 | 0 | 0 | 0
F7_Commercial_WA - College_Existing_Water Heating_Natural Gas_Commercial Laundry - Alternative Dry-Cleaning Methods_A_Technical Potential | F7 | Commercial | WA - College | Existing | Water Heating | Natural Gas | Commercial Laundry - Alternative Dry-Cleaning Methods | A | Incremental Energy Savings (MWh or mTherms) | Technical Potential | 0 | 0 | 0 | 0 | 0 | 0 | 0 | 0 | 0 | 0 | 0 | 0 | 0 | 0 | 0 | 0 | 0 | 0 | 0 | 0 | 0 | 0 | 0 | 0 | 0 | 0 | 0
F8_Commercial_WA - College_Existing_Water Heating_Natural Gas_Commercial Laundry - Alternative Dry-Cleaning Methods_A_Technical Potential | F8 | Commercial | WA - College | Existing | Water Heating | Natural Gas | Commercial Laundry - Alternative Dry-Cleaning Methods | A | Incremental Summer Peak Savings (MW) | Technical Potential | 0 | 0 | 0 | 0 | 0 | 0 | 0 | 0 | 0 | 0 | 0 | 0 | 0 | 0 | 0 | 0 | 0 | 0 | 0 | 0 | 0 | 0 | 0 | 0 | 0 | 0 | 0
F9_Commercial_WA - College_Existing_Water Heating_Natural Gas_Commercial Laundry - Alternative Dry-Cleaning Methods_A_Technical Potential | F9 | Commercial | WA - College | Existing | Water Heating | Natural Gas | Commercial Laundry - Alternative Dry-Cleaning Methods | A | Incremental Winter Peak Savings (MW) | Technical Potential | 0 | 0 | 0 | 0 | 0 | 0 | 0 | 0 | 0 | 0 | 0 | 0 | 0 | 0 | 0 | 0 | 0 | 0 | 0 | 0 | 0 | 0 | 0 | 0 | 0 | 0 | 0
F10_Commercial_WA - College_Existing_Water Heating_Natural Gas_Commercial Laundry - Alternative Dry-Cleaning Methods_A_Technical Potential | F10 | Commercial | WA - College | Existing | Water Heating | Natural Gas | Commercial Laundry - Alternative Dry-Cleaning Methods | A | Cumulative Energy Savings (MWh or mTherms) | Technical Potential | 0 | 0 | 0 | 0 | 0 | 0 | 0 | 0 | 0 | 0 | 0 | 0 | 0 | 0 | 0 | 0 | 0 | 0 | 0 | 0 | 0 | 0 | 0 | 0 | 0 | 0 | 0
F11_Commercial_WA - College_Existing_Water Heating_Natural Gas_Commercial Laundry - Alternative Dry-Cleaning Methods_A_Technical Potential | F11 | Commercial | WA - College | Existing | Water Heating | Natural Gas | Commercial Laundry - Alternative Dry-Cleaning Methods | A | Cumulative Summer Peak Savings (MW) | Technical Potential | 0 | 0 | 0 | 0 | 0 | 0 | 0 | 0 | 0 | 0 | 0 | 0 | 0 | 0 | 0 | 0 | 0 | 0 | 0 | 0 | 0 | 0 | 0 | 0 | 0 | 0 | 0
F12_Commercial_WA - College_Existing_Water Heating_Natural Gas_Commercial Laundry - Alternative Dry-Cleaning Methods_A_Technical Potential | F12 | Commercial | WA - College | Existing | Water Heating | Natural Gas | Commercial Laundry - Alternative Dry-Cleaning Methods | A | Cumulative Winter Peak Savings (MW) | Technical Potential | 0 | 0 | 0 | 0 | 0 | 0 | 0 | 0 | 0 | 0 | 0 | 0 | 0 | 0 | 0 | 0 | 0 | 0 | 0 | 0 | 0 | 0 | 0 | 0 | 0 | 0 | 0
F13_Commercial_WA - College_Existing_Water Heating_Natural Gas_Commercial Laundry - Alternative Dry-Cleaning Methods_A_Technical Potential | F13 | Commercial | WA - College | Existing | Water Heating | Natural Gas | Commercial Laundry - Alternative Dry-Cleaning Methods | A | Purchases (Incremental) | Technical Potential | 0 | 0 | 0 | 4.4474 | 5.4606 | 6.6822 | 7.757 | 8.8479 | 10.3442 | 11.3478 | 11.5925 | 10.9246 | 9.3906 | 7.2668 | 4.9871 | 2.9843 | 1.3939 | 0 | 0 | 0 | 0 | 0 | 0 | 0 | 0 | 0 | 0
F14_Commercial_WA - College_Existing_Water Heating_Natural Gas_Commercial Laundry - Alternative Dry-Cleaning Methods_A_Technical Potential | F14 | Commercial | WA - College | Existing | Water Heating | Natural Gas | Commercial Laundry - Alternative Dry-Cleaning Methods | A | Purchases (Cumulative) | Technical Potential | 0 | 0 | 0 | 4.4474 | 9.908 | 16.5902 | 24.3473 | 33.1951 | 43.5393 | 54.8871 | 66.4797 | 77.4042 | 86.7948 | 94.0617 | 99.0488 | 102.0331 | 103.4269 | 103.4269 | 103.4269 | 103.4269 | 103.4269 | 103.4269 | 103.4269 | 103.4269 | 103.4269 | 103.4269 | 103.4269
F1_Commercial_WA - College_Existing_Space Heating_Natural Gas_Advanced Kitchen Ventilation Controls_A_Technical Potential | F1 | Commercial | WA - College | Existing | Space Heating | Natural Gas | Advanced Kitchen Ventilation Controls | A | Original Unit Energy Savings (kWh or therms) | Technical Potential | 0 | 0 | 0.040684 | 0.040562 | 0.040443 | 0.040325 | 0.04021 | 0.040097 | 0.039988 | 0.039881 | 0.039777 | 0.039676 | 0.039579 | 0.039486 | 0.039397 | 0.039312 | 0.039231 | 0.039154 | 0.039082 | 0.039015 | 0.038954 | 0.038897 | 0.038846 | 0.0388 | 0.038757 | 0.038718 | 0.038683
F2_Commercial_WA - College_Existing_Space Heating_Natural Gas_Advanced Kitchen Ventilation Controls_A_Technical Potential | F2 | Commercial | WA - College | Existing | Space Heating | Natural Gas | Advanced Kitchen Ventilation Controls | A | Original Unit Summer Peak Savings (kW) | Technical Potential | 0 | 0 | 0 | 0 | 0 | 0 | 0 | 0 | 0 | 0 | 0 | 0 | 0 | 0 | 0 | 0 | 0 | 0 | 0 | 0 | 0 | 0 | 0 | 0 | 0 | 0 | 0
F3_Commercial_WA - College_Existing_Space Heating_Natural Gas_Advanced Kitchen Ventilation Controls_A_Technical Potential | F3 | Commercial | WA - College | Existing | Space Heating | Natural Gas | Advanced Kitchen Ventilation Controls | A | Original Unit Winter Peak Savings (kW) | Technical Potential | 0 | 0 | 0 | 0 | 0 | 0 | 0 | 0 | 0 | 0 | 0 | 0 | 0 | 0 | 0 | 0 | 0 | 0 | 0 | 0 | 0 | 0 | 0 | 0 | 0 | 0 | 0
F4_Commercial_WA - College_Existing_Space Heating_Natural Gas_Advanced Kitchen Ventilation Controls_A_Technical Potential | F4 | Commercial | WA - College | Existing | Space Heating | Natural Gas | Advanced Kitchen Ventilation Controls | A | Standalone Impact on Baseline Energy (%) | Technical Potential | 0 | 0 | 0 | 0.0002 | 0.00061053 | 0.0010211 | 0.0014316 | 0.0018421 | 0.0022526 | 0.0026632 | 0.0030737 | 0.0034842 | 0.0038947 | 0.0043053 | 0.0047158 | 0.0051263 | 0.0055368 | 0.0059474 | 0.0061579 | 0.0061579 | 0.0061579 | 0.0061579 | 0.0061579 | 0.0061579 | 0.0061579 | 0.0061579 | 0.0061579
F5_Commercial_WA - College_Existing_Space Heating_Natural Gas_Advanced Kitchen Ventilation Controls_A_Technical Potential | F5 | Commercial | WA - College | Existing | Space Heating | Natural Gas | Advanced Kitchen Ventilation Controls | A | Standalone Impact on Baseline Summer Peak (%) | Technical Potential | 0 | 0 | 0 | 0 | 0 | 0 | 0 | 0 | 0 | 0 | 0 | 0 | 0 | 0 | 0 | 0 | 0 | 0 | 0 | 0 | 0 | 0 | 0 | 0 | 0 | 0 | 0
F6_Commercial_WA - College_Existing_Space Heating_Natural Gas_Advanced Kitchen Ventilation Controls_A_Technical Potential | F6 | Commercial | WA - College | Existing | Space Heating | Natural Gas | Advanced Kitchen Ventilation Controls | A | Standalone Impact on Baseline Winter Peak (%) | Technical Potential | 0 | 0 | 0 | 0 | 0 | 0 | 0 | 0 | 0 | 0 | 0 | 0 | 0 | 0 | 0 | 0 | 0 | 0 | 0 | 0 | 0 | 0 | 0 | 0 | 0 | 0 | 0
F7_Commercial_WA - College_Existing_Space Heating_Natural Gas_Advanced Kitchen Ventilation Controls_A_Technical Potential | F7 | Commercial | WA - College | Existing | Space Heating | Natural Gas | Advanced Kitchen Ventilation Controls | A | Incremental Energy Savings (MWh or mTherms) | Technical Potential | 0 | 0 | 0 | 2.7932 | 5.7165 | 5.6999 | 5.6836 | 5.6677 | 5.6521 | 5.637 | 5.6223 | 5.6082 | 5.5945 | 5.5813 | 5.5687 | 5.5567 | 5.5452 | 5.5344 | 2.8329 | 0 | 7.9359e-15 | 0 | 0 | 0 | 0 | 0 | 0
F8_Commercial_WA - College_Existing_Space Heating_Natural Gas_Advanced Kitchen Ventilation Controls_A_Technical Potential | F8 | Commercial | WA - College | Existing | Space Heating | Natural Gas | Advanced Kitchen Ventilation Controls | A | Incremental Summer Peak Savings (MW) | Technical Potential | 0 | 0 | 0 | 0 | 0 | 0 | 0 | 0 | 0 | 0 | 0 | 0 | 0 | 0 | 0 | 0 | 0 | 0 | 0 | 0 | 0 | 0 | 0 | 0 | 0 | 0 | 0
F9_Commercial_WA - College_Existing_Space Heating_Natural Gas_Advanced Kitchen Ventilation Controls_A_Technical Potential | F9 | Commercial | WA - College | Existing | Space Heating | Natural Gas | Advanced Kitchen Ventilation Controls | A | Incremental Winter Peak Savings (MW) | Technical Potential | 0 | 0 | 0 | 0 | 0 | 0 | 0 | 0 | 0 | 0 | 0 | 0 | 0 | 0 | 0 | 0 | 0 | 0 | 0 | 0 | 0 | 0 | 0 | 0 | 0 | 0 | 0
F10_Commercial_WA - College_Existing_Space Heating_Natural Gas_Advanced Kitchen Ventilation Controls_A_Technical Potential | F10 | Commercial | WA - College | Existing | Space Heating | Natural Gas | Advanced Kitchen Ventilation Controls | A | Cumulative Energy Savings (MWh or mTherms) | Technical Potential | 0 | 0 | 0 | 2.7932 | 8.5015 | 14.1766 | 19.8197 | 25.4319 | 31.0143 | 36.5684 | 42.0955 | 47.5974 | 53.0757 | 58.5321 | 63.9686 | 69.387 | 74.7894 | 80.1777 | 82.8628 | 82.721 | 82.5902 | 82.471 | 82.3624 | 82.2634 | 82.1732 | 82.091 | 82.0161
F11_Commercial_WA - College_Existing_Space Heating_Natural Gas_Advanced Kitchen Ventilation Controls_A_Technical Potential | F11 | Commercial | WA - College | Existing | Space Heating | Natural Gas | Advanced Kitchen Ventilation Controls | A | Cumulative Summer Peak Savings (MW) | Technical Potential | 0 | 0 | 0 | 0 | 0 | 0 | 0 | 0 | 0 | 0 | 0 | 0 | 0 | 0 | 0 | 0 | 0 | 0 | 0 | 0 | 0 | 0 | 0 | 0 | 0 | 0 | 0
F12_Commercial_WA - College_Existing_Space Heating_Natural Gas_Advanced Kitchen Ventilation Controls_A_Technical Potential | F12 | Commercial | WA - College | Existing | Space Heating | Natural Gas | Advanced Kitchen Ventilation Controls | A | Cumulative Winter Peak Savings (MW) | Technical Potential | 0 | 0 | 0 | 0 | 0 | 0 | 0 | 0 | 0 | 0 | 0 | 0 | 0 | 0 | 0 | 0 | 0 | 0 | 0 | 0 | 0 | 0 | 0 | 0 | 0 | 0 | 0
F13_Commercial_WA - College_Existing_Space Heating_Natural Gas_Advanced Kitchen Ventilation Controls_A_Technical Potential | F13 | Commercial | WA - College | Existing | Space Heating | Natural Gas | Advanced Kitchen Ventilation Controls | A | Purchases (Incremental) | Technical Potential | 0 | 0 | 0 | 68861.6881 | 141347.6756 | 141347.6756 | 141347.6756 | 141347.6756 | 141347.6756 | 141347.6756 | 141347.6756 | 141347.6756 | 141347.6756 | 141347.6756 | 141347.6756 | 141347.6756 | 141347.6756 | 141347.6756 | 72485.9875 | 0 | 2.0373e-10 | 0 | 0 | 0 | 0 | 0 | 0
F14_Commercial_WA - College_Existing_Space Heating_Natural Gas_Advanced Kitchen Ventilation Controls_A_Technical Potential | F14 | Commercial | WA - College | Existing | Space Heating | Natural Gas | Advanced Kitchen Ventilation Controls | A | Purchases (Cumulative) | Technical Potential | 0 | 0 | 0 | 68861.6881 | 210209.3637 | 351557.0393 | 492904.7149 | 634252.3905 | 775600.0661 | 916947.7417 | 1058295.4173 | 1199643.0929 | 1340990.7685 | 1482338.4441 | 1623686.1197 | 1765033.7953 | 1906381.4709 | 2047729.1465 | 2120215.134 | 2120215.134 | 2120215.134 | 2120215.134 | 2120215.134 | 2120215.134 | 2120215.134 | 2120215.134 | 2120215.134
F1_Commercial_WA - College_Existing_Space Heating_Natural Gas_Infiltration Control - Loading Dock Sealing_A_Technical Potential | F1 | Commercial | WA - College | Existing | Space Heating | Natural Gas | Infiltration Control - Loading Dock Sealing | A | Original Unit Energy Savings (kWh or therms) | Technical Potential | 0 | 0 | 214.1236 | 213.484 | 212.8542 | 212.2355 | 211.6292 | 211.0363 | 210.4579 | 209.8949 | 209.3485 | 208.82 | 208.3102 | 207.8201 | 207.3507 | 206.9026 | 206.4766 | 206.0734 | 205.6936 | 205.3413 | 205.0167 | 204.7209 | 204.4513 | 204.2057 | 203.9818 | 203.7777 | 203.5917
F2_Commercial_WA - College_Existing_Space Heating_Natural Gas_Infiltration Control - Loading Dock Sealing_A_Technical Potential | F2 | Commercial | WA - College | Existing | Space Heating | Natural Gas | Infiltration Control - Loading Dock Sealing | A | Original Unit Summer Peak Savings (kW) | Technical Potential | 0 | 0 | 0 | 0 | 0 | 0 | 0 | 0 | 0 | 0 | 0 | 0 | 0 | 0 | 0 | 0 | 0 | 0 | 0 | 0 | 0 | 0 | 0 | 0 | 0 | 0 | 0
F3_Commercial_WA - College_Existing_Space Heating_Natural Gas_Infiltration Control - Loading Dock Sealing_A_Technical Potential | F3 | Commercial | WA - College | Existing | Space Heating | Natural Gas | Infiltration Control - Loading Dock Sealing | A | Original Unit Winter Peak Savings (kW) | Technical Potential | 0 | 0 | 0 | 0 | 0 | 0 | 0 | 0 | 0 | 0 | 0 | 0 | 0 | 0 | 0 | 0 | 0 | 0 | 0 | 0 | 0 | 0 | 0 | 0 | 0 | 0 | 0
F4_Commercial_WA - College_Existing_Space Heating_Natural Gas_Infiltration Control - Loading Dock Sealing_A_Technical Potential | F4 | Commercial | WA - College | Existing | Space Heating | Natural Gas | Infiltration Control - Loading Dock Sealing | A | Standalone Impact on Baseline Energy (%) | Technical Potential | 0 | 0 | 0 | 0 | 0 | 0 | 0 | 0 | 0 | 0 | 0 | 0 | 0 | 0 | 0 | 0 | 0 | 0 | 0 | 0 | 0 | 0 | 0 | 0 | 0 | 0 | 0
F5_Commercial_WA - College_Existing_Space Heating_Natural Gas_Infiltration Control - Loading Dock Sealing_A_Technical Potential | F5 | Commercial | WA - College | Existing | Space Heating | Natural Gas | Infiltration Control - Loading Dock Sealing | A | Standalone Impact on Baseline Summer Peak (%) | Technical Potential | 0 | 0 | 0 | 0 | 0 | 0 | 0 | 0 | 0 | 0 | 0 | 0 | 0 | 0 | 0 | 0 | 0 | 0 | 0 | 0 | 0 | 0 | 0 | 0 | 0 | 0 | 0
F6_Commercial_WA - College_Existing_Space Heating_Natural Gas_Infiltration Control - Loading Dock Sealing_A_Technical Potential | F6 | Commercial | WA - College | Existing | Space Heating | Natural Gas | Infiltration Control - Loading Dock Sealing | A | Standalone Impact on Baseline Winter Peak (%) | Technical Potential | 0 | 0 | 0 | 0 | 0 | 0 | 0 | 0 | 0 | 0 | 0 | 0 | 0 | 0 | 0 | 0 | 0 | 0 | 0 | 0 | 0 | 0 | 0 | 0 | 0 | 0 | 0
F7_Commercial_WA - College_Existing_Space Heating_Natural Gas_Infiltration Control - Loading Dock Sealing_A_Technical Potential | F7 | Commercial | WA - College | Existing | Space Heating | Natural Gas | Infiltration Control - Loading Dock Sealing | A | Incremental Energy Savings (MWh or mTherms) | Technical Potential | 0 | 0 | 0 | 0 | 0 | 0 | 0 | 0 | 0 | 0 | 0 | 0 | 0 | 0 | 0 | 0 | 0 | 0 | 0 | 0 | 0 | 0 | 0 | 0 | 0 | 0 | 0
F8_Commercial_WA - College_Existing_Space Heating_Natural Gas_Infiltration Control - Loading Dock Sealing_A_Technical Potential | F8 | Commercial | WA - College | Existing | Space Heating | Natural Gas | Infiltration Control - Loading Dock Sealing | A | Incremental Summer Peak Savings (MW) | Technical Potential | 0 | 0 | 0 | 0 | 0 | 0 | 0 | 0 | 0 | 0 | 0 | 0 | 0 | 0 | 0 | 0 | 0 | 0 | 0 | 0 | 0 | 0 | 0 | 0 | 0 | 0 | 0
F9_Commercial_WA - College_Existing_Space Heating_Natural Gas_Infiltration Control - Loading Dock Sealing_A_Technical Potential | F9 | Commercial | WA - College | Existing | Space Heating | Natural Gas | Infiltration Control - Loading Dock Sealing | A | Incremental Winter Peak Savings (MW) | Technical Potential | 0 | 0 | 0 | 0 | 0 | 0 | 0 | 0 | 0 | 0 | 0 | 0 | 0 | 0 | 0 | 0 | 0 | 0 | 0 | 0 | 0 | 0 | 0 | 0 | 0 | 0 | 0
F10_Commercial_WA - College_Existing_Space Heating_Natural Gas_Infiltration Control - Loading Dock Sealing_A_Technical Potential | F10 | Commercial | WA - College | Existing | Space Heating | Natural Gas | Infiltration Control - Loading Dock Sealing | A | Cumulative Energy Savings (MWh or mTherms) | Technical Potential | 0 | 0 | 0 | 0 | 0 | 0 | 0 | 0 | 0 | 0 | 0 | 0 | 0 | 0 | 0 | 0 | 0 | 0 | 0 | 0 | 0 | 0 | 0 | 0 | 0 | 0 | 0
F11_Commercial_WA - College_Existing_Space Heating_Natural Gas_Infiltration Control - Loading Dock Sealing_A_Technical Potential | F11 | Commercial | WA - College | Existing | Space Heating | Natural Gas | Infiltration Control - Loading Dock Sealing | A | Cumulative Summer Peak Savings (MW) | Technical Potential | 0 | 0 | 0 | 0 | 0 | 0 | 0 | 0 | 0 | 0 | 0 | 0 | 0 | 0 | 0 | 0 | 0 | 0 | 0 | 0 | 0 | 0 | 0 | 0 | 0 | 0 | 0
F12_Commercial_WA - College_Existing_Space Heating_Natural Gas_Infiltration Control - Loading Dock Sealing_A_Technical Potential | F12 | Commercial | WA - College | Existing | Space Heating | Natural Gas | Infiltration Control - Loading Dock Sealing | A | Cumulative Winter Peak Savings (MW) | Technical Potential | 0 | 0 | 0 | 0 | 0 | 0 | 0 | 0 | 0 | 0 | 0 | 0 | 0 | 0 | 0 | 0 | 0 | 0 | 0 | 0 | 0 | 0 | 0 | 0 | 0 | 0 | 0
F13_Commercial_WA - College_Existing_Space Heating_Natural Gas_Infiltration Control - Loading Dock Sealing_A_Technical Potential | F13 | Commercial | WA - College | Existing | Space Heating | Natural Gas | Infiltration Control - Loading Dock Sealing | A | Purchases (Incremental) | Technical Potential | 0 | 0 | 0 | 0 | 0 | 0 | 0 | 0 | 0 | 0 | 0 | 0 | 0 | 0 | 0 | 0 | 0 | 0 | 0 | 0 | 0 | 0 | 0 | 0 | 0 | 0 | 0
F14_Commercial_WA - College_Existing_Space Heating_Natural Gas_Infiltration Control - Loading Dock Sealing_A_Technical Potential | F14 | Commercial | WA - College | Existing | Space Heating | Natural Gas | Infiltration Control - Loading Dock Sealing | A | Purchases (Cumulative) | Technical Potential | 0 | 0 | 0 | 0 | 0 | 0 | 0 | 0 | 0 | 0 | 0 | 0 | 0 | 0 | 0 | 0 | 0 | 0 | 0 | 0 | 0 | 0 | 0 | 0 | 0 | 0 | 0
F1_Commercial_WA - College_Existing_Space Heating_Natural Gas_Greenhouse Heat Curtain_A_Technical Potential | F1 | Commercial | WA - College | Existing | Space Heating | Natural Gas | Greenhouse Heat Curtain | A | Original Unit Energy Savings (kWh or therms) | Technical Potential | 0 | 0 | 186.9586 | 186.4002 | 185.8503 | 185.3101 | 184.7807 | 184.2631 | 183.758 | 183.2664 | 182.7894 | 182.3279 | 181.8828 | 181.4549 | 181.045 | 180.6538 | 180.2818 | 179.9298 | 179.5981 | 179.2906 | 179.0071 | 178.7489 | 178.5135 | 178.299 | 178.1035 | 177.9253 | 177.7629
F2_Commercial_WA - College_Existing_Space Heating_Natural Gas_Greenhouse Heat Curtain_A_Technical Potential | F2 | Commercial | WA - College | Existing | Space Heating | Natural Gas | Greenhouse Heat Curtain | A | Original Unit Summer Peak Savings (kW) | Technical Potential | 0 | 0 | 0 | 0 | 0 | 0 | 0 | 0 | 0 | 0 | 0 | 0 | 0 | 0 | 0 | 0 | 0 | 0 | 0 | 0 | 0 | 0 | 0 | 0 | 0 | 0 | 0
F3_Commercial_WA - College_Existing_Space Heating_Natural Gas_Greenhouse Heat Curtain_A_Technical Potential | F3 | Commercial | WA - College | Existing | Space Heating | Natural Gas | Greenhouse Heat Curtain | A | Original Unit Winter Peak Savings (kW) | Technical Potential | 0 | 0 | 0 | 0 | 0 | 0 | 0 | 0 | 0 | 0 | 0 | 0 | 0 | 0 | 0 | 0 | 0 | 0 | 0 | 0 | 0 | 0 | 0 | 0 | 0 | 0 | 0
F4_Commercial_WA - College_Existing_Space Heating_Natural Gas_Greenhouse Heat Curtain_A_Technical Potential | F4 | Commercial | WA - College | Existing | Space Heating | Natural Gas | Greenhouse Heat Curtain | A | Standalone Impact on Baseline Energy (%) | Technical Potential | 0 | 0 | 0 | 0 | 0 | 0 | 0 | 0 | 0 | 0 | 0 | 0 | 0 | 0 | 0 | 0 | 0 | 0 | 0 | 0 | 0 | 0 | 0 | 0 | 0 | 0 | 0
F5_Commercial_WA - College_Existing_Space Heating_Natural Gas_Greenhouse Heat Curtain_A_Technical Potential | F5 | Commercial | WA - College | Existing | Space Heating | Natural Gas | Greenhouse Heat Curtain | A | Standalone Impact on Baseline Summer Peak (%) | Technical Potential | 0 | 0 | 0 | 0 | 0 | 0 | 0 | 0 | 0 | 0 | 0 | 0 | 0 | 0 | 0 | 0 | 0 | 0 | 0 | 0 | 0 | 0 | 0 | 0 | 0 | 0 | 0
F6_Commercial_WA - College_Existing_Space Heating_Natural Gas_Greenhouse Heat Curtain_A_Technical Potential | F6 | Commercial | WA - College | Existing | Space Heating | Natural Gas | Greenhouse Heat Curtain | A | Standalone Impact on Baseline Winter Peak (%) | Technical Potential | 0 | 0 | 0 | 0 | 0 | 0 | 0 | 0 | 0 | 0 | 0 | 0 | 0 | 0 | 0 | 0 | 0 | 0 | 0 | 0 | 0 | 0 | 0 | 0 | 0 | 0 | 0
F7_Commercial_WA - College_Existing_Space Heating_Natural Gas_Greenhouse Heat Curtain_A_Technical Potential | F7 | Commercial | WA - College | Existing | Space Heating | Natural Gas | Greenhouse Heat Curtain | A | Incremental Energy Savings (MWh or mTherms) | Technical Potential | 0 | 0 | 0 | 0 | 0 | 0 | 0 | 0 | 0 | 0 | 0 | 0 | 0 | 0 | 0 | 0 | 0 | 0 | 0 | 0 | 0 | 0 | 0 | 0 | 0 | 0 | 0
F8_Commercial_WA - College_Existing_Space Heating_Natural Gas_Greenhouse Heat Curtain_A_Technical Potential | F8 | Commercial | WA - College | Existing | Space Heating | Natural Gas | Greenhouse Heat Curtain | A | Incremental Summer Peak Savings (MW) | Technical Potential | 0 | 0 | 0 | 0 | 0 | 0 | 0 | 0 | 0 | 0 | 0 | 0 | 0 | 0 | 0 | 0 | 0 | 0 | 0 | 0 | 0 | 0 | 0 | 0 | 0 | 0 | 0
F9_Commercial_WA - College_Existing_Space Heating_Natural Gas_Greenhouse Heat Curtain_A_Technical Potential | F9 | Commercial | WA - College | Existing | Space Heating | Natural Gas | Greenhouse Heat Curtain | A | Incremental Winter Peak Savings (MW) | Technical Potential | 0 | 0 | 0 | 0 | 0 | 0 | 0 | 0 | 0 | 0 | 0 | 0 | 0 | 0 | 0 | 0 | 0 | 0 | 0 | 0 | 0 | 0 | 0 | 0 | 0 | 0 | 0
F10_Commercial_WA - College_Existing_Space Heating_Natural Gas_Greenhouse Heat Curtain_A_Technical Potential | F10 | Commercial | WA - College | Existing | Space Heating | Natural Gas | Greenhouse Heat Curtain | A | Cumulative Energy Savings (MWh or mTherms) | Technical Potential | 0 | 0 | 0 | 0 | 0 | 0 | 0 | 0 | 0 | 0 | 0 | 0 | 0 | 0 | 0 | 0 | 0 | 0 | 0 | 0 | 0 | 0 | 0 | 0 | 0 | 0 | 0
F11_Commercial_WA - College_Existing_Space Heating_Natural Gas_Greenhouse Heat Curtain_A_Technical Potential | F11 | Commercial | WA - College | Existing | Space Heating | Natural Gas | Greenhouse Heat Curtain | A | Cumulative Summer Peak Savings (MW) | Technical Potential | 0 | 0 | 0 | 0 | 0 | 0 | 0 | 0 | 0 | 0 | 0 | 0 | 0 | 0 | 0 | 0 | 0 | 0 | 0 | 0 | 0 | 0 | 0 | 0 | 0 | 0 | 0
F12_Commercial_WA - College_Existing_Space Heating_Natural Gas_Greenhouse Heat Curtain_A_Technical Potential | F12 | Commercial | WA - College | Existing | Space Heating | Natural Gas | Greenhouse Heat Curtain | A | Cumulative Winter Peak Savings (MW) | Technical Potential | 0 | 0 | 0 | 0 | 0 | 0 | 0 | 0 | 0 | 0 | 0 | 0 | 0 | 0 | 0 | 0 | 0 | 0 | 0 | 0 | 0 | 0 | 0 | 0 | 0 | 0 | 0
F13_Commercial_WA - College_Existing_Space Heating_Natural Gas_Greenhouse Heat Curtain_A_Technical Potential | F13 | Commercial | WA - College | Existing | Space Heating | Natural Gas | Greenhouse Heat Curtain | A | Purchases (Incremental) | Technical Potential | 0 | 0 | 0 | 0 | 0 | 0 | 0 | 0 | 0 | 0 | 0 | 0 | 0 | 0 | 0 | 0 | 0 | 0 | 0 | 0 | 0 | 0 | 0 | 0 | 0 | 0 | 0
F14_Commercial_WA - College_Existing_Space Heating_Natural Gas_Greenhouse Heat Curtain_A_Technical Potential | F14 | Commercial | WA - College | Existing | Space Heating | Natural Gas | Greenhouse Heat Curtain | A | Purchases (Cumulative) | Technical Potential | 0 | 0 | 0 | 0 | 0 | 0 | 0 | 0 | 0 | 0 | 0 | 0 | 0 | 0 | 0 | 0 | 0 | 0 | 0 | 0 | 0 | 0 | 0 | 0 | 0 | 0 | 0
F1_Commercial_WA - College_Existing_Space Heating_Natural Gas_Ventilation - Parking Garages, Demand Controlled_A_Technical Potential | F1 | Commercial | WA - College | Existing | Space Heating | Natural Gas | Ventilation - Parking Garages, Demand Controlled | A | Original Unit Energy Savings (kWh or therms) | Technical Potential | 0 | 0 | 0 | 0 | 0 | 0 | 0 | 0 | 0 | 0 | 0 | 0 | 0 | 0 | 0 | 0 | 0 | 0 | 0 | 0 | 0 | 0 | 0 | 0 | 0 | 0 | 0
F2_Commercial_WA - College_Existing_Space Heating_Natural Gas_Ventilation - Parking Garages, Demand Controlled_A_Technical Potential | F2 | Commercial | WA - College | Existing | Space Heating | Natural Gas | Ventilation - Parking Garages, Demand Controlled | A | Original Unit Summer Peak Savings (kW) | Technical Potential | 0 | 0 | 0 | 0 | 0 | 0 | 0 | 0 | 0 | 0 | 0 | 0 | 0 | 0 | 0 | 0 | 0 | 0 | 0 | 0 | 0 | 0 | 0 | 0 | 0 | 0 | 0
F3_Commercial_WA - College_Existing_Space Heating_Natural Gas_Ventilation - Parking Garages, Demand Controlled_A_Technical Potential | F3 | Commercial | WA - College | Existing | Space Heating | Natural Gas | Ventilation - Parking Garages, Demand Controlled | A | Original Unit Winter Peak Savings (kW) | Technical Potential | 0 | 0 | 0 | 0 | 0 | 0 | 0 | 0 | 0 | 0 | 0 | 0 | 0 | 0 | 0 | 0 | 0 | 0 | 0 | 0 | 0 | 0 | 0 | 0 | 0 | 0 | 0
F4_Commercial_WA - College_Existing_Space Heating_Natural Gas_Ventilation - Parking Garages, Demand Controlled_A_Technical Potential | F4 | Commercial | WA - College | Existing | Space Heating | Natural Gas | Ventilation - Parking Garages, Demand Controlled | A | Standalone Impact on Baseline Energy (%) | Technical Potential | 0 | 0 | 0 | 0 | 0 | 0 | 0 | 0 | 0 | 0 | 0 | 0 | 0 | 0 | 0 | 0 | 0 | 0 | 0 | 0 | 0 | 0 | 0 | 0 | 0 | 0 | 0
F5_Commercial_WA - College_Existing_Space Heating_Natural Gas_Ventilation - Parking Garages, Demand Controlled_A_Technical Potential | F5 | Commercial | WA - College | Existing | Space Heating | Natural Gas | Ventilation - Parking Garages, Demand Controlled | A | Standalone Impact on Baseline Summer Peak (%) | Technical Potential | 0 | 0 | 0 | 0 | 0 | 0 | 0 | 0 | 0 | 0 | 0 | 0 | 0 | 0 | 0 | 0 | 0 | 0 | 0 | 0 | 0 | 0 | 0 | 0 | 0 | 0 | 0
F6_Commercial_WA - College_Existing_Space Heating_Natural Gas_Ventilation - Parking Garages, Demand Controlled_A_Technical Potential | F6 | Commercial | WA - College | Existing | Space Heating | Natural Gas | Ventilation - Parking Garages, Demand Controlled | A | Standalone Impact on Baseline Winter Peak (%) | Technical Potential | 0 | 0 | 0 | 0 | 0 | 0 | 0 | 0 | 0 | 0 | 0 | 0 | 0 | 0 | 0 | 0 | 0 | 0 | 0 | 0 | 0 | 0 | 0 | 0 | 0 | 0 | 0
F7_Commercial_WA - College_Existing_Space Heating_Natural Gas_Ventilation - Parking Garages, Demand Controlled_A_Technical Potential | F7 | Commercial | WA - College | Existing | Space Heating | Natural Gas | Ventilation - Parking Garages, Demand Controlled | A | Incremental Energy Savings (MWh or mTherms) | Technical Potential | 0 | 0 | 0 | 0 | 0 | 0 | 0 | 0 | 0 | 0 | 0 | 0 | 0 | 0 | 0 | 0 | 0 | 0 | 0 | 0 | 0 | 0 | 0 | 0 | 0 | 0 | 0
F8_Commercial_WA - College_Existing_Space Heating_Natural Gas_Ventilation - Parking Garages, Demand Controlled_A_Technical Potential | F8 | Commercial | WA - College | Existing | Space Heating | Natural Gas | Ventilation - Parking Garages, Demand Controlled | A | Incremental Summer Peak Savings (MW) | Technical Potential | 0 | 0 | 0 | 0 | 0 | 0 | 0 | 0 | 0 | 0 | 0 | 0 | 0 | 0 | 0 | 0 | 0 | 0 | 0 | 0 | 0 | 0 | 0 | 0 | 0 | 0 | 0
F9_Commercial_WA - College_Existing_Space Heating_Natural Gas_Ventilation - Parking Garages, Demand Controlled_A_Technical Potential | F9 | Commercial | WA - College | Existing | Space Heating | Natural Gas | Ventilation - Parking Garages, Demand Controlled | A | Incremental Winter Peak Savings (MW) | Technical Potential | 0 | 0 | 0 | 0 | 0 | 0 | 0 | 0 | 0 | 0 | 0 | 0 | 0 | 0 | 0 | 0 | 0 | 0 | 0 | 0 | 0 | 0 | 0 | 0 | 0 | 0 | 0
F10_Commercial_WA - College_Existing_Space Heating_Natural Gas_Ventilation - Parking Garages, Demand Controlled_A_Technical Potential | F10 | Commercial | WA - College | Existing | Space Heating | Natural Gas | Ventilation - Parking Garages, Demand Controlled | A | Cumulative Energy Savings (MWh or mTherms) | Technical Potential | 0 | 0 | 0 | 0 | 0 | 0 | 0 | 0 | 0 | 0 | 0 | 0 | 0 | 0 | 0 | 0 | 0 | 0 | 0 | 0 | 0 | 0 | 0 | 0 | 0 | 0 | 0
F11_Commercial_WA - College_Existing_Space Heating_Natural Gas_Ventilation - Parking Garages, Demand Controlled_A_Technical Potential | F11 | Commercial | WA - College | Existing | Space Heating | Natural Gas | Ventilation - Parking Garages, Demand Controlled | A | Cumulative Summer Peak Savings (MW) | Technical Potential | 0 | 0 | 0 | 0 | 0 | 0 | 0 | 0 | 0 | 0 | 0 | 0 | 0 | 0 | 0 | 0 | 0 | 0 | 0 | 0 | 0 | 0 | 0 | 0 | 0 | 0 | 0
F12_Commercial_WA - College_Existing_Space Heating_Natural Gas_Ventilation - Parking Garages, Demand Controlled_A_Technical Potential | F12 | Commercial | WA - College | Existing | Space Heating | Natural Gas | Ventilation - Parking Garages, Demand Controlled | A | Cumulative Winter Peak Savings (MW) | Technical Potential | 0 | 0 | 0 | 0 | 0 | 0 | 0 | 0 | 0 | 0 | 0 | 0 | 0 | 0 | 0 | 0 | 0 | 0 | 0 | 0 | 0 | 0 | 0 | 0 | 0 | 0 | 0
F13_Commercial_WA - College_Existing_Space Heating_Natural Gas_Ventilation - Parking Garages, Demand Controlled_A_Technical Potential | F13 | Commercial | WA - College | Existing | Space Heating | Natural Gas | Ventilation - Parking Garages, Demand Controlled | A | Purchases (Incremental) | Technical Potential | 0 | 0 | 0 | 0 | 0 | 0 | 0 | 0 | 0 | 0 | 0 | 0 | 0 | 0 | 0 | 0 | 0 | 0 | 0 | 0 | 0 | 0 | 0 | 0 | 0 | 0 | 0
F14_Commercial_WA - College_Existing_Space Heating_Natural Gas_Ventilation - Parking Garages, Demand Controlled_A_Technical Potential | F14 | Commercial | WA - College | Existing | Space Heating | Natural Gas | Ventilation - Parking Garages, Demand Controlled | A | Purchases (Cumulative) | Technical Potential | 0 | 0 | 0 | 0 | 0 | 0 | 0 | 0 | 0 | 0 | 0 | 0 | 0 | 0 | 0 | 0 | 0 | 0 | 0 | 0 | 0 | 0 | 0 | 0 | 0 | 0 | 0
F1_Commercial_WA - College_Existing_Miscellaneous_Natural Gas_Pool Heater - Night Covers_A_Technical Potential | F1 | Commercial | WA - College | Existing | Miscellaneous | Natural Gas | Pool Heater - Night Covers | A | Original Unit Energy Savings (kWh or therms) | Technical Potential | 0 | 0 | 0.0011799 | 0.0011799 | 0.0011799 | 0.0011799 | 0.0011799 | 0.0011799 | 0.0011799 | 0.0011799 | 0.0011799 | 0.0011799 | 0.0011799 | 0.0011799 | 0.0011799 | 0.0011799 | 0.0011799 | 0.0011799 | 0.0011799 | 0.0011799 | 0.0011799 | 0.0011799 | 0.0011799 | 0.0011799 | 0.0011799 | 0.0011799 | 0.0011799
F2_Commercial_WA - College_Existing_Miscellaneous_Natural Gas_Pool Heater - Night Covers_A_Technical Potential | F2 | Commercial | WA - College | Existing | Miscellaneous | Natural Gas | Pool Heater - Night Covers | A | Original Unit Summer Peak Savings (kW) | Technical Potential | 0 | 0 | 0 | 0 | 0 | 0 | 0 | 0 | 0 | 0 | 0 | 0 | 0 | 0 | 0 | 0 | 0 | 0 | 0 | 0 | 0 | 0 | 0 | 0 | 0 | 0 | 0
F3_Commercial_WA - College_Existing_Miscellaneous_Natural Gas_Pool Heater - Night Covers_A_Technical Potential | F3 | Commercial | WA - College | Existing | Miscellaneous | Natural Gas | Pool Heater - Night Covers | A | Original Unit Winter Peak Savings (kW) | Technical Potential | 0 | 0 | 0 | 0 | 0 | 0 | 0 | 0 | 0 | 0 | 0 | 0 | 0 | 0 | 0 | 0 | 0 | 0 | 0 | 0 | 0 | 0 | 0 | 0 | 0 | 0 | 0
F4_Commercial_WA - College_Existing_Miscellaneous_Natural Gas_Pool Heater - Night Covers_A_Technical Potential | F4 | Commercial | WA - College | Existing | Miscellaneous | Natural Gas | Pool Heater - Night Covers | A | Standalone Impact on Baseline Energy (%) | Technical Potential | 0 | 0 | 0 | 2.3745e-05 | 4.7489e-05 | 7.1234e-05 | 9.4979e-05 | 0.00011872 | 0.00011872 | 0.00011872 | 0.00011872 | 0.00011872 | 0.00011872 | 0.00011872 | 0.00011872 | 0.00011872 | 0.00011872 | 0.00011872 | 0.00011872 | 0.00011872 | 0.00011872 | 0.00011872 | 0.00011872 | 0.00011872 | 0.00011872 | 0.00011872 | 0.00011872
F5_Commercial_WA - College_Existing_Miscellaneous_Natural Gas_Pool Heater - Night Covers_A_Technical Potential | F5 | Commercial | WA - College | Existing | Miscellaneous | Natural Gas | Pool Heater - Night Covers | A | Standalone Impact on Baseline Summer Peak (%) | Technical Potential | 0 | 0 | 0 | 0 | 0 | 0 | 0 | 0 | 0 | 0 | 0 | 0 | 0 | 0 | 0 | 0 | 0 | 0 | 0 | 0 | 0 | 0 | 0 | 0 | 0 | 0 | 0
F6_Commercial_WA - College_Existing_Miscellaneous_Natural Gas_Pool Heater - Night Covers_A_Technical Potential | F6 | Commercial | WA - College | Existing | Miscellaneous | Natural Gas | Pool Heater - Night Covers | A | Standalone Impact on Baseline Winter Peak (%) | Technical Potential | 0 | 0 | 0 | 0 | 0 | 0 | 0 | 0 | 0 | 0 | 0 | 0 | 0 | 0 | 0 | 0 | 0 | 0 | 0 | 0 | 0 | 0 | 0 | 0 | 0 | 0 | 0
F7_Commercial_WA - College_Existing_Miscellaneous_Natural Gas_Pool Heater - Night Covers_A_Technical Potential | F7 | Commercial | WA - College | Existing | Miscellaneous | Natural Gas | Pool Heater - Night Covers | A | Incremental Energy Savings (MWh or mTherms) | Technical Potential | 0 | 0 | 0 | 0.0044443 | 0.0044443 | 0.0044443 | 0.0044443 | 0.0044443 | 0 | 0 | 0 | 0 | 0 | 0 | 0 | 0 | 0 | 0 | 0 | 0 | 0 | 0 | 0 | 0 | 0 | 0 | 0
F8_Commercial_WA - College_Existing_Miscellaneous_Natural Gas_Pool Heater - Night Covers_A_Technical Potential | F8 | Commercial | WA - College | Existing | Miscellaneous | Natural Gas | Pool Heater - Night Covers | A | Incremental Summer Peak Savings (MW) | Technical Potential | 0 | 0 | 0 | 0 | 0 | 0 | 0 | 0 | 0 | 0 | 0 | 0 | 0 | 0 | 0 | 0 | 0 | 0 | 0 | 0 | 0 | 0 | 0 | 0 | 0 | 0 | 0
F9_Commercial_WA - College_Existing_Miscellaneous_Natural Gas_Pool Heater - Night Covers_A_Technical Potential | F9 | Commercial | WA - College | Existing | Miscellaneous | Natural Gas | Pool Heater - Night Covers | A | Incremental Winter Peak Savings (MW) | Technical Potential | 0 | 0 | 0 | 0 | 0 | 0 | 0 | 0 | 0 | 0 | 0 | 0 | 0 | 0 | 0 | 0 | 0 | 0 | 0 | 0 | 0 | 0 | 0 | 0 | 0 | 0 | 0
F10_Commercial_WA - College_Existing_Miscellaneous_Natural Gas_Pool Heater - Night Covers_A_Technical Potential | F10 | Commercial | WA - College | Existing | Miscellaneous | Natural Gas | Pool Heater - Night Covers | A | Cumulative Energy Savings (MWh or mTherms) | Technical Potential | 0 | 0 | 0 | 0.0044443 | 0.0088887 | 0.013333 | 0.017777 | 0.022222 | 0.022222 | 0.022222 | 0.022222 | 0.022222 | 0.022222 | 0.022222 | 0.022222 | 0.022222 | 0.022222 | 0.022222 | 0.022222 | 0.022222 | 0.022222 | 0.022222 | 0.022222 | 0.022222 | 0.022222 | 0.022222 | 0.022222
F11_Commercial_WA - College_Existing_Miscellaneous_Natural Gas_Pool Heater - Night Covers_A_Technical Potential | F11 | Commercial | WA - College | Existing | Miscellaneous | Natural Gas | Pool Heater - Night Covers | A | Cumulative Summer Peak Savings (MW) | Technical Potential | 0 | 0 | 0 | 0 | 0 | 0 | 0 | 0 | 0 | 0 | 0 | 0 | 0 | 0 | 0 | 0 | 0 | 0 | 0 | 0 | 0 | 0 | 0 | 0 | 0 | 0 | 0
F12_Commercial_WA - College_Existing_Miscellaneous_Natural Gas_Pool Heater - Night Covers_A_Technical Potential | F12 | Commercial | WA - College | Existing | Miscellaneous | Natural Gas | Pool Heater - Night Covers | A | Cumulative Winter Peak Savings (MW) | Technical Potential | 0 | 0 | 0 | 0 | 0 | 0 | 0 | 0 | 0 | 0 | 0 | 0 | 0 | 0 | 0 | 0 | 0 | 0 | 0 | 0 | 0 | 0 | 0 | 0 | 0 | 0 | 0
F13_Commercial_WA - College_Existing_Miscellaneous_Natural Gas_Pool Heater - Night Covers_A_Technical Potential | F13 | Commercial | WA - College | Existing | Miscellaneous | Natural Gas | Pool Heater - Night Covers | A | Purchases (Incremental) | Technical Potential | 0 | 0 | 0 | 3766.5587 | 3766.5587 | 3766.5587 | 3766.5587 | 3766.5587 | 0 | 0 | 0 | 0 | 0 | 0 | 0 | 0 | 0 | 0 | 0 | 0 | 0 | 0 | 0 | 0 | 0 | 0 | 0
F14_Commercial_WA - College_Existing_Miscellaneous_Natural Gas_Pool Heater - Night Covers_A_Technical Potential | F14 | Commercial | WA - College | Existing | Miscellaneous | Natural Gas | Pool Heater - Night Covers | A | Purchases (Cumulative) | Technical Potential | 0 | 0 | 0 | 3766.5587 | 7533.1173 | 11299.676 | 15066.2346 | 18832.7933 | 18832.7933 | 18832.7933 | 18832.7933 | 18832.7933 | 18832.7933 | 18832.7933 | 18832.7933 | 18832.7933 | 18832.7933 | 18832.7933 | 18832.7933 | 18832.7933 | 18832.7933 | 18832.7933 | 18832.7933 | 18832.7933 | 18832.7933 | 18832.7933 | 18832.7933
F1_Commercial_WA - College_Existing_Space Heating_Natural Gas_Advanced New Construction Designs_A_Technical Potential | F1 | Commercial | WA - College | Existing | Space Heating | Natural Gas | Advanced New Construction Designs | A | Original Unit Energy Savings (kWh or therms) | Technical Potential | 0 | 0 | 0 | 0 | 0 | 0 | 0 | 0 | 0 | 0 | 0 | 0 | 0 | 0 | 0 | 0 | 0 | 0 | 0 | 0 | 0 | 0 | 0 | 0 | 0 | 0 | 0
F2_Commercial_WA - College_Existing_Space Heating_Natural Gas_Advanced New Construction Designs_A_Technical Potential | F2 | Commercial | WA - College | Existing | Space Heating | Natural Gas | Advanced New Construction Designs | A | Original Unit Summer Peak Savings (kW) | Technical Potential | 0 | 0 | 0 | 0 | 0 | 0 | 0 | 0 | 0 | 0 | 0 | 0 | 0 | 0 | 0 | 0 | 0 | 0 | 0 | 0 | 0 | 0 | 0 | 0 | 0 | 0 | 0
F3_Commercial_WA - College_Existing_Space Heating_Natural Gas_Advanced New Construction Designs_A_Technical Potential | F3 | Commercial | WA - College | Existing | Space Heating | Natural Gas | Advanced New Construction Designs | A | Original Unit Winter Peak Savings (kW) | Technical Potential | 0 | 0 | 0 | 0 | 0 | 0 | 0 | 0 | 0 | 0 | 0 | 0 | 0 | 0 | 0 | 0 | 0 | 0 | 0 | 0 | 0 | 0 | 0 | 0 | 0 | 0 | 0
F4_Commercial_WA - College_Existing_Space Heating_Natural Gas_Advanced New Construction Designs_A_Technical Potential | F4 | Commercial | WA - College | Existing | Space Heating | Natural Gas | Advanced New Construction Designs | A | Standalone Impact on Baseline Energy (%) | Technical Potential | 0 | 0 | 0 | 0 | 0 | 0 | 0 | 0 | 0 | 0 | 0 | 0 | 0 | 0 | 0 | 0 | 0 | 0 | 0 | 0 | 0 | 0 | 0 | 0 | 0 | 0 | 0
F5_Commercial_WA - College_Existing_Space Heating_Natural Gas_Advanced New Construction Designs_A_Technical Potential | F5 | Commercial | WA - College | Existing | Space Heating | Natural Gas | Advanced New Construction Designs | A | Standalone Impact on Baseline Summer Peak (%) | Technical Potential | 0 | 0 | 0 | 0 | 0 | 0 | 0 | 0 | 0 | 0 | 0 | 0 | 0 | 0 | 0 | 0 | 0 | 0 | 0 | 0 | 0 | 0 | 0 | 0 | 0 | 0 | 0
F6_Commercial_WA - College_Existing_Space Heating_Natural Gas_Advanced New Construction Designs_A_Technical Potential | F6 | Commercial | WA - College | Existing | Space Heating | Natural Gas | Advanced New Construction Designs | A | Standalone Impact on Baseline Winter Peak (%) | Technical Potential | 0 | 0 | 0 | 0 | 0 | 0 | 0 | 0 | 0 | 0 | 0 | 0 | 0 | 0 | 0 | 0 | 0 | 0 | 0 | 0 | 0 | 0 | 0 | 0 | 0 | 0 | 0
F7_Commercial_WA - College_Existing_Space Heating_Natural Gas_Advanced New Construction Designs_A_Technical Potential | F7 | Commercial | WA - College | Existing | Space Heating | Natural Gas | Advanced New Construction Designs | A | Incremental Energy Savings (MWh or mTherms) | Technical Potential | 0 | 0 | 0 | 0 | 0 | 0 | 0 | 0 | 0 | 0 | 0 | 0 | 0 | 0 | 0 | 0 | 0 | 0 | 0 | 0 | 0 | 0 | 0 | 0 | 0 | 0 | 0
F8_Commercial_WA - College_Existing_Space Heating_Natural Gas_Advanced New Construction Designs_A_Technical Potential | F8 | Commercial | WA - College | Existing | Space Heating | Natural Gas | Advanced New Construction Designs | A | Incremental Summer Peak Savings (MW) | Technical Potential | 0 | 0 | 0 | 0 | 0 | 0 | 0 | 0 | 0 | 0 | 0 | 0 | 0 | 0 | 0 | 0 | 0 | 0 | 0 | 0 | 0 | 0 | 0 | 0 | 0 | 0 | 0
F9_Commercial_WA - College_Existing_Space Heating_Natural Gas_Advanced New Construction Designs_A_Technical Potential | F9 | Commercial | WA - College | Existing | Space Heating | Natural Gas | Advanced New Construction Designs | A | Incremental Winter Peak Savings (MW) | Technical Potential | 0 | 0 | 0 | 0 | 0 | 0 | 0 | 0 | 0 | 0 | 0 | 0 | 0 | 0 | 0 | 0 | 0 | 0 | 0 | 0 | 0 | 0 | 0 | 0 | 0 | 0 | 0
F10_Commercial_WA - College_Existing_Space Heating_Natural Gas_Advanced New Construction Designs_A_Technical Potential | F10 | Commercial | WA - College | Existing | Space Heating | Natural Gas | Advanced New Construction Designs | A | Cumulative Energy Savings (MWh or mTherms) | Technical Potential | 0 | 0 | 0 | 0 | 0 | 0 | 0 | 0 | 0 | 0 | 0 | 0 | 0 | 0 | 0 | 0 | 0 | 0 | 0 | 0 | 0 | 0 | 0 | 0 | 0 | 0 | 0
F11_Commercial_WA - College_Existing_Space Heating_Natural Gas_Advanced New Construction Designs_A_Technical Potential | F11 | Commercial | WA - College | Existing | Space Heating | Natural Gas | Advanced New Construction Designs | A | Cumulative Summer Peak Savings (MW) | Technical Potential | 0 | 0 | 0 | 0 | 0 | 0 | 0 | 0 | 0 | 0 | 0 | 0 | 0 | 0 | 0 | 0 | 0 | 0 | 0 | 0 | 0 | 0 | 0 | 0 | 0 | 0 | 0
F12_Commercial_WA - College_Existing_Space Heating_Natural Gas_Advanced New Construction Designs_A_Technical Potential | F12 | Commercial | WA - College | Existing | Space Heating | Natural Gas | Advanced New Construction Designs | A | Cumulative Winter Peak Savings (MW) | Technical Potential | 0 | 0 | 0 | 0 | 0 | 0 | 0 | 0 | 0 | 0 | 0 | 0 | 0 | 0 | 0 | 0 | 0 | 0 | 0 | 0 | 0 | 0 | 0 | 0 | 0 | 0 | 0
F13_Commercial_WA - College_Existing_Space Heating_Natural Gas_Advanced New Construction Designs_A_Technical Potential | F13 | Commercial | WA - College | Existing | Space Heating | Natural Gas | Advanced New Construction Designs | A | Purchases (Incremental) | Technical Potential | 0 | 0 | 0 | 0 | 0 | 0 | 0 | 0 | 0 | 0 | 0 | 0 | 0 | 0 | 0 | 0 | 0 | 0 | 0 | 0 | 0 | 0 | 0 | 0 | 0 | 0 | 0
F14_Commercial_WA - College_Existing_Space Heating_Natural Gas_Advanced New Construction Designs_A_Technical Potential | F14 | Commercial | WA - College | Existing | Space Heating | Natural Gas | Advanced New Construction Designs | A | Purchases (Cumulative) | Technical Potential | 0 | 0 | 0 | 0 | 0 | 0 | 0 | 0 | 0 | 0 | 0 | 0 | 0 | 0 | 0 | 0 | 0 | 0 | 0 | 0 | 0 | 0 | 0 | 0 | 0 | 0 | 0
F1_Commercial_WA - College_Existing_Water Heating_Natural Gas_Advanced New Construction Designs_A_Technical Potential | F1 | Commercial | WA - College | Existing | Water Heating | Natural Gas | Advanced New Construction Designs | A | Original Unit Energy Savings (kWh or therms) | Technical Potential | 0 | 0 | 0 | 0 | 0 | 0 | 0 | 0 | 0 | 0 | 0 | 0 | 0 | 0 | 0 | 0 | 0 | 0 | 0 | 0 | 0 | 0 | 0 | 0 | 0 | 0 | 0
F2_Commercial_WA - College_Existing_Water Heating_Natural Gas_Advanced New Construction Designs_A_Technical Potential | F2 | Commercial | WA - College | Existing | Water Heating | Natural Gas | Advanced New Construction Designs | A | Original Unit Summer Peak Savings (kW) | Technical Potential | 0 | 0 | 0 | 0 | 0 | 0 | 0 | 0 | 0 | 0 | 0 | 0 | 0 | 0 | 0 | 0 | 0 | 0 | 0 | 0 | 0 | 0 | 0 | 0 | 0 | 0 | 0
F3_Commercial_WA - College_Existing_Water Heating_Natural Gas_Advanced New Construction Designs_A_Technical Potential | F3 | Commercial | WA - College | Existing | Water Heating | Natural Gas | Advanced New Construction Designs | A | Original Unit Winter Peak Savings (kW) | Technical Potential | 0 | 0 | 0 | 0 | 0 | 0 | 0 | 0 | 0 | 0 | 0 | 0 | 0 | 0 | 0 | 0 | 0 | 0 | 0 | 0 | 0 | 0 | 0 | 0 | 0 | 0 | 0
F4_Commercial_WA - College_Existing_Water Heating_Natural Gas_Advanced New Construction Designs_A_Technical Potential | F4 | Commercial | WA - College | Existing | Water Heating | Natural Gas | Advanced New Construction Designs | A | Standalone Impact on Baseline Energy (%) | Technical Potential | 0 | 0 | 0 | 0 | 0 | 0 | 0 | 0 | 0 | 0 | 0 | 0 | 0 | 0 | 0 | 0 | 0 | 0 | 0 | 0 | 0 | 0 | 0 | 0 | 0 | 0 | 0
F5_Commercial_WA - College_Existing_Water Heating_Natural Gas_Advanced New Construction Designs_A_Technical Potential | F5 | Commercial | WA - College | Existing | Water Heating | Natural Gas | Advanced New Construction Designs | A | Standalone Impact on Baseline Summer Peak (%) | Technical Potential | 0 | 0 | 0 | 0 | 0 | 0 | 0 | 0 | 0 | 0 | 0 | 0 | 0 | 0 | 0 | 0 | 0 | 0 | 0 | 0 | 0 | 0 | 0 | 0 | 0 | 0 | 0
F6_Commercial_WA - College_Existing_Water Heating_Natural Gas_Advanced New Construction Designs_A_Technical Potential | F6 | Commercial | WA - College | Existing | Water Heating | Natural Gas | Advanced New Construction Designs | A | Standalone Impact on Baseline Winter Peak (%) | Technical Potential | 0 | 0 | 0 | 0 | 0 | 0 | 0 | 0 | 0 | 0 | 0 | 0 | 0 | 0 | 0 | 0 | 0 | 0 | 0 | 0 | 0 | 0 | 0 | 0 | 0 | 0 | 0
F7_Commercial_WA - College_Existing_Water Heating_Natural Gas_Advanced New Construction Designs_A_Technical Potential | F7 | Commercial | WA - College | Existing | Water Heating | Natural Gas | Advanced New Construction Designs | A | Incremental Energy Savings (MWh or mTherms) | Technical Potential | 0 | 0 | 0 | 0 | 0 | 0 | 0 | 0 | 0 | 0 | 0 | 0 | 0 | 0 | 0 | 0 | 0 | 0 | 0 | 0 | 0 | 0 | 0 | 0 | 0 | 0 | 0
F8_Commercial_WA - College_Existing_Water Heating_Natural Gas_Advanced New Construction Designs_A_Technical Potential | F8 | Commercial | WA - College | Existing | Water Heating | Natural Gas | Advanced New Construction Designs | A | Incremental Summer Peak Savings (MW) | Technical Potential | 0 | 0 | 0 | 0 | 0 | 0 | 0 | 0 | 0 | 0 | 0 | 0 | 0 | 0 | 0 | 0 | 0 | 0 | 0 | 0 | 0 | 0 | 0 | 0 | 0 | 0 | 0
F9_Commercial_WA - College_Existing_Water Heating_Natural Gas_Advanced New Construction Designs_A_Technical Potential | F9 | Commercial | WA - College | Existing | Water Heating | Natural Gas | Advanced New Construction Designs | A | Incremental Winter Peak Savings (MW) | Technical Potential | 0 | 0 | 0 | 0 | 0 | 0 | 0 | 0 | 0 | 0 | 0 | 0 | 0 | 0 | 0 | 0 | 0 | 0 | 0 | 0 | 0 | 0 | 0 | 0 | 0 | 0 | 0
F10_Commercial_WA - College_Existing_Water Heating_Natural Gas_Advanced New Construction Designs_A_Technical Potential | F10 | Commercial | WA - College | Existing | Water Heating | Natural Gas | Advanced New Construction Designs | A | Cumulative Energy Savings (MWh or mTherms) | Technical Potential | 0 | 0 | 0 | 0 | 0 | 0 | 0 | 0 | 0 | 0 | 0 | 0 | 0 | 0 | 0 | 0 | 0 | 0 | 0 | 0 | 0 | 0 | 0 | 0 | 0 | 0 | 0
F11_Commercial_WA - College_Existing_Water Heating_Natural Gas_Advanced New Construction Designs_A_Technical Potential | F11 | Commercial | WA - College | Existing | Water Heating | Natural Gas | Advanced New Construction Designs | A | Cumulative Summer Peak Savings (MW) | Technical Potential | 0 | 0 | 0 | 0 | 0 | 0 | 0 | 0 | 0 | 0 | 0 | 0 | 0 | 0 | 0 | 0 | 0 | 0 | 0 | 0 | 0 | 0 | 0 | 0 | 0 | 0 | 0
F12_Commercial_WA - College_Existing_Water Heating_Natural Gas_Advanced New Construction Designs_A_Technical Potential | F12 | Commercial | WA - College | Existing | Water Heating | Natural Gas | Advanced New Construction Designs | A | Cumulative Winter Peak Savings (MW) | Technical Potential | 0 | 0 | 0 | 0 | 0 | 0 | 0 | 0 | 0 | 0 | 0 | 0 | 0 | 0 | 0 | 0 | 0 | 0 | 0 | 0 | 0 | 0 | 0 | 0 | 0 | 0 | 0
F13_Commercial_WA - College_Existing_Water Heating_Natural Gas_Advanced New Construction Designs_A_Technical Potential | F13 | Commercial | WA - College | Existing | Water Heating | Natural Gas | Advanced New Construction Designs | A | Purchases (Incremental) | Technical Potential | 0 | 0 | 0 | 0 | 0 | 0 | 0 | 0 | 0 | 0 | 0 | 0 | 0 | 0 | 0 | 0 | 0 | 0 | 0 | 0 | 0 | 0 | 0 | 0 | 0 | 0 | 0
F14_Commercial_WA - College_Existing_Water Heating_Natural Gas_Advanced New Construction Designs_A_Technical Potential | F14 | Commercial | WA - College | Existing | Water Heating | Natural Gas | Advanced New Construction Designs | A | Purchases (Cumulative) | Technical Potential | 0 | 0 | 0 | 0 | 0 | 0 | 0 | 0 | 0 | 0 | 0 | 0 | 0 | 0 | 0 | 0 | 0 | 0 | 0 | 0 | 0 | 0 | 0 | 0 | 0 | 0 | 0
F1_Commercial_WA - College_Existing_Space Heating_Natural Gas_Strategic Energy Management_A_Technical Potential | F1 | Commercial | WA - College | Existing | Space Heating | Natural Gas | Strategic Energy Management | A | Original Unit Energy Savings (kWh or therms) | Technical Potential | 0 | 0 | 0.02485 | 0.024775 | 0.024702 | 0.02463 | 0.02456 | 0.024491 | 0.024424 | 0.024359 | 0.024295 | 0.024234 | 0.024175 | 0.024118 | 0.024064 | 0.024012 | 0.023962 | 0.023915 | 0.023871 | 0.02383 | 0.023793 | 0.023758 | 0.023727 | 0.023699 | 0.023673 | 0.023649 | 0.023627
F2_Commercial_WA - College_Existing_Space Heating_Natural Gas_Strategic Energy Management_A_Technical Potential | F2 | Commercial | WA - College | Existing | Space Heating | Natural Gas | Strategic Energy Management | A | Original Unit Summer Peak Savings (kW) | Technical Potential | 0 | 0 | 0 | 0 | 0 | 0 | 0 | 0 | 0 | 0 | 0 | 0 | 0 | 0 | 0 | 0 | 0 | 0 | 0 | 0 | 0 | 0 | 0 | 0 | 0 | 0 | 0
F3_Commercial_WA - College_Existing_Space Heating_Natural Gas_Strategic Energy Management_A_Technical Potential | F3 | Commercial | WA - College | Existing | Space Heating | Natural Gas | Strategic Energy Management | A | Original Unit Winter Peak Savings (kW) | Technical Potential | 0 | 0 | 0 | 0 | 0 | 0 | 0 | 0 | 0 | 0 | 0 | 0 | 0 | 0 | 0 | 0 | 0 | 0 | 0 | 0 | 0 | 0 | 0 | 0 | 0 | 0 | 0
F4_Commercial_WA - College_Existing_Space Heating_Natural Gas_Strategic Energy Management_A_Technical Potential | F4 | Commercial | WA - College | Existing | Space Heating | Natural Gas | Strategic Energy Management | A | Standalone Impact on Baseline Energy (%) | Technical Potential | 0 | 0 | 0 | 0.00045199 | 0.0013798 | 0.0023075 | 0.0027833 | 0.0027833 | 0.0027833 | 0.0027833 | 0.0027833 | 0.0027833 | 0.0027833 | 0.0027833 | 0.0027833 | 0.0027833 | 0.0027833 | 0.0027833 | 0.0027833 | 0.0027833 | 0.0027833 | 0.0027833 | 0.0027833 | 0.0027833 | 0.0027833 | 0.0027833 | 0.0027833
F5_Commercial_WA - College_Existing_Space Heating_Natural Gas_Strategic Energy Management_A_Technical Potential | F5 | Commercial | WA - College | Existing | Space Heating | Natural Gas | Strategic Energy Management | A | Standalone Impact on Baseline Summer Peak (%) | Technical Potential | 0 | 0 | 0 | 0 | 0 | 0 | 0 | 0 | 0 | 0 | 0 | 0 | 0 | 0 | 0 | 0 | 0 | 0 | 0 | 0 | 0 | 0 | 0 | 0 | 0 | 0 | 0
F6_Commercial_WA - College_Existing_Space Heating_Natural Gas_Strategic Energy Management_A_Technical Potential | F6 | Commercial | WA - College | Existing | Space Heating | Natural Gas | Strategic Energy Management | A | Standalone Impact on Baseline Winter Peak (%) | Technical Potential | 0 | 0 | 0 | 0 | 0 | 0 | 0 | 0 | 0 | 0 | 0 | 0 | 0 | 0 | 0 | 0 | 0 | 0 | 0 | 0 | 0 | 0 | 0 | 0 | 0 | 0 | 0
F7_Commercial_WA - College_Existing_Space Heating_Natural Gas_Strategic Energy Management_A_Technical Potential | F7 | Commercial | WA - College | Existing | Space Heating | Natural Gas | Strategic Energy Management | A | Incremental Energy Savings (MWh or mTherms) | Technical Potential | 0 | 0 | 0 | 6.3125 | 12.919 | 12.8814 | 6.587 | 0 | 0 | 0 | 0 | 0 | 0 | 0 | 0 | 0 | 0 | 0 | 0 | 0 | 0 | 0 | 0 | 0 | 0 | 0 | 0
F8_Commercial_WA - College_Existing_Space Heating_Natural Gas_Strategic Energy Management_A_Technical Potential | F8 | Commercial | WA - College | Existing | Space Heating | Natural Gas | Strategic Energy Management | A | Incremental Summer Peak Savings (MW) | Technical Potential | 0 | 0 | 0 | 0 | 0 | 0 | 0 | 0 | 0 | 0 | 0 | 0 | 0 | 0 | 0 | 0 | 0 | 0 | 0 | 0 | 0 | 0 | 0 | 0 | 0 | 0 | 0
F9_Commercial_WA - College_Existing_Space Heating_Natural Gas_Strategic Energy Management_A_Technical Potential | F9 | Commercial | WA - College | Existing | Space Heating | Natural Gas | Strategic Energy Management | A | Incremental Winter Peak Savings (MW) | Technical Potential | 0 | 0 | 0 | 0 | 0 | 0 | 0 | 0 | 0 | 0 | 0 | 0 | 0 | 0 | 0 | 0 | 0 | 0 | 0 | 0 | 0 | 0 | 0 | 0 | 0 | 0 | 0
F10_Commercial_WA - College_Existing_Space Heating_Natural Gas_Strategic Energy Management_A_Technical Potential | F10 | Commercial | WA - College | Existing | Space Heating | Natural Gas | Strategic Energy Management | A | Cumulative Energy Savings (MWh or mTherms) | Technical Potential | 0 | 0 | 0 | 6.3125 | 19.2128 | 32.0384 | 38.5338 | 38.4259 | 38.3206 | 38.2181 | 38.1186 | 38.0223 | 37.9295 | 37.8403 | 37.7548 | 37.6732 | 37.5956 | 37.5222 | 37.4531 | 37.3889 | 37.3298 | 37.276 | 37.2269 | 37.1821 | 37.1414 | 37.1042 | 37.0704
F11_Commercial_WA - College_Existing_Space Heating_Natural Gas_Strategic Energy Management_A_Technical Potential | F11 | Commercial | WA - College | Existing | Space Heating | Natural Gas | Strategic Energy Management | A | Cumulative Summer Peak Savings (MW) | Technical Potential | 0 | 0 | 0 | 0 | 0 | 0 | 0 | 0 | 0 | 0 | 0 | 0 | 0 | 0 | 0 | 0 | 0 | 0 | 0 | 0 | 0 | 0 | 0 | 0 | 0 | 0 | 0
F12_Commercial_WA - College_Existing_Space Heating_Natural Gas_Strategic Energy Management_A_Technical Potential | F12 | Commercial | WA - College | Existing | Space Heating | Natural Gas | Strategic Energy Management | A | Cumulative Winter Peak Savings (MW) | Technical Potential | 0 | 0 | 0 | 0 | 0 | 0 | 0 | 0 | 0 | 0 | 0 | 0 | 0 | 0 | 0 | 0 | 0 | 0 | 0 | 0 | 0 | 0 | 0 | 0 | 0 | 0 | 0
F13_Commercial_WA - College_Existing_Space Heating_Natural Gas_Strategic Energy Management_A_Technical Potential | F13 | Commercial | WA - College | Existing | Space Heating | Natural Gas | Strategic Energy Management | A | Purchases (Incremental) | Technical Potential | 0 | 0 | 0 | 254788.246 | 522986.3997 | 522986.3997 | 268198.1537 | 0 | 0 | 0 | 0 | 0 | 0 | 0 | 0 | 0 | 0 | 0 | 0 | 0 | 0 | 0 | 0 | 0 | 0 | 0 | 0
F14_Commercial_WA - College_Existing_Space Heating_Natural Gas_Strategic Energy Management_A_Technical Potential | F14 | Commercial | WA - College | Existing | Space Heating | Natural Gas | Strategic Energy Management | A | Purchases (Cumulative) | Technical Potential | 0 | 0 | 0 | 254788.246 | 777774.6457 | 1300761.0455 | 1568959.1992 | 1568959.1992 | 1568959.1992 | 1568959.1992 | 1568959.1992 | 1568959.1992 | 1568959.1992 | 1568959.1992 | 1568959.1992 | 1568959.1992 | 1568959.1992 | 1568959.1992 | 1568959.1992 | 1568959.1992 | 1568959.1992 | 1568959.1992 | 1568959.1992 | 1568959.1992 | 1568959.1992 | 1568959.1992 | 1568959.1992
F1_Commercial_WA - College_Existing_Water Heating_Natural Gas_Strategic Energy Management_A_Technical Potential | F1 | Commercial | WA - College | Existing | Water Heating | Natural Gas | Strategic Energy Management | A | Original Unit Energy Savings (kWh or therms) | Technical Potential | 0 | 0 | 0.010412 | 0.010249 | 0.010106 | 0.0099811 | 0.0098737 | 0.0097827 | 0.0097073 | 0.009647 | 0.0095987 | 0.0095602 | 0.0095293 | 0.0095046 | 0.0094848 | 0.009469 | 0.0094564 | 0.0094463 | 0.0094382 | 0.0094317 | 0.0094265 | 0.0094224 | 0.0094191 | 0.0094164 | 0.0094143 | 0.0094126 | 0.0094112
F2_Commercial_WA - College_Existing_Water Heating_Natural Gas_Strategic Energy Management_A_Technical Potential | F2 | Commercial | WA - College | Existing | Water Heating | Natural Gas | Strategic Energy Management | A | Original Unit Summer Peak Savings (kW) | Technical Potential | 0 | 0 | 0 | 0 | 0 | 0 | 0 | 0 | 0 | 0 | 0 | 0 | 0 | 0 | 0 | 0 | 0 | 0 | 0 | 0 | 0 | 0 | 0 | 0 | 0 | 0 | 0
F3_Commercial_WA - College_Existing_Water Heating_Natural Gas_Strategic Energy Management_A_Technical Potential | F3 | Commercial | WA - College | Existing | Water Heating | Natural Gas | Strategic Energy Management | A | Original Unit Winter Peak Savings (kW) | Technical Potential | 0 | 0 | 0 | 0 | 0 | 0 | 0 | 0 | 0 | 0 | 0 | 0 | 0 | 0 | 0 | 0 | 0 | 0 | 0 | 0 | 0 | 0 | 0 | 0 | 0 | 0 | 0
F4_Commercial_WA - College_Existing_Water Heating_Natural Gas_Strategic Energy Management_A_Technical Potential | F4 | Commercial | WA - College | Existing | Water Heating | Natural Gas | Strategic Energy Management | A | Standalone Impact on Baseline Energy (%) | Technical Potential | 0 | 0 | 0 | 0.00045199 | 0.0013798 | 0.0023075 | 0.0027833 | 0.0027833 | 0.0027833 | 0.0027833 | 0.0027833 | 0.0027833 | 0.0027833 | 0.0027833 | 0.0027833 | 0.0027833 | 0.0027833 | 0.0027833 | 0.0027833 | 0.0027833 | 0.0027833 | 0.0027833 | 0.0027833 | 0.0027833 | 0.0027833 | 0.0027833 | 0.0027833
F5_Commercial_WA - College_Existing_Water Heating_Natural Gas_Strategic Energy Management_A_Technical Potential | F5 | Commercial | WA - College | Existing | Water Heating | Natural Gas | Strategic Energy Management | A | Standalone Impact on Baseline Summer Peak (%) | Technical Potential | 0 | 0 | 0 | 0 | 0 | 0 | 0 | 0 | 0 | 0 | 0 | 0 | 0 | 0 | 0 | 0 | 0 | 0 | 0 | 0 | 0 | 0 | 0 | 0 | 0 | 0 | 0
F6_Commercial_WA - College_Existing_Water Heating_Natural Gas_Strategic Energy Management_A_Technical Potential | F6 | Commercial | WA - College | Existing | Water Heating | Natural Gas | Strategic Energy Management | A | Standalone Impact on Baseline Winter Peak (%) | Technical Potential | 0 | 0 | 0 | 0 | 0 | 0 | 0 | 0 | 0 | 0 | 0 | 0 | 0 | 0 | 0 | 0 | 0 | 0 | 0 | 0 | 0 | 0 | 0 | 0 | 0 | 0 | 0
F7_Commercial_WA - College_Existing_Water Heating_Natural Gas_Strategic Energy Management_A_Technical Potential | F7 | Commercial | WA - College | Existing | Water Heating | Natural Gas | Strategic Energy Management | A | Incremental Energy Savings (MWh or mTherms) | Technical Potential | 0 | 0 | 0 | 2.9416 | 5.9536 | 5.8801 | 2.983 | 0 | 0 | 0 | 0 | 0 | 0 | 0 | 0 | 0 | 0 | 0 | 0 | 0 | 0 | 0 | 0 | 0 | 0 | 0 | 0
F8_Commercial_WA - College_Existing_Water Heating_Natural Gas_Strategic Energy Management_A_Technical Potential | F8 | Commercial | WA - College | Existing | Water Heating | Natural Gas | Strategic Energy Management | A | Incremental Summer Peak Savings (MW) | Technical Potential | 0 | 0 | 0 | 0 | 0 | 0 | 0 | 0 | 0 | 0 | 0 | 0 | 0 | 0 | 0 | 0 | 0 | 0 | 0 | 0 | 0 | 0 | 0 | 0 | 0 | 0 | 0
F9_Commercial_WA - College_Existing_Water Heating_Natural Gas_Strategic Energy Management_A_Technical Potential | F9 | Commercial | WA - College | Existing | Water Heating | Natural Gas | Strategic Energy Management | A | Incremental Winter Peak Savings (MW) | Technical Potential | 0 | 0 | 0 | 0 | 0 | 0 | 0 | 0 | 0 | 0 | 0 | 0 | 0 | 0 | 0 | 0 | 0 | 0 | 0 | 0 | 0 | 0 | 0 | 0 | 0 | 0 | 0
F10_Commercial_WA - College_Existing_Water Heating_Natural Gas_Strategic Energy Management_A_Technical Potential | F10 | Commercial | WA - College | Existing | Water Heating | Natural Gas | Strategic Energy Management | A | Cumulative Energy Savings (MWh or mTherms) | Technical Potential | 0 | 0 | 0 | 2.9416 | 8.8541 | 14.6249 | 17.4505 | 17.2896 | 17.1564 | 17.0499 | 16.9646 | 16.8964 | 16.8418 | 16.7982 | 16.7633 | 16.7353 | 16.713 | 16.6951 | 16.6808 | 16.6694 | 16.6602 | 16.6529 | 16.647 | 16.6423 | 16.6386 | 16.6356 | 16.6332
F11_Commercial_WA - College_Existing_Water Heating_Natural Gas_Strategic Energy Management_A_Technical Potential | F11 | Commercial | WA - College | Existing | Water Heating | Natural Gas | Strategic Energy Management | A | Cumulative Summer Peak Savings (MW) | Technical Potential | 0 | 0 | 0 | 0 | 0 | 0 | 0 | 0 | 0 | 0 | 0 | 0 | 0 | 0 | 0 | 0 | 0 | 0 | 0 | 0 | 0 | 0 | 0 | 0 | 0 | 0 | 0
F12_Commercial_WA - College_Existing_Water Heating_Natural Gas_Strategic Energy Management_A_Technical Potential | F12 | Commercial | WA - College | Existing | Water Heating | Natural Gas | Strategic Energy Management | A | Cumulative Winter Peak Savings (MW) | Technical Potential | 0 | 0 | 0 | 0 | 0 | 0 | 0 | 0 | 0 | 0 | 0 | 0 | 0 | 0 | 0 | 0 | 0 | 0 | 0 | 0 | 0 | 0 | 0 | 0 | 0 | 0 | 0
F13_Commercial_WA - College_Existing_Water Heating_Natural Gas_Strategic Energy Management_A_Technical Potential | F13 | Commercial | WA - College | Existing | Water Heating | Natural Gas | Strategic Energy Management | A | Purchases (Incremental) | Technical Potential | 0 | 0 | 0 | 287009.7508 | 589125.2779 | 589125.2779 | 302115.5271 | 0 | 0 | 0 | 0 | 0 | 0 | 0 | 0 | 0 | 0 | 0 | 0 | 0 | 0 | 0 | 0 | 0 | 0 | 0 | 0
F14_Commercial_WA - College_Existing_Water Heating_Natural Gas_Strategic Energy Management_A_Technical Potential | F14 | Commercial | WA - College | Existing | Water Heating | Natural Gas | Strategic Energy Management | A | Purchases (Cumulative) | Technical Potential | 0 | 0 | 0 | 287009.7508 | 876135.0286 | 1465260.3065 | 1767375.8336 | 1767375.8336 | 1767375.8336 | 1767375.8336 | 1767375.8336 | 1767375.8336 | 1767375.8336 | 1767375.8336 | 1767375.8336 | 1767375.8336 | 1767375.8336 | 1767375.8336 | 1767375.8336 | 1767375.8336 | 1767375.8336 | 1767375.8336 | 1767375.8336 | 1767375.8336 | 1767375.8336 | 1767375.8336 | 1767375.8336
F1_Commercial_WA - College_Existing_Space Heating_Natural Gas_Retrocommissioning_A_Technical Potential | F1 | Commercial | WA - College | Existing | Space Heating | Natural Gas | Retrocommissioning | A | Original Unit Energy Savings (kWh or therms) | Technical Potential | 0 | 0 | 0.030513 | 0.030422 | 0.030332 | 0.030244 | 0.030158 | 0.030073 | 0.029991 | 0.02991 | 0.029833 | 0.029757 | 0.029685 | 0.029615 | 0.029548 | 0.029484 | 0.029423 | 0.029366 | 0.029312 | 0.029262 | 0.029215 | 0.029173 | 0.029135 | 0.0291 | 0.029068 | 0.029039 | 0.029012
F2_Commercial_WA - College_Existing_Space Heating_Natural Gas_Retrocommissioning_A_Technical Potential | F2 | Commercial | WA - College | Existing | Space Heating | Natural Gas | Retrocommissioning | A | Original Unit Summer Peak Savings (kW) | Technical Potential | 0 | 0 | 0 | 0 | 0 | 0 | 0 | 0 | 0 | 0 | 0 | 0 | 0 | 0 | 0 | 0 | 0 | 0 | 0 | 0 | 0 | 0 | 0 | 0 | 0 | 0 | 0
F3_Commercial_WA - College_Existing_Space Heating_Natural Gas_Retrocommissioning_A_Technical Potential | F3 | Commercial | WA - College | Existing | Space Heating | Natural Gas | Retrocommissioning | A | Original Unit Winter Peak Savings (kW) | Technical Potential | 0 | 0 | 0 | 0 | 0 | 0 | 0 | 0 | 0 | 0 | 0 | 0 | 0 | 0 | 0 | 0 | 0 | 0 | 0 | 0 | 0 | 0 | 0 | 0 | 0 | 0 | 0
F4_Commercial_WA - College_Existing_Space Heating_Natural Gas_Retrocommissioning_A_Technical Potential | F4 | Commercial | WA - College | Existing | Space Heating | Natural Gas | Retrocommissioning | A | Standalone Impact on Baseline Energy (%) | Technical Potential | 0 | 0 | 0 | 0.000875 | 0.0026711 | 0.0044671 | 0.0053882 | 0.0053882 | 0.0053882 | 0.0053882 | 0.0053882 | 0.0053882 | 0.0053882 | 0.0053882 | 0.0053882 | 0.0053882 | 0.0053882 | 0.0053882 | 0.0053882 | 0.0053882 | 0.0053882 | 0.0053882 | 0.0053882 | 0.0053882 | 0.0053882 | 0.0053882 | 0.0053882
F5_Commercial_WA - College_Existing_Space Heating_Natural Gas_Retrocommissioning_A_Technical Potential | F5 | Commercial | WA - College | Existing | Space Heating | Natural Gas | Retrocommissioning | A | Standalone Impact on Baseline Summer Peak (%) | Technical Potential | 0 | 0 | 0 | 0 | 0 | 0 | 0 | 0 | 0 | 0 | 0 | 0 | 0 | 0 | 0 | 0 | 0 | 0 | 0 | 0 | 0 | 0 | 0 | 0 | 0 | 0 | 0
F6_Commercial_WA - College_Existing_Space Heating_Natural Gas_Retrocommissioning_A_Technical Potential | F6 | Commercial | WA - College | Existing | Space Heating | Natural Gas | Retrocommissioning | A | Standalone Impact on Baseline Winter Peak (%) | Technical Potential | 0 | 0 | 0 | 0 | 0 | 0 | 0 | 0 | 0 | 0 | 0 | 0 | 0 | 0 | 0 | 0 | 0 | 0 | 0 | 0 | 0 | 0 | 0 | 0 | 0 | 0 | 0
F7_Commercial_WA - College_Existing_Space Heating_Natural Gas_Retrocommissioning_A_Technical Potential | F7 | Commercial | WA - College | Existing | Space Heating | Natural Gas | Retrocommissioning | A | Incremental Energy Savings (MWh or mTherms) | Technical Potential | 0 | 0 | 0 | 12.2203 | 25.0097 | 24.937 | 12.7517 | 0 | 0 | 0 | 0 | 0 | 0 | 0 | 0 | 0 | 0 | 0 | 0 | 0 | 0 | 0 | 0 | 0 | 0 | 0 | 0
F8_Commercial_WA - College_Existing_Space Heating_Natural Gas_Retrocommissioning_A_Technical Potential | F8 | Commercial | WA - College | Existing | Space Heating | Natural Gas | Retrocommissioning | A | Incremental Summer Peak Savings (MW) | Technical Potential | 0 | 0 | 0 | 0 | 0 | 0 | 0 | 0 | 0 | 0 | 0 | 0 | 0 | 0 | 0 | 0 | 0 | 0 | 0 | 0 | 0 | 0 | 0 | 0 | 0 | 0 | 0
F9_Commercial_WA - College_Existing_Space Heating_Natural Gas_Retrocommissioning_A_Technical Potential | F9 | Commercial | WA - College | Existing | Space Heating | Natural Gas | Retrocommissioning | A | Incremental Winter Peak Savings (MW) | Technical Potential | 0 | 0 | 0 | 0 | 0 | 0 | 0 | 0 | 0 | 0 | 0 | 0 | 0 | 0 | 0 | 0 | 0 | 0 | 0 | 0 | 0 | 0 | 0 | 0 | 0 | 0 | 0
F10_Commercial_WA - College_Existing_Space Heating_Natural Gas_Retrocommissioning_A_Technical Potential | F10 | Commercial | WA - College | Existing | Space Heating | Natural Gas | Retrocommissioning | A | Cumulative Energy Savings (MWh or mTherms) | Technical Potential | 0 | 0 | 0 | 12.2203 | 37.1939 | 62.0228 | 74.5973 | 74.3883 | 74.1844 | 73.9859 | 73.7933 | 73.607 | 73.4273 | 73.2546 | 73.0891 | 72.9312 | 72.781 | 72.6389 | 72.505 | 72.3808 | 72.2664 | 72.1621 | 72.0671 | 71.9805 | 71.9016 | 71.8297 | 71.7641
F11_Commercial_WA - College_Existing_Space Heating_Natural Gas_Retrocommissioning_A_Technical Potential | F11 | Commercial | WA - College | Existing | Space Heating | Natural Gas | Retrocommissioning | A | Cumulative Summer Peak Savings (MW) | Technical Potential | 0 | 0 | 0 | 0 | 0 | 0 | 0 | 0 | 0 | 0 | 0 | 0 | 0 | 0 | 0 | 0 | 0 | 0 | 0 | 0 | 0 | 0 | 0 | 0 | 0 | 0 | 0
F12_Commercial_WA - College_Existing_Space Heating_Natural Gas_Retrocommissioning_A_Technical Potential | F12 | Commercial | WA - College | Existing | Space Heating | Natural Gas | Retrocommissioning | A | Cumulative Winter Peak Savings (MW) | Technical Potential | 0 | 0 | 0 | 0 | 0 | 0 | 0 | 0 | 0 | 0 | 0 | 0 | 0 | 0 | 0 | 0 | 0 | 0 | 0 | 0 | 0 | 0 | 0 | 0 | 0 | 0 | 0
F13_Commercial_WA - College_Existing_Space Heating_Natural Gas_Retrocommissioning_A_Technical Potential | F13 | Commercial | WA - College | Existing | Space Heating | Natural Gas | Retrocommissioning | A | Purchases (Incremental) | Technical Potential | 0 | 0 | 0 | 401693.1807 | 824528.1077 | 824528.1077 | 422834.927 | 0 | 0 | 0 | 0 | 0 | 0 | 0 | 0 | 0 | 0 | 0 | 0 | 0 | 0 | 0 | 0 | 0 | 0 | 0 | 0
F14_Commercial_WA - College_Existing_Space Heating_Natural Gas_Retrocommissioning_A_Technical Potential | F14 | Commercial | WA - College | Existing | Space Heating | Natural Gas | Retrocommissioning | A | Purchases (Cumulative) | Technical Potential | 0 | 0 | 0 | 401693.1807 | 1226221.2883 | 2050749.396 | 2473584.323 | 2473584.323 | 2473584.323 | 2473584.323 | 2473584.323 | 2473584.323 | 2473584.323 | 2473584.323 | 2473584.323 | 2473584.323 | 2473584.323 | 2473584.323 | 2473584.323 | 2473584.323 | 2473584.323 | 2473584.323 | 2473584.323 | 2473584.323 | 2473584.323 | 2473584.323 | 2473584.323
F1_Commercial_WA - College_Existing_Water Heating_Natural Gas_Retrocommissioning_A_Technical Potential | F1 | Commercial | WA - College | Existing | Water Heating | Natural Gas | Retrocommissioning | A | Original Unit Energy Savings (kWh or therms) | Technical Potential | 0 | 0 | 0.012785 | 0.012585 | 0.012409 | 0.012256 | 0.012124 | 0.012012 | 0.01192 | 0.011846 | 0.011786 | 0.011739 | 0.011701 | 0.011671 | 0.011646 | 0.011627 | 0.011612 | 0.011599 | 0.011589 | 0.011581 | 0.011575 | 0.01157 | 0.011566 | 0.011562 | 0.01156 | 0.011558 | 0.011556
F2_Commercial_WA - College_Existing_Water Heating_Natural Gas_Retrocommissioning_A_Technical Potential | F2 | Commercial | WA - College | Existing | Water Heating | Natural Gas | Retrocommissioning | A | Original Unit Summer Peak Savings (kW) | Technical Potential | 0 | 0 | 0 | 0 | 0 | 0 | 0 | 0 | 0 | 0 | 0 | 0 | 0 | 0 | 0 | 0 | 0 | 0 | 0 | 0 | 0 | 0 | 0 | 0 | 0 | 0 | 0
F3_Commercial_WA - College_Existing_Water Heating_Natural Gas_Retrocommissioning_A_Technical Potential | F3 | Commercial | WA - College | Existing | Water Heating | Natural Gas | Retrocommissioning | A | Original Unit Winter Peak Savings (kW) | Technical Potential | 0 | 0 | 0 | 0 | 0 | 0 | 0 | 0 | 0 | 0 | 0 | 0 | 0 | 0 | 0 | 0 | 0 | 0 | 0 | 0 | 0 | 0 | 0 | 0 | 0 | 0 | 0
F4_Commercial_WA - College_Existing_Water Heating_Natural Gas_Retrocommissioning_A_Technical Potential | F4 | Commercial | WA - College | Existing | Water Heating | Natural Gas | Retrocommissioning | A | Standalone Impact on Baseline Energy (%) | Technical Potential | 0 | 0 | 0 | 0.000875 | 0.0026711 | 0.0044671 | 0.0053882 | 0.0053882 | 0.0053882 | 0.0053882 | 0.0053882 | 0.0053882 | 0.0053882 | 0.0053882 | 0.0053882 | 0.0053882 | 0.0053882 | 0.0053882 | 0.0053882 | 0.0053882 | 0.0053882 | 0.0053882 | 0.0053882 | 0.0053882 | 0.0053882 | 0.0053882 | 0.0053882
F5_Commercial_WA - College_Existing_Water Heating_Natural Gas_Retrocommissioning_A_Technical Potential | F5 | Commercial | WA - College | Existing | Water Heating | Natural Gas | Retrocommissioning | A | Standalone Impact on Baseline Summer Peak (%) | Technical Potential | 0 | 0 | 0 | 0 | 0 | 0 | 0 | 0 | 0 | 0 | 0 | 0 | 0 | 0 | 0 | 0 | 0 | 0 | 0 | 0 | 0 | 0 | 0 | 0 | 0 | 0 | 0
F6_Commercial_WA - College_Existing_Water Heating_Natural Gas_Retrocommissioning_A_Technical Potential | F6 | Commercial | WA - College | Existing | Water Heating | Natural Gas | Retrocommissioning | A | Standalone Impact on Baseline Winter Peak (%) | Technical Potential | 0 | 0 | 0 | 0 | 0 | 0 | 0 | 0 | 0 | 0 | 0 | 0 | 0 | 0 | 0 | 0 | 0 | 0 | 0 | 0 | 0 | 0 | 0 | 0 | 0 | 0 | 0
F7_Commercial_WA - College_Existing_Water Heating_Natural Gas_Retrocommissioning_A_Technical Potential | F7 | Commercial | WA - College | Existing | Water Heating | Natural Gas | Retrocommissioning | A | Incremental Energy Savings (MWh or mTherms) | Technical Potential | 0 | 0 | 0 | 5.6946 | 11.5255 | 11.3833 | 5.7747 | 0 | 0 | 2.758e-15 | 0 | 0 | 0 | 0 | 0 | 0 | 0 | 0 | 0 | 0 | 0 | 0 | 0 | 0 | 0 | 0 | 0
F8_Commercial_WA - College_Existing_Water Heating_Natural Gas_Retrocommissioning_A_Technical Potential | F8 | Commercial | WA - College | Existing | Water Heating | Natural Gas | Retrocommissioning | A | Incremental Summer Peak Savings (MW) | Technical Potential | 0 | 0 | 0 | 0 | 0 | 0 | 0 | 0 | 0 | 0 | 0 | 0 | 0 | 0 | 0 | 0 | 0 | 0 | 0 | 0 | 0 | 0 | 0 | 0 | 0 | 0 | 0
F9_Commercial_WA - College_Existing_Water Heating_Natural Gas_Retrocommissioning_A_Technical Potential | F9 | Commercial | WA - College | Existing | Water Heating | Natural Gas | Retrocommissioning | A | Incremental Winter Peak Savings (MW) | Technical Potential | 0 | 0 | 0 | 0 | 0 | 0 | 0 | 0 | 0 | 0 | 0 | 0 | 0 | 0 | 0 | 0 | 0 | 0 | 0 | 0 | 0 | 0 | 0 | 0 | 0 | 0 | 0
F10_Commercial_WA - College_Existing_Water Heating_Natural Gas_Retrocommissioning_A_Technical Potential | F10 | Commercial | WA - College | Existing | Water Heating | Natural Gas | Retrocommissioning | A | Cumulative Energy Savings (MWh or mTherms) | Technical Potential | 0 | 0 | 0 | 5.6946 | 17.1405 | 28.3122 | 33.7823 | 33.4708 | 33.2129 | 33.0066 | 32.8416 | 32.7096 | 32.6039 | 32.5194 | 32.4518 | 32.3977 | 32.3545 | 32.3199 | 32.2922 | 32.27 | 32.2523 | 32.2381 | 32.2268 | 32.2177 | 32.2105 | 32.2046 | 32.2
F11_Commercial_WA - College_Existing_Water Heating_Natural Gas_Retrocommissioning_A_Technical Potential | F11 | Commercial | WA - College | Existing | Water Heating | Natural Gas | Retrocommissioning | A | Cumulative Summer Peak Savings (MW) | Technical Potential | 0 | 0 | 0 | 0 | 0 | 0 | 0 | 0 | 0 | 0 | 0 | 0 | 0 | 0 | 0 | 0 | 0 | 0 | 0 | 0 | 0 | 0 | 0 | 0 | 0 | 0 | 0
F12_Commercial_WA - College_Existing_Water Heating_Natural Gas_Retrocommissioning_A_Technical Potential | F12 | Commercial | WA - College | Existing | Water Heating | Natural Gas | Retrocommissioning | A | Cumulative Winter Peak Savings (MW) | Technical Potential | 0 | 0 | 0 | 0 | 0 | 0 | 0 | 0 | 0 | 0 | 0 | 0 | 0 | 0 | 0 | 0 | 0 | 0 | 0 | 0 | 0 | 0 | 0 | 0 | 0 | 0 | 0
F13_Commercial_WA - College_Existing_Water Heating_Natural Gas_Retrocommissioning_A_Technical Potential | F13 | Commercial | WA - College | Existing | Water Heating | Natural Gas | Retrocommissioning | A | Purchases (Incremental) | Technical Potential | 0 | 0 | 0 | 452492.8503 | 928801.1138 | 928801.1138 | 476308.2635 | 0 | 0 | 2.3283e-10 | 0 | 0 | 0 | 0 | 0 | 0 | 0 | 0 | 0 | 0 | 0 | 0 | 0 | 0 | 0 | 0 | 0
F14_Commercial_WA - College_Existing_Water Heating_Natural Gas_Retrocommissioning_A_Technical Potential | F14 | Commercial | WA - College | Existing | Water Heating | Natural Gas | Retrocommissioning | A | Purchases (Cumulative) | Technical Potential | 0 | 0 | 0 | 452492.8503 | 1381293.9641 | 2310095.0779 | 2786403.3413 | 2786403.3413 | 2786403.3413 | 2786403.3413 | 2786403.3413 | 2786403.3413 | 2786403.3413 | 2786403.3413 | 2786403.3413 | 2786403.3413 | 2786403.3413 | 2786403.3413 | 2786403.3413 | 2786403.3413 | 2786403.3413 | 2786403.3413 | 2786403.3413 | 2786403.3413 | 2786403.3413 | 2786403.3413 | 2786403.3413
F1_Commercial_WA - College_New_Space Heating_Natural Gas_Insulation - Ceiling_A_Technical Potential | F1 | Commercial | WA - College | New | Space Heating | Natural Gas | Insulation - Ceiling | A | Original Unit Energy Savings (kWh or therms) | Technical Potential | 0 | 0 | 0 | 0 | 0 | 0 | 0 | 0 | 0 | 0 | 0 | 0 | 0 | 0 | 0 | 0 | 0 | 0 | 0 | 0 | 0 | 0 | 0 | 0 | 0 | 0 | 0
F2_Commercial_WA - College_New_Space Heating_Natural Gas_Insulation - Ceiling_A_Technical Potential | F2 | Commercial | WA - College | New | Space Heating | Natural Gas | Insulation - Ceiling | A | Original Unit Summer Peak Savings (kW) | Technical Potential | 0 | 0 | 0 | 0 | 0 | 0 | 0 | 0 | 0 | 0 | 0 | 0 | 0 | 0 | 0 | 0 | 0 | 0 | 0 | 0 | 0 | 0 | 0 | 0 | 0 | 0 | 0
F3_Commercial_WA - College_New_Space Heating_Natural Gas_Insulation - Ceiling_A_Technical Potential | F3 | Commercial | WA - College | New | Space Heating | Natural Gas | Insulation - Ceiling | A | Original Unit Winter Peak Savings (kW) | Technical Potential | 0 | 0 | 0 | 0 | 0 | 0 | 0 | 0 | 0 | 0 | 0 | 0 | 0 | 0 | 0 | 0 | 0 | 0 | 0 | 0 | 0 | 0 | 0 | 0 | 0 | 0 | 0
F4_Commercial_WA - College_New_Space Heating_Natural Gas_Insulation - Ceiling_A_Technical Potential | F4 | Commercial | WA - College | New | Space Heating | Natural Gas | Insulation - Ceiling | A | Standalone Impact on Baseline Energy (%) | Technical Potential | 0 | 0 | 0 | 0 | 0 | 0 | 0 | 0 | 0 | 0 | 0 | 0 | 0 | 0 | 0 | 0 | 0 | 0 | 0 | 0 | 0 | 0 | 0 | 0 | 0 | 0 | 0
F5_Commercial_WA - College_New_Space Heating_Natural Gas_Insulation - Ceiling_A_Technical Potential | F5 | Commercial | WA - College | New | Space Heating | Natural Gas | Insulation - Ceiling | A | Standalone Impact on Baseline Summer Peak (%) | Technical Potential | 0 | 0 | 0 | 0 | 0 | 0 | 0 | 0 | 0 | 0 | 0 | 0 | 0 | 0 | 0 | 0 | 0 | 0 | 0 | 0 | 0 | 0 | 0 | 0 | 0 | 0 | 0
F6_Commercial_WA - College_New_Space Heating_Natural Gas_Insulation - Ceiling_A_Technical Potential | F6 | Commercial | WA - College | New | Space Heating | Natural Gas | Insulation - Ceiling | A | Standalone Impact on Baseline Winter Peak (%) | Technical Potential | 0 | 0 | 0 | 0 | 0 | 0 | 0 | 0 | 0 | 0 | 0 | 0 | 0 | 0 | 0 | 0 | 0 | 0 | 0 | 0 | 0 | 0 | 0 | 0 | 0 | 0 | 0
F7_Commercial_WA - College_New_Space Heating_Natural Gas_Insulation - Ceiling_A_Technical Potential | F7 | Commercial | WA - College | New | Space Heating | Natural Gas | Insulation - Ceiling | A | Incremental Energy Savings (MWh or mTherms) | Technical Potential | 0 | 0 | 0 | 0 | 0 | 0 | 0 | 0 | 0 | 0 | 0 | 0 | 0 | 0 | 0 | 0 | 0 | 0 | 0 | 0 | 0 | 0 | 0 | 0 | 0 | 0 | 0
F8_Commercial_WA - College_New_Space Heating_Natural Gas_Insulation - Ceiling_A_Technical Potential | F8 | Commercial | WA - College | New | Space Heating | Natural Gas | Insulation - Ceiling | A | Incremental Summer Peak Savings (MW) | Technical Potential | 0 | 0 | 0 | 0 | 0 | 0 | 0 | 0 | 0 | 0 | 0 | 0 | 0 | 0 | 0 | 0 | 0 | 0 | 0 | 0 | 0 | 0 | 0 | 0 | 0 | 0 | 0
F9_Commercial_WA - College_New_Space Heating_Natural Gas_Insulation - Ceiling_A_Technical Potential | F9 | Commercial | WA - College | New | Space Heating | Natural Gas | Insulation - Ceiling | A | Incremental Winter Peak Savings (MW) | Technical Potential | 0 | 0 | 0 | 0 | 0 | 0 | 0 | 0 | 0 | 0 | 0 | 0 | 0 | 0 | 0 | 0 | 0 | 0 | 0 | 0 | 0 | 0 | 0 | 0 | 0 | 0 | 0
F10_Commercial_WA - College_New_Space Heating_Natural Gas_Insulation - Ceiling_A_Technical Potential | F10 | Commercial | WA - College | New | Space Heating | Natural Gas | Insulation - Ceiling | A | Cumulative Energy Savings (MWh or mTherms) | Technical Potential | 0 | 0 | 0 | 0 | 0 | 0 | 0 | 0 | 0 | 0 | 0 | 0 | 0 | 0 | 0 | 0 | 0 | 0 | 0 | 0 | 0 | 0 | 0 | 0 | 0 | 0 | 0
F11_Commercial_WA - College_New_Space Heating_Natural Gas_Insulation - Ceiling_A_Technical Potential | F11 | Commercial | WA - College | New | Space Heating | Natural Gas | Insulation - Ceiling | A | Cumulative Summer Peak Savings (MW) | Technical Potential | 0 | 0 | 0 | 0 | 0 | 0 | 0 | 0 | 0 | 0 | 0 | 0 | 0 | 0 | 0 | 0 | 0 | 0 | 0 | 0 | 0 | 0 | 0 | 0 | 0 | 0 | 0
F12_Commercial_WA - College_New_Space Heating_Natural Gas_Insulation - Ceiling_A_Technical Potential | F12 | Commercial | WA - College | New | Space Heating | Natural Gas | Insulation - Ceiling | A | Cumulative Winter Peak Savings (MW) | Technical Potential | 0 | 0 | 0 | 0 | 0 | 0 | 0 | 0 | 0 | 0 | 0 | 0 | 0 | 0 | 0 | 0 | 0 | 0 | 0 | 0 | 0 | 0 | 0 | 0 | 0 | 0 | 0
F13_Commercial_WA - College_New_Space Heating_Natural Gas_Insulation - Ceiling_A_Technical Potential | F13 | Commercial | WA - College | New | Space Heating | Natural Gas | Insulation - Ceiling | A | Purchases (Incremental) | Technical Potential | 0 | 0 | 0 | 0 | 0 | 0 | 0 | 0 | 0 | 0 | 0 | 0 | 0 | 0 | 0 | 0 | 0 | 0 | 0 | 0 | 0 | 0 | 0 | 0 | 0 | 0 | 0
F14_Commercial_WA - College_New_Space Heating_Natural Gas_Insulation - Ceiling_A_Technical Potential | F14 | Commercial | WA - College | New | Space Heating | Natural Gas | Insulation - Ceiling | A | Purchases (Cumulative) | Technical Potential | 0 | 0 | 0 | 0 | 0 | 0 | 0 | 0 | 0 | 0 | 0 | 0 | 0 | 0 | 0 | 0 | 0 | 0 | 0 | 0 | 0 | 0 | 0 | 0 | 0 | 0 | 0
F1_Commercial_WA - College_New_Space Heating_Natural Gas_Insulation - Ducting_A_Technical Potential | F1 | Commercial | WA - College | New | Space Heating | Natural Gas | Insulation - Ducting | A | Original Unit Energy Savings (kWh or therms) | Technical Potential | 0 | 0 | 0 | 0 | 0 | 0 | 0 | 0 | 0 | 0 | 0 | 0 | 0 | 0 | 0 | 0 | 0 | 0 | 0 | 0 | 0 | 0 | 0 | 0 | 0 | 0 | 0
F2_Commercial_WA - College_New_Space Heating_Natural Gas_Insulation - Ducting_A_Technical Potential | F2 | Commercial | WA - College | New | Space Heating | Natural Gas | Insulation - Ducting | A | Original Unit Summer Peak Savings (kW) | Technical Potential | 0 | 0 | 0 | 0 | 0 | 0 | 0 | 0 | 0 | 0 | 0 | 0 | 0 | 0 | 0 | 0 | 0 | 0 | 0 | 0 | 0 | 0 | 0 | 0 | 0 | 0 | 0
F3_Commercial_WA - College_New_Space Heating_Natural Gas_Insulation - Ducting_A_Technical Potential | F3 | Commercial | WA - College | New | Space Heating | Natural Gas | Insulation - Ducting | A | Original Unit Winter Peak Savings (kW) | Technical Potential | 0 | 0 | 0 | 0 | 0 | 0 | 0 | 0 | 0 | 0 | 0 | 0 | 0 | 0 | 0 | 0 | 0 | 0 | 0 | 0 | 0 | 0 | 0 | 0 | 0 | 0 | 0
F4_Commercial_WA - College_New_Space Heating_Natural Gas_Insulation - Ducting_A_Technical Potential | F4 | Commercial | WA - College | New | Space Heating | Natural Gas | Insulation - Ducting | A | Standalone Impact on Baseline Energy (%) | Technical Potential | 0 | 0 | 0 | 0 | 0 | 0 | 0 | 0 | 0 | 0 | 0 | 0 | 0 | 0 | 0 | 0 | 0 | 0 | 0 | 0 | 0 | 0 | 0 | 0 | 0 | 0 | 0
F5_Commercial_WA - College_New_Space Heating_Natural Gas_Insulation - Ducting_A_Technical Potential | F5 | Commercial | WA - College | New | Space Heating | Natural Gas | Insulation - Ducting | A | Standalone Impact on Baseline Summer Peak (%) | Technical Potential | 0 | 0 | 0 | 0 | 0 | 0 | 0 | 0 | 0 | 0 | 0 | 0 | 0 | 0 | 0 | 0 | 0 | 0 | 0 | 0 | 0 | 0 | 0 | 0 | 0 | 0 | 0
F6_Commercial_WA - College_New_Space Heating_Natural Gas_Insulation - Ducting_A_Technical Potential | F6 | Commercial | WA - College | New | Space Heating | Natural Gas | Insulation - Ducting | A | Standalone Impact on Baseline Winter Peak (%) | Technical Potential | 0 | 0 | 0 | 0 | 0 | 0 | 0 | 0 | 0 | 0 | 0 | 0 | 0 | 0 | 0 | 0 | 0 | 0 | 0 | 0 | 0 | 0 | 0 | 0 | 0 | 0 | 0
F7_Commercial_WA - College_New_Space Heating_Natural Gas_Insulation - Ducting_A_Technical Potential | F7 | Commercial | WA - College | New | Space Heating | Natural Gas | Insulation - Ducting | A | Incremental Energy Savings (MWh or mTherms) | Technical Potential | 0 | 0 | 0 | 0 | 0 | 0 | 0 | 0 | 0 | 0 | 0 | 0 | 0 | 0 | 0 | 0 | 0 | 0 | 0 | 0 | 0 | 0 | 0 | 0 | 0 | 0 | 0
F8_Commercial_WA - College_New_Space Heating_Natural Gas_Insulation - Ducting_A_Technical Potential | F8 | Commercial | WA - College | New | Space Heating | Natural Gas | Insulation - Ducting | A | Incremental Summer Peak Savings (MW) | Technical Potential | 0 | 0 | 0 | 0 | 0 | 0 | 0 | 0 | 0 | 0 | 0 | 0 | 0 | 0 | 0 | 0 | 0 | 0 | 0 | 0 | 0 | 0 | 0 | 0 | 0 | 0 | 0
F9_Commercial_WA - College_New_Space Heating_Natural Gas_Insulation - Ducting_A_Technical Potential | F9 | Commercial | WA - College | New | Space Heating | Natural Gas | Insulation - Ducting | A | Incremental Winter Peak Savings (MW) | Technical Potential | 0 | 0 | 0 | 0 | 0 | 0 | 0 | 0 | 0 | 0 | 0 | 0 | 0 | 0 | 0 | 0 | 0 | 0 | 0 | 0 | 0 | 0 | 0 | 0 | 0 | 0 | 0
F10_Commercial_WA - College_New_Space Heating_Natural Gas_Insulation - Ducting_A_Technical Potential | F10 | Commercial | WA - College | New | Space Heating | Natural Gas | Insulation - Ducting | A | Cumulative Energy Savings (MWh or mTherms) | Technical Potential | 0 | 0 | 0 | 0 | 0 | 0 | 0 | 0 | 0 | 0 | 0 | 0 | 0 | 0 | 0 | 0 | 0 | 0 | 0 | 0 | 0 | 0 | 0 | 0 | 0 | 0 | 0
F11_Commercial_WA - College_New_Space Heating_Natural Gas_Insulation - Ducting_A_Technical Potential | F11 | Commercial | WA - College | New | Space Heating | Natural Gas | Insulation - Ducting | A | Cumulative Summer Peak Savings (MW) | Technical Potential | 0 | 0 | 0 | 0 | 0 | 0 | 0 | 0 | 0 | 0 | 0 | 0 | 0 | 0 | 0 | 0 | 0 | 0 | 0 | 0 | 0 | 0 | 0 | 0 | 0 | 0 | 0
F12_Commercial_WA - College_New_Space Heating_Natural Gas_Insulation - Ducting_A_Technical Potential | F12 | Commercial | WA - College | New | Space Heating | Natural Gas | Insulation - Ducting | A | Cumulative Winter Peak Savings (MW) | Technical Potential | 0 | 0 | 0 | 0 | 0 | 0 | 0 | 0 | 0 | 0 | 0 | 0 | 0 | 0 | 0 | 0 | 0 | 0 | 0 | 0 | 0 | 0 | 0 | 0 | 0 | 0 | 0
F13_Commercial_WA - College_New_Space Heating_Natural Gas_Insulation - Ducting_A_Technical Potential | F13 | Commercial | WA - College | New | Space Heating | Natural Gas | Insulation - Ducting | A | Purchases (Incremental) | Technical Potential | 0 | 0 | 0 | 0 | 0 | 0 | 0 | 0 | 0 | 0 | 0 | 0 | 0 | 0 | 0 | 0 | 0 | 0 | 0 | 0 | 0 | 0 | 0 | 0 | 0 | 0 | 0
F14_Commercial_WA - College_New_Space Heating_Natural Gas_Insulation - Ducting_A_Technical Potential | F14 | Commercial | WA - College | New | Space Heating | Natural Gas | Insulation - Ducting | A | Purchases (Cumulative) | Technical Potential | 0 | 0 | 0 | 0 | 0 | 0 | 0 | 0 | 0 | 0 | 0 | 0 | 0 | 0 | 0 | 0 | 0 | 0 | 0 | 0 | 0 | 0 | 0 | 0 | 0 | 0 | 0
F1_Commercial_WA - College_New_Space Heating_Natural Gas_Insulation - Wall Cavity_A_Technical Potential | F1 | Commercial | WA - College | New | Space Heating | Natural Gas | Insulation - Wall Cavity | A | Original Unit Energy Savings (kWh or therms) | Technical Potential | 0 | 0 | 0 | 0 | 0 | 0 | 0 | 0 | 0 | 0 | 0 | 0 | 0 | 0 | 0 | 0 | 0 | 0 | 0 | 0 | 0 | 0 | 0 | 0 | 0 | 0 | 0
F2_Commercial_WA - College_New_Space Heating_Natural Gas_Insulation - Wall Cavity_A_Technical Potential | F2 | Commercial | WA - College | New | Space Heating | Natural Gas | Insulation - Wall Cavity | A | Original Unit Summer Peak Savings (kW) | Technical Potential | 0 | 0 | 0 | 0 | 0 | 0 | 0 | 0 | 0 | 0 | 0 | 0 | 0 | 0 | 0 | 0 | 0 | 0 | 0 | 0 | 0 | 0 | 0 | 0 | 0 | 0 | 0
F3_Commercial_WA - College_New_Space Heating_Natural Gas_Insulation - Wall Cavity_A_Technical Potential | F3 | Commercial | WA - College | New | Space Heating | Natural Gas | Insulation - Wall Cavity | A | Original Unit Winter Peak Savings (kW) | Technical Potential | 0 | 0 | 0 | 0 | 0 | 0 | 0 | 0 | 0 | 0 | 0 | 0 | 0 | 0 | 0 | 0 | 0 | 0 | 0 | 0 | 0 | 0 | 0 | 0 | 0 | 0 | 0
F4_Commercial_WA - College_New_Space Heating_Natural Gas_Insulation - Wall Cavity_A_Technical Potential | F4 | Commercial | WA - College | New | Space Heating | Natural Gas | Insulation - Wall Cavity | A | Standalone Impact on Baseline Energy (%) | Technical Potential | 0 | 0 | 0 | 0 | 0 | 0 | 0 | 0 | 0 | 0 | 0 | 0 | 0 | 0 | 0 | 0 | 0 | 0 | 0 | 0 | 0 | 0 | 0 | 0 | 0 | 0 | 0
F5_Commercial_WA - College_New_Space Heating_Natural Gas_Insulation - Wall Cavity_A_Technical Potential | F5 | Commercial | WA - College | New | Space Heating | Natural Gas | Insulation - Wall Cavity | A | Standalone Impact on Baseline Summer Peak (%) | Technical Potential | 0 | 0 | 0 | 0 | 0 | 0 | 0 | 0 | 0 | 0 | 0 | 0 | 0 | 0 | 0 | 0 | 0 | 0 | 0 | 0 | 0 | 0 | 0 | 0 | 0 | 0 | 0
F6_Commercial_WA - College_New_Space Heating_Natural Gas_Insulation - Wall Cavity_A_Technical Potential | F6 | Commercial | WA - College | New | Space Heating | Natural Gas | Insulation - Wall Cavity | A | Standalone Impact on Baseline Winter Peak (%) | Technical Potential | 0 | 0 | 0 | 0 | 0 | 0 | 0 | 0 | 0 | 0 | 0 | 0 | 0 | 0 | 0 | 0 | 0 | 0 | 0 | 0 | 0 | 0 | 0 | 0 | 0 | 0 | 0
F7_Commercial_WA - College_New_Space Heating_Natural Gas_Insulation - Wall Cavity_A_Technical Potential | F7 | Commercial | WA - College | New | Space Heating | Natural Gas | Insulation - Wall Cavity | A | Incremental Energy Savings (MWh or mTherms) | Technical Potential | 0 | 0 | 0 | 0 | 0 | 0 | 0 | 0 | 0 | 0 | 0 | 0 | 0 | 0 | 0 | 0 | 0 | 0 | 0 | 0 | 0 | 0 | 0 | 0 | 0 | 0 | 0
F8_Commercial_WA - College_New_Space Heating_Natural Gas_Insulation - Wall Cavity_A_Technical Potential | F8 | Commercial | WA - College | New | Space Heating | Natural Gas | Insulation - Wall Cavity | A | Incremental Summer Peak Savings (MW) | Technical Potential | 0 | 0 | 0 | 0 | 0 | 0 | 0 | 0 | 0 | 0 | 0 | 0 | 0 | 0 | 0 | 0 | 0 | 0 | 0 | 0 | 0 | 0 | 0 | 0 | 0 | 0 | 0
F9_Commercial_WA - College_New_Space Heating_Natural Gas_Insulation - Wall Cavity_A_Technical Potential | F9 | Commercial | WA - College | New | Space Heating | Natural Gas | Insulation - Wall Cavity | A | Incremental Winter Peak Savings (MW) | Technical Potential | 0 | 0 | 0 | 0 | 0 | 0 | 0 | 0 | 0 | 0 | 0 | 0 | 0 | 0 | 0 | 0 | 0 | 0 | 0 | 0 | 0 | 0 | 0 | 0 | 0 | 0 | 0
F10_Commercial_WA - College_New_Space Heating_Natural Gas_Insulation - Wall Cavity_A_Technical Potential | F10 | Commercial | WA - College | New | Space Heating | Natural Gas | Insulation - Wall Cavity | A | Cumulative Energy Savings (MWh or mTherms) | Technical Potential | 0 | 0 | 0 | 0 | 0 | 0 | 0 | 0 | 0 | 0 | 0 | 0 | 0 | 0 | 0 | 0 | 0 | 0 | 0 | 0 | 0 | 0 | 0 | 0 | 0 | 0 | 0
F11_Commercial_WA - College_New_Space Heating_Natural Gas_Insulation - Wall Cavity_A_Technical Potential | F11 | Commercial | WA - College | New | Space Heating | Natural Gas | Insulation - Wall Cavity | A | Cumulative Summer Peak Savings (MW) | Technical Potential | 0 | 0 | 0 | 0 | 0 | 0 | 0 | 0 | 0 | 0 | 0 | 0 | 0 | 0 | 0 | 0 | 0 | 0 | 0 | 0 | 0 | 0 | 0 | 0 | 0 | 0 | 0
F12_Commercial_WA - College_New_Space Heating_Natural Gas_Insulation - Wall Cavity_A_Technical Potential | F12 | Commercial | WA - College | New | Space Heating | Natural Gas | Insulation - Wall Cavity | A | Cumulative Winter Peak Savings (MW) | Technical Potential | 0 | 0 | 0 | 0 | 0 | 0 | 0 | 0 | 0 | 0 | 0 | 0 | 0 | 0 | 0 | 0 | 0 | 0 | 0 | 0 | 0 | 0 | 0 | 0 | 0 | 0 | 0
F13_Commercial_WA - College_New_Space Heating_Natural Gas_Insulation - Wall Cavity_A_Technical Potential | F13 | Commercial | WA - College | New | Space Heating | Natural Gas | Insulation - Wall Cavity | A | Purchases (Incremental) | Technical Potential | 0 | 0 | 0 | 0 | 0 | 0 | 0 | 0 | 0 | 0 | 0 | 0 | 0 | 0 | 0 | 0 | 0 | 0 | 0 | 0 | 0 | 0 | 0 | 0 | 0 | 0 | 0
F14_Commercial_WA - College_New_Space Heating_Natural Gas_Insulation - Wall Cavity_A_Technical Potential | F14 | Commercial | WA - College | New | Space Heating | Natural Gas | Insulation - Wall Cavity | A | Purchases (Cumulative) | Technical Potential | 0 | 0 | 0 | 0 | 0 | 0 | 0 | 0 | 0 | 0 | 0 | 0 | 0 | 0 | 0 | 0 | 0 | 0 | 0 | 0 | 0 | 0 | 0 | 0 | 0 | 0 | 0
F1_Commercial_WA - College_New_Space Heating_Natural Gas_Green Roof - Vegetated Rooftop_A_Technical Potential | F1 | Commercial | WA - College | New | Space Heating | Natural Gas | Green Roof - Vegetated Rooftop | A | Original Unit Energy Savings (kWh or therms) | Technical Potential | 0 | 0 | 0 | 0 | 0 | 0 | 0 | 0 | 0 | 0 | 0 | 0 | 0 | 0 | 0 | 0 | 0 | 0 | 0 | 0 | 0 | 0 | 0 | 0 | 0 | 0 | 0
F2_Commercial_WA - College_New_Space Heating_Natural Gas_Green Roof - Vegetated Rooftop_A_Technical Potential | F2 | Commercial | WA - College | New | Space Heating | Natural Gas | Green Roof - Vegetated Rooftop | A | Original Unit Summer Peak Savings (kW) | Technical Potential | 0 | 0 | 0 | 0 | 0 | 0 | 0 | 0 | 0 | 0 | 0 | 0 | 0 | 0 | 0 | 0 | 0 | 0 | 0 | 0 | 0 | 0 | 0 | 0 | 0 | 0 | 0
F3_Commercial_WA - College_New_Space Heating_Natural Gas_Green Roof - Vegetated Rooftop_A_Technical Potential | F3 | Commercial | WA - College | New | Space Heating | Natural Gas | Green Roof - Vegetated Rooftop | A | Original Unit Winter Peak Savings (kW) | Technical Potential | 0 | 0 | 0 | 0 | 0 | 0 | 0 | 0 | 0 | 0 | 0 | 0 | 0 | 0 | 0 | 0 | 0 | 0 | 0 | 0 | 0 | 0 | 0 | 0 | 0 | 0 | 0
F4_Commercial_WA - College_New_Space Heating_Natural Gas_Green Roof - Vegetated Rooftop_A_Technical Potential | F4 | Commercial | WA - College | New | Space Heating | Natural Gas | Green Roof - Vegetated Rooftop | A | Standalone Impact on Baseline Energy (%) | Technical Potential | 0 | 0 | 0 | 0 | 0 | 0 | 0 | 0 | 0 | 0 | 0 | 0 | 0 | 0 | 0 | 0 | 0 | 0 | 0 | 0 | 0 | 0 | 0 | 0 | 0 | 0 | 0
F5_Commercial_WA - College_New_Space Heating_Natural Gas_Green Roof - Vegetated Rooftop_A_Technical Potential | F5 | Commercial | WA - College | New | Space Heating | Natural Gas | Green Roof - Vegetated Rooftop | A | Standalone Impact on Baseline Summer Peak (%) | Technical Potential | 0 | 0 | 0 | 0 | 0 | 0 | 0 | 0 | 0 | 0 | 0 | 0 | 0 | 0 | 0 | 0 | 0 | 0 | 0 | 0 | 0 | 0 | 0 | 0 | 0 | 0 | 0
F6_Commercial_WA - College_New_Space Heating_Natural Gas_Green Roof - Vegetated Rooftop_A_Technical Potential | F6 | Commercial | WA - College | New | Space Heating | Natural Gas | Green Roof - Vegetated Rooftop | A | Standalone Impact on Baseline Winter Peak (%) | Technical Potential | 0 | 0 | 0 | 0 | 0 | 0 | 0 | 0 | 0 | 0 | 0 | 0 | 0 | 0 | 0 | 0 | 0 | 0 | 0 | 0 | 0 | 0 | 0 | 0 | 0 | 0 | 0
F7_Commercial_WA - College_New_Space Heating_Natural Gas_Green Roof - Vegetated Rooftop_A_Technical Potential | F7 | Commercial | WA - College | New | Space Heating | Natural Gas | Green Roof - Vegetated Rooftop | A | Incremental Energy Savings (MWh or mTherms) | Technical Potential | 0 | 0 | 0 | 0 | 0 | 0 | 0 | 0 | 0 | 0 | 0 | 0 | 0 | 0 | 0 | 0 | 0 | 0 | 0 | 0 | 0 | 0 | 0 | 0 | 0 | 0 | 0
F8_Commercial_WA - College_New_Space Heating_Natural Gas_Green Roof - Vegetated Rooftop_A_Technical Potential | F8 | Commercial | WA - College | New | Space Heating | Natural Gas | Green Roof - Vegetated Rooftop | A | Incremental Summer Peak Savings (MW) | Technical Potential | 0 | 0 | 0 | 0 | 0 | 0 | 0 | 0 | 0 | 0 | 0 | 0 | 0 | 0 | 0 | 0 | 0 | 0 | 0 | 0 | 0 | 0 | 0 | 0 | 0 | 0 | 0
F9_Commercial_WA - College_New_Space Heating_Natural Gas_Green Roof - Vegetated Rooftop_A_Technical Potential | F9 | Commercial | WA - College | New | Space Heating | Natural Gas | Green Roof - Vegetated Rooftop | A | Incremental Winter Peak Savings (MW) | Technical Potential | 0 | 0 | 0 | 0 | 0 | 0 | 0 | 0 | 0 | 0 | 0 | 0 | 0 | 0 | 0 | 0 | 0 | 0 | 0 | 0 | 0 | 0 | 0 | 0 | 0 | 0 | 0
F10_Commercial_WA - College_New_Space Heating_Natural Gas_Green Roof - Vegetated Rooftop_A_Technical Potential | F10 | Commercial | WA - College | New | Space Heating | Natural Gas | Green Roof - Vegetated Rooftop | A | Cumulative Energy Savings (MWh or mTherms) | Technical Potential | 0 | 0 | 0 | 0 | 0 | 0 | 0 | 0 | 0 | 0 | 0 | 0 | 0 | 0 | 0 | 0 | 0 | 0 | 0 | 0 | 0 | 0 | 0 | 0 | 0 | 0 | 0
F11_Commercial_WA - College_New_Space Heating_Natural Gas_Green Roof - Vegetated Rooftop_A_Technical Potential | F11 | Commercial | WA - College | New | Space Heating | Natural Gas | Green Roof - Vegetated Rooftop | A | Cumulative Summer Peak Savings (MW) | Technical Potential | 0 | 0 | 0 | 0 | 0 | 0 | 0 | 0 | 0 | 0 | 0 | 0 | 0 | 0 | 0 | 0 | 0 | 0 | 0 | 0 | 0 | 0 | 0 | 0 | 0 | 0 | 0
F12_Commercial_WA - College_New_Space Heating_Natural Gas_Green Roof - Vegetated Rooftop_A_Technical Potential | F12 | Commercial | WA - College | New | Space Heating | Natural Gas | Green Roof - Vegetated Rooftop | A | Cumulative Winter Peak Savings (MW) | Technical Potential | 0 | 0 | 0 | 0 | 0 | 0 | 0 | 0 | 0 | 0 | 0 | 0 | 0 | 0 | 0 | 0 | 0 | 0 | 0 | 0 | 0 | 0 | 0 | 0 | 0 | 0 | 0
F13_Commercial_WA - College_New_Space Heating_Natural Gas_Green Roof - Vegetated Rooftop_A_Technical Potential | F13 | Commercial | WA - College | New | Space Heating | Natural Gas | Green Roof - Vegetated Rooftop | A | Purchases (Incremental) | Technical Potential | 0 | 0 | 0 | 0 | 0 | 0 | 0 | 0 | 0 | 0 | 0 | 0 | 0 | 0 | 0 | 0 | 0 | 0 | 0 | 0 | 0 | 0 | 0 | 0 | 0 | 0 | 0
F14_Commercial_WA - College_New_Space Heating_Natural Gas_Green Roof - Vegetated Rooftop_A_Technical Potential | F14 | Commercial | WA - College | New | Space Heating | Natural Gas | Green Roof - Vegetated Rooftop | A | Purchases (Cumulative) | Technical Potential | 0 | 0 | 0 | 0 | 0 | 0 | 0 | 0 | 0 | 0 | 0 | 0 | 0 | 0 | 0 | 0 | 0 | 0 | 0 | 0 | 0 | 0 | 0 | 0 | 0 | 0 | 0
F1_Commercial_WA - College_New_Space Heating_Natural Gas_Ducting - Repair and Sealing_A_Technical Potential | F1 | Commercial | WA - College | New | Space Heating | Natural Gas | Ducting - Repair and Sealing | A | Original Unit Energy Savings (kWh or therms) | Technical Potential | 0 | 0 | 0 | 0 | 0 | 0 | 0 | 0 | 0 | 0 | 0 | 0 | 0 | 0 | 0 | 0 | 0 | 0 | 0 | 0 | 0 | 0 | 0 | 0 | 0 | 0 | 0
F2_Commercial_WA - College_New_Space Heating_Natural Gas_Ducting - Repair and Sealing_A_Technical Potential | F2 | Commercial | WA - College | New | Space Heating | Natural Gas | Ducting - Repair and Sealing | A | Original Unit Summer Peak Savings (kW) | Technical Potential | 0 | 0 | 0 | 0 | 0 | 0 | 0 | 0 | 0 | 0 | 0 | 0 | 0 | 0 | 0 | 0 | 0 | 0 | 0 | 0 | 0 | 0 | 0 | 0 | 0 | 0 | 0
F3_Commercial_WA - College_New_Space Heating_Natural Gas_Ducting - Repair and Sealing_A_Technical Potential | F3 | Commercial | WA - College | New | Space Heating | Natural Gas | Ducting - Repair and Sealing | A | Original Unit Winter Peak Savings (kW) | Technical Potential | 0 | 0 | 0 | 0 | 0 | 0 | 0 | 0 | 0 | 0 | 0 | 0 | 0 | 0 | 0 | 0 | 0 | 0 | 0 | 0 | 0 | 0 | 0 | 0 | 0 | 0 | 0
F4_Commercial_WA - College_New_Space Heating_Natural Gas_Ducting - Repair and Sealing_A_Technical Potential | F4 | Commercial | WA - College | New | Space Heating | Natural Gas | Ducting - Repair and Sealing | A | Standalone Impact on Baseline Energy (%) | Technical Potential | 0 | 0 | 0 | 0 | 0 | 0 | 0 | 0 | 0 | 0 | 0 | 0 | 0 | 0 | 0 | 0 | 0 | 0 | 0 | 0 | 0 | 0 | 0 | 0 | 0 | 0 | 0
F5_Commercial_WA - College_New_Space Heating_Natural Gas_Ducting - Repair and Sealing_A_Technical Potential | F5 | Commercial | WA - College | New | Space Heating | Natural Gas | Ducting - Repair and Sealing | A | Standalone Impact on Baseline Summer Peak (%) | Technical Potential | 0 | 0 | 0 | 0 | 0 | 0 | 0 | 0 | 0 | 0 | 0 | 0 | 0 | 0 | 0 | 0 | 0 | 0 | 0 | 0 | 0 | 0 | 0 | 0 | 0 | 0 | 0
F6_Commercial_WA - College_New_Space Heating_Natural Gas_Ducting - Repair and Sealing_A_Technical Potential | F6 | Commercial | WA - College | New | Space Heating | Natural Gas | Ducting - Repair and Sealing | A | Standalone Impact on Baseline Winter Peak (%) | Technical Potential | 0 | 0 | 0 | 0 | 0 | 0 | 0 | 0 | 0 | 0 | 0 | 0 | 0 | 0 | 0 | 0 | 0 | 0 | 0 | 0 | 0 | 0 | 0 | 0 | 0 | 0 | 0
F7_Commercial_WA - College_New_Space Heating_Natural Gas_Ducting - Repair and Sealing_A_Technical Potential | F7 | Commercial | WA - College | New | Space Heating | Natural Gas | Ducting - Repair and Sealing | A | Incremental Energy Savings (MWh or mTherms) | Technical Potential | 0 | 0 | 0 | 0 | 0 | 0 | 0 | 0 | 0 | 0 | 0 | 0 | 0 | 0 | 0 | 0 | 0 | 0 | 0 | 0 | 0 | 0 | 0 | 0 | 0 | 0 | 0
F8_Commercial_WA - College_New_Space Heating_Natural Gas_Ducting - Repair and Sealing_A_Technical Potential | F8 | Commercial | WA - College | New | Space Heating | Natural Gas | Ducting - Repair and Sealing | A | Incremental Summer Peak Savings (MW) | Technical Potential | 0 | 0 | 0 | 0 | 0 | 0 | 0 | 0 | 0 | 0 | 0 | 0 | 0 | 0 | 0 | 0 | 0 | 0 | 0 | 0 | 0 | 0 | 0 | 0 | 0 | 0 | 0
F9_Commercial_WA - College_New_Space Heating_Natural Gas_Ducting - Repair and Sealing_A_Technical Potential | F9 | Commercial | WA - College | New | Space Heating | Natural Gas | Ducting - Repair and Sealing | A | Incremental Winter Peak Savings (MW) | Technical Potential | 0 | 0 | 0 | 0 | 0 | 0 | 0 | 0 | 0 | 0 | 0 | 0 | 0 | 0 | 0 | 0 | 0 | 0 | 0 | 0 | 0 | 0 | 0 | 0 | 0 | 0 | 0
F10_Commercial_WA - College_New_Space Heating_Natural Gas_Ducting - Repair and Sealing_A_Technical Potential | F10 | Commercial | WA - College | New | Space Heating | Natural Gas | Ducting - Repair and Sealing | A | Cumulative Energy Savings (MWh or mTherms) | Technical Potential | 0 | 0 | 0 | 0 | 0 | 0 | 0 | 0 | 0 | 0 | 0 | 0 | 0 | 0 | 0 | 0 | 0 | 0 | 0 | 0 | 0 | 0 | 0 | 0 | 0 | 0 | 0
F11_Commercial_WA - College_New_Space Heating_Natural Gas_Ducting - Repair and Sealing_A_Technical Potential | F11 | Commercial | WA - College | New | Space Heating | Natural Gas | Ducting - Repair and Sealing | A | Cumulative Summer Peak Savings (MW) | Technical Potential | 0 | 0 | 0 | 0 | 0 | 0 | 0 | 0 | 0 | 0 | 0 | 0 | 0 | 0 | 0 | 0 | 0 | 0 | 0 | 0 | 0 | 0 | 0 | 0 | 0 | 0 | 0
F12_Commercial_WA - College_New_Space Heating_Natural Gas_Ducting - Repair and Sealing_A_Technical Potential | F12 | Commercial | WA - College | New | Space Heating | Natural Gas | Ducting - Repair and Sealing | A | Cumulative Winter Peak Savings (MW) | Technical Potential | 0 | 0 | 0 | 0 | 0 | 0 | 0 | 0 | 0 | 0 | 0 | 0 | 0 | 0 | 0 | 0 | 0 | 0 | 0 | 0 | 0 | 0 | 0 | 0 | 0 | 0 | 0
F13_Commercial_WA - College_New_Space Heating_Natural Gas_Ducting - Repair and Sealing_A_Technical Potential | F13 | Commercial | WA - College | New | Space Heating | Natural Gas | Ducting - Repair and Sealing | A | Purchases (Incremental) | Technical Potential | 0 | 0 | 0 | 0 | 0 | 0 | 0 | 0 | 0 | 0 | 0 | 0 | 0 | 0 | 0 | 0 | 0 | 0 | 0 | 0 | 0 | 0 | 0 | 0 | 0 | 0 | 0
F14_Commercial_WA - College_New_Space Heating_Natural Gas_Ducting - Repair and Sealing_A_Technical Potential | F14 | Commercial | WA - College | New | Space Heating | Natural Gas | Ducting - Repair and Sealing | A | Purchases (Cumulative) | Technical Potential | 0 | 0 | 0 | 0 | 0 | 0 | 0 | 0 | 0 | 0 | 0 | 0 | 0 | 0 | 0 | 0 | 0 | 0 | 0 | 0 | 0 | 0 | 0 | 0 | 0 | 0 | 0
F1_Commercial_WA - College_New_Space Heating_Natural Gas_Windows - High Efficiency Glazing_A_Technical Potential | F1 | Commercial | WA - College | New | Space Heating | Natural Gas | Windows - High Efficiency Glazing | A | Original Unit Energy Savings (kWh or therms) | Technical Potential | 0 | 0 | 0 | 0 | 0 | 0 | 0 | 0 | 0 | 0 | 0 | 0 | 0 | 0 | 0 | 0 | 0 | 0 | 0 | 0 | 0 | 0 | 0 | 0 | 0 | 0 | 0
F2_Commercial_WA - College_New_Space Heating_Natural Gas_Windows - High Efficiency Glazing_A_Technical Potential | F2 | Commercial | WA - College | New | Space Heating | Natural Gas | Windows - High Efficiency Glazing | A | Original Unit Summer Peak Savings (kW) | Technical Potential | 0 | 0 | 0 | 0 | 0 | 0 | 0 | 0 | 0 | 0 | 0 | 0 | 0 | 0 | 0 | 0 | 0 | 0 | 0 | 0 | 0 | 0 | 0 | 0 | 0 | 0 | 0
F3_Commercial_WA - College_New_Space Heating_Natural Gas_Windows - High Efficiency Glazing_A_Technical Potential | F3 | Commercial | WA - College | New | Space Heating | Natural Gas | Windows - High Efficiency Glazing | A | Original Unit Winter Peak Savings (kW) | Technical Potential | 0 | 0 | 0 | 0 | 0 | 0 | 0 | 0 | 0 | 0 | 0 | 0 | 0 | 0 | 0 | 0 | 0 | 0 | 0 | 0 | 0 | 0 | 0 | 0 | 0 | 0 | 0
F4_Commercial_WA - College_New_Space Heating_Natural Gas_Windows - High Efficiency Glazing_A_Technical Potential | F4 | Commercial | WA - College | New | Space Heating | Natural Gas | Windows - High Efficiency Glazing | A | Standalone Impact on Baseline Energy (%) | Technical Potential | 0 | 0 | 0 | 0 | 0 | 0 | 0 | 0 | 0 | 0 | 0 | 0 | 0 | 0 | 0 | 0 | 0 | 0 | 0 | 0 | 0 | 0 | 0 | 0 | 0 | 0 | 0
F5_Commercial_WA - College_New_Space Heating_Natural Gas_Windows - High Efficiency Glazing_A_Technical Potential | F5 | Commercial | WA - College | New | Space Heating | Natural Gas | Windows - High Efficiency Glazing | A | Standalone Impact on Baseline Summer Peak (%) | Technical Potential | 0 | 0 | 0 | 0 | 0 | 0 | 0 | 0 | 0 | 0 | 0 | 0 | 0 | 0 | 0 | 0 | 0 | 0 | 0 | 0 | 0 | 0 | 0 | 0 | 0 | 0 | 0
F6_Commercial_WA - College_New_Space Heating_Natural Gas_Windows - High Efficiency Glazing_A_Technical Potential | F6 | Commercial | WA - College | New | Space Heating | Natural Gas | Windows - High Efficiency Glazing | A | Standalone Impact on Baseline Winter Peak (%) | Technical Potential | 0 | 0 | 0 | 0 | 0 | 0 | 0 | 0 | 0 | 0 | 0 | 0 | 0 | 0 | 0 | 0 | 0 | 0 | 0 | 0 | 0 | 0 | 0 | 0 | 0 | 0 | 0
F7_Commercial_WA - College_New_Space Heating_Natural Gas_Windows - High Efficiency Glazing_A_Technical Potential | F7 | Commercial | WA - College | New | Space Heating | Natural Gas | Windows - High Efficiency Glazing | A | Incremental Energy Savings (MWh or mTherms) | Technical Potential | 0 | 0 | 0 | 0 | 0 | 0 | 0 | 0 | 0 | 0 | 0 | 0 | 0 | 0 | 0 | 0 | 0 | 0 | 0 | 0 | 0 | 0 | 0 | 0 | 0 | 0 | 0
F8_Commercial_WA - College_New_Space Heating_Natural Gas_Windows - High Efficiency Glazing_A_Technical Potential | F8 | Commercial | WA - College | New | Space Heating | Natural Gas | Windows - High Efficiency Glazing | A | Incremental Summer Peak Savings (MW) | Technical Potential | 0 | 0 | 0 | 0 | 0 | 0 | 0 | 0 | 0 | 0 | 0 | 0 | 0 | 0 | 0 | 0 | 0 | 0 | 0 | 0 | 0 | 0 | 0 | 0 | 0 | 0 | 0
F9_Commercial_WA - College_New_Space Heating_Natural Gas_Windows - High Efficiency Glazing_A_Technical Potential | F9 | Commercial | WA - College | New | Space Heating | Natural Gas | Windows - High Efficiency Glazing | A | Incremental Winter Peak Savings (MW) | Technical Potential | 0 | 0 | 0 | 0 | 0 | 0 | 0 | 0 | 0 | 0 | 0 | 0 | 0 | 0 | 0 | 0 | 0 | 0 | 0 | 0 | 0 | 0 | 0 | 0 | 0 | 0 | 0
F10_Commercial_WA - College_New_Space Heating_Natural Gas_Windows - High Efficiency Glazing_A_Technical Potential | F10 | Commercial | WA - College | New | Space Heating | Natural Gas | Windows - High Efficiency Glazing | A | Cumulative Energy Savings (MWh or mTherms) | Technical Potential | 0 | 0 | 0 | 0 | 0 | 0 | 0 | 0 | 0 | 0 | 0 | 0 | 0 | 0 | 0 | 0 | 0 | 0 | 0 | 0 | 0 | 0 | 0 | 0 | 0 | 0 | 0
F11_Commercial_WA - College_New_Space Heating_Natural Gas_Windows - High Efficiency Glazing_A_Technical Potential | F11 | Commercial | WA - College | New | Space Heating | Natural Gas | Windows - High Efficiency Glazing | A | Cumulative Summer Peak Savings (MW) | Technical Potential | 0 | 0 | 0 | 0 | 0 | 0 | 0 | 0 | 0 | 0 | 0 | 0 | 0 | 0 | 0 | 0 | 0 | 0 | 0 | 0 | 0 | 0 | 0 | 0 | 0 | 0 | 0
F12_Commercial_WA - College_New_Space Heating_Natural Gas_Windows - High Efficiency Glazing_A_Technical Potential | F12 | Commercial | WA - College | New | Space Heating | Natural Gas | Windows - High Efficiency Glazing | A | Cumulative Winter Peak Savings (MW) | Technical Potential | 0 | 0 | 0 | 0 | 0 | 0 | 0 | 0 | 0 | 0 | 0 | 0 | 0 | 0 | 0 | 0 | 0 | 0 | 0 | 0 | 0 | 0 | 0 | 0 | 0 | 0 | 0
F13_Commercial_WA - College_New_Space Heating_Natural Gas_Windows - High Efficiency Glazing_A_Technical Potential | F13 | Commercial | WA - College | New | Space Heating | Natural Gas | Windows - High Efficiency Glazing | A | Purchases (Incremental) | Technical Potential | 0 | 0 | 0 | 0 | 0 | 0 | 0 | 0 | 0 | 0 | 0 | 0 | 0 | 0 | 0 | 0 | 0 | 0 | 0 | 0 | 0 | 0 | 0 | 0 | 0 | 0 | 0
F14_Commercial_WA - College_New_Space Heating_Natural Gas_Windows - High Efficiency Glazing_A_Technical Potential | F14 | Commercial | WA - College | New | Space Heating | Natural Gas | Windows - High Efficiency Glazing | A | Purchases (Cumulative) | Technical Potential | 0 | 0 | 0 | 0 | 0 | 0 | 0 | 0 | 0 | 0 | 0 | 0 | 0 | 0 | 0 | 0 | 0 | 0 | 0 | 0 | 0 | 0 | 0 | 0 | 0 | 0 | 0
F1_Commercial_WA - College_New_Space Heating_Natural Gas_Windows - Secondary Glazing Systems_A_Technical Potential | F1 | Commercial | WA - College | New | Space Heating | Natural Gas | Windows - Secondary Glazing Systems | A | Original Unit Energy Savings (kWh or therms) | Technical Potential | 0 | 0 | 0 | 0 | 0 | 0 | 0 | 0 | 0 | 0 | 0 | 0 | 0 | 0 | 0 | 0 | 0 | 0 | 0 | 0 | 0 | 0 | 0 | 0 | 0 | 0 | 0
F2_Commercial_WA - College_New_Space Heating_Natural Gas_Windows - Secondary Glazing Systems_A_Technical Potential | F2 | Commercial | WA - College | New | Space Heating | Natural Gas | Windows - Secondary Glazing Systems | A | Original Unit Summer Peak Savings (kW) | Technical Potential | 0 | 0 | 0 | 0 | 0 | 0 | 0 | 0 | 0 | 0 | 0 | 0 | 0 | 0 | 0 | 0 | 0 | 0 | 0 | 0 | 0 | 0 | 0 | 0 | 0 | 0 | 0
F3_Commercial_WA - College_New_Space Heating_Natural Gas_Windows - Secondary Glazing Systems_A_Technical Potential | F3 | Commercial | WA - College | New | Space Heating | Natural Gas | Windows - Secondary Glazing Systems | A | Original Unit Winter Peak Savings (kW) | Technical Potential | 0 | 0 | 0 | 0 | 0 | 0 | 0 | 0 | 0 | 0 | 0 | 0 | 0 | 0 | 0 | 0 | 0 | 0 | 0 | 0 | 0 | 0 | 0 | 0 | 0 | 0 | 0
F4_Commercial_WA - College_New_Space Heating_Natural Gas_Windows - Secondary Glazing Systems_A_Technical Potential | F4 | Commercial | WA - College | New | Space Heating | Natural Gas | Windows - Secondary Glazing Systems | A | Standalone Impact on Baseline Energy (%) | Technical Potential | 0 | 0 | 0 | 0 | 0 | 0 | 0 | 0 | 0 | 0 | 0 | 0 | 0 | 0 | 0 | 0 | 0 | 0 | 0 | 0 | 0 | 0 | 0 | 0 | 0 | 0 | 0
F5_Commercial_WA - College_New_Space Heating_Natural Gas_Windows - Secondary Glazing Systems_A_Technical Potential | F5 | Commercial | WA - College | New | Space Heating | Natural Gas | Windows - Secondary Glazing Systems | A | Standalone Impact on Baseline Summer Peak (%) | Technical Potential | 0 | 0 | 0 | 0 | 0 | 0 | 0 | 0 | 0 | 0 | 0 | 0 | 0 | 0 | 0 | 0 | 0 | 0 | 0 | 0 | 0 | 0 | 0 | 0 | 0 | 0 | 0
F6_Commercial_WA - College_New_Space Heating_Natural Gas_Windows - Secondary Glazing Systems_A_Technical Potential | F6 | Commercial | WA - College | New | Space Heating | Natural Gas | Windows - Secondary Glazing Systems | A | Standalone Impact on Baseline Winter Peak (%) | Technical Potential | 0 | 0 | 0 | 0 | 0 | 0 | 0 | 0 | 0 | 0 | 0 | 0 | 0 | 0 | 0 | 0 | 0 | 0 | 0 | 0 | 0 | 0 | 0 | 0 | 0 | 0 | 0
F7_Commercial_WA - College_New_Space Heating_Natural Gas_Windows - Secondary Glazing Systems_A_Technical Potential | F7 | Commercial | WA - College | New | Space Heating | Natural Gas | Windows - Secondary Glazing Systems | A | Incremental Energy Savings (MWh or mTherms) | Technical Potential | 0 | 0 | 0 | 0 | 0 | 0 | 0 | 0 | 0 | 0 | 0 | 0 | 0 | 0 | 0 | 0 | 0 | 0 | 0 | 0 | 0 | 0 | 0 | 0 | 0 | 0 | 0
F8_Commercial_WA - College_New_Space Heating_Natural Gas_Windows - Secondary Glazing Systems_A_Technical Potential | F8 | Commercial | WA - College | New | Space Heating | Natural Gas | Windows - Secondary Glazing Systems | A | Incremental Summer Peak Savings (MW) | Technical Potential | 0 | 0 | 0 | 0 | 0 | 0 | 0 | 0 | 0 | 0 | 0 | 0 | 0 | 0 | 0 | 0 | 0 | 0 | 0 | 0 | 0 | 0 | 0 | 0 | 0 | 0 | 0
F9_Commercial_WA - College_New_Space Heating_Natural Gas_Windows - Secondary Glazing Systems_A_Technical Potential | F9 | Commercial | WA - College | New | Space Heating | Natural Gas | Windows - Secondary Glazing Systems | A | Incremental Winter Peak Savings (MW) | Technical Potential | 0 | 0 | 0 | 0 | 0 | 0 | 0 | 0 | 0 | 0 | 0 | 0 | 0 | 0 | 0 | 0 | 0 | 0 | 0 | 0 | 0 | 0 | 0 | 0 | 0 | 0 | 0
F10_Commercial_WA - College_New_Space Heating_Natural Gas_Windows - Secondary Glazing Systems_A_Technical Potential | F10 | Commercial | WA - College | New | Space Heating | Natural Gas | Windows - Secondary Glazing Systems | A | Cumulative Energy Savings (MWh or mTherms) | Technical Potential | 0 | 0 | 0 | 0 | 0 | 0 | 0 | 0 | 0 | 0 | 0 | 0 | 0 | 0 | 0 | 0 | 0 | 0 | 0 | 0 | 0 | 0 | 0 | 0 | 0 | 0 | 0
F11_Commercial_WA - College_New_Space Heating_Natural Gas_Windows - Secondary Glazing Systems_A_Technical Potential | F11 | Commercial | WA - College | New | Space Heating | Natural Gas | Windows - Secondary Glazing Systems | A | Cumulative Summer Peak Savings (MW) | Technical Potential | 0 | 0 | 0 | 0 | 0 | 0 | 0 | 0 | 0 | 0 | 0 | 0 | 0 | 0 | 0 | 0 | 0 | 0 | 0 | 0 | 0 | 0 | 0 | 0 | 0 | 0 | 0
F12_Commercial_WA - College_New_Space Heating_Natural Gas_Windows - Secondary Glazing Systems_A_Technical Potential | F12 | Commercial | WA - College | New | Space Heating | Natural Gas | Windows - Secondary Glazing Systems | A | Cumulative Winter Peak Savings (MW) | Technical Potential | 0 | 0 | 0 | 0 | 0 | 0 | 0 | 0 | 0 | 0 | 0 | 0 | 0 | 0 | 0 | 0 | 0 | 0 | 0 | 0 | 0 | 0 | 0 | 0 | 0 | 0 | 0
F13_Commercial_WA - College_New_Space Heating_Natural Gas_Windows - Secondary Glazing Systems_A_Technical Potential | F13 | Commercial | WA - College | New | Space Heating | Natural Gas | Windows - Secondary Glazing Systems | A | Purchases (Incremental) | Technical Potential | 0 | 0 | 0 | 0 | 0 | 0 | 0 | 0 | 0 | 0 | 0 | 0 | 0 | 0 | 0 | 0 | 0 | 0 | 0 | 0 | 0 | 0 | 0 | 0 | 0 | 0 | 0
F14_Commercial_WA - College_New_Space Heating_Natural Gas_Windows - Secondary Glazing Systems_A_Technical Potential | F14 | Commercial | WA - College | New | Space Heating | Natural Gas | Windows - Secondary Glazing Systems | A | Purchases (Cumulative) | Technical Potential | 0 | 0 | 0 | 0 | 0 | 0 | 0 | 0 | 0 | 0 | 0 | 0 | 0 | 0 | 0 | 0 | 0 | 0 | 0 | 0 | 0 | 0 | 0 | 0 | 0 | 0 | 0
F1_Commercial_WA - College_New_Space Heating_Natural Gas_HVAC - Energy Recovery Ventilator_A_Technical Potential | F1 | Commercial | WA - College | New | Space Heating | Natural Gas | HVAC - Energy Recovery Ventilator | A | Original Unit Energy Savings (kWh or therms) | Technical Potential | 0 | 0 | 0 | 0 | 0 | 0 | 0 | 0 | 0 | 0 | 0 | 0 | 0 | 0 | 0 | 0 | 0 | 0 | 0 | 0 | 0 | 0 | 0 | 0 | 0 | 0 | 0
F2_Commercial_WA - College_New_Space Heating_Natural Gas_HVAC - Energy Recovery Ventilator_A_Technical Potential | F2 | Commercial | WA - College | New | Space Heating | Natural Gas | HVAC - Energy Recovery Ventilator | A | Original Unit Summer Peak Savings (kW) | Technical Potential | 0 | 0 | 0 | 0 | 0 | 0 | 0 | 0 | 0 | 0 | 0 | 0 | 0 | 0 | 0 | 0 | 0 | 0 | 0 | 0 | 0 | 0 | 0 | 0 | 0 | 0 | 0
F3_Commercial_WA - College_New_Space Heating_Natural Gas_HVAC - Energy Recovery Ventilator_A_Technical Potential | F3 | Commercial | WA - College | New | Space Heating | Natural Gas | HVAC - Energy Recovery Ventilator | A | Original Unit Winter Peak Savings (kW) | Technical Potential | 0 | 0 | 0 | 0 | 0 | 0 | 0 | 0 | 0 | 0 | 0 | 0 | 0 | 0 | 0 | 0 | 0 | 0 | 0 | 0 | 0 | 0 | 0 | 0 | 0 | 0 | 0
F4_Commercial_WA - College_New_Space Heating_Natural Gas_HVAC - Energy Recovery Ventilator_A_Technical Potential | F4 | Commercial | WA - College | New | Space Heating | Natural Gas | HVAC - Energy Recovery Ventilator | A | Standalone Impact on Baseline Energy (%) | Technical Potential | 0 | 0 | 0 | 0 | 0 | 0 | 0 | 0 | 0 | 0 | 0 | 0 | 0 | 0 | 0 | 0 | 0 | 0 | 0 | 0 | 0 | 0 | 0 | 0 | 0 | 0 | 0
F5_Commercial_WA - College_New_Space Heating_Natural Gas_HVAC - Energy Recovery Ventilator_A_Technical Potential | F5 | Commercial | WA - College | New | Space Heating | Natural Gas | HVAC - Energy Recovery Ventilator | A | Standalone Impact on Baseline Summer Peak (%) | Technical Potential | 0 | 0 | 0 | 0 | 0 | 0 | 0 | 0 | 0 | 0 | 0 | 0 | 0 | 0 | 0 | 0 | 0 | 0 | 0 | 0 | 0 | 0 | 0 | 0 | 0 | 0 | 0
F6_Commercial_WA - College_New_Space Heating_Natural Gas_HVAC - Energy Recovery Ventilator_A_Technical Potential | F6 | Commercial | WA - College | New | Space Heating | Natural Gas | HVAC - Energy Recovery Ventilator | A | Standalone Impact on Baseline Winter Peak (%) | Technical Potential | 0 | 0 | 0 | 0 | 0 | 0 | 0 | 0 | 0 | 0 | 0 | 0 | 0 | 0 | 0 | 0 | 0 | 0 | 0 | 0 | 0 | 0 | 0 | 0 | 0 | 0 | 0
F7_Commercial_WA - College_New_Space Heating_Natural Gas_HVAC - Energy Recovery Ventilator_A_Technical Potential | F7 | Commercial | WA - College | New | Space Heating | Natural Gas | HVAC - Energy Recovery Ventilator | A | Incremental Energy Savings (MWh or mTherms) | Technical Potential | 0 | 0 | 0 | 0 | 0 | 0 | 0 | 0 | 0 | 0 | 0 | 0 | 0 | 0 | 0 | 0 | 0 | 0 | 0 | 0 | 0 | 0 | 0 | 0 | 0 | 0 | 0
F8_Commercial_WA - College_New_Space Heating_Natural Gas_HVAC - Energy Recovery Ventilator_A_Technical Potential | F8 | Commercial | WA - College | New | Space Heating | Natural Gas | HVAC - Energy Recovery Ventilator | A | Incremental Summer Peak Savings (MW) | Technical Potential | 0 | 0 | 0 | 0 | 0 | 0 | 0 | 0 | 0 | 0 | 0 | 0 | 0 | 0 | 0 | 0 | 0 | 0 | 0 | 0 | 0 | 0 | 0 | 0 | 0 | 0 | 0
F9_Commercial_WA - College_New_Space Heating_Natural Gas_HVAC - Energy Recovery Ventilator_A_Technical Potential | F9 | Commercial | WA - College | New | Space Heating | Natural Gas | HVAC - Energy Recovery Ventilator | A | Incremental Winter Peak Savings (MW) | Technical Potential | 0 | 0 | 0 | 0 | 0 | 0 | 0 | 0 | 0 | 0 | 0 | 0 | 0 | 0 | 0 | 0 | 0 | 0 | 0 | 0 | 0 | 0 | 0 | 0 | 0 | 0 | 0
F10_Commercial_WA - College_New_Space Heating_Natural Gas_HVAC - Energy Recovery Ventilator_A_Technical Potential | F10 | Commercial | WA - College | New | Space Heating | Natural Gas | HVAC - Energy Recovery Ventilator | A | Cumulative Energy Savings (MWh or mTherms) | Technical Potential | 0 | 0 | 0 | 0 | 0 | 0 | 0 | 0 | 0 | 0 | 0 | 0 | 0 | 0 | 0 | 0 | 0 | 0 | 0 | 0 | 0 | 0 | 0 | 0 | 0 | 0 | 0
F11_Commercial_WA - College_New_Space Heating_Natural Gas_HVAC - Energy Recovery Ventilator_A_Technical Potential | F11 | Commercial | WA - College | New | Space Heating | Natural Gas | HVAC - Energy Recovery Ventilator | A | Cumulative Summer Peak Savings (MW) | Technical Potential | 0 | 0 | 0 | 0 | 0 | 0 | 0 | 0 | 0 | 0 | 0 | 0 | 0 | 0 | 0 | 0 | 0 | 0 | 0 | 0 | 0 | 0 | 0 | 0 | 0 | 0 | 0
F12_Commercial_WA - College_New_Space Heating_Natural Gas_HVAC - Energy Recovery Ventilator_A_Technical Potential | F12 | Commercial | WA - College | New | Space Heating | Natural Gas | HVAC - Energy Recovery Ventilator | A | Cumulative Winter Peak Savings (MW) | Technical Potential | 0 | 0 | 0 | 0 | 0 | 0 | 0 | 0 | 0 | 0 | 0 | 0 | 0 | 0 | 0 | 0 | 0 | 0 | 0 | 0 | 0 | 0 | 0 | 0 | 0 | 0 | 0
F13_Commercial_WA - College_New_Space Heating_Natural Gas_HVAC - Energy Recovery Ventilator_A_Technical Potential | F13 | Commercial | WA - College | New | Space Heating | Natural Gas | HVAC - Energy Recovery Ventilator | A | Purchases (Incremental) | Technical Potential | 0 | 0 | 0 | 0 | 0 | 0 | 0 | 0 | 0 | 0 | 0 | 0 | 0 | 0 | 0 | 0 | 0 | 0 | 0 | 0 | 0 | 0 | 0 | 0 | 0 | 0 | 0
F14_Commercial_WA - College_New_Space Heating_Natural Gas_HVAC - Energy Recovery Ventilator_A_Technical Potential | F14 | Commercial | WA - College | New | Space Heating | Natural Gas | HVAC - Energy Recovery Ventilator | A | Purchases (Cumulative) | Technical Potential | 0 | 0 | 0 | 0 | 0 | 0 | 0 | 0 | 0 | 0 | 0 | 0 | 0 | 0 | 0 | 0 | 0 | 0 | 0 | 0 | 0 | 0 | 0 | 0 | 0 | 0 | 0
F1_Commercial_WA - College_New_Space Heating_Natural Gas_Building Shell - Air Sealing (Infiltration Control)_A_Technical Potential | F1 | Commercial | WA - College | New | Space Heating | Natural Gas | Building Shell - Air Sealing (Infiltration Control) | A | Original Unit Energy Savings (kWh or therms) | Technical Potential | 0 | 0 | 0 | 0 | 0 | 0 | 0 | 0 | 0 | 0 | 0 | 0 | 0 | 0 | 0 | 0 | 0 | 0 | 0 | 0 | 0 | 0 | 0 | 0 | 0 | 0 | 0
F2_Commercial_WA - College_New_Space Heating_Natural Gas_Building Shell - Air Sealing (Infiltration Control)_A_Technical Potential | F2 | Commercial | WA - College | New | Space Heating | Natural Gas | Building Shell - Air Sealing (Infiltration Control) | A | Original Unit Summer Peak Savings (kW) | Technical Potential | 0 | 0 | 0 | 0 | 0 | 0 | 0 | 0 | 0 | 0 | 0 | 0 | 0 | 0 | 0 | 0 | 0 | 0 | 0 | 0 | 0 | 0 | 0 | 0 | 0 | 0 | 0
F3_Commercial_WA - College_New_Space Heating_Natural Gas_Building Shell - Air Sealing (Infiltration Control)_A_Technical Potential | F3 | Commercial | WA - College | New | Space Heating | Natural Gas | Building Shell - Air Sealing (Infiltration Control) | A | Original Unit Winter Peak Savings (kW) | Technical Potential | 0 | 0 | 0 | 0 | 0 | 0 | 0 | 0 | 0 | 0 | 0 | 0 | 0 | 0 | 0 | 0 | 0 | 0 | 0 | 0 | 0 | 0 | 0 | 0 | 0 | 0 | 0
F4_Commercial_WA - College_New_Space Heating_Natural Gas_Building Shell - Air Sealing (Infiltration Control)_A_Technical Potential | F4 | Commercial | WA - College | New | Space Heating | Natural Gas | Building Shell - Air Sealing (Infiltration Control) | A | Standalone Impact on Baseline Energy (%) | Technical Potential | 0 | 0 | 0 | 0 | 0 | 0 | 0 | 0 | 0 | 0 | 0 | 0 | 0 | 0 | 0 | 0 | 0 | 0 | 0 | 0 | 0 | 0 | 0 | 0 | 0 | 0 | 0
F5_Commercial_WA - College_New_Space Heating_Natural Gas_Building Shell - Air Sealing (Infiltration Control)_A_Technical Potential | F5 | Commercial | WA - College | New | Space Heating | Natural Gas | Building Shell - Air Sealing (Infiltration Control) | A | Standalone Impact on Baseline Summer Peak (%) | Technical Potential | 0 | 0 | 0 | 0 | 0 | 0 | 0 | 0 | 0 | 0 | 0 | 0 | 0 | 0 | 0 | 0 | 0 | 0 | 0 | 0 | 0 | 0 | 0 | 0 | 0 | 0 | 0
F6_Commercial_WA - College_New_Space Heating_Natural Gas_Building Shell - Air Sealing (Infiltration Control)_A_Technical Potential | F6 | Commercial | WA - College | New | Space Heating | Natural Gas | Building Shell - Air Sealing (Infiltration Control) | A | Standalone Impact on Baseline Winter Peak (%) | Technical Potential | 0 | 0 | 0 | 0 | 0 | 0 | 0 | 0 | 0 | 0 | 0 | 0 | 0 | 0 | 0 | 0 | 0 | 0 | 0 | 0 | 0 | 0 | 0 | 0 | 0 | 0 | 0
F7_Commercial_WA - College_New_Space Heating_Natural Gas_Building Shell - Air Sealing (Infiltration Control)_A_Technical Potential | F7 | Commercial | WA - College | New | Space Heating | Natural Gas | Building Shell - Air Sealing (Infiltration Control) | A | Incremental Energy Savings (MWh or mTherms) | Technical Potential | 0 | 0 | 0 | 0 | 0 | 0 | 0 | 0 | 0 | 0 | 0 | 0 | 0 | 0 | 0 | 0 | 0 | 0 | 0 | 0 | 0 | 0 | 0 | 0 | 0 | 0 | 0
F8_Commercial_WA - College_New_Space Heating_Natural Gas_Building Shell - Air Sealing (Infiltration Control)_A_Technical Potential | F8 | Commercial | WA - College | New | Space Heating | Natural Gas | Building Shell - Air Sealing (Infiltration Control) | A | Incremental Summer Peak Savings (MW) | Technical Potential | 0 | 0 | 0 | 0 | 0 | 0 | 0 | 0 | 0 | 0 | 0 | 0 | 0 | 0 | 0 | 0 | 0 | 0 | 0 | 0 | 0 | 0 | 0 | 0 | 0 | 0 | 0
F9_Commercial_WA - College_New_Space Heating_Natural Gas_Building Shell - Air Sealing (Infiltration Control)_A_Technical Potential | F9 | Commercial | WA - College | New | Space Heating | Natural Gas | Building Shell - Air Sealing (Infiltration Control) | A | Incremental Winter Peak Savings (MW) | Technical Potential | 0 | 0 | 0 | 0 | 0 | 0 | 0 | 0 | 0 | 0 | 0 | 0 | 0 | 0 | 0 | 0 | 0 | 0 | 0 | 0 | 0 | 0 | 0 | 0 | 0 | 0 | 0
F10_Commercial_WA - College_New_Space Heating_Natural Gas_Building Shell - Air Sealing (Infiltration Control)_A_Technical Potential | F10 | Commercial | WA - College | New | Space Heating | Natural Gas | Building Shell - Air Sealing (Infiltration Control) | A | Cumulative Energy Savings (MWh or mTherms) | Technical Potential | 0 | 0 | 0 | 0 | 0 | 0 | 0 | 0 | 0 | 0 | 0 | 0 | 0 | 0 | 0 | 0 | 0 | 0 | 0 | 0 | 0 | 0 | 0 | 0 | 0 | 0 | 0
F11_Commercial_WA - College_New_Space Heating_Natural Gas_Building Shell - Air Sealing (Infiltration Control)_A_Technical Potential | F11 | Commercial | WA - College | New | Space Heating | Natural Gas | Building Shell - Air Sealing (Infiltration Control) | A | Cumulative Summer Peak Savings (MW) | Technical Potential | 0 | 0 | 0 | 0 | 0 | 0 | 0 | 0 | 0 | 0 | 0 | 0 | 0 | 0 | 0 | 0 | 0 | 0 | 0 | 0 | 0 | 0 | 0 | 0 | 0 | 0 | 0
F12_Commercial_WA - College_New_Space Heating_Natural Gas_Building Shell - Air Sealing (Infiltration Control)_A_Technical Potential | F12 | Commercial | WA - College | New | Space Heating | Natural Gas | Building Shell - Air Sealing (Infiltration Control) | A | Cumulative Winter Peak Savings (MW) | Technical Potential | 0 | 0 | 0 | 0 | 0 | 0 | 0 | 0 | 0 | 0 | 0 | 0 | 0 | 0 | 0 | 0 | 0 | 0 | 0 | 0 | 0 | 0 | 0 | 0 | 0 | 0 | 0
F13_Commercial_WA - College_New_Space Heating_Natural Gas_Building Shell - Air Sealing (Infiltration Control)_A_Technical Potential | F13 | Commercial | WA - College | New | Space Heating | Natural Gas | Building Shell - Air Sealing (Infiltration Control) | A | Purchases (Incremental) | Technical Potential | 0 | 0 | 0 | 0 | 0 | 0 | 0 | 0 | 0 | 0 | 0 | 0 | 0 | 0 | 0 | 0 | 0 | 0 | 0 | 0 | 0 | 0 | 0 | 0 | 0 | 0 | 0
F14_Commercial_WA - College_New_Space Heating_Natural Gas_Building Shell - Air Sealing (Infiltration Control)_A_Technical Potential | F14 | Commercial | WA - College | New | Space Heating | Natural Gas | Building Shell - Air Sealing (Infiltration Control) | A | Purchases (Cumulative) | Technical Potential | 0 | 0 | 0 | 0 | 0 | 0 | 0 | 0 | 0 | 0 | 0 | 0 | 0 | 0 | 0 | 0 | 0 | 0 | 0 | 0 | 0 | 0 | 0 | 0 | 0 | 0 | 0
F1_Commercial_WA - College_New_Space Heating_Natural Gas_Ventilation - Demand Controlled_A_Technical Potential | F1 | Commercial | WA - College | New | Space Heating | Natural Gas | Ventilation - Demand Controlled | A | Original Unit Energy Savings (kWh or therms) | Technical Potential | 0 | 0 | 0 | 0 | 0 | 0 | 0 | 0 | 0 | 0 | 0 | 0 | 0 | 0 | 0 | 0 | 0 | 0 | 0 | 0 | 0 | 0 | 0 | 0 | 0 | 0 | 0
F2_Commercial_WA - College_New_Space Heating_Natural Gas_Ventilation - Demand Controlled_A_Technical Potential | F2 | Commercial | WA - College | New | Space Heating | Natural Gas | Ventilation - Demand Controlled | A | Original Unit Summer Peak Savings (kW) | Technical Potential | 0 | 0 | 0 | 0 | 0 | 0 | 0 | 0 | 0 | 0 | 0 | 0 | 0 | 0 | 0 | 0 | 0 | 0 | 0 | 0 | 0 | 0 | 0 | 0 | 0 | 0 | 0
F3_Commercial_WA - College_New_Space Heating_Natural Gas_Ventilation - Demand Controlled_A_Technical Potential | F3 | Commercial | WA - College | New | Space Heating | Natural Gas | Ventilation - Demand Controlled | A | Original Unit Winter Peak Savings (kW) | Technical Potential | 0 | 0 | 0 | 0 | 0 | 0 | 0 | 0 | 0 | 0 | 0 | 0 | 0 | 0 | 0 | 0 | 0 | 0 | 0 | 0 | 0 | 0 | 0 | 0 | 0 | 0 | 0
F4_Commercial_WA - College_New_Space Heating_Natural Gas_Ventilation - Demand Controlled_A_Technical Potential | F4 | Commercial | WA - College | New | Space Heating | Natural Gas | Ventilation - Demand Controlled | A | Standalone Impact on Baseline Energy (%) | Technical Potential | 0 | 0 | 0 | 0 | 0 | 0 | 0 | 0 | 0 | 0 | 0 | 0 | 0 | 0 | 0 | 0 | 0 | 0 | 0 | 0 | 0 | 0 | 0 | 0 | 0 | 0 | 0
F5_Commercial_WA - College_New_Space Heating_Natural Gas_Ventilation - Demand Controlled_A_Technical Potential | F5 | Commercial | WA - College | New | Space Heating | Natural Gas | Ventilation - Demand Controlled | A | Standalone Impact on Baseline Summer Peak (%) | Technical Potential | 0 | 0 | 0 | 0 | 0 | 0 | 0 | 0 | 0 | 0 | 0 | 0 | 0 | 0 | 0 | 0 | 0 | 0 | 0 | 0 | 0 | 0 | 0 | 0 | 0 | 0 | 0
F6_Commercial_WA - College_New_Space Heating_Natural Gas_Ventilation - Demand Controlled_A_Technical Potential | F6 | Commercial | WA - College | New | Space Heating | Natural Gas | Ventilation - Demand Controlled | A | Standalone Impact on Baseline Winter Peak (%) | Technical Potential | 0 | 0 | 0 | 0 | 0 | 0 | 0 | 0 | 0 | 0 | 0 | 0 | 0 | 0 | 0 | 0 | 0 | 0 | 0 | 0 | 0 | 0 | 0 | 0 | 0 | 0 | 0
F7_Commercial_WA - College_New_Space Heating_Natural Gas_Ventilation - Demand Controlled_A_Technical Potential | F7 | Commercial | WA - College | New | Space Heating | Natural Gas | Ventilation - Demand Controlled | A | Incremental Energy Savings (MWh or mTherms) | Technical Potential | 0 | 0 | 0 | 0 | 0 | 0 | 0 | 0 | 0 | 0 | 0 | 0 | 0 | 0 | 0 | 0 | 0 | 0 | 0 | 0 | 0 | 0 | 0 | 0 | 0 | 0 | 0
F8_Commercial_WA - College_New_Space Heating_Natural Gas_Ventilation - Demand Controlled_A_Technical Potential | F8 | Commercial | WA - College | New | Space Heating | Natural Gas | Ventilation - Demand Controlled | A | Incremental Summer Peak Savings (MW) | Technical Potential | 0 | 0 | 0 | 0 | 0 | 0 | 0 | 0 | 0 | 0 | 0 | 0 | 0 | 0 | 0 | 0 | 0 | 0 | 0 | 0 | 0 | 0 | 0 | 0 | 0 | 0 | 0
F9_Commercial_WA - College_New_Space Heating_Natural Gas_Ventilation - Demand Controlled_A_Technical Potential | F9 | Commercial | WA - College | New | Space Heating | Natural Gas | Ventilation - Demand Controlled | A | Incremental Winter Peak Savings (MW) | Technical Potential | 0 | 0 | 0 | 0 | 0 | 0 | 0 | 0 | 0 | 0 | 0 | 0 | 0 | 0 | 0 | 0 | 0 | 0 | 0 | 0 | 0 | 0 | 0 | 0 | 0 | 0 | 0
F10_Commercial_WA - College_New_Space Heating_Natural Gas_Ventilation - Demand Controlled_A_Technical Potential | F10 | Commercial | WA - College | New | Space Heating | Natural Gas | Ventilation - Demand Controlled | A | Cumulative Energy Savings (MWh or mTherms) | Technical Potential | 0 | 0 | 0 | 0 | 0 | 0 | 0 | 0 | 0 | 0 | 0 | 0 | 0 | 0 | 0 | 0 | 0 | 0 | 0 | 0 | 0 | 0 | 0 | 0 | 0 | 0 | 0
F11_Commercial_WA - College_New_Space Heating_Natural Gas_Ventilation - Demand Controlled_A_Technical Potential | F11 | Commercial | WA - College | New | Space Heating | Natural Gas | Ventilation - Demand Controlled | A | Cumulative Summer Peak Savings (MW) | Technical Potential | 0 | 0 | 0 | 0 | 0 | 0 | 0 | 0 | 0 | 0 | 0 | 0 | 0 | 0 | 0 | 0 | 0 | 0 | 0 | 0 | 0 | 0 | 0 | 0 | 0 | 0 | 0
F12_Commercial_WA - College_New_Space Heating_Natural Gas_Ventilation - Demand Controlled_A_Technical Potential | F12 | Commercial | WA - College | New | Space Heating | Natural Gas | Ventilation - Demand Controlled | A | Cumulative Winter Peak Savings (MW) | Technical Potential | 0 | 0 | 0 | 0 | 0 | 0 | 0 | 0 | 0 | 0 | 0 | 0 | 0 | 0 | 0 | 0 | 0 | 0 | 0 | 0 | 0 | 0 | 0 | 0 | 0 | 0 | 0
F13_Commercial_WA - College_New_Space Heating_Natural Gas_Ventilation - Demand Controlled_A_Technical Potential | F13 | Commercial | WA - College | New | Space Heating | Natural Gas | Ventilation - Demand Controlled | A | Purchases (Incremental) | Technical Potential | 0 | 0 | 0 | 0 | 0 | 0 | 0 | 0 | 0 | 0 | 0 | 0 | 0 | 0 | 0 | 0 | 0 | 0 | 0 | 0 | 0 | 0 | 0 | 0 | 0 | 0 | 0
F14_Commercial_WA - College_New_Space Heating_Natural Gas_Ventilation - Demand Controlled_A_Technical Potential | F14 | Commercial | WA - College | New | Space Heating | Natural Gas | Ventilation - Demand Controlled | A | Purchases (Cumulative) | Technical Potential | 0 | 0 | 0 | 0 | 0 | 0 | 0 | 0 | 0 | 0 | 0 | 0 | 0 | 0 | 0 | 0 | 0 | 0 | 0 | 0 | 0 | 0 | 0 | 0 | 0 | 0 | 0
F1_Commercial_WA - College_New_Space Heating_Natural Gas_HVAC - Dedicated Outdoor Air System (DOAS)_A_Technical Potential | F1 | Commercial | WA - College | New | Space Heating | Natural Gas | HVAC - Dedicated Outdoor Air System (DOAS) | A | Original Unit Energy Savings (kWh or therms) | Technical Potential | 0 | 0 | 0 | 0 | 0 | 0 | 0 | 0 | 0 | 0 | 0 | 0 | 0 | 0 | 0 | 0 | 0 | 0 | 0 | 0 | 0 | 0 | 0 | 0 | 0 | 0 | 0
F2_Commercial_WA - College_New_Space Heating_Natural Gas_HVAC - Dedicated Outdoor Air System (DOAS)_A_Technical Potential | F2 | Commercial | WA - College | New | Space Heating | Natural Gas | HVAC - Dedicated Outdoor Air System (DOAS) | A | Original Unit Summer Peak Savings (kW) | Technical Potential | 0 | 0 | 0 | 0 | 0 | 0 | 0 | 0 | 0 | 0 | 0 | 0 | 0 | 0 | 0 | 0 | 0 | 0 | 0 | 0 | 0 | 0 | 0 | 0 | 0 | 0 | 0
F3_Commercial_WA - College_New_Space Heating_Natural Gas_HVAC - Dedicated Outdoor Air System (DOAS)_A_Technical Potential | F3 | Commercial | WA - College | New | Space Heating | Natural Gas | HVAC - Dedicated Outdoor Air System (DOAS) | A | Original Unit Winter Peak Savings (kW) | Technical Potential | 0 | 0 | 0 | 0 | 0 | 0 | 0 | 0 | 0 | 0 | 0 | 0 | 0 | 0 | 0 | 0 | 0 | 0 | 0 | 0 | 0 | 0 | 0 | 0 | 0 | 0 | 0
F4_Commercial_WA - College_New_Space Heating_Natural Gas_HVAC - Dedicated Outdoor Air System (DOAS)_A_Technical Potential | F4 | Commercial | WA - College | New | Space Heating | Natural Gas | HVAC - Dedicated Outdoor Air System (DOAS) | A | Standalone Impact on Baseline Energy (%) | Technical Potential | 0 | 0 | 0 | 0 | 0 | 0 | 0 | 0 | 0 | 0 | 0 | 0 | 0 | 0 | 0 | 0 | 0 | 0 | 0 | 0 | 0 | 0 | 0 | 0 | 0 | 0 | 0
F5_Commercial_WA - College_New_Space Heating_Natural Gas_HVAC - Dedicated Outdoor Air System (DOAS)_A_Technical Potential | F5 | Commercial | WA - College | New | Space Heating | Natural Gas | HVAC - Dedicated Outdoor Air System (DOAS) | A | Standalone Impact on Baseline Summer Peak (%) | Technical Potential | 0 | 0 | 0 | 0 | 0 | 0 | 0 | 0 | 0 | 0 | 0 | 0 | 0 | 0 | 0 | 0 | 0 | 0 | 0 | 0 | 0 | 0 | 0 | 0 | 0 | 0 | 0
F6_Commercial_WA - College_New_Space Heating_Natural Gas_HVAC - Dedicated Outdoor Air System (DOAS)_A_Technical Potential | F6 | Commercial | WA - College | New | Space Heating | Natural Gas | HVAC - Dedicated Outdoor Air System (DOAS) | A | Standalone Impact on Baseline Winter Peak (%) | Technical Potential | 0 | 0 | 0 | 0 | 0 | 0 | 0 | 0 | 0 | 0 | 0 | 0 | 0 | 0 | 0 | 0 | 0 | 0 | 0 | 0 | 0 | 0 | 0 | 0 | 0 | 0 | 0
F7_Commercial_WA - College_New_Space Heating_Natural Gas_HVAC - Dedicated Outdoor Air System (DOAS)_A_Technical Potential | F7 | Commercial | WA - College | New | Space Heating | Natural Gas | HVAC - Dedicated Outdoor Air System (DOAS) | A | Incremental Energy Savings (MWh or mTherms) | Technical Potential | 0 | 0 | 0 | 0 | 0 | 0 | 0 | 0 | 0 | 0 | 0 | 0 | 0 | 0 | 0 | 0 | 0 | 0 | 0 | 0 | 0 | 0 | 0 | 0 | 0 | 0 | 0
F8_Commercial_WA - College_New_Space Heating_Natural Gas_HVAC - Dedicated Outdoor Air System (DOAS)_A_Technical Potential | F8 | Commercial | WA - College | New | Space Heating | Natural Gas | HVAC - Dedicated Outdoor Air System (DOAS) | A | Incremental Summer Peak Savings (MW) | Technical Potential | 0 | 0 | 0 | 0 | 0 | 0 | 0 | 0 | 0 | 0 | 0 | 0 | 0 | 0 | 0 | 0 | 0 | 0 | 0 | 0 | 0 | 0 | 0 | 0 | 0 | 0 | 0
F9_Commercial_WA - College_New_Space Heating_Natural Gas_HVAC - Dedicated Outdoor Air System (DOAS)_A_Technical Potential | F9 | Commercial | WA - College | New | Space Heating | Natural Gas | HVAC - Dedicated Outdoor Air System (DOAS) | A | Incremental Winter Peak Savings (MW) | Technical Potential | 0 | 0 | 0 | 0 | 0 | 0 | 0 | 0 | 0 | 0 | 0 | 0 | 0 | 0 | 0 | 0 | 0 | 0 | 0 | 0 | 0 | 0 | 0 | 0 | 0 | 0 | 0
F10_Commercial_WA - College_New_Space Heating_Natural Gas_HVAC - Dedicated Outdoor Air System (DOAS)_A_Technical Potential | F10 | Commercial | WA - College | New | Space Heating | Natural Gas | HVAC - Dedicated Outdoor Air System (DOAS) | A | Cumulative Energy Savings (MWh or mTherms) | Technical Potential | 0 | 0 | 0 | 0 | 0 | 0 | 0 | 0 | 0 | 0 | 0 | 0 | 0 | 0 | 0 | 0 | 0 | 0 | 0 | 0 | 0 | 0 | 0 | 0 | 0 | 0 | 0
F11_Commercial_WA - College_New_Space Heating_Natural Gas_HVAC - Dedicated Outdoor Air System (DOAS)_A_Technical Potential | F11 | Commercial | WA - College | New | Space Heating | Natural Gas | HVAC - Dedicated Outdoor Air System (DOAS) | A | Cumulative Summer Peak Savings (MW) | Technical Potential | 0 | 0 | 0 | 0 | 0 | 0 | 0 | 0 | 0 | 0 | 0 | 0 | 0 | 0 | 0 | 0 | 0 | 0 | 0 | 0 | 0 | 0 | 0 | 0 | 0 | 0 | 0
F12_Commercial_WA - College_New_Space Heating_Natural Gas_HVAC - Dedicated Outdoor Air System (DOAS)_A_Technical Potential | F12 | Commercial | WA - College | New | Space Heating | Natural Gas | HVAC - Dedicated Outdoor Air System (DOAS) | A | Cumulative Winter Peak Savings (MW) | Technical Potential | 0 | 0 | 0 | 0 | 0 | 0 | 0 | 0 | 0 | 0 | 0 | 0 | 0 | 0 | 0 | 0 | 0 | 0 | 0 | 0 | 0 | 0 | 0 | 0 | 0 | 0 | 0
F13_Commercial_WA - College_New_Space Heating_Natural Gas_HVAC - Dedicated Outdoor Air System (DOAS)_A_Technical Potential | F13 | Commercial | WA - College | New | Space Heating | Natural Gas | HVAC - Dedicated Outdoor Air System (DOAS) | A | Purchases (Incremental) | Technical Potential | 0 | 0 | 0 | 0 | 0 | 0 | 0 | 0 | 0 | 0 | 0 | 0 | 0 | 0 | 0 | 0 | 0 | 0 | 0 | 0 | 0 | 0 | 0 | 0 | 0 | 0 | 0
F14_Commercial_WA - College_New_Space Heating_Natural Gas_HVAC - Dedicated Outdoor Air System (DOAS)_A_Technical Potential | F14 | Commercial | WA - College | New | Space Heating | Natural Gas | HVAC - Dedicated Outdoor Air System (DOAS) | A | Purchases (Cumulative) | Technical Potential | 0 | 0 | 0 | 0 | 0 | 0 | 0 | 0 | 0 | 0 | 0 | 0 | 0 | 0 | 0 | 0 | 0 | 0 | 0 | 0 | 0 | 0 | 0 | 0 | 0 | 0 | 0
F1_Commercial_WA - College_New_Space Heating_Natural Gas_Destratification Fans (HVLS)_A_Technical Potential | F1 | Commercial | WA - College | New | Space Heating | Natural Gas | Destratification Fans (HVLS) | A | Original Unit Energy Savings (kWh or therms) | Technical Potential | 0 | 0 | 0 | 0 | 0 | 0 | 0 | 0 | 0 | 0 | 0 | 0 | 0 | 0 | 0 | 0 | 0 | 0 | 0 | 0 | 0 | 0 | 0 | 0 | 0 | 0 | 0
F2_Commercial_WA - College_New_Space Heating_Natural Gas_Destratification Fans (HVLS)_A_Technical Potential | F2 | Commercial | WA - College | New | Space Heating | Natural Gas | Destratification Fans (HVLS) | A | Original Unit Summer Peak Savings (kW) | Technical Potential | 0 | 0 | 0 | 0 | 0 | 0 | 0 | 0 | 0 | 0 | 0 | 0 | 0 | 0 | 0 | 0 | 0 | 0 | 0 | 0 | 0 | 0 | 0 | 0 | 0 | 0 | 0
F3_Commercial_WA - College_New_Space Heating_Natural Gas_Destratification Fans (HVLS)_A_Technical Potential | F3 | Commercial | WA - College | New | Space Heating | Natural Gas | Destratification Fans (HVLS) | A | Original Unit Winter Peak Savings (kW) | Technical Potential | 0 | 0 | 0 | 0 | 0 | 0 | 0 | 0 | 0 | 0 | 0 | 0 | 0 | 0 | 0 | 0 | 0 | 0 | 0 | 0 | 0 | 0 | 0 | 0 | 0 | 0 | 0
F4_Commercial_WA - College_New_Space Heating_Natural Gas_Destratification Fans (HVLS)_A_Technical Potential | F4 | Commercial | WA - College | New | Space Heating | Natural Gas | Destratification Fans (HVLS) | A | Standalone Impact on Baseline Energy (%) | Technical Potential | 0 | 0 | 0 | 0 | 0 | 0 | 0 | 0 | 0 | 0 | 0 | 0 | 0 | 0 | 0 | 0 | 0 | 0 | 0 | 0 | 0 | 0 | 0 | 0 | 0 | 0 | 0
F5_Commercial_WA - College_New_Space Heating_Natural Gas_Destratification Fans (HVLS)_A_Technical Potential | F5 | Commercial | WA - College | New | Space Heating | Natural Gas | Destratification Fans (HVLS) | A | Standalone Impact on Baseline Summer Peak (%) | Technical Potential | 0 | 0 | 0 | 0 | 0 | 0 | 0 | 0 | 0 | 0 | 0 | 0 | 0 | 0 | 0 | 0 | 0 | 0 | 0 | 0 | 0 | 0 | 0 | 0 | 0 | 0 | 0
F6_Commercial_WA - College_New_Space Heating_Natural Gas_Destratification Fans (HVLS)_A_Technical Potential | F6 | Commercial | WA - College | New | Space Heating | Natural Gas | Destratification Fans (HVLS) | A | Standalone Impact on Baseline Winter Peak (%) | Technical Potential | 0 | 0 | 0 | 0 | 0 | 0 | 0 | 0 | 0 | 0 | 0 | 0 | 0 | 0 | 0 | 0 | 0 | 0 | 0 | 0 | 0 | 0 | 0 | 0 | 0 | 0 | 0
F7_Commercial_WA - College_New_Space Heating_Natural Gas_Destratification Fans (HVLS)_A_Technical Potential | F7 | Commercial | WA - College | New | Space Heating | Natural Gas | Destratification Fans (HVLS) | A | Incremental Energy Savings (MWh or mTherms) | Technical Potential | 0 | 0 | 0 | 0 | 0 | 0 | 0 | 0 | 0 | 0 | 0 | 0 | 0 | 0 | 0 | 0 | 0 | 0 | 0 | 0 | 0 | 0 | 0 | 0 | 0 | 0 | 0
F8_Commercial_WA - College_New_Space Heating_Natural Gas_Destratification Fans (HVLS)_A_Technical Potential | F8 | Commercial | WA - College | New | Space Heating | Natural Gas | Destratification Fans (HVLS) | A | Incremental Summer Peak Savings (MW) | Technical Potential | 0 | 0 | 0 | 0 | 0 | 0 | 0 | 0 | 0 | 0 | 0 | 0 | 0 | 0 | 0 | 0 | 0 | 0 | 0 | 0 | 0 | 0 | 0 | 0 | 0 | 0 | 0
F9_Commercial_WA - College_New_Space Heating_Natural Gas_Destratification Fans (HVLS)_A_Technical Potential | F9 | Commercial | WA - College | New | Space Heating | Natural Gas | Destratification Fans (HVLS) | A | Incremental Winter Peak Savings (MW) | Technical Potential | 0 | 0 | 0 | 0 | 0 | 0 | 0 | 0 | 0 | 0 | 0 | 0 | 0 | 0 | 0 | 0 | 0 | 0 | 0 | 0 | 0 | 0 | 0 | 0 | 0 | 0 | 0
F10_Commercial_WA - College_New_Space Heating_Natural Gas_Destratification Fans (HVLS)_A_Technical Potential | F10 | Commercial | WA - College | New | Space Heating | Natural Gas | Destratification Fans (HVLS) | A | Cumulative Energy Savings (MWh or mTherms) | Technical Potential | 0 | 0 | 0 | 0 | 0 | 0 | 0 | 0 | 0 | 0 | 0 | 0 | 0 | 0 | 0 | 0 | 0 | 0 | 0 | 0 | 0 | 0 | 0 | 0 | 0 | 0 | 0
F11_Commercial_WA - College_New_Space Heating_Natural Gas_Destratification Fans (HVLS)_A_Technical Potential | F11 | Commercial | WA - College | New | Space Heating | Natural Gas | Destratification Fans (HVLS) | A | Cumulative Summer Peak Savings (MW) | Technical Potential | 0 | 0 | 0 | 0 | 0 | 0 | 0 | 0 | 0 | 0 | 0 | 0 | 0 | 0 | 0 | 0 | 0 | 0 | 0 | 0 | 0 | 0 | 0 | 0 | 0 | 0 | 0
F12_Commercial_WA - College_New_Space Heating_Natural Gas_Destratification Fans (HVLS)_A_Technical Potential | F12 | Commercial | WA - College | New | Space Heating | Natural Gas | Destratification Fans (HVLS) | A | Cumulative Winter Peak Savings (MW) | Technical Potential | 0 | 0 | 0 | 0 | 0 | 0 | 0 | 0 | 0 | 0 | 0 | 0 | 0 | 0 | 0 | 0 | 0 | 0 | 0 | 0 | 0 | 0 | 0 | 0 | 0 | 0 | 0
F13_Commercial_WA - College_New_Space Heating_Natural Gas_Destratification Fans (HVLS)_A_Technical Potential | F13 | Commercial | WA - College | New | Space Heating | Natural Gas | Destratification Fans (HVLS) | A | Purchases (Incremental) | Technical Potential | 0 | 0 | 0 | 0 | 0 | 0 | 0 | 0 | 0 | 0 | 0 | 0 | 0 | 0 | 0 | 0 | 0 | 0 | 0 | 0 | 0 | 0 | 0 | 0 | 0 | 0 | 0
F14_Commercial_WA - College_New_Space Heating_Natural Gas_Destratification Fans (HVLS)_A_Technical Potential | F14 | Commercial | WA - College | New | Space Heating | Natural Gas | Destratification Fans (HVLS) | A | Purchases (Cumulative) | Technical Potential | 0 | 0 | 0 | 0 | 0 | 0 | 0 | 0 | 0 | 0 | 0 | 0 | 0 | 0 | 0 | 0 | 0 | 0 | 0 | 0 | 0 | 0 | 0 | 0 | 0 | 0 | 0
F1_Commercial_WA - College_New_Space Heating_Natural Gas_Gas Boiler - Maintenance_A_Technical Potential | F1 | Commercial | WA - College | New | Space Heating | Natural Gas | Gas Boiler - Maintenance | A | Original Unit Energy Savings (kWh or therms) | Technical Potential | 0 | 0 | 0 | 0 | 0 | 0 | 0 | 0 | 0 | 0 | 0 | 0 | 0 | 0 | 0 | 0 | 0 | 0 | 0 | 0 | 0 | 0 | 0 | 0 | 0 | 0 | 0
F2_Commercial_WA - College_New_Space Heating_Natural Gas_Gas Boiler - Maintenance_A_Technical Potential | F2 | Commercial | WA - College | New | Space Heating | Natural Gas | Gas Boiler - Maintenance | A | Original Unit Summer Peak Savings (kW) | Technical Potential | 0 | 0 | 0 | 0 | 0 | 0 | 0 | 0 | 0 | 0 | 0 | 0 | 0 | 0 | 0 | 0 | 0 | 0 | 0 | 0 | 0 | 0 | 0 | 0 | 0 | 0 | 0
F3_Commercial_WA - College_New_Space Heating_Natural Gas_Gas Boiler - Maintenance_A_Technical Potential | F3 | Commercial | WA - College | New | Space Heating | Natural Gas | Gas Boiler - Maintenance | A | Original Unit Winter Peak Savings (kW) | Technical Potential | 0 | 0 | 0 | 0 | 0 | 0 | 0 | 0 | 0 | 0 | 0 | 0 | 0 | 0 | 0 | 0 | 0 | 0 | 0 | 0 | 0 | 0 | 0 | 0 | 0 | 0 | 0
F4_Commercial_WA - College_New_Space Heating_Natural Gas_Gas Boiler - Maintenance_A_Technical Potential | F4 | Commercial | WA - College | New | Space Heating | Natural Gas | Gas Boiler - Maintenance | A | Standalone Impact on Baseline Energy (%) | Technical Potential | 0 | 0 | 0 | 0 | 0 | 0 | 0 | 0 | 0 | 0 | 0 | 0 | 0 | 0 | 0 | 0 | 0 | 0 | 0 | 0 | 0 | 0 | 0 | 0 | 0 | 0 | 0
F5_Commercial_WA - College_New_Space Heating_Natural Gas_Gas Boiler - Maintenance_A_Technical Potential | F5 | Commercial | WA - College | New | Space Heating | Natural Gas | Gas Boiler - Maintenance | A | Standalone Impact on Baseline Summer Peak (%) | Technical Potential | 0 | 0 | 0 | 0 | 0 | 0 | 0 | 0 | 0 | 0 | 0 | 0 | 0 | 0 | 0 | 0 | 0 | 0 | 0 | 0 | 0 | 0 | 0 | 0 | 0 | 0 | 0
F6_Commercial_WA - College_New_Space Heating_Natural Gas_Gas Boiler - Maintenance_A_Technical Potential | F6 | Commercial | WA - College | New | Space Heating | Natural Gas | Gas Boiler - Maintenance | A | Standalone Impact on Baseline Winter Peak (%) | Technical Potential | 0 | 0 | 0 | 0 | 0 | 0 | 0 | 0 | 0 | 0 | 0 | 0 | 0 | 0 | 0 | 0 | 0 | 0 | 0 | 0 | 0 | 0 | 0 | 0 | 0 | 0 | 0
F7_Commercial_WA - College_New_Space Heating_Natural Gas_Gas Boiler - Maintenance_A_Technical Potential | F7 | Commercial | WA - College | New | Space Heating | Natural Gas | Gas Boiler - Maintenance | A | Incremental Energy Savings (MWh or mTherms) | Technical Potential | 0 | 0 | 0 | 0 | 0 | 0 | 0 | 0 | 0 | 0 | 0 | 0 | 0 | 0 | 0 | 0 | 0 | 0 | 0 | 0 | 0 | 0 | 0 | 0 | 0 | 0 | 0
F8_Commercial_WA - College_New_Space Heating_Natural Gas_Gas Boiler - Maintenance_A_Technical Potential | F8 | Commercial | WA - College | New | Space Heating | Natural Gas | Gas Boiler - Maintenance | A | Incremental Summer Peak Savings (MW) | Technical Potential | 0 | 0 | 0 | 0 | 0 | 0 | 0 | 0 | 0 | 0 | 0 | 0 | 0 | 0 | 0 | 0 | 0 | 0 | 0 | 0 | 0 | 0 | 0 | 0 | 0 | 0 | 0
F9_Commercial_WA - College_New_Space Heating_Natural Gas_Gas Boiler - Maintenance_A_Technical Potential | F9 | Commercial | WA - College | New | Space Heating | Natural Gas | Gas Boiler - Maintenance | A | Incremental Winter Peak Savings (MW) | Technical Potential | 0 | 0 | 0 | 0 | 0 | 0 | 0 | 0 | 0 | 0 | 0 | 0 | 0 | 0 | 0 | 0 | 0 | 0 | 0 | 0 | 0 | 0 | 0 | 0 | 0 | 0 | 0
F10_Commercial_WA - College_New_Space Heating_Natural Gas_Gas Boiler - Maintenance_A_Technical Potential | F10 | Commercial | WA - College | New | Space Heating | Natural Gas | Gas Boiler - Maintenance | A | Cumulative Energy Savings (MWh or mTherms) | Technical Potential | 0 | 0 | 0 | 0 | 0 | 0 | 0 | 0 | 0 | 0 | 0 | 0 | 0 | 0 | 0 | 0 | 0 | 0 | 0 | 0 | 0 | 0 | 0 | 0 | 0 | 0 | 0
F11_Commercial_WA - College_New_Space Heating_Natural Gas_Gas Boiler - Maintenance_A_Technical Potential | F11 | Commercial | WA - College | New | Space Heating | Natural Gas | Gas Boiler - Maintenance | A | Cumulative Summer Peak Savings (MW) | Technical Potential | 0 | 0 | 0 | 0 | 0 | 0 | 0 | 0 | 0 | 0 | 0 | 0 | 0 | 0 | 0 | 0 | 0 | 0 | 0 | 0 | 0 | 0 | 0 | 0 | 0 | 0 | 0
F12_Commercial_WA - College_New_Space Heating_Natural Gas_Gas Boiler - Maintenance_A_Technical Potential | F12 | Commercial | WA - College | New | Space Heating | Natural Gas | Gas Boiler - Maintenance | A | Cumulative Winter Peak Savings (MW) | Technical Potential | 0 | 0 | 0 | 0 | 0 | 0 | 0 | 0 | 0 | 0 | 0 | 0 | 0 | 0 | 0 | 0 | 0 | 0 | 0 | 0 | 0 | 0 | 0 | 0 | 0 | 0 | 0
F13_Commercial_WA - College_New_Space Heating_Natural Gas_Gas Boiler - Maintenance_A_Technical Potential | F13 | Commercial | WA - College | New | Space Heating | Natural Gas | Gas Boiler - Maintenance | A | Purchases (Incremental) | Technical Potential | 0 | 0 | 0 | 0 | 0 | 0 | 0 | 0 | 0 | 0 | 0 | 0 | 0 | 0 | 0 | 0 | 0 | 0 | 0 | 0 | 0 | 0 | 0 | 0 | 0 | 0 | 0
F14_Commercial_WA - College_New_Space Heating_Natural Gas_Gas Boiler - Maintenance_A_Technical Potential | F14 | Commercial | WA - College | New | Space Heating | Natural Gas | Gas Boiler - Maintenance | A | Purchases (Cumulative) | Technical Potential | 0 | 0 | 0 | 0 | 0 | 0 | 0 | 0 | 0 | 0 | 0 | 0 | 0 | 0 | 0 | 0 | 0 | 0 | 0 | 0 | 0 | 0 | 0 | 0 | 0 | 0 | 0
F1_Commercial_WA - College_New_Space Heating_Natural Gas_Gas Furnace - Maintenance_A_Technical Potential | F1 | Commercial | WA - College | New | Space Heating | Natural Gas | Gas Furnace - Maintenance | A | Original Unit Energy Savings (kWh or therms) | Technical Potential | 0 | 0 | 0 | 0 | 0 | 0 | 0 | 0 | 0 | 0 | 0 | 0 | 0 | 0 | 0 | 0 | 0 | 0 | 0 | 0 | 0 | 0 | 0 | 0 | 0 | 0 | 0
F2_Commercial_WA - College_New_Space Heating_Natural Gas_Gas Furnace - Maintenance_A_Technical Potential | F2 | Commercial | WA - College | New | Space Heating | Natural Gas | Gas Furnace - Maintenance | A | Original Unit Summer Peak Savings (kW) | Technical Potential | 0 | 0 | 0 | 0 | 0 | 0 | 0 | 0 | 0 | 0 | 0 | 0 | 0 | 0 | 0 | 0 | 0 | 0 | 0 | 0 | 0 | 0 | 0 | 0 | 0 | 0 | 0
F3_Commercial_WA - College_New_Space Heating_Natural Gas_Gas Furnace - Maintenance_A_Technical Potential | F3 | Commercial | WA - College | New | Space Heating | Natural Gas | Gas Furnace - Maintenance | A | Original Unit Winter Peak Savings (kW) | Technical Potential | 0 | 0 | 0 | 0 | 0 | 0 | 0 | 0 | 0 | 0 | 0 | 0 | 0 | 0 | 0 | 0 | 0 | 0 | 0 | 0 | 0 | 0 | 0 | 0 | 0 | 0 | 0
F4_Commercial_WA - College_New_Space Heating_Natural Gas_Gas Furnace - Maintenance_A_Technical Potential | F4 | Commercial | WA - College | New | Space Heating | Natural Gas | Gas Furnace - Maintenance | A | Standalone Impact on Baseline Energy (%) | Technical Potential | 0 | 0 | 0 | 0 | 0 | 0 | 0 | 0 | 0 | 0 | 0 | 0 | 0 | 0 | 0 | 0 | 0 | 0 | 0 | 0 | 0 | 0 | 0 | 0 | 0 | 0 | 0
F5_Commercial_WA - College_New_Space Heating_Natural Gas_Gas Furnace - Maintenance_A_Technical Potential | F5 | Commercial | WA - College | New | Space Heating | Natural Gas | Gas Furnace - Maintenance | A | Standalone Impact on Baseline Summer Peak (%) | Technical Potential | 0 | 0 | 0 | 0 | 0 | 0 | 0 | 0 | 0 | 0 | 0 | 0 | 0 | 0 | 0 | 0 | 0 | 0 | 0 | 0 | 0 | 0 | 0 | 0 | 0 | 0 | 0
F6_Commercial_WA - College_New_Space Heating_Natural Gas_Gas Furnace - Maintenance_A_Technical Potential | F6 | Commercial | WA - College | New | Space Heating | Natural Gas | Gas Furnace - Maintenance | A | Standalone Impact on Baseline Winter Peak (%) | Technical Potential | 0 | 0 | 0 | 0 | 0 | 0 | 0 | 0 | 0 | 0 | 0 | 0 | 0 | 0 | 0 | 0 | 0 | 0 | 0 | 0 | 0 | 0 | 0 | 0 | 0 | 0 | 0
F7_Commercial_WA - College_New_Space Heating_Natural Gas_Gas Furnace - Maintenance_A_Technical Potential | F7 | Commercial | WA - College | New | Space Heating | Natural Gas | Gas Furnace - Maintenance | A | Incremental Energy Savings (MWh or mTherms) | Technical Potential | 0 | 0 | 0 | 0 | 0 | 0 | 0 | 0 | 0 | 0 | 0 | 0 | 0 | 0 | 0 | 0 | 0 | 0 | 0 | 0 | 0 | 0 | 0 | 0 | 0 | 0 | 0
F8_Commercial_WA - College_New_Space Heating_Natural Gas_Gas Furnace - Maintenance_A_Technical Potential | F8 | Commercial | WA - College | New | Space Heating | Natural Gas | Gas Furnace - Maintenance | A | Incremental Summer Peak Savings (MW) | Technical Potential | 0 | 0 | 0 | 0 | 0 | 0 | 0 | 0 | 0 | 0 | 0 | 0 | 0 | 0 | 0 | 0 | 0 | 0 | 0 | 0 | 0 | 0 | 0 | 0 | 0 | 0 | 0
F9_Commercial_WA - College_New_Space Heating_Natural Gas_Gas Furnace - Maintenance_A_Technical Potential | F9 | Commercial | WA - College | New | Space Heating | Natural Gas | Gas Furnace - Maintenance | A | Incremental Winter Peak Savings (MW) | Technical Potential | 0 | 0 | 0 | 0 | 0 | 0 | 0 | 0 | 0 | 0 | 0 | 0 | 0 | 0 | 0 | 0 | 0 | 0 | 0 | 0 | 0 | 0 | 0 | 0 | 0 | 0 | 0
F10_Commercial_WA - College_New_Space Heating_Natural Gas_Gas Furnace - Maintenance_A_Technical Potential | F10 | Commercial | WA - College | New | Space Heating | Natural Gas | Gas Furnace - Maintenance | A | Cumulative Energy Savings (MWh or mTherms) | Technical Potential | 0 | 0 | 0 | 0 | 0 | 0 | 0 | 0 | 0 | 0 | 0 | 0 | 0 | 0 | 0 | 0 | 0 | 0 | 0 | 0 | 0 | 0 | 0 | 0 | 0 | 0 | 0
F11_Commercial_WA - College_New_Space Heating_Natural Gas_Gas Furnace - Maintenance_A_Technical Potential | F11 | Commercial | WA - College | New | Space Heating | Natural Gas | Gas Furnace - Maintenance | A | Cumulative Summer Peak Savings (MW) | Technical Potential | 0 | 0 | 0 | 0 | 0 | 0 | 0 | 0 | 0 | 0 | 0 | 0 | 0 | 0 | 0 | 0 | 0 | 0 | 0 | 0 | 0 | 0 | 0 | 0 | 0 | 0 | 0
F12_Commercial_WA - College_New_Space Heating_Natural Gas_Gas Furnace - Maintenance_A_Technical Potential | F12 | Commercial | WA - College | New | Space Heating | Natural Gas | Gas Furnace - Maintenance | A | Cumulative Winter Peak Savings (MW) | Technical Potential | 0 | 0 | 0 | 0 | 0 | 0 | 0 | 0 | 0 | 0 | 0 | 0 | 0 | 0 | 0 | 0 | 0 | 0 | 0 | 0 | 0 | 0 | 0 | 0 | 0 | 0 | 0
F13_Commercial_WA - College_New_Space Heating_Natural Gas_Gas Furnace - Maintenance_A_Technical Potential | F13 | Commercial | WA - College | New | Space Heating | Natural Gas | Gas Furnace - Maintenance | A | Purchases (Incremental) | Technical Potential | 0 | 0 | 0 | 0 | 0 | 0 | 0 | 0 | 0 | 0 | 0 | 0 | 0 | 0 | 0 | 0 | 0 | 0 | 0 | 0 | 0 | 0 | 0 | 0 | 0 | 0 | 0
F14_Commercial_WA - College_New_Space Heating_Natural Gas_Gas Furnace - Maintenance_A_Technical Potential | F14 | Commercial | WA - College | New | Space Heating | Natural Gas | Gas Furnace - Maintenance | A | Purchases (Cumulative) | Technical Potential | 0 | 0 | 0 | 0 | 0 | 0 | 0 | 0 | 0 | 0 | 0 | 0 | 0 | 0 | 0 | 0 | 0 | 0 | 0 | 0 | 0 | 0 | 0 | 0 | 0 | 0 | 0
F1_Commercial_WA - College_New_Space Heating_Natural Gas_Gas Boiler - Hot Water Reset_A_Technical Potential | F1 | Commercial | WA - College | New | Space Heating | Natural Gas | Gas Boiler - Hot Water Reset | A | Original Unit Energy Savings (kWh or therms) | Technical Potential | 0 | 0 | 0 | 0 | 0 | 0 | 0 | 0 | 0 | 0 | 0 | 0 | 0 | 0 | 0 | 0 | 0 | 0 | 0 | 0 | 0 | 0 | 0 | 0 | 0 | 0 | 0
F2_Commercial_WA - College_New_Space Heating_Natural Gas_Gas Boiler - Hot Water Reset_A_Technical Potential | F2 | Commercial | WA - College | New | Space Heating | Natural Gas | Gas Boiler - Hot Water Reset | A | Original Unit Summer Peak Savings (kW) | Technical Potential | 0 | 0 | 0 | 0 | 0 | 0 | 0 | 0 | 0 | 0 | 0 | 0 | 0 | 0 | 0 | 0 | 0 | 0 | 0 | 0 | 0 | 0 | 0 | 0 | 0 | 0 | 0
F3_Commercial_WA - College_New_Space Heating_Natural Gas_Gas Boiler - Hot Water Reset_A_Technical Potential | F3 | Commercial | WA - College | New | Space Heating | Natural Gas | Gas Boiler - Hot Water Reset | A | Original Unit Winter Peak Savings (kW) | Technical Potential | 0 | 0 | 0 | 0 | 0 | 0 | 0 | 0 | 0 | 0 | 0 | 0 | 0 | 0 | 0 | 0 | 0 | 0 | 0 | 0 | 0 | 0 | 0 | 0 | 0 | 0 | 0
F4_Commercial_WA - College_New_Space Heating_Natural Gas_Gas Boiler - Hot Water Reset_A_Technical Potential | F4 | Commercial | WA - College | New | Space Heating | Natural Gas | Gas Boiler - Hot Water Reset | A | Standalone Impact on Baseline Energy (%) | Technical Potential | 0 | 0 | 0 | 0 | 0 | 0 | 0 | 0 | 0 | 0 | 0 | 0 | 0 | 0 | 0 | 0 | 0 | 0 | 0 | 0 | 0 | 0 | 0 | 0 | 0 | 0 | 0
F5_Commercial_WA - College_New_Space Heating_Natural Gas_Gas Boiler - Hot Water Reset_A_Technical Potential | F5 | Commercial | WA - College | New | Space Heating | Natural Gas | Gas Boiler - Hot Water Reset | A | Standalone Impact on Baseline Summer Peak (%) | Technical Potential | 0 | 0 | 0 | 0 | 0 | 0 | 0 | 0 | 0 | 0 | 0 | 0 | 0 | 0 | 0 | 0 | 0 | 0 | 0 | 0 | 0 | 0 | 0 | 0 | 0 | 0 | 0
F6_Commercial_WA - College_New_Space Heating_Natural Gas_Gas Boiler - Hot Water Reset_A_Technical Potential | F6 | Commercial | WA - College | New | Space Heating | Natural Gas | Gas Boiler - Hot Water Reset | A | Standalone Impact on Baseline Winter Peak (%) | Technical Potential | 0 | 0 | 0 | 0 | 0 | 0 | 0 | 0 | 0 | 0 | 0 | 0 | 0 | 0 | 0 | 0 | 0 | 0 | 0 | 0 | 0 | 0 | 0 | 0 | 0 | 0 | 0
F7_Commercial_WA - College_New_Space Heating_Natural Gas_Gas Boiler - Hot Water Reset_A_Technical Potential | F7 | Commercial | WA - College | New | Space Heating | Natural Gas | Gas Boiler - Hot Water Reset | A | Incremental Energy Savings (MWh or mTherms) | Technical Potential | 0 | 0 | 0 | 0 | 0 | 0 | 0 | 0 | 0 | 0 | 0 | 0 | 0 | 0 | 0 | 0 | 0 | 0 | 0 | 0 | 0 | 0 | 0 | 0 | 0 | 0 | 0
F8_Commercial_WA - College_New_Space Heating_Natural Gas_Gas Boiler - Hot Water Reset_A_Technical Potential | F8 | Commercial | WA - College | New | Space Heating | Natural Gas | Gas Boiler - Hot Water Reset | A | Incremental Summer Peak Savings (MW) | Technical Potential | 0 | 0 | 0 | 0 | 0 | 0 | 0 | 0 | 0 | 0 | 0 | 0 | 0 | 0 | 0 | 0 | 0 | 0 | 0 | 0 | 0 | 0 | 0 | 0 | 0 | 0 | 0
F9_Commercial_WA - College_New_Space Heating_Natural Gas_Gas Boiler - Hot Water Reset_A_Technical Potential | F9 | Commercial | WA - College | New | Space Heating | Natural Gas | Gas Boiler - Hot Water Reset | A | Incremental Winter Peak Savings (MW) | Technical Potential | 0 | 0 | 0 | 0 | 0 | 0 | 0 | 0 | 0 | 0 | 0 | 0 | 0 | 0 | 0 | 0 | 0 | 0 | 0 | 0 | 0 | 0 | 0 | 0 | 0 | 0 | 0
F10_Commercial_WA - College_New_Space Heating_Natural Gas_Gas Boiler - Hot Water Reset_A_Technical Potential | F10 | Commercial | WA - College | New | Space Heating | Natural Gas | Gas Boiler - Hot Water Reset | A | Cumulative Energy Savings (MWh or mTherms) | Technical Potential | 0 | 0 | 0 | 0 | 0 | 0 | 0 | 0 | 0 | 0 | 0 | 0 | 0 | 0 | 0 | 0 | 0 | 0 | 0 | 0 | 0 | 0 | 0 | 0 | 0 | 0 | 0
F11_Commercial_WA - College_New_Space Heating_Natural Gas_Gas Boiler - Hot Water Reset_A_Technical Potential | F11 | Commercial | WA - College | New | Space Heating | Natural Gas | Gas Boiler - Hot Water Reset | A | Cumulative Summer Peak Savings (MW) | Technical Potential | 0 | 0 | 0 | 0 | 0 | 0 | 0 | 0 | 0 | 0 | 0 | 0 | 0 | 0 | 0 | 0 | 0 | 0 | 0 | 0 | 0 | 0 | 0 | 0 | 0 | 0 | 0
F12_Commercial_WA - College_New_Space Heating_Natural Gas_Gas Boiler - Hot Water Reset_A_Technical Potential | F12 | Commercial | WA - College | New | Space Heating | Natural Gas | Gas Boiler - Hot Water Reset | A | Cumulative Winter Peak Savings (MW) | Technical Potential | 0 | 0 | 0 | 0 | 0 | 0 | 0 | 0 | 0 | 0 | 0 | 0 | 0 | 0 | 0 | 0 | 0 | 0 | 0 | 0 | 0 | 0 | 0 | 0 | 0 | 0 | 0
F13_Commercial_WA - College_New_Space Heating_Natural Gas_Gas Boiler - Hot Water Reset_A_Technical Potential | F13 | Commercial | WA - College | New | Space Heating | Natural Gas | Gas Boiler - Hot Water Reset | A | Purchases (Incremental) | Technical Potential | 0 | 0 | 0 | 0 | 0 | 0 | 0 | 0 | 0 | 0 | 0 | 0 | 0 | 0 | 0 | 0 | 0 | 0 | 0 | 0 | 0 | 0 | 0 | 0 | 0 | 0 | 0
F14_Commercial_WA - College_New_Space Heating_Natural Gas_Gas Boiler - Hot Water Reset_A_Technical Potential | F14 | Commercial | WA - College | New | Space Heating | Natural Gas | Gas Boiler - Hot Water Reset | A | Purchases (Cumulative) | Technical Potential | 0 | 0 | 0 | 0 | 0 | 0 | 0 | 0 | 0 | 0 | 0 | 0 | 0 | 0 | 0 | 0 | 0 | 0 | 0 | 0 | 0 | 0 | 0 | 0 | 0 | 0 | 0
F1_Commercial_WA - College_New_Space Heating_Natural Gas_Gas Boiler - Steam Trap Replacement_A_Technical Potential | F1 | Commercial | WA - College | New | Space Heating | Natural Gas | Gas Boiler - Steam Trap Replacement | A | Original Unit Energy Savings (kWh or therms) | Technical Potential | 0 | 0 | 0 | 0 | 0 | 0 | 0 | 0 | 0 | 0 | 0 | 0 | 0 | 0 | 0 | 0 | 0 | 0 | 0 | 0 | 0 | 0 | 0 | 0 | 0 | 0 | 0
F2_Commercial_WA - College_New_Space Heating_Natural Gas_Gas Boiler - Steam Trap Replacement_A_Technical Potential | F2 | Commercial | WA - College | New | Space Heating | Natural Gas | Gas Boiler - Steam Trap Replacement | A | Original Unit Summer Peak Savings (kW) | Technical Potential | 0 | 0 | 0 | 0 | 0 | 0 | 0 | 0 | 0 | 0 | 0 | 0 | 0 | 0 | 0 | 0 | 0 | 0 | 0 | 0 | 0 | 0 | 0 | 0 | 0 | 0 | 0
F3_Commercial_WA - College_New_Space Heating_Natural Gas_Gas Boiler - Steam Trap Replacement_A_Technical Potential | F3 | Commercial | WA - College | New | Space Heating | Natural Gas | Gas Boiler - Steam Trap Replacement | A | Original Unit Winter Peak Savings (kW) | Technical Potential | 0 | 0 | 0 | 0 | 0 | 0 | 0 | 0 | 0 | 0 | 0 | 0 | 0 | 0 | 0 | 0 | 0 | 0 | 0 | 0 | 0 | 0 | 0 | 0 | 0 | 0 | 0
F4_Commercial_WA - College_New_Space Heating_Natural Gas_Gas Boiler - Steam Trap Replacement_A_Technical Potential | F4 | Commercial | WA - College | New | Space Heating | Natural Gas | Gas Boiler - Steam Trap Replacement | A | Standalone Impact on Baseline Energy (%) | Technical Potential | 0 | 0 | 0 | 0 | 0 | 0 | 0 | 0 | 0 | 0 | 0 | 0 | 0 | 0 | 0 | 0 | 0 | 0 | 0 | 0 | 0 | 0 | 0 | 0 | 0 | 0 | 0
F5_Commercial_WA - College_New_Space Heating_Natural Gas_Gas Boiler - Steam Trap Replacement_A_Technical Potential | F5 | Commercial | WA - College | New | Space Heating | Natural Gas | Gas Boiler - Steam Trap Replacement | A | Standalone Impact on Baseline Summer Peak (%) | Technical Potential | 0 | 0 | 0 | 0 | 0 | 0 | 0 | 0 | 0 | 0 | 0 | 0 | 0 | 0 | 0 | 0 | 0 | 0 | 0 | 0 | 0 | 0 | 0 | 0 | 0 | 0 | 0
F6_Commercial_WA - College_New_Space Heating_Natural Gas_Gas Boiler - Steam Trap Replacement_A_Technical Potential | F6 | Commercial | WA - College | New | Space Heating | Natural Gas | Gas Boiler - Steam Trap Replacement | A | Standalone Impact on Baseline Winter Peak (%) | Technical Potential | 0 | 0 | 0 | 0 | 0 | 0 | 0 | 0 | 0 | 0 | 0 | 0 | 0 | 0 | 0 | 0 | 0 | 0 | 0 | 0 | 0 | 0 | 0 | 0 | 0 | 0 | 0
F7_Commercial_WA - College_New_Space Heating_Natural Gas_Gas Boiler - Steam Trap Replacement_A_Technical Potential | F7 | Commercial | WA - College | New | Space Heating | Natural Gas | Gas Boiler - Steam Trap Replacement | A | Incremental Energy Savings (MWh or mTherms) | Technical Potential | 0 | 0 | 0 | 0 | 0 | 0 | 0 | 0 | 0 | 0 | 0 | 0 | 0 | 0 | 0 | 0 | 0 | 0 | 0 | 0 | 0 | 0 | 0 | 0 | 0 | 0 | 0
F8_Commercial_WA - College_New_Space Heating_Natural Gas_Gas Boiler - Steam Trap Replacement_A_Technical Potential | F8 | Commercial | WA - College | New | Space Heating | Natural Gas | Gas Boiler - Steam Trap Replacement | A | Incremental Summer Peak Savings (MW) | Technical Potential | 0 | 0 | 0 | 0 | 0 | 0 | 0 | 0 | 0 | 0 | 0 | 0 | 0 | 0 | 0 | 0 | 0 | 0 | 0 | 0 | 0 | 0 | 0 | 0 | 0 | 0 | 0
F9_Commercial_WA - College_New_Space Heating_Natural Gas_Gas Boiler - Steam Trap Replacement_A_Technical Potential | F9 | Commercial | WA - College | New | Space Heating | Natural Gas | Gas Boiler - Steam Trap Replacement | A | Incremental Winter Peak Savings (MW) | Technical Potential | 0 | 0 | 0 | 0 | 0 | 0 | 0 | 0 | 0 | 0 | 0 | 0 | 0 | 0 | 0 | 0 | 0 | 0 | 0 | 0 | 0 | 0 | 0 | 0 | 0 | 0 | 0
F10_Commercial_WA - College_New_Space Heating_Natural Gas_Gas Boiler - Steam Trap Replacement_A_Technical Potential | F10 | Commercial | WA - College | New | Space Heating | Natural Gas | Gas Boiler - Steam Trap Replacement | A | Cumulative Energy Savings (MWh or mTherms) | Technical Potential | 0 | 0 | 0 | 0 | 0 | 0 | 0 | 0 | 0 | 0 | 0 | 0 | 0 | 0 | 0 | 0 | 0 | 0 | 0 | 0 | 0 | 0 | 0 | 0 | 0 | 0 | 0
F11_Commercial_WA - College_New_Space Heating_Natural Gas_Gas Boiler - Steam Trap Replacement_A_Technical Potential | F11 | Commercial | WA - College | New | Space Heating | Natural Gas | Gas Boiler - Steam Trap Replacement | A | Cumulative Summer Peak Savings (MW) | Technical Potential | 0 | 0 | 0 | 0 | 0 | 0 | 0 | 0 | 0 | 0 | 0 | 0 | 0 | 0 | 0 | 0 | 0 | 0 | 0 | 0 | 0 | 0 | 0 | 0 | 0 | 0 | 0
F12_Commercial_WA - College_New_Space Heating_Natural Gas_Gas Boiler - Steam Trap Replacement_A_Technical Potential | F12 | Commercial | WA - College | New | Space Heating | Natural Gas | Gas Boiler - Steam Trap Replacement | A | Cumulative Winter Peak Savings (MW) | Technical Potential | 0 | 0 | 0 | 0 | 0 | 0 | 0 | 0 | 0 | 0 | 0 | 0 | 0 | 0 | 0 | 0 | 0 | 0 | 0 | 0 | 0 | 0 | 0 | 0 | 0 | 0 | 0
F13_Commercial_WA - College_New_Space Heating_Natural Gas_Gas Boiler - Steam Trap Replacement_A_Technical Potential | F13 | Commercial | WA - College | New | Space Heating | Natural Gas | Gas Boiler - Steam Trap Replacement | A | Purchases (Incremental) | Technical Potential | 0 | 0 | 0 | 0 | 0 | 0 | 0 | 0 | 0 | 0 | 0 | 0 | 0 | 0 | 0 | 0 | 0 | 0 | 0 | 0 | 0 | 0 | 0 | 0 | 0 | 0 | 0
F14_Commercial_WA - College_New_Space Heating_Natural Gas_Gas Boiler - Steam Trap Replacement_A_Technical Potential | F14 | Commercial | WA - College | New | Space Heating | Natural Gas | Gas Boiler - Steam Trap Replacement | A | Purchases (Cumulative) | Technical Potential | 0 | 0 | 0 | 0 | 0 | 0 | 0 | 0 | 0 | 0 | 0 | 0 | 0 | 0 | 0 | 0 | 0 | 0 | 0 | 0 | 0 | 0 | 0 | 0 | 0 | 0 | 0
F1_Commercial_WA - College_New_Space Heating_Natural Gas_Gas Boiler - High Turndown Burner_A_Technical Potential | F1 | Commercial | WA - College | New | Space Heating | Natural Gas | Gas Boiler - High Turndown Burner | A | Original Unit Energy Savings (kWh or therms) | Technical Potential | 0 | 0 | 0 | 0 | 0 | 0 | 0 | 0 | 0 | 0 | 0 | 0 | 0 | 0 | 0 | 0 | 0 | 0 | 0 | 0 | 0 | 0 | 0 | 0 | 0 | 0 | 0
F2_Commercial_WA - College_New_Space Heating_Natural Gas_Gas Boiler - High Turndown Burner_A_Technical Potential | F2 | Commercial | WA - College | New | Space Heating | Natural Gas | Gas Boiler - High Turndown Burner | A | Original Unit Summer Peak Savings (kW) | Technical Potential | 0 | 0 | 0 | 0 | 0 | 0 | 0 | 0 | 0 | 0 | 0 | 0 | 0 | 0 | 0 | 0 | 0 | 0 | 0 | 0 | 0 | 0 | 0 | 0 | 0 | 0 | 0
F3_Commercial_WA - College_New_Space Heating_Natural Gas_Gas Boiler - High Turndown Burner_A_Technical Potential | F3 | Commercial | WA - College | New | Space Heating | Natural Gas | Gas Boiler - High Turndown Burner | A | Original Unit Winter Peak Savings (kW) | Technical Potential | 0 | 0 | 0 | 0 | 0 | 0 | 0 | 0 | 0 | 0 | 0 | 0 | 0 | 0 | 0 | 0 | 0 | 0 | 0 | 0 | 0 | 0 | 0 | 0 | 0 | 0 | 0
F4_Commercial_WA - College_New_Space Heating_Natural Gas_Gas Boiler - High Turndown Burner_A_Technical Potential | F4 | Commercial | WA - College | New | Space Heating | Natural Gas | Gas Boiler - High Turndown Burner | A | Standalone Impact on Baseline Energy (%) | Technical Potential | 0 | 0 | 0 | 0 | 0 | 0 | 0 | 0 | 0 | 0 | 0 | 0 | 0 | 0 | 0 | 0 | 0 | 0 | 0 | 0 | 0 | 0 | 0 | 0 | 0 | 0 | 0
F5_Commercial_WA - College_New_Space Heating_Natural Gas_Gas Boiler - High Turndown Burner_A_Technical Potential | F5 | Commercial | WA - College | New | Space Heating | Natural Gas | Gas Boiler - High Turndown Burner | A | Standalone Impact on Baseline Summer Peak (%) | Technical Potential | 0 | 0 | 0 | 0 | 0 | 0 | 0 | 0 | 0 | 0 | 0 | 0 | 0 | 0 | 0 | 0 | 0 | 0 | 0 | 0 | 0 | 0 | 0 | 0 | 0 | 0 | 0
F6_Commercial_WA - College_New_Space Heating_Natural Gas_Gas Boiler - High Turndown Burner_A_Technical Potential | F6 | Commercial | WA - College | New | Space Heating | Natural Gas | Gas Boiler - High Turndown Burner | A | Standalone Impact on Baseline Winter Peak (%) | Technical Potential | 0 | 0 | 0 | 0 | 0 | 0 | 0 | 0 | 0 | 0 | 0 | 0 | 0 | 0 | 0 | 0 | 0 | 0 | 0 | 0 | 0 | 0 | 0 | 0 | 0 | 0 | 0
F7_Commercial_WA - College_New_Space Heating_Natural Gas_Gas Boiler - High Turndown Burner_A_Technical Potential | F7 | Commercial | WA - College | New | Space Heating | Natural Gas | Gas Boiler - High Turndown Burner | A | Incremental Energy Savings (MWh or mTherms) | Technical Potential | 0 | 0 | 0 | 0 | 0 | 0 | 0 | 0 | 0 | 0 | 0 | 0 | 0 | 0 | 0 | 0 | 0 | 0 | 0 | 0 | 0 | 0 | 0 | 0 | 0 | 0 | 0
F8_Commercial_WA - College_New_Space Heating_Natural Gas_Gas Boiler - High Turndown Burner_A_Technical Potential | F8 | Commercial | WA - College | New | Space Heating | Natural Gas | Gas Boiler - High Turndown Burner | A | Incremental Summer Peak Savings (MW) | Technical Potential | 0 | 0 | 0 | 0 | 0 | 0 | 0 | 0 | 0 | 0 | 0 | 0 | 0 | 0 | 0 | 0 | 0 | 0 | 0 | 0 | 0 | 0 | 0 | 0 | 0 | 0 | 0
F9_Commercial_WA - College_New_Space Heating_Natural Gas_Gas Boiler - High Turndown Burner_A_Technical Potential | F9 | Commercial | WA - College | New | Space Heating | Natural Gas | Gas Boiler - High Turndown Burner | A | Incremental Winter Peak Savings (MW) | Technical Potential | 0 | 0 | 0 | 0 | 0 | 0 | 0 | 0 | 0 | 0 | 0 | 0 | 0 | 0 | 0 | 0 | 0 | 0 | 0 | 0 | 0 | 0 | 0 | 0 | 0 | 0 | 0
F10_Commercial_WA - College_New_Space Heating_Natural Gas_Gas Boiler - High Turndown Burner_A_Technical Potential | F10 | Commercial | WA - College | New | Space Heating | Natural Gas | Gas Boiler - High Turndown Burner | A | Cumulative Energy Savings (MWh or mTherms) | Technical Potential | 0 | 0 | 0 | 0 | 0 | 0 | 0 | 0 | 0 | 0 | 0 | 0 | 0 | 0 | 0 | 0 | 0 | 0 | 0 | 0 | 0 | 0 | 0 | 0 | 0 | 0 | 0
F11_Commercial_WA - College_New_Space Heating_Natural Gas_Gas Boiler - High Turndown Burner_A_Technical Potential | F11 | Commercial | WA - College | New | Space Heating | Natural Gas | Gas Boiler - High Turndown Burner | A | Cumulative Summer Peak Savings (MW) | Technical Potential | 0 | 0 | 0 | 0 | 0 | 0 | 0 | 0 | 0 | 0 | 0 | 0 | 0 | 0 | 0 | 0 | 0 | 0 | 0 | 0 | 0 | 0 | 0 | 0 | 0 | 0 | 0
F12_Commercial_WA - College_New_Space Heating_Natural Gas_Gas Boiler - High Turndown Burner_A_Technical Potential | F12 | Commercial | WA - College | New | Space Heating | Natural Gas | Gas Boiler - High Turndown Burner | A | Cumulative Winter Peak Savings (MW) | Technical Potential | 0 | 0 | 0 | 0 | 0 | 0 | 0 | 0 | 0 | 0 | 0 | 0 | 0 | 0 | 0 | 0 | 0 | 0 | 0 | 0 | 0 | 0 | 0 | 0 | 0 | 0 | 0
F13_Commercial_WA - College_New_Space Heating_Natural Gas_Gas Boiler - High Turndown Burner_A_Technical Potential | F13 | Commercial | WA - College | New | Space Heating | Natural Gas | Gas Boiler - High Turndown Burner | A | Purchases (Incremental) | Technical Potential | 0 | 0 | 0 | 0 | 0 | 0 | 0 | 0 | 0 | 0 | 0 | 0 | 0 | 0 | 0 | 0 | 0 | 0 | 0 | 0 | 0 | 0 | 0 | 0 | 0 | 0 | 0
F14_Commercial_WA - College_New_Space Heating_Natural Gas_Gas Boiler - High Turndown Burner_A_Technical Potential | F14 | Commercial | WA - College | New | Space Heating | Natural Gas | Gas Boiler - High Turndown Burner | A | Purchases (Cumulative) | Technical Potential | 0 | 0 | 0 | 0 | 0 | 0 | 0 | 0 | 0 | 0 | 0 | 0 | 0 | 0 | 0 | 0 | 0 | 0 | 0 | 0 | 0 | 0 | 0 | 0 | 0 | 0 | 0
F1_Commercial_WA - College_New_Space Heating_Natural Gas_Gas Boiler - Burner Control Optimization_A_Technical Potential | F1 | Commercial | WA - College | New | Space Heating | Natural Gas | Gas Boiler - Burner Control Optimization | A | Original Unit Energy Savings (kWh or therms) | Technical Potential | 0 | 0 | 0 | 0 | 0 | 0 | 0 | 0 | 0 | 0 | 0 | 0 | 0 | 0 | 0 | 0 | 0 | 0 | 0 | 0 | 0 | 0 | 0 | 0 | 0 | 0 | 0
F2_Commercial_WA - College_New_Space Heating_Natural Gas_Gas Boiler - Burner Control Optimization_A_Technical Potential | F2 | Commercial | WA - College | New | Space Heating | Natural Gas | Gas Boiler - Burner Control Optimization | A | Original Unit Summer Peak Savings (kW) | Technical Potential | 0 | 0 | 0 | 0 | 0 | 0 | 0 | 0 | 0 | 0 | 0 | 0 | 0 | 0 | 0 | 0 | 0 | 0 | 0 | 0 | 0 | 0 | 0 | 0 | 0 | 0 | 0
F3_Commercial_WA - College_New_Space Heating_Natural Gas_Gas Boiler - Burner Control Optimization_A_Technical Potential | F3 | Commercial | WA - College | New | Space Heating | Natural Gas | Gas Boiler - Burner Control Optimization | A | Original Unit Winter Peak Savings (kW) | Technical Potential | 0 | 0 | 0 | 0 | 0 | 0 | 0 | 0 | 0 | 0 | 0 | 0 | 0 | 0 | 0 | 0 | 0 | 0 | 0 | 0 | 0 | 0 | 0 | 0 | 0 | 0 | 0
F4_Commercial_WA - College_New_Space Heating_Natural Gas_Gas Boiler - Burner Control Optimization_A_Technical Potential | F4 | Commercial | WA - College | New | Space Heating | Natural Gas | Gas Boiler - Burner Control Optimization | A | Standalone Impact on Baseline Energy (%) | Technical Potential | 0 | 0 | 0 | 0 | 0 | 0 | 0 | 0 | 0 | 0 | 0 | 0 | 0 | 0 | 0 | 0 | 0 | 0 | 0 | 0 | 0 | 0 | 0 | 0 | 0 | 0 | 0
F5_Commercial_WA - College_New_Space Heating_Natural Gas_Gas Boiler - Burner Control Optimization_A_Technical Potential | F5 | Commercial | WA - College | New | Space Heating | Natural Gas | Gas Boiler - Burner Control Optimization | A | Standalone Impact on Baseline Summer Peak (%) | Technical Potential | 0 | 0 | 0 | 0 | 0 | 0 | 0 | 0 | 0 | 0 | 0 | 0 | 0 | 0 | 0 | 0 | 0 | 0 | 0 | 0 | 0 | 0 | 0 | 0 | 0 | 0 | 0
F6_Commercial_WA - College_New_Space Heating_Natural Gas_Gas Boiler - Burner Control Optimization_A_Technical Potential | F6 | Commercial | WA - College | New | Space Heating | Natural Gas | Gas Boiler - Burner Control Optimization | A | Standalone Impact on Baseline Winter Peak (%) | Technical Potential | 0 | 0 | 0 | 0 | 0 | 0 | 0 | 0 | 0 | 0 | 0 | 0 | 0 | 0 | 0 | 0 | 0 | 0 | 0 | 0 | 0 | 0 | 0 | 0 | 0 | 0 | 0
F7_Commercial_WA - College_New_Space Heating_Natural Gas_Gas Boiler - Burner Control Optimization_A_Technical Potential | F7 | Commercial | WA - College | New | Space Heating | Natural Gas | Gas Boiler - Burner Control Optimization | A | Incremental Energy Savings (MWh or mTherms) | Technical Potential | 0 | 0 | 0 | 0 | 0 | 0 | 0 | 0 | 0 | 0 | 0 | 0 | 0 | 0 | 0 | 0 | 0 | 0 | 0 | 0 | 0 | 0 | 0 | 0 | 0 | 0 | 0
F8_Commercial_WA - College_New_Space Heating_Natural Gas_Gas Boiler - Burner Control Optimization_A_Technical Potential | F8 | Commercial | WA - College | New | Space Heating | Natural Gas | Gas Boiler - Burner Control Optimization | A | Incremental Summer Peak Savings (MW) | Technical Potential | 0 | 0 | 0 | 0 | 0 | 0 | 0 | 0 | 0 | 0 | 0 | 0 | 0 | 0 | 0 | 0 | 0 | 0 | 0 | 0 | 0 | 0 | 0 | 0 | 0 | 0 | 0
F9_Commercial_WA - College_New_Space Heating_Natural Gas_Gas Boiler - Burner Control Optimization_A_Technical Potential | F9 | Commercial | WA - College | New | Space Heating | Natural Gas | Gas Boiler - Burner Control Optimization | A | Incremental Winter Peak Savings (MW) | Technical Potential | 0 | 0 | 0 | 0 | 0 | 0 | 0 | 0 | 0 | 0 | 0 | 0 | 0 | 0 | 0 | 0 | 0 | 0 | 0 | 0 | 0 | 0 | 0 | 0 | 0 | 0 | 0
F10_Commercial_WA - College_New_Space Heating_Natural Gas_Gas Boiler - Burner Control Optimization_A_Technical Potential | F10 | Commercial | WA - College | New | Space Heating | Natural Gas | Gas Boiler - Burner Control Optimization | A | Cumulative Energy Savings (MWh or mTherms) | Technical Potential | 0 | 0 | 0 | 0 | 0 | 0 | 0 | 0 | 0 | 0 | 0 | 0 | 0 | 0 | 0 | 0 | 0 | 0 | 0 | 0 | 0 | 0 | 0 | 0 | 0 | 0 | 0
F11_Commercial_WA - College_New_Space Heating_Natural Gas_Gas Boiler - Burner Control Optimization_A_Technical Potential | F11 | Commercial | WA - College | New | Space Heating | Natural Gas | Gas Boiler - Burner Control Optimization | A | Cumulative Summer Peak Savings (MW) | Technical Potential | 0 | 0 | 0 | 0 | 0 | 0 | 0 | 0 | 0 | 0 | 0 | 0 | 0 | 0 | 0 | 0 | 0 | 0 | 0 | 0 | 0 | 0 | 0 | 0 | 0 | 0 | 0
F12_Commercial_WA - College_New_Space Heating_Natural Gas_Gas Boiler - Burner Control Optimization_A_Technical Potential | F12 | Commercial | WA - College | New | Space Heating | Natural Gas | Gas Boiler - Burner Control Optimization | A | Cumulative Winter Peak Savings (MW) | Technical Potential | 0 | 0 | 0 | 0 | 0 | 0 | 0 | 0 | 0 | 0 | 0 | 0 | 0 | 0 | 0 | 0 | 0 | 0 | 0 | 0 | 0 | 0 | 0 | 0 | 0 | 0 | 0
F13_Commercial_WA - College_New_Space Heating_Natural Gas_Gas Boiler - Burner Control Optimization_A_Technical Potential | F13 | Commercial | WA - College | New | Space Heating | Natural Gas | Gas Boiler - Burner Control Optimization | A | Purchases (Incremental) | Technical Potential | 0 | 0 | 0 | 0 | 0 | 0 | 0 | 0 | 0 | 0 | 0 | 0 | 0 | 0 | 0 | 0 | 0 | 0 | 0 | 0 | 0 | 0 | 0 | 0 | 0 | 0 | 0
F14_Commercial_WA - College_New_Space Heating_Natural Gas_Gas Boiler - Burner Control Optimization_A_Technical Potential | F14 | Commercial | WA - College | New | Space Heating | Natural Gas | Gas Boiler - Burner Control Optimization | A | Purchases (Cumulative) | Technical Potential | 0 | 0 | 0 | 0 | 0 | 0 | 0 | 0 | 0 | 0 | 0 | 0 | 0 | 0 | 0 | 0 | 0 | 0 | 0 | 0 | 0 | 0 | 0 | 0 | 0 | 0 | 0
F1_Commercial_WA - College_New_Space Heating_Natural Gas_Gas Boiler - Stack Economizer_A_Technical Potential | F1 | Commercial | WA - College | New | Space Heating | Natural Gas | Gas Boiler - Stack Economizer | A | Original Unit Energy Savings (kWh or therms) | Technical Potential | 0 | 0 | 0 | 0 | 0 | 0 | 0 | 0 | 0 | 0 | 0 | 0 | 0 | 0 | 0 | 0 | 0 | 0 | 0 | 0 | 0 | 0 | 0 | 0 | 0 | 0 | 0
F2_Commercial_WA - College_New_Space Heating_Natural Gas_Gas Boiler - Stack Economizer_A_Technical Potential | F2 | Commercial | WA - College | New | Space Heating | Natural Gas | Gas Boiler - Stack Economizer | A | Original Unit Summer Peak Savings (kW) | Technical Potential | 0 | 0 | 0 | 0 | 0 | 0 | 0 | 0 | 0 | 0 | 0 | 0 | 0 | 0 | 0 | 0 | 0 | 0 | 0 | 0 | 0 | 0 | 0 | 0 | 0 | 0 | 0
F3_Commercial_WA - College_New_Space Heating_Natural Gas_Gas Boiler - Stack Economizer_A_Technical Potential | F3 | Commercial | WA - College | New | Space Heating | Natural Gas | Gas Boiler - Stack Economizer | A | Original Unit Winter Peak Savings (kW) | Technical Potential | 0 | 0 | 0 | 0 | 0 | 0 | 0 | 0 | 0 | 0 | 0 | 0 | 0 | 0 | 0 | 0 | 0 | 0 | 0 | 0 | 0 | 0 | 0 | 0 | 0 | 0 | 0
F4_Commercial_WA - College_New_Space Heating_Natural Gas_Gas Boiler - Stack Economizer_A_Technical Potential | F4 | Commercial | WA - College | New | Space Heating | Natural Gas | Gas Boiler - Stack Economizer | A | Standalone Impact on Baseline Energy (%) | Technical Potential | 0 | 0 | 0 | 0 | 0 | 0 | 0 | 0 | 0 | 0 | 0 | 0 | 0 | 0 | 0 | 0 | 0 | 0 | 0 | 0 | 0 | 0 | 0 | 0 | 0 | 0 | 0
F5_Commercial_WA - College_New_Space Heating_Natural Gas_Gas Boiler - Stack Economizer_A_Technical Potential | F5 | Commercial | WA - College | New | Space Heating | Natural Gas | Gas Boiler - Stack Economizer | A | Standalone Impact on Baseline Summer Peak (%) | Technical Potential | 0 | 0 | 0 | 0 | 0 | 0 | 0 | 0 | 0 | 0 | 0 | 0 | 0 | 0 | 0 | 0 | 0 | 0 | 0 | 0 | 0 | 0 | 0 | 0 | 0 | 0 | 0
F6_Commercial_WA - College_New_Space Heating_Natural Gas_Gas Boiler - Stack Economizer_A_Technical Potential | F6 | Commercial | WA - College | New | Space Heating | Natural Gas | Gas Boiler - Stack Economizer | A | Standalone Impact on Baseline Winter Peak (%) | Technical Potential | 0 | 0 | 0 | 0 | 0 | 0 | 0 | 0 | 0 | 0 | 0 | 0 | 0 | 0 | 0 | 0 | 0 | 0 | 0 | 0 | 0 | 0 | 0 | 0 | 0 | 0 | 0
F7_Commercial_WA - College_New_Space Heating_Natural Gas_Gas Boiler - Stack Economizer_A_Technical Potential | F7 | Commercial | WA - College | New | Space Heating | Natural Gas | Gas Boiler - Stack Economizer | A | Incremental Energy Savings (MWh or mTherms) | Technical Potential | 0 | 0 | 0 | 0 | 0 | 0 | 0 | 0 | 0 | 0 | 0 | 0 | 0 | 0 | 0 | 0 | 0 | 0 | 0 | 0 | 0 | 0 | 0 | 0 | 0 | 0 | 0
F8_Commercial_WA - College_New_Space Heating_Natural Gas_Gas Boiler - Stack Economizer_A_Technical Potential | F8 | Commercial | WA - College | New | Space Heating | Natural Gas | Gas Boiler - Stack Economizer | A | Incremental Summer Peak Savings (MW) | Technical Potential | 0 | 0 | 0 | 0 | 0 | 0 | 0 | 0 | 0 | 0 | 0 | 0 | 0 | 0 | 0 | 0 | 0 | 0 | 0 | 0 | 0 | 0 | 0 | 0 | 0 | 0 | 0
F9_Commercial_WA - College_New_Space Heating_Natural Gas_Gas Boiler - Stack Economizer_A_Technical Potential | F9 | Commercial | WA - College | New | Space Heating | Natural Gas | Gas Boiler - Stack Economizer | A | Incremental Winter Peak Savings (MW) | Technical Potential | 0 | 0 | 0 | 0 | 0 | 0 | 0 | 0 | 0 | 0 | 0 | 0 | 0 | 0 | 0 | 0 | 0 | 0 | 0 | 0 | 0 | 0 | 0 | 0 | 0 | 0 | 0
F10_Commercial_WA - College_New_Space Heating_Natural Gas_Gas Boiler - Stack Economizer_A_Technical Potential | F10 | Commercial | WA - College | New | Space Heating | Natural Gas | Gas Boiler - Stack Economizer | A | Cumulative Energy Savings (MWh or mTherms) | Technical Potential | 0 | 0 | 0 | 0 | 0 | 0 | 0 | 0 | 0 | 0 | 0 | 0 | 0 | 0 | 0 | 0 | 0 | 0 | 0 | 0 | 0 | 0 | 0 | 0 | 0 | 0 | 0
F11_Commercial_WA - College_New_Space Heating_Natural Gas_Gas Boiler - Stack Economizer_A_Technical Potential | F11 | Commercial | WA - College | New | Space Heating | Natural Gas | Gas Boiler - Stack Economizer | A | Cumulative Summer Peak Savings (MW) | Technical Potential | 0 | 0 | 0 | 0 | 0 | 0 | 0 | 0 | 0 | 0 | 0 | 0 | 0 | 0 | 0 | 0 | 0 | 0 | 0 | 0 | 0 | 0 | 0 | 0 | 0 | 0 | 0
F12_Commercial_WA - College_New_Space Heating_Natural Gas_Gas Boiler - Stack Economizer_A_Technical Potential | F12 | Commercial | WA - College | New | Space Heating | Natural Gas | Gas Boiler - Stack Economizer | A | Cumulative Winter Peak Savings (MW) | Technical Potential | 0 | 0 | 0 | 0 | 0 | 0 | 0 | 0 | 0 | 0 | 0 | 0 | 0 | 0 | 0 | 0 | 0 | 0 | 0 | 0 | 0 | 0 | 0 | 0 | 0 | 0 | 0
F13_Commercial_WA - College_New_Space Heating_Natural Gas_Gas Boiler - Stack Economizer_A_Technical Potential | F13 | Commercial | WA - College | New | Space Heating | Natural Gas | Gas Boiler - Stack Economizer | A | Purchases (Incremental) | Technical Potential | 0 | 0 | 0 | 0 | 0 | 0 | 0 | 0 | 0 | 0 | 0 | 0 | 0 | 0 | 0 | 0 | 0 | 0 | 0 | 0 | 0 | 0 | 0 | 0 | 0 | 0 | 0
F14_Commercial_WA - College_New_Space Heating_Natural Gas_Gas Boiler - Stack Economizer_A_Technical Potential | F14 | Commercial | WA - College | New | Space Heating | Natural Gas | Gas Boiler - Stack Economizer | A | Purchases (Cumulative) | Technical Potential | 0 | 0 | 0 | 0 | 0 | 0 | 0 | 0 | 0 | 0 | 0 | 0 | 0 | 0 | 0 | 0 | 0 | 0 | 0 | 0 | 0 | 0 | 0 | 0 | 0 | 0 | 0
F1_Commercial_WA - College_New_Space Heating_Natural Gas_Gas Boiler - Thermostatic Radiator Valves_A_Technical Potential | F1 | Commercial | WA - College | New | Space Heating | Natural Gas | Gas Boiler - Thermostatic Radiator Valves | A | Original Unit Energy Savings (kWh or therms) | Technical Potential | 0 | 0 | 0 | 0 | 0 | 0 | 0 | 0 | 0 | 0 | 0 | 0 | 0 | 0 | 0 | 0 | 0 | 0 | 0 | 0 | 0 | 0 | 0 | 0 | 0 | 0 | 0
F2_Commercial_WA - College_New_Space Heating_Natural Gas_Gas Boiler - Thermostatic Radiator Valves_A_Technical Potential | F2 | Commercial | WA - College | New | Space Heating | Natural Gas | Gas Boiler - Thermostatic Radiator Valves | A | Original Unit Summer Peak Savings (kW) | Technical Potential | 0 | 0 | 0 | 0 | 0 | 0 | 0 | 0 | 0 | 0 | 0 | 0 | 0 | 0 | 0 | 0 | 0 | 0 | 0 | 0 | 0 | 0 | 0 | 0 | 0 | 0 | 0
F3_Commercial_WA - College_New_Space Heating_Natural Gas_Gas Boiler - Thermostatic Radiator Valves_A_Technical Potential | F3 | Commercial | WA - College | New | Space Heating | Natural Gas | Gas Boiler - Thermostatic Radiator Valves | A | Original Unit Winter Peak Savings (kW) | Technical Potential | 0 | 0 | 0 | 0 | 0 | 0 | 0 | 0 | 0 | 0 | 0 | 0 | 0 | 0 | 0 | 0 | 0 | 0 | 0 | 0 | 0 | 0 | 0 | 0 | 0 | 0 | 0
F4_Commercial_WA - College_New_Space Heating_Natural Gas_Gas Boiler - Thermostatic Radiator Valves_A_Technical Potential | F4 | Commercial | WA - College | New | Space Heating | Natural Gas | Gas Boiler - Thermostatic Radiator Valves | A | Standalone Impact on Baseline Energy (%) | Technical Potential | 0 | 0 | 0 | 0 | 0 | 0 | 0 | 0 | 0 | 0 | 0 | 0 | 0 | 0 | 0 | 0 | 0 | 0 | 0 | 0 | 0 | 0 | 0 | 0 | 0 | 0 | 0
F5_Commercial_WA - College_New_Space Heating_Natural Gas_Gas Boiler - Thermostatic Radiator Valves_A_Technical Potential | F5 | Commercial | WA - College | New | Space Heating | Natural Gas | Gas Boiler - Thermostatic Radiator Valves | A | Standalone Impact on Baseline Summer Peak (%) | Technical Potential | 0 | 0 | 0 | 0 | 0 | 0 | 0 | 0 | 0 | 0 | 0 | 0 | 0 | 0 | 0 | 0 | 0 | 0 | 0 | 0 | 0 | 0 | 0 | 0 | 0 | 0 | 0
F6_Commercial_WA - College_New_Space Heating_Natural Gas_Gas Boiler - Thermostatic Radiator Valves_A_Technical Potential | F6 | Commercial | WA - College | New | Space Heating | Natural Gas | Gas Boiler - Thermostatic Radiator Valves | A | Standalone Impact on Baseline Winter Peak (%) | Technical Potential | 0 | 0 | 0 | 0 | 0 | 0 | 0 | 0 | 0 | 0 | 0 | 0 | 0 | 0 | 0 | 0 | 0 | 0 | 0 | 0 | 0 | 0 | 0 | 0 | 0 | 0 | 0
F7_Commercial_WA - College_New_Space Heating_Natural Gas_Gas Boiler - Thermostatic Radiator Valves_A_Technical Potential | F7 | Commercial | WA - College | New | Space Heating | Natural Gas | Gas Boiler - Thermostatic Radiator Valves | A | Incremental Energy Savings (MWh or mTherms) | Technical Potential | 0 | 0 | 0 | 0 | 0 | 0 | 0 | 0 | 0 | 0 | 0 | 0 | 0 | 0 | 0 | 0 | 0 | 0 | 0 | 0 | 0 | 0 | 0 | 0 | 0 | 0 | 0
F8_Commercial_WA - College_New_Space Heating_Natural Gas_Gas Boiler - Thermostatic Radiator Valves_A_Technical Potential | F8 | Commercial | WA - College | New | Space Heating | Natural Gas | Gas Boiler - Thermostatic Radiator Valves | A | Incremental Summer Peak Savings (MW) | Technical Potential | 0 | 0 | 0 | 0 | 0 | 0 | 0 | 0 | 0 | 0 | 0 | 0 | 0 | 0 | 0 | 0 | 0 | 0 | 0 | 0 | 0 | 0 | 0 | 0 | 0 | 0 | 0
F9_Commercial_WA - College_New_Space Heating_Natural Gas_Gas Boiler - Thermostatic Radiator Valves_A_Technical Potential | F9 | Commercial | WA - College | New | Space Heating | Natural Gas | Gas Boiler - Thermostatic Radiator Valves | A | Incremental Winter Peak Savings (MW) | Technical Potential | 0 | 0 | 0 | 0 | 0 | 0 | 0 | 0 | 0 | 0 | 0 | 0 | 0 | 0 | 0 | 0 | 0 | 0 | 0 | 0 | 0 | 0 | 0 | 0 | 0 | 0 | 0
F10_Commercial_WA - College_New_Space Heating_Natural Gas_Gas Boiler - Thermostatic Radiator Valves_A_Technical Potential | F10 | Commercial | WA - College | New | Space Heating | Natural Gas | Gas Boiler - Thermostatic Radiator Valves | A | Cumulative Energy Savings (MWh or mTherms) | Technical Potential | 0 | 0 | 0 | 0 | 0 | 0 | 0 | 0 | 0 | 0 | 0 | 0 | 0 | 0 | 0 | 0 | 0 | 0 | 0 | 0 | 0 | 0 | 0 | 0 | 0 | 0 | 0
F11_Commercial_WA - College_New_Space Heating_Natural Gas_Gas Boiler - Thermostatic Radiator Valves_A_Technical Potential | F11 | Commercial | WA - College | New | Space Heating | Natural Gas | Gas Boiler - Thermostatic Radiator Valves | A | Cumulative Summer Peak Savings (MW) | Technical Potential | 0 | 0 | 0 | 0 | 0 | 0 | 0 | 0 | 0 | 0 | 0 | 0 | 0 | 0 | 0 | 0 | 0 | 0 | 0 | 0 | 0 | 0 | 0 | 0 | 0 | 0 | 0
F12_Commercial_WA - College_New_Space Heating_Natural Gas_Gas Boiler - Thermostatic Radiator Valves_A_Technical Potential | F12 | Commercial | WA - College | New | Space Heating | Natural Gas | Gas Boiler - Thermostatic Radiator Valves | A | Cumulative Winter Peak Savings (MW) | Technical Potential | 0 | 0 | 0 | 0 | 0 | 0 | 0 | 0 | 0 | 0 | 0 | 0 | 0 | 0 | 0 | 0 | 0 | 0 | 0 | 0 | 0 | 0 | 0 | 0 | 0 | 0 | 0
F13_Commercial_WA - College_New_Space Heating_Natural Gas_Gas Boiler - Thermostatic Radiator Valves_A_Technical Potential | F13 | Commercial | WA - College | New | Space Heating | Natural Gas | Gas Boiler - Thermostatic Radiator Valves | A | Purchases (Incremental) | Technical Potential | 0 | 0 | 0 | 0 | 0 | 0 | 0 | 0 | 0 | 0 | 0 | 0 | 0 | 0 | 0 | 0 | 0 | 0 | 0 | 0 | 0 | 0 | 0 | 0 | 0 | 0 | 0
F14_Commercial_WA - College_New_Space Heating_Natural Gas_Gas Boiler - Thermostatic Radiator Valves_A_Technical Potential | F14 | Commercial | WA - College | New | Space Heating | Natural Gas | Gas Boiler - Thermostatic Radiator Valves | A | Purchases (Cumulative) | Technical Potential | 0 | 0 | 0 | 0 | 0 | 0 | 0 | 0 | 0 | 0 | 0 | 0 | 0 | 0 | 0 | 0 | 0 | 0 | 0 | 0 | 0 | 0 | 0 | 0 | 0 | 0 | 0
F1_Commercial_WA - College_New_Space Heating_Natural Gas_HVAC - Shut Off Damper_A_Technical Potential | F1 | Commercial | WA - College | New | Space Heating | Natural Gas | HVAC - Shut Off Damper | A | Original Unit Energy Savings (kWh or therms) | Technical Potential | 0 | 0 | 0 | 0 | 0 | 0 | 0 | 0 | 0 | 0 | 0 | 0 | 0 | 0 | 0 | 0 | 0 | 0 | 0 | 0 | 0 | 0 | 0 | 0 | 0 | 0 | 0
F2_Commercial_WA - College_New_Space Heating_Natural Gas_HVAC - Shut Off Damper_A_Technical Potential | F2 | Commercial | WA - College | New | Space Heating | Natural Gas | HVAC - Shut Off Damper | A | Original Unit Summer Peak Savings (kW) | Technical Potential | 0 | 0 | 0 | 0 | 0 | 0 | 0 | 0 | 0 | 0 | 0 | 0 | 0 | 0 | 0 | 0 | 0 | 0 | 0 | 0 | 0 | 0 | 0 | 0 | 0 | 0 | 0
F3_Commercial_WA - College_New_Space Heating_Natural Gas_HVAC - Shut Off Damper_A_Technical Potential | F3 | Commercial | WA - College | New | Space Heating | Natural Gas | HVAC - Shut Off Damper | A | Original Unit Winter Peak Savings (kW) | Technical Potential | 0 | 0 | 0 | 0 | 0 | 0 | 0 | 0 | 0 | 0 | 0 | 0 | 0 | 0 | 0 | 0 | 0 | 0 | 0 | 0 | 0 | 0 | 0 | 0 | 0 | 0 | 0
F4_Commercial_WA - College_New_Space Heating_Natural Gas_HVAC - Shut Off Damper_A_Technical Potential | F4 | Commercial | WA - College | New | Space Heating | Natural Gas | HVAC - Shut Off Damper | A | Standalone Impact on Baseline Energy (%) | Technical Potential | 0 | 0 | 0 | 0 | 0 | 0 | 0 | 0 | 0 | 0 | 0 | 0 | 0 | 0 | 0 | 0 | 0 | 0 | 0 | 0 | 0 | 0 | 0 | 0 | 0 | 0 | 0
F5_Commercial_WA - College_New_Space Heating_Natural Gas_HVAC - Shut Off Damper_A_Technical Potential | F5 | Commercial | WA - College | New | Space Heating | Natural Gas | HVAC - Shut Off Damper | A | Standalone Impact on Baseline Summer Peak (%) | Technical Potential | 0 | 0 | 0 | 0 | 0 | 0 | 0 | 0 | 0 | 0 | 0 | 0 | 0 | 0 | 0 | 0 | 0 | 0 | 0 | 0 | 0 | 0 | 0 | 0 | 0 | 0 | 0
F6_Commercial_WA - College_New_Space Heating_Natural Gas_HVAC - Shut Off Damper_A_Technical Potential | F6 | Commercial | WA - College | New | Space Heating | Natural Gas | HVAC - Shut Off Damper | A | Standalone Impact on Baseline Winter Peak (%) | Technical Potential | 0 | 0 | 0 | 0 | 0 | 0 | 0 | 0 | 0 | 0 | 0 | 0 | 0 | 0 | 0 | 0 | 0 | 0 | 0 | 0 | 0 | 0 | 0 | 0 | 0 | 0 | 0
F7_Commercial_WA - College_New_Space Heating_Natural Gas_HVAC - Shut Off Damper_A_Technical Potential | F7 | Commercial | WA - College | New | Space Heating | Natural Gas | HVAC - Shut Off Damper | A | Incremental Energy Savings (MWh or mTherms) | Technical Potential | 0 | 0 | 0 | 0 | 0 | 0 | 0 | 0 | 0 | 0 | 0 | 0 | 0 | 0 | 0 | 0 | 0 | 0 | 0 | 0 | 0 | 0 | 0 | 0 | 0 | 0 | 0
F8_Commercial_WA - College_New_Space Heating_Natural Gas_HVAC - Shut Off Damper_A_Technical Potential | F8 | Commercial | WA - College | New | Space Heating | Natural Gas | HVAC - Shut Off Damper | A | Incremental Summer Peak Savings (MW) | Technical Potential | 0 | 0 | 0 | 0 | 0 | 0 | 0 | 0 | 0 | 0 | 0 | 0 | 0 | 0 | 0 | 0 | 0 | 0 | 0 | 0 | 0 | 0 | 0 | 0 | 0 | 0 | 0
F9_Commercial_WA - College_New_Space Heating_Natural Gas_HVAC - Shut Off Damper_A_Technical Potential | F9 | Commercial | WA - College | New | Space Heating | Natural Gas | HVAC - Shut Off Damper | A | Incremental Winter Peak Savings (MW) | Technical Potential | 0 | 0 | 0 | 0 | 0 | 0 | 0 | 0 | 0 | 0 | 0 | 0 | 0 | 0 | 0 | 0 | 0 | 0 | 0 | 0 | 0 | 0 | 0 | 0 | 0 | 0 | 0
F10_Commercial_WA - College_New_Space Heating_Natural Gas_HVAC - Shut Off Damper_A_Technical Potential | F10 | Commercial | WA - College | New | Space Heating | Natural Gas | HVAC - Shut Off Damper | A | Cumulative Energy Savings (MWh or mTherms) | Technical Potential | 0 | 0 | 0 | 0 | 0 | 0 | 0 | 0 | 0 | 0 | 0 | 0 | 0 | 0 | 0 | 0 | 0 | 0 | 0 | 0 | 0 | 0 | 0 | 0 | 0 | 0 | 0
F11_Commercial_WA - College_New_Space Heating_Natural Gas_HVAC - Shut Off Damper_A_Technical Potential | F11 | Commercial | WA - College | New | Space Heating | Natural Gas | HVAC - Shut Off Damper | A | Cumulative Summer Peak Savings (MW) | Technical Potential | 0 | 0 | 0 | 0 | 0 | 0 | 0 | 0 | 0 | 0 | 0 | 0 | 0 | 0 | 0 | 0 | 0 | 0 | 0 | 0 | 0 | 0 | 0 | 0 | 0 | 0 | 0
F12_Commercial_WA - College_New_Space Heating_Natural Gas_HVAC - Shut Off Damper_A_Technical Potential | F12 | Commercial | WA - College | New | Space Heating | Natural Gas | HVAC - Shut Off Damper | A | Cumulative Winter Peak Savings (MW) | Technical Potential | 0 | 0 | 0 | 0 | 0 | 0 | 0 | 0 | 0 | 0 | 0 | 0 | 0 | 0 | 0 | 0 | 0 | 0 | 0 | 0 | 0 | 0 | 0 | 0 | 0 | 0 | 0
F13_Commercial_WA - College_New_Space Heating_Natural Gas_HVAC - Shut Off Damper_A_Technical Potential | F13 | Commercial | WA - College | New | Space Heating | Natural Gas | HVAC - Shut Off Damper | A | Purchases (Incremental) | Technical Potential | 0 | 0 | 0 | 0 | 0 | 0 | 0 | 0 | 0 | 0 | 0 | 0 | 0 | 0 | 0 | 0 | 0 | 0 | 0 | 0 | 0 | 0 | 0 | 0 | 0 | 0 | 0
F14_Commercial_WA - College_New_Space Heating_Natural Gas_HVAC - Shut Off Damper_A_Technical Potential | F14 | Commercial | WA - College | New | Space Heating | Natural Gas | HVAC - Shut Off Damper | A | Purchases (Cumulative) | Technical Potential | 0 | 0 | 0 | 0 | 0 | 0 | 0 | 0 | 0 | 0 | 0 | 0 | 0 | 0 | 0 | 0 | 0 | 0 | 0 | 0 | 0 | 0 | 0 | 0 | 0 | 0 | 0
F1_Commercial_WA - College_New_Space Heating_Natural Gas_Gas Furnace - Tube Inserts_A_Technical Potential | F1 | Commercial | WA - College | New | Space Heating | Natural Gas | Gas Furnace - Tube Inserts | A | Original Unit Energy Savings (kWh or therms) | Technical Potential | 0 | 0 | 0 | 0 | 0 | 0 | 0 | 0 | 0 | 0 | 0 | 0 | 0 | 0 | 0 | 0 | 0 | 0 | 0 | 0 | 0 | 0 | 0 | 0 | 0 | 0 | 0
F2_Commercial_WA - College_New_Space Heating_Natural Gas_Gas Furnace - Tube Inserts_A_Technical Potential | F2 | Commercial | WA - College | New | Space Heating | Natural Gas | Gas Furnace - Tube Inserts | A | Original Unit Summer Peak Savings (kW) | Technical Potential | 0 | 0 | 0 | 0 | 0 | 0 | 0 | 0 | 0 | 0 | 0 | 0 | 0 | 0 | 0 | 0 | 0 | 0 | 0 | 0 | 0 | 0 | 0 | 0 | 0 | 0 | 0
F3_Commercial_WA - College_New_Space Heating_Natural Gas_Gas Furnace - Tube Inserts_A_Technical Potential | F3 | Commercial | WA - College | New | Space Heating | Natural Gas | Gas Furnace - Tube Inserts | A | Original Unit Winter Peak Savings (kW) | Technical Potential | 0 | 0 | 0 | 0 | 0 | 0 | 0 | 0 | 0 | 0 | 0 | 0 | 0 | 0 | 0 | 0 | 0 | 0 | 0 | 0 | 0 | 0 | 0 | 0 | 0 | 0 | 0
F4_Commercial_WA - College_New_Space Heating_Natural Gas_Gas Furnace - Tube Inserts_A_Technical Potential | F4 | Commercial | WA - College | New | Space Heating | Natural Gas | Gas Furnace - Tube Inserts | A | Standalone Impact on Baseline Energy (%) | Technical Potential | 0 | 0 | 0 | 0 | 0 | 0 | 0 | 0 | 0 | 0 | 0 | 0 | 0 | 0 | 0 | 0 | 0 | 0 | 0 | 0 | 0 | 0 | 0 | 0 | 0 | 0 | 0
F5_Commercial_WA - College_New_Space Heating_Natural Gas_Gas Furnace - Tube Inserts_A_Technical Potential | F5 | Commercial | WA - College | New | Space Heating | Natural Gas | Gas Furnace - Tube Inserts | A | Standalone Impact on Baseline Summer Peak (%) | Technical Potential | 0 | 0 | 0 | 0 | 0 | 0 | 0 | 0 | 0 | 0 | 0 | 0 | 0 | 0 | 0 | 0 | 0 | 0 | 0 | 0 | 0 | 0 | 0 | 0 | 0 | 0 | 0
F6_Commercial_WA - College_New_Space Heating_Natural Gas_Gas Furnace - Tube Inserts_A_Technical Potential | F6 | Commercial | WA - College | New | Space Heating | Natural Gas | Gas Furnace - Tube Inserts | A | Standalone Impact on Baseline Winter Peak (%) | Technical Potential | 0 | 0 | 0 | 0 | 0 | 0 | 0 | 0 | 0 | 0 | 0 | 0 | 0 | 0 | 0 | 0 | 0 | 0 | 0 | 0 | 0 | 0 | 0 | 0 | 0 | 0 | 0
F7_Commercial_WA - College_New_Space Heating_Natural Gas_Gas Furnace - Tube Inserts_A_Technical Potential | F7 | Commercial | WA - College | New | Space Heating | Natural Gas | Gas Furnace - Tube Inserts | A | Incremental Energy Savings (MWh or mTherms) | Technical Potential | 0 | 0 | 0 | 0 | 0 | 0 | 0 | 0 | 0 | 0 | 0 | 0 | 0 | 0 | 0 | 0 | 0 | 0 | 0 | 0 | 0 | 0 | 0 | 0 | 0 | 0 | 0
F8_Commercial_WA - College_New_Space Heating_Natural Gas_Gas Furnace - Tube Inserts_A_Technical Potential | F8 | Commercial | WA - College | New | Space Heating | Natural Gas | Gas Furnace - Tube Inserts | A | Incremental Summer Peak Savings (MW) | Technical Potential | 0 | 0 | 0 | 0 | 0 | 0 | 0 | 0 | 0 | 0 | 0 | 0 | 0 | 0 | 0 | 0 | 0 | 0 | 0 | 0 | 0 | 0 | 0 | 0 | 0 | 0 | 0
F9_Commercial_WA - College_New_Space Heating_Natural Gas_Gas Furnace - Tube Inserts_A_Technical Potential | F9 | Commercial | WA - College | New | Space Heating | Natural Gas | Gas Furnace - Tube Inserts | A | Incremental Winter Peak Savings (MW) | Technical Potential | 0 | 0 | 0 | 0 | 0 | 0 | 0 | 0 | 0 | 0 | 0 | 0 | 0 | 0 | 0 | 0 | 0 | 0 | 0 | 0 | 0 | 0 | 0 | 0 | 0 | 0 | 0
F10_Commercial_WA - College_New_Space Heating_Natural Gas_Gas Furnace - Tube Inserts_A_Technical Potential | F10 | Commercial | WA - College | New | Space Heating | Natural Gas | Gas Furnace - Tube Inserts | A | Cumulative Energy Savings (MWh or mTherms) | Technical Potential | 0 | 0 | 0 | 0 | 0 | 0 | 0 | 0 | 0 | 0 | 0 | 0 | 0 | 0 | 0 | 0 | 0 | 0 | 0 | 0 | 0 | 0 | 0 | 0 | 0 | 0 | 0
F11_Commercial_WA - College_New_Space Heating_Natural Gas_Gas Furnace - Tube Inserts_A_Technical Potential | F11 | Commercial | WA - College | New | Space Heating | Natural Gas | Gas Furnace - Tube Inserts | A | Cumulative Summer Peak Savings (MW) | Technical Potential | 0 | 0 | 0 | 0 | 0 | 0 | 0 | 0 | 0 | 0 | 0 | 0 | 0 | 0 | 0 | 0 | 0 | 0 | 0 | 0 | 0 | 0 | 0 | 0 | 0 | 0 | 0
F12_Commercial_WA - College_New_Space Heating_Natural Gas_Gas Furnace - Tube Inserts_A_Technical Potential | F12 | Commercial | WA - College | New | Space Heating | Natural Gas | Gas Furnace - Tube Inserts | A | Cumulative Winter Peak Savings (MW) | Technical Potential | 0 | 0 | 0 | 0 | 0 | 0 | 0 | 0 | 0 | 0 | 0 | 0 | 0 | 0 | 0 | 0 | 0 | 0 | 0 | 0 | 0 | 0 | 0 | 0 | 0 | 0 | 0
F13_Commercial_WA - College_New_Space Heating_Natural Gas_Gas Furnace - Tube Inserts_A_Technical Potential | F13 | Commercial | WA - College | New | Space Heating | Natural Gas | Gas Furnace - Tube Inserts | A | Purchases (Incremental) | Technical Potential | 0 | 0 | 0 | 0 | 0 | 0 | 0 | 0 | 0 | 0 | 0 | 0 | 0 | 0 | 0 | 0 | 0 | 0 | 0 | 0 | 0 | 0 | 0 | 0 | 0 | 0 | 0
F14_Commercial_WA - College_New_Space Heating_Natural Gas_Gas Furnace - Tube Inserts_A_Technical Potential | F14 | Commercial | WA - College | New | Space Heating | Natural Gas | Gas Furnace - Tube Inserts | A | Purchases (Cumulative) | Technical Potential | 0 | 0 | 0 | 0 | 0 | 0 | 0 | 0 | 0 | 0 | 0 | 0 | 0 | 0 | 0 | 0 | 0 | 0 | 0 | 0 | 0 | 0 | 0 | 0 | 0 | 0 | 0
F1_Commercial_WA - College_New_Space Heating_Natural Gas_Gas Boiler - Insulate Steam Lines/Condensate Tank_A_Technical Potential | F1 | Commercial | WA - College | New | Space Heating | Natural Gas | Gas Boiler - Insulate Steam Lines/Condensate Tank | A | Original Unit Energy Savings (kWh or therms) | Technical Potential | 0 | 0 | 0 | 0 | 0 | 0 | 0 | 0 | 0 | 0 | 0 | 0 | 0 | 0 | 0 | 0 | 0 | 0 | 0 | 0 | 0 | 0 | 0 | 0 | 0 | 0 | 0
F2_Commercial_WA - College_New_Space Heating_Natural Gas_Gas Boiler - Insulate Steam Lines/Condensate Tank_A_Technical Potential | F2 | Commercial | WA - College | New | Space Heating | Natural Gas | Gas Boiler - Insulate Steam Lines/Condensate Tank | A | Original Unit Summer Peak Savings (kW) | Technical Potential | 0 | 0 | 0 | 0 | 0 | 0 | 0 | 0 | 0 | 0 | 0 | 0 | 0 | 0 | 0 | 0 | 0 | 0 | 0 | 0 | 0 | 0 | 0 | 0 | 0 | 0 | 0
F3_Commercial_WA - College_New_Space Heating_Natural Gas_Gas Boiler - Insulate Steam Lines/Condensate Tank_A_Technical Potential | F3 | Commercial | WA - College | New | Space Heating | Natural Gas | Gas Boiler - Insulate Steam Lines/Condensate Tank | A | Original Unit Winter Peak Savings (kW) | Technical Potential | 0 | 0 | 0 | 0 | 0 | 0 | 0 | 0 | 0 | 0 | 0 | 0 | 0 | 0 | 0 | 0 | 0 | 0 | 0 | 0 | 0 | 0 | 0 | 0 | 0 | 0 | 0
F4_Commercial_WA - College_New_Space Heating_Natural Gas_Gas Boiler - Insulate Steam Lines/Condensate Tank_A_Technical Potential | F4 | Commercial | WA - College | New | Space Heating | Natural Gas | Gas Boiler - Insulate Steam Lines/Condensate Tank | A | Standalone Impact on Baseline Energy (%) | Technical Potential | 0 | 0 | 0 | 0 | 0 | 0 | 0 | 0 | 0 | 0 | 0 | 0 | 0 | 0 | 0 | 0 | 0 | 0 | 0 | 0 | 0 | 0 | 0 | 0 | 0 | 0 | 0
F5_Commercial_WA - College_New_Space Heating_Natural Gas_Gas Boiler - Insulate Steam Lines/Condensate Tank_A_Technical Potential | F5 | Commercial | WA - College | New | Space Heating | Natural Gas | Gas Boiler - Insulate Steam Lines/Condensate Tank | A | Standalone Impact on Baseline Summer Peak (%) | Technical Potential | 0 | 0 | 0 | 0 | 0 | 0 | 0 | 0 | 0 | 0 | 0 | 0 | 0 | 0 | 0 | 0 | 0 | 0 | 0 | 0 | 0 | 0 | 0 | 0 | 0 | 0 | 0
F6_Commercial_WA - College_New_Space Heating_Natural Gas_Gas Boiler - Insulate Steam Lines/Condensate Tank_A_Technical Potential | F6 | Commercial | WA - College | New | Space Heating | Natural Gas | Gas Boiler - Insulate Steam Lines/Condensate Tank | A | Standalone Impact on Baseline Winter Peak (%) | Technical Potential | 0 | 0 | 0 | 0 | 0 | 0 | 0 | 0 | 0 | 0 | 0 | 0 | 0 | 0 | 0 | 0 | 0 | 0 | 0 | 0 | 0 | 0 | 0 | 0 | 0 | 0 | 0
F7_Commercial_WA - College_New_Space Heating_Natural Gas_Gas Boiler - Insulate Steam Lines/Condensate Tank_A_Technical Potential | F7 | Commercial | WA - College | New | Space Heating | Natural Gas | Gas Boiler - Insulate Steam Lines/Condensate Tank | A | Incremental Energy Savings (MWh or mTherms) | Technical Potential | 0 | 0 | 0 | 0 | 0 | 0 | 0 | 0 | 0 | 0 | 0 | 0 | 0 | 0 | 0 | 0 | 0 | 0 | 0 | 0 | 0 | 0 | 0 | 0 | 0 | 0 | 0
F8_Commercial_WA - College_New_Space Heating_Natural Gas_Gas Boiler - Insulate Steam Lines/Condensate Tank_A_Technical Potential | F8 | Commercial | WA - College | New | Space Heating | Natural Gas | Gas Boiler - Insulate Steam Lines/Condensate Tank | A | Incremental Summer Peak Savings (MW) | Technical Potential | 0 | 0 | 0 | 0 | 0 | 0 | 0 | 0 | 0 | 0 | 0 | 0 | 0 | 0 | 0 | 0 | 0 | 0 | 0 | 0 | 0 | 0 | 0 | 0 | 0 | 0 | 0
F9_Commercial_WA - College_New_Space Heating_Natural Gas_Gas Boiler - Insulate Steam Lines/Condensate Tank_A_Technical Potential | F9 | Commercial | WA - College | New | Space Heating | Natural Gas | Gas Boiler - Insulate Steam Lines/Condensate Tank | A | Incremental Winter Peak Savings (MW) | Technical Potential | 0 | 0 | 0 | 0 | 0 | 0 | 0 | 0 | 0 | 0 | 0 | 0 | 0 | 0 | 0 | 0 | 0 | 0 | 0 | 0 | 0 | 0 | 0 | 0 | 0 | 0 | 0
F10_Commercial_WA - College_New_Space Heating_Natural Gas_Gas Boiler - Insulate Steam Lines/Condensate Tank_A_Technical Potential | F10 | Commercial | WA - College | New | Space Heating | Natural Gas | Gas Boiler - Insulate Steam Lines/Condensate Tank | A | Cumulative Energy Savings (MWh or mTherms) | Technical Potential | 0 | 0 | 0 | 0 | 0 | 0 | 0 | 0 | 0 | 0 | 0 | 0 | 0 | 0 | 0 | 0 | 0 | 0 | 0 | 0 | 0 | 0 | 0 | 0 | 0 | 0 | 0
F11_Commercial_WA - College_New_Space Heating_Natural Gas_Gas Boiler - Insulate Steam Lines/Condensate Tank_A_Technical Potential | F11 | Commercial | WA - College | New | Space Heating | Natural Gas | Gas Boiler - Insulate Steam Lines/Condensate Tank | A | Cumulative Summer Peak Savings (MW) | Technical Potential | 0 | 0 | 0 | 0 | 0 | 0 | 0 | 0 | 0 | 0 | 0 | 0 | 0 | 0 | 0 | 0 | 0 | 0 | 0 | 0 | 0 | 0 | 0 | 0 | 0 | 0 | 0
F12_Commercial_WA - College_New_Space Heating_Natural Gas_Gas Boiler - Insulate Steam Lines/Condensate Tank_A_Technical Potential | F12 | Commercial | WA - College | New | Space Heating | Natural Gas | Gas Boiler - Insulate Steam Lines/Condensate Tank | A | Cumulative Winter Peak Savings (MW) | Technical Potential | 0 | 0 | 0 | 0 | 0 | 0 | 0 | 0 | 0 | 0 | 0 | 0 | 0 | 0 | 0 | 0 | 0 | 0 | 0 | 0 | 0 | 0 | 0 | 0 | 0 | 0 | 0
F13_Commercial_WA - College_New_Space Heating_Natural Gas_Gas Boiler - Insulate Steam Lines/Condensate Tank_A_Technical Potential | F13 | Commercial | WA - College | New | Space Heating | Natural Gas | Gas Boiler - Insulate Steam Lines/Condensate Tank | A | Purchases (Incremental) | Technical Potential | 0 | 0 | 0 | 0 | 0 | 0 | 0 | 0 | 0 | 0 | 0 | 0 | 0 | 0 | 0 | 0 | 0 | 0 | 0 | 0 | 0 | 0 | 0 | 0 | 0 | 0 | 0
F14_Commercial_WA - College_New_Space Heating_Natural Gas_Gas Boiler - Insulate Steam Lines/Condensate Tank_A_Technical Potential | F14 | Commercial | WA - College | New | Space Heating | Natural Gas | Gas Boiler - Insulate Steam Lines/Condensate Tank | A | Purchases (Cumulative) | Technical Potential | 0 | 0 | 0 | 0 | 0 | 0 | 0 | 0 | 0 | 0 | 0 | 0 | 0 | 0 | 0 | 0 | 0 | 0 | 0 | 0 | 0 | 0 | 0 | 0 | 0 | 0 | 0
F1_Commercial_WA - College_New_Space Heating_Natural Gas_Gas Boiler - Insulate Hot Water Lines_A_Technical Potential | F1 | Commercial | WA - College | New | Space Heating | Natural Gas | Gas Boiler - Insulate Hot Water Lines | A | Original Unit Energy Savings (kWh or therms) | Technical Potential | 0 | 0 | 0 | 0 | 0 | 0 | 0 | 0 | 0 | 0 | 0 | 0 | 0 | 0 | 0 | 0 | 0 | 0 | 0 | 0 | 0 | 0 | 0 | 0 | 0 | 0 | 0
F2_Commercial_WA - College_New_Space Heating_Natural Gas_Gas Boiler - Insulate Hot Water Lines_A_Technical Potential | F2 | Commercial | WA - College | New | Space Heating | Natural Gas | Gas Boiler - Insulate Hot Water Lines | A | Original Unit Summer Peak Savings (kW) | Technical Potential | 0 | 0 | 0 | 0 | 0 | 0 | 0 | 0 | 0 | 0 | 0 | 0 | 0 | 0 | 0 | 0 | 0 | 0 | 0 | 0 | 0 | 0 | 0 | 0 | 0 | 0 | 0
F3_Commercial_WA - College_New_Space Heating_Natural Gas_Gas Boiler - Insulate Hot Water Lines_A_Technical Potential | F3 | Commercial | WA - College | New | Space Heating | Natural Gas | Gas Boiler - Insulate Hot Water Lines | A | Original Unit Winter Peak Savings (kW) | Technical Potential | 0 | 0 | 0 | 0 | 0 | 0 | 0 | 0 | 0 | 0 | 0 | 0 | 0 | 0 | 0 | 0 | 0 | 0 | 0 | 0 | 0 | 0 | 0 | 0 | 0 | 0 | 0
F4_Commercial_WA - College_New_Space Heating_Natural Gas_Gas Boiler - Insulate Hot Water Lines_A_Technical Potential | F4 | Commercial | WA - College | New | Space Heating | Natural Gas | Gas Boiler - Insulate Hot Water Lines | A | Standalone Impact on Baseline Energy (%) | Technical Potential | 0 | 0 | 0 | 0 | 0 | 0 | 0 | 0 | 0 | 0 | 0 | 0 | 0 | 0 | 0 | 0 | 0 | 0 | 0 | 0 | 0 | 0 | 0 | 0 | 0 | 0 | 0
F5_Commercial_WA - College_New_Space Heating_Natural Gas_Gas Boiler - Insulate Hot Water Lines_A_Technical Potential | F5 | Commercial | WA - College | New | Space Heating | Natural Gas | Gas Boiler - Insulate Hot Water Lines | A | Standalone Impact on Baseline Summer Peak (%) | Technical Potential | 0 | 0 | 0 | 0 | 0 | 0 | 0 | 0 | 0 | 0 | 0 | 0 | 0 | 0 | 0 | 0 | 0 | 0 | 0 | 0 | 0 | 0 | 0 | 0 | 0 | 0 | 0
F6_Commercial_WA - College_New_Space Heating_Natural Gas_Gas Boiler - Insulate Hot Water Lines_A_Technical Potential | F6 | Commercial | WA - College | New | Space Heating | Natural Gas | Gas Boiler - Insulate Hot Water Lines | A | Standalone Impact on Baseline Winter Peak (%) | Technical Potential | 0 | 0 | 0 | 0 | 0 | 0 | 0 | 0 | 0 | 0 | 0 | 0 | 0 | 0 | 0 | 0 | 0 | 0 | 0 | 0 | 0 | 0 | 0 | 0 | 0 | 0 | 0
F7_Commercial_WA - College_New_Space Heating_Natural Gas_Gas Boiler - Insulate Hot Water Lines_A_Technical Potential | F7 | Commercial | WA - College | New | Space Heating | Natural Gas | Gas Boiler - Insulate Hot Water Lines | A | Incremental Energy Savings (MWh or mTherms) | Technical Potential | 0 | 0 | 0 | 0 | 0 | 0 | 0 | 0 | 0 | 0 | 0 | 0 | 0 | 0 | 0 | 0 | 0 | 0 | 0 | 0 | 0 | 0 | 0 | 0 | 0 | 0 | 0
F8_Commercial_WA - College_New_Space Heating_Natural Gas_Gas Boiler - Insulate Hot Water Lines_A_Technical Potential | F8 | Commercial | WA - College | New | Space Heating | Natural Gas | Gas Boiler - Insulate Hot Water Lines | A | Incremental Summer Peak Savings (MW) | Technical Potential | 0 | 0 | 0 | 0 | 0 | 0 | 0 | 0 | 0 | 0 | 0 | 0 | 0 | 0 | 0 | 0 | 0 | 0 | 0 | 0 | 0 | 0 | 0 | 0 | 0 | 0 | 0
F9_Commercial_WA - College_New_Space Heating_Natural Gas_Gas Boiler - Insulate Hot Water Lines_A_Technical Potential | F9 | Commercial | WA - College | New | Space Heating | Natural Gas | Gas Boiler - Insulate Hot Water Lines | A | Incremental Winter Peak Savings (MW) | Technical Potential | 0 | 0 | 0 | 0 | 0 | 0 | 0 | 0 | 0 | 0 | 0 | 0 | 0 | 0 | 0 | 0 | 0 | 0 | 0 | 0 | 0 | 0 | 0 | 0 | 0 | 0 | 0
F10_Commercial_WA - College_New_Space Heating_Natural Gas_Gas Boiler - Insulate Hot Water Lines_A_Technical Potential | F10 | Commercial | WA - College | New | Space Heating | Natural Gas | Gas Boiler - Insulate Hot Water Lines | A | Cumulative Energy Savings (MWh or mTherms) | Technical Potential | 0 | 0 | 0 | 0 | 0 | 0 | 0 | 0 | 0 | 0 | 0 | 0 | 0 | 0 | 0 | 0 | 0 | 0 | 0 | 0 | 0 | 0 | 0 | 0 | 0 | 0 | 0
F11_Commercial_WA - College_New_Space Heating_Natural Gas_Gas Boiler - Insulate Hot Water Lines_A_Technical Potential | F11 | Commercial | WA - College | New | Space Heating | Natural Gas | Gas Boiler - Insulate Hot Water Lines | A | Cumulative Summer Peak Savings (MW) | Technical Potential | 0 | 0 | 0 | 0 | 0 | 0 | 0 | 0 | 0 | 0 | 0 | 0 | 0 | 0 | 0 | 0 | 0 | 0 | 0 | 0 | 0 | 0 | 0 | 0 | 0 | 0 | 0
F12_Commercial_WA - College_New_Space Heating_Natural Gas_Gas Boiler - Insulate Hot Water Lines_A_Technical Potential | F12 | Commercial | WA - College | New | Space Heating | Natural Gas | Gas Boiler - Insulate Hot Water Lines | A | Cumulative Winter Peak Savings (MW) | Technical Potential | 0 | 0 | 0 | 0 | 0 | 0 | 0 | 0 | 0 | 0 | 0 | 0 | 0 | 0 | 0 | 0 | 0 | 0 | 0 | 0 | 0 | 0 | 0 | 0 | 0 | 0 | 0
F13_Commercial_WA - College_New_Space Heating_Natural Gas_Gas Boiler - Insulate Hot Water Lines_A_Technical Potential | F13 | Commercial | WA - College | New | Space Heating | Natural Gas | Gas Boiler - Insulate Hot Water Lines | A | Purchases (Incremental) | Technical Potential | 0 | 0 | 0 | 0 | 0 | 0 | 0 | 0 | 0 | 0 | 0 | 0 | 0 | 0 | 0 | 0 | 0 | 0 | 0 | 0 | 0 | 0 | 0 | 0 | 0 | 0 | 0
F14_Commercial_WA - College_New_Space Heating_Natural Gas_Gas Boiler - Insulate Hot Water Lines_A_Technical Potential | F14 | Commercial | WA - College | New | Space Heating | Natural Gas | Gas Boiler - Insulate Hot Water Lines | A | Purchases (Cumulative) | Technical Potential | 0 | 0 | 0 | 0 | 0 | 0 | 0 | 0 | 0 | 0 | 0 | 0 | 0 | 0 | 0 | 0 | 0 | 0 | 0 | 0 | 0 | 0 | 0 | 0 | 0 | 0 | 0
F1_Commercial_WA - College_New_Space Heating_Natural Gas_Condensing RTU_A_Technical Potential | F1 | Commercial | WA - College | New | Space Heating | Natural Gas | Condensing RTU | A | Original Unit Energy Savings (kWh or therms) | Technical Potential | 0 | 0 | 0 | 0 | 0 | 0 | 0 | 0 | 0 | 0 | 0 | 0 | 0 | 0 | 0 | 0 | 0 | 0 | 0 | 0 | 0 | 0 | 0 | 0 | 0 | 0 | 0
F2_Commercial_WA - College_New_Space Heating_Natural Gas_Condensing RTU_A_Technical Potential | F2 | Commercial | WA - College | New | Space Heating | Natural Gas | Condensing RTU | A | Original Unit Summer Peak Savings (kW) | Technical Potential | 0 | 0 | 0 | 0 | 0 | 0 | 0 | 0 | 0 | 0 | 0 | 0 | 0 | 0 | 0 | 0 | 0 | 0 | 0 | 0 | 0 | 0 | 0 | 0 | 0 | 0 | 0
F3_Commercial_WA - College_New_Space Heating_Natural Gas_Condensing RTU_A_Technical Potential | F3 | Commercial | WA - College | New | Space Heating | Natural Gas | Condensing RTU | A | Original Unit Winter Peak Savings (kW) | Technical Potential | 0 | 0 | 0 | 0 | 0 | 0 | 0 | 0 | 0 | 0 | 0 | 0 | 0 | 0 | 0 | 0 | 0 | 0 | 0 | 0 | 0 | 0 | 0 | 0 | 0 | 0 | 0
F4_Commercial_WA - College_New_Space Heating_Natural Gas_Condensing RTU_A_Technical Potential | F4 | Commercial | WA - College | New | Space Heating | Natural Gas | Condensing RTU | A | Standalone Impact on Baseline Energy (%) | Technical Potential | 0 | 0 | 0 | 0 | 0 | 0 | 0 | 0 | 0 | 0 | 0 | 0 | 0 | 0 | 0 | 0 | 0 | 0 | 0 | 0 | 0 | 0 | 0 | 0 | 0 | 0 | 0
F5_Commercial_WA - College_New_Space Heating_Natural Gas_Condensing RTU_A_Technical Potential | F5 | Commercial | WA - College | New | Space Heating | Natural Gas | Condensing RTU | A | Standalone Impact on Baseline Summer Peak (%) | Technical Potential | 0 | 0 | 0 | 0 | 0 | 0 | 0 | 0 | 0 | 0 | 0 | 0 | 0 | 0 | 0 | 0 | 0 | 0 | 0 | 0 | 0 | 0 | 0 | 0 | 0 | 0 | 0
F6_Commercial_WA - College_New_Space Heating_Natural Gas_Condensing RTU_A_Technical Potential | F6 | Commercial | WA - College | New | Space Heating | Natural Gas | Condensing RTU | A | Standalone Impact on Baseline Winter Peak (%) | Technical Potential | 0 | 0 | 0 | 0 | 0 | 0 | 0 | 0 | 0 | 0 | 0 | 0 | 0 | 0 | 0 | 0 | 0 | 0 | 0 | 0 | 0 | 0 | 0 | 0 | 0 | 0 | 0
F7_Commercial_WA - College_New_Space Heating_Natural Gas_Condensing RTU_A_Technical Potential | F7 | Commercial | WA - College | New | Space Heating | Natural Gas | Condensing RTU | A | Incremental Energy Savings (MWh or mTherms) | Technical Potential | 0 | 0 | 0 | 0 | 0 | 0 | 0 | 0 | 0 | 0 | 0 | 0 | 0 | 0 | 0 | 0 | 0 | 0 | 0 | 0 | 0 | 0 | 0 | 0 | 0 | 0 | 0
F8_Commercial_WA - College_New_Space Heating_Natural Gas_Condensing RTU_A_Technical Potential | F8 | Commercial | WA - College | New | Space Heating | Natural Gas | Condensing RTU | A | Incremental Summer Peak Savings (MW) | Technical Potential | 0 | 0 | 0 | 0 | 0 | 0 | 0 | 0 | 0 | 0 | 0 | 0 | 0 | 0 | 0 | 0 | 0 | 0 | 0 | 0 | 0 | 0 | 0 | 0 | 0 | 0 | 0
F9_Commercial_WA - College_New_Space Heating_Natural Gas_Condensing RTU_A_Technical Potential | F9 | Commercial | WA - College | New | Space Heating | Natural Gas | Condensing RTU | A | Incremental Winter Peak Savings (MW) | Technical Potential | 0 | 0 | 0 | 0 | 0 | 0 | 0 | 0 | 0 | 0 | 0 | 0 | 0 | 0 | 0 | 0 | 0 | 0 | 0 | 0 | 0 | 0 | 0 | 0 | 0 | 0 | 0
F10_Commercial_WA - College_New_Space Heating_Natural Gas_Condensing RTU_A_Technical Potential | F10 | Commercial | WA - College | New | Space Heating | Natural Gas | Condensing RTU | A | Cumulative Energy Savings (MWh or mTherms) | Technical Potential | 0 | 0 | 0 | 0 | 0 | 0 | 0 | 0 | 0 | 0 | 0 | 0 | 0 | 0 | 0 | 0 | 0 | 0 | 0 | 0 | 0 | 0 | 0 | 0 | 0 | 0 | 0
F11_Commercial_WA - College_New_Space Heating_Natural Gas_Condensing RTU_A_Technical Potential | F11 | Commercial | WA - College | New | Space Heating | Natural Gas | Condensing RTU | A | Cumulative Summer Peak Savings (MW) | Technical Potential | 0 | 0 | 0 | 0 | 0 | 0 | 0 | 0 | 0 | 0 | 0 | 0 | 0 | 0 | 0 | 0 | 0 | 0 | 0 | 0 | 0 | 0 | 0 | 0 | 0 | 0 | 0
F12_Commercial_WA - College_New_Space Heating_Natural Gas_Condensing RTU_A_Technical Potential | F12 | Commercial | WA - College | New | Space Heating | Natural Gas | Condensing RTU | A | Cumulative Winter Peak Savings (MW) | Technical Potential | 0 | 0 | 0 | 0 | 0 | 0 | 0 | 0 | 0 | 0 | 0 | 0 | 0 | 0 | 0 | 0 | 0 | 0 | 0 | 0 | 0 | 0 | 0 | 0 | 0 | 0 | 0
F13_Commercial_WA - College_New_Space Heating_Natural Gas_Condensing RTU_A_Technical Potential | F13 | Commercial | WA - College | New | Space Heating | Natural Gas | Condensing RTU | A | Purchases (Incremental) | Technical Potential | 0 | 0 | 0 | 0 | 0 | 0 | 0 | 0 | 0 | 0 | 0 | 0 | 0 | 0 | 0 | 0 | 0 | 0 | 0 | 0 | 0 | 0 | 0 | 0 | 0 | 0 | 0
F14_Commercial_WA - College_New_Space Heating_Natural Gas_Condensing RTU_A_Technical Potential | F14 | Commercial | WA - College | New | Space Heating | Natural Gas | Condensing RTU | A | Purchases (Cumulative) | Technical Potential | 0 | 0 | 0 | 0 | 0 | 0 | 0 | 0 | 0 | 0 | 0 | 0 | 0 | 0 | 0 | 0 | 0 | 0 | 0 | 0 | 0 | 0 | 0 | 0 | 0 | 0 | 0
F1_Commercial_WA - College_New_Space Heating_Natural Gas_Hydronic Heating Radiator Replacement_A_Technical Potential | F1 | Commercial | WA - College | New | Space Heating | Natural Gas | Hydronic Heating Radiator Replacement | A | Original Unit Energy Savings (kWh or therms) | Technical Potential | 0 | 0 | 0 | 0 | 0 | 0 | 0 | 0 | 0 | 0 | 0 | 0 | 0 | 0 | 0 | 0 | 0 | 0 | 0 | 0 | 0 | 0 | 0 | 0 | 0 | 0 | 0
F2_Commercial_WA - College_New_Space Heating_Natural Gas_Hydronic Heating Radiator Replacement_A_Technical Potential | F2 | Commercial | WA - College | New | Space Heating | Natural Gas | Hydronic Heating Radiator Replacement | A | Original Unit Summer Peak Savings (kW) | Technical Potential | 0 | 0 | 0 | 0 | 0 | 0 | 0 | 0 | 0 | 0 | 0 | 0 | 0 | 0 | 0 | 0 | 0 | 0 | 0 | 0 | 0 | 0 | 0 | 0 | 0 | 0 | 0
F3_Commercial_WA - College_New_Space Heating_Natural Gas_Hydronic Heating Radiator Replacement_A_Technical Potential | F3 | Commercial | WA - College | New | Space Heating | Natural Gas | Hydronic Heating Radiator Replacement | A | Original Unit Winter Peak Savings (kW) | Technical Potential | 0 | 0 | 0 | 0 | 0 | 0 | 0 | 0 | 0 | 0 | 0 | 0 | 0 | 0 | 0 | 0 | 0 | 0 | 0 | 0 | 0 | 0 | 0 | 0 | 0 | 0 | 0
F4_Commercial_WA - College_New_Space Heating_Natural Gas_Hydronic Heating Radiator Replacement_A_Technical Potential | F4 | Commercial | WA - College | New | Space Heating | Natural Gas | Hydronic Heating Radiator Replacement | A | Standalone Impact on Baseline Energy (%) | Technical Potential | 0 | 0 | 0 | 0 | 0 | 0 | 0 | 0 | 0 | 0 | 0 | 0 | 0 | 0 | 0 | 0 | 0 | 0 | 0 | 0 | 0 | 0 | 0 | 0 | 0 | 0 | 0
F5_Commercial_WA - College_New_Space Heating_Natural Gas_Hydronic Heating Radiator Replacement_A_Technical Potential | F5 | Commercial | WA - College | New | Space Heating | Natural Gas | Hydronic Heating Radiator Replacement | A | Standalone Impact on Baseline Summer Peak (%) | Technical Potential | 0 | 0 | 0 | 0 | 0 | 0 | 0 | 0 | 0 | 0 | 0 | 0 | 0 | 0 | 0 | 0 | 0 | 0 | 0 | 0 | 0 | 0 | 0 | 0 | 0 | 0 | 0
F6_Commercial_WA - College_New_Space Heating_Natural Gas_Hydronic Heating Radiator Replacement_A_Technical Potential | F6 | Commercial | WA - College | New | Space Heating | Natural Gas | Hydronic Heating Radiator Replacement | A | Standalone Impact on Baseline Winter Peak (%) | Technical Potential | 0 | 0 | 0 | 0 | 0 | 0 | 0 | 0 | 0 | 0 | 0 | 0 | 0 | 0 | 0 | 0 | 0 | 0 | 0 | 0 | 0 | 0 | 0 | 0 | 0 | 0 | 0
F7_Commercial_WA - College_New_Space Heating_Natural Gas_Hydronic Heating Radiator Replacement_A_Technical Potential | F7 | Commercial | WA - College | New | Space Heating | Natural Gas | Hydronic Heating Radiator Replacement | A | Incremental Energy Savings (MWh or mTherms) | Technical Potential | 0 | 0 | 0 | 0 | 0 | 0 | 0 | 0 | 0 | 0 | 0 | 0 | 0 | 0 | 0 | 0 | 0 | 0 | 0 | 0 | 0 | 0 | 0 | 0 | 0 | 0 | 0
F8_Commercial_WA - College_New_Space Heating_Natural Gas_Hydronic Heating Radiator Replacement_A_Technical Potential | F8 | Commercial | WA - College | New | Space Heating | Natural Gas | Hydronic Heating Radiator Replacement | A | Incremental Summer Peak Savings (MW) | Technical Potential | 0 | 0 | 0 | 0 | 0 | 0 | 0 | 0 | 0 | 0 | 0 | 0 | 0 | 0 | 0 | 0 | 0 | 0 | 0 | 0 | 0 | 0 | 0 | 0 | 0 | 0 | 0
F9_Commercial_WA - College_New_Space Heating_Natural Gas_Hydronic Heating Radiator Replacement_A_Technical Potential | F9 | Commercial | WA - College | New | Space Heating | Natural Gas | Hydronic Heating Radiator Replacement | A | Incremental Winter Peak Savings (MW) | Technical Potential | 0 | 0 | 0 | 0 | 0 | 0 | 0 | 0 | 0 | 0 | 0 | 0 | 0 | 0 | 0 | 0 | 0 | 0 | 0 | 0 | 0 | 0 | 0 | 0 | 0 | 0 | 0
F10_Commercial_WA - College_New_Space Heating_Natural Gas_Hydronic Heating Radiator Replacement_A_Technical Potential | F10 | Commercial | WA - College | New | Space Heating | Natural Gas | Hydronic Heating Radiator Replacement | A | Cumulative Energy Savings (MWh or mTherms) | Technical Potential | 0 | 0 | 0 | 0 | 0 | 0 | 0 | 0 | 0 | 0 | 0 | 0 | 0 | 0 | 0 | 0 | 0 | 0 | 0 | 0 | 0 | 0 | 0 | 0 | 0 | 0 | 0
F11_Commercial_WA - College_New_Space Heating_Natural Gas_Hydronic Heating Radiator Replacement_A_Technical Potential | F11 | Commercial | WA - College | New | Space Heating | Natural Gas | Hydronic Heating Radiator Replacement | A | Cumulative Summer Peak Savings (MW) | Technical Potential | 0 | 0 | 0 | 0 | 0 | 0 | 0 | 0 | 0 | 0 | 0 | 0 | 0 | 0 | 0 | 0 | 0 | 0 | 0 | 0 | 0 | 0 | 0 | 0 | 0 | 0 | 0
F12_Commercial_WA - College_New_Space Heating_Natural Gas_Hydronic Heating Radiator Replacement_A_Technical Potential | F12 | Commercial | WA - College | New | Space Heating | Natural Gas | Hydronic Heating Radiator Replacement | A | Cumulative Winter Peak Savings (MW) | Technical Potential | 0 | 0 | 0 | 0 | 0 | 0 | 0 | 0 | 0 | 0 | 0 | 0 | 0 | 0 | 0 | 0 | 0 | 0 | 0 | 0 | 0 | 0 | 0 | 0 | 0 | 0 | 0
F13_Commercial_WA - College_New_Space Heating_Natural Gas_Hydronic Heating Radiator Replacement_A_Technical Potential | F13 | Commercial | WA - College | New | Space Heating | Natural Gas | Hydronic Heating Radiator Replacement | A | Purchases (Incremental) | Technical Potential | 0 | 0 | 0 | 0 | 0 | 0 | 0 | 0 | 0 | 0 | 0 | 0 | 0 | 0 | 0 | 0 | 0 | 0 | 0 | 0 | 0 | 0 | 0 | 0 | 0 | 0 | 0
F14_Commercial_WA - College_New_Space Heating_Natural Gas_Hydronic Heating Radiator Replacement_A_Technical Potential | F14 | Commercial | WA - College | New | Space Heating | Natural Gas | Hydronic Heating Radiator Replacement | A | Purchases (Cumulative) | Technical Potential | 0 | 0 | 0 | 0 | 0 | 0 | 0 | 0 | 0 | 0 | 0 | 0 | 0 | 0 | 0 | 0 | 0 | 0 | 0 | 0 | 0 | 0 | 0 | 0 | 0 | 0 | 0
F1_Commercial_WA - College_New_Space Heating_Natural Gas_Thermostat - Connected_A_Technical Potential | F1 | Commercial | WA - College | New | Space Heating | Natural Gas | Thermostat - Connected | A | Original Unit Energy Savings (kWh or therms) | Technical Potential | 0 | 0 | 0 | 0 | 0 | 0 | 0 | 0 | 0 | 0 | 0 | 0 | 0 | 0 | 0 | 0 | 0 | 0 | 0 | 0 | 0 | 0 | 0 | 0 | 0 | 0 | 0
F2_Commercial_WA - College_New_Space Heating_Natural Gas_Thermostat - Connected_A_Technical Potential | F2 | Commercial | WA - College | New | Space Heating | Natural Gas | Thermostat - Connected | A | Original Unit Summer Peak Savings (kW) | Technical Potential | 0 | 0 | 0 | 0 | 0 | 0 | 0 | 0 | 0 | 0 | 0 | 0 | 0 | 0 | 0 | 0 | 0 | 0 | 0 | 0 | 0 | 0 | 0 | 0 | 0 | 0 | 0
F3_Commercial_WA - College_New_Space Heating_Natural Gas_Thermostat - Connected_A_Technical Potential | F3 | Commercial | WA - College | New | Space Heating | Natural Gas | Thermostat - Connected | A | Original Unit Winter Peak Savings (kW) | Technical Potential | 0 | 0 | 0 | 0 | 0 | 0 | 0 | 0 | 0 | 0 | 0 | 0 | 0 | 0 | 0 | 0 | 0 | 0 | 0 | 0 | 0 | 0 | 0 | 0 | 0 | 0 | 0
F4_Commercial_WA - College_New_Space Heating_Natural Gas_Thermostat - Connected_A_Technical Potential | F4 | Commercial | WA - College | New | Space Heating | Natural Gas | Thermostat - Connected | A | Standalone Impact on Baseline Energy (%) | Technical Potential | 0 | 0 | 0 | 0 | 0 | 0 | 0 | 0 | 0 | 0 | 0 | 0 | 0 | 0 | 0 | 0 | 0 | 0 | 0 | 0 | 0 | 0 | 0 | 0 | 0 | 0 | 0
F5_Commercial_WA - College_New_Space Heating_Natural Gas_Thermostat - Connected_A_Technical Potential | F5 | Commercial | WA - College | New | Space Heating | Natural Gas | Thermostat - Connected | A | Standalone Impact on Baseline Summer Peak (%) | Technical Potential | 0 | 0 | 0 | 0 | 0 | 0 | 0 | 0 | 0 | 0 | 0 | 0 | 0 | 0 | 0 | 0 | 0 | 0 | 0 | 0 | 0 | 0 | 0 | 0 | 0 | 0 | 0
F6_Commercial_WA - College_New_Space Heating_Natural Gas_Thermostat - Connected_A_Technical Potential | F6 | Commercial | WA - College | New | Space Heating | Natural Gas | Thermostat - Connected | A | Standalone Impact on Baseline Winter Peak (%) | Technical Potential | 0 | 0 | 0 | 0 | 0 | 0 | 0 | 0 | 0 | 0 | 0 | 0 | 0 | 0 | 0 | 0 | 0 | 0 | 0 | 0 | 0 | 0 | 0 | 0 | 0 | 0 | 0
F7_Commercial_WA - College_New_Space Heating_Natural Gas_Thermostat - Connected_A_Technical Potential | F7 | Commercial | WA - College | New | Space Heating | Natural Gas | Thermostat - Connected | A | Incremental Energy Savings (MWh or mTherms) | Technical Potential | 0 | 0 | 0 | 0 | 0 | 0 | 0 | 0 | 0 | 0 | 0 | 0 | 0 | 0 | 0 | 0 | 0 | 0 | 0 | 0 | 0 | 0 | 0 | 0 | 0 | 0 | 0
F8_Commercial_WA - College_New_Space Heating_Natural Gas_Thermostat - Connected_A_Technical Potential | F8 | Commercial | WA - College | New | Space Heating | Natural Gas | Thermostat - Connected | A | Incremental Summer Peak Savings (MW) | Technical Potential | 0 | 0 | 0 | 0 | 0 | 0 | 0 | 0 | 0 | 0 | 0 | 0 | 0 | 0 | 0 | 0 | 0 | 0 | 0 | 0 | 0 | 0 | 0 | 0 | 0 | 0 | 0
F9_Commercial_WA - College_New_Space Heating_Natural Gas_Thermostat - Connected_A_Technical Potential | F9 | Commercial | WA - College | New | Space Heating | Natural Gas | Thermostat - Connected | A | Incremental Winter Peak Savings (MW) | Technical Potential | 0 | 0 | 0 | 0 | 0 | 0 | 0 | 0 | 0 | 0 | 0 | 0 | 0 | 0 | 0 | 0 | 0 | 0 | 0 | 0 | 0 | 0 | 0 | 0 | 0 | 0 | 0
F10_Commercial_WA - College_New_Space Heating_Natural Gas_Thermostat - Connected_A_Technical Potential | F10 | Commercial | WA - College | New | Space Heating | Natural Gas | Thermostat - Connected | A | Cumulative Energy Savings (MWh or mTherms) | Technical Potential | 0 | 0 | 0 | 0 | 0 | 0 | 0 | 0 | 0 | 0 | 0 | 0 | 0 | 0 | 0 | 0 | 0 | 0 | 0 | 0 | 0 | 0 | 0 | 0 | 0 | 0 | 0
F11_Commercial_WA - College_New_Space Heating_Natural Gas_Thermostat - Connected_A_Technical Potential | F11 | Commercial | WA - College | New | Space Heating | Natural Gas | Thermostat - Connected | A | Cumulative Summer Peak Savings (MW) | Technical Potential | 0 | 0 | 0 | 0 | 0 | 0 | 0 | 0 | 0 | 0 | 0 | 0 | 0 | 0 | 0 | 0 | 0 | 0 | 0 | 0 | 0 | 0 | 0 | 0 | 0 | 0 | 0
F12_Commercial_WA - College_New_Space Heating_Natural Gas_Thermostat - Connected_A_Technical Potential | F12 | Commercial | WA - College | New | Space Heating | Natural Gas | Thermostat - Connected | A | Cumulative Winter Peak Savings (MW) | Technical Potential | 0 | 0 | 0 | 0 | 0 | 0 | 0 | 0 | 0 | 0 | 0 | 0 | 0 | 0 | 0 | 0 | 0 | 0 | 0 | 0 | 0 | 0 | 0 | 0 | 0 | 0 | 0
F13_Commercial_WA - College_New_Space Heating_Natural Gas_Thermostat - Connected_A_Technical Potential | F13 | Commercial | WA - College | New | Space Heating | Natural Gas | Thermostat - Connected | A | Purchases (Incremental) | Technical Potential | 0 | 0 | 0 | 0 | 0 | 0 | 0 | 0 | 0 | 0 | 0 | 0 | 0 | 0 | 0 | 0 | 0 | 0 | 0 | 0 | 0 | 0 | 0 | 0 | 0 | 0 | 0
F14_Commercial_WA - College_New_Space Heating_Natural Gas_Thermostat - Connected_A_Technical Potential | F14 | Commercial | WA - College | New | Space Heating | Natural Gas | Thermostat - Connected | A | Purchases (Cumulative) | Technical Potential | 0 | 0 | 0 | 0 | 0 | 0 | 0 | 0 | 0 | 0 | 0 | 0 | 0 | 0 | 0 | 0 | 0 | 0 | 0 | 0 | 0 | 0 | 0 | 0 | 0 | 0 | 0
F1_Commercial_WA - College_New_Water Heating_Natural Gas_Water Heater - Thermostatic Shower Restriction Valve_A_Technical Potential | F1 | Commercial | WA - College | New | Water Heating | Natural Gas | Water Heater - Thermostatic Shower Restriction Valve | A | Original Unit Energy Savings (kWh or therms) | Technical Potential | 0 | 0 | 0 | 0 | 0 | 0 | 0 | 0 | 0 | 0 | 0 | 0 | 0 | 0 | 0 | 0 | 0 | 0 | 0 | 0 | 0 | 0 | 0 | 0 | 0 | 0 | 0
F2_Commercial_WA - College_New_Water Heating_Natural Gas_Water Heater - Thermostatic Shower Restriction Valve_A_Technical Potential | F2 | Commercial | WA - College | New | Water Heating | Natural Gas | Water Heater - Thermostatic Shower Restriction Valve | A | Original Unit Summer Peak Savings (kW) | Technical Potential | 0 | 0 | 0 | 0 | 0 | 0 | 0 | 0 | 0 | 0 | 0 | 0 | 0 | 0 | 0 | 0 | 0 | 0 | 0 | 0 | 0 | 0 | 0 | 0 | 0 | 0 | 0
F3_Commercial_WA - College_New_Water Heating_Natural Gas_Water Heater - Thermostatic Shower Restriction Valve_A_Technical Potential | F3 | Commercial | WA - College | New | Water Heating | Natural Gas | Water Heater - Thermostatic Shower Restriction Valve | A | Original Unit Winter Peak Savings (kW) | Technical Potential | 0 | 0 | 0 | 0 | 0 | 0 | 0 | 0 | 0 | 0 | 0 | 0 | 0 | 0 | 0 | 0 | 0 | 0 | 0 | 0 | 0 | 0 | 0 | 0 | 0 | 0 | 0
F4_Commercial_WA - College_New_Water Heating_Natural Gas_Water Heater - Thermostatic Shower Restriction Valve_A_Technical Potential | F4 | Commercial | WA - College | New | Water Heating | Natural Gas | Water Heater - Thermostatic Shower Restriction Valve | A | Standalone Impact on Baseline Energy (%) | Technical Potential | 0 | 0 | 0 | 0 | 0 | 0 | 0 | 0 | 0 | 0 | 0 | 0 | 0 | 0 | 0 | 0 | 0 | 0 | 0 | 0 | 0 | 0 | 0 | 0 | 0 | 0 | 0
F5_Commercial_WA - College_New_Water Heating_Natural Gas_Water Heater - Thermostatic Shower Restriction Valve_A_Technical Potential | F5 | Commercial | WA - College | New | Water Heating | Natural Gas | Water Heater - Thermostatic Shower Restriction Valve | A | Standalone Impact on Baseline Summer Peak (%) | Technical Potential | 0 | 0 | 0 | 0 | 0 | 0 | 0 | 0 | 0 | 0 | 0 | 0 | 0 | 0 | 0 | 0 | 0 | 0 | 0 | 0 | 0 | 0 | 0 | 0 | 0 | 0 | 0
F6_Commercial_WA - College_New_Water Heating_Natural Gas_Water Heater - Thermostatic Shower Restriction Valve_A_Technical Potential | F6 | Commercial | WA - College | New | Water Heating | Natural Gas | Water Heater - Thermostatic Shower Restriction Valve | A | Standalone Impact on Baseline Winter Peak (%) | Technical Potential | 0 | 0 | 0 | 0 | 0 | 0 | 0 | 0 | 0 | 0 | 0 | 0 | 0 | 0 | 0 | 0 | 0 | 0 | 0 | 0 | 0 | 0 | 0 | 0 | 0 | 0 | 0
F7_Commercial_WA - College_New_Water Heating_Natural Gas_Water Heater - Thermostatic Shower Restriction Valve_A_Technical Potential | F7 | Commercial | WA - College | New | Water Heating | Natural Gas | Water Heater - Thermostatic Shower Restriction Valve | A | Incremental Energy Savings (MWh or mTherms) | Technical Potential | 0 | 0 | 0 | 0 | 0 | 0 | 0 | 0 | 0 | 0 | 0 | 0 | 0 | 0 | 0 | 0 | 0 | 0 | 0 | 0 | 0 | 0 | 0 | 0 | 0 | 0 | 0
F8_Commercial_WA - College_New_Water Heating_Natural Gas_Water Heater - Thermostatic Shower Restriction Valve_A_Technical Potential | F8 | Commercial | WA - College | New | Water Heating | Natural Gas | Water Heater - Thermostatic Shower Restriction Valve | A | Incremental Summer Peak Savings (MW) | Technical Potential | 0 | 0 | 0 | 0 | 0 | 0 | 0 | 0 | 0 | 0 | 0 | 0 | 0 | 0 | 0 | 0 | 0 | 0 | 0 | 0 | 0 | 0 | 0 | 0 | 0 | 0 | 0
F9_Commercial_WA - College_New_Water Heating_Natural Gas_Water Heater - Thermostatic Shower Restriction Valve_A_Technical Potential | F9 | Commercial | WA - College | New | Water Heating | Natural Gas | Water Heater - Thermostatic Shower Restriction Valve | A | Incremental Winter Peak Savings (MW) | Technical Potential | 0 | 0 | 0 | 0 | 0 | 0 | 0 | 0 | 0 | 0 | 0 | 0 | 0 | 0 | 0 | 0 | 0 | 0 | 0 | 0 | 0 | 0 | 0 | 0 | 0 | 0 | 0
F10_Commercial_WA - College_New_Water Heating_Natural Gas_Water Heater - Thermostatic Shower Restriction Valve_A_Technical Potential | F10 | Commercial | WA - College | New | Water Heating | Natural Gas | Water Heater - Thermostatic Shower Restriction Valve | A | Cumulative Energy Savings (MWh or mTherms) | Technical Potential | 0 | 0 | 0 | 0 | 0 | 0 | 0 | 0 | 0 | 0 | 0 | 0 | 0 | 0 | 0 | 0 | 0 | 0 | 0 | 0 | 0 | 0 | 0 | 0 | 0 | 0 | 0
F11_Commercial_WA - College_New_Water Heating_Natural Gas_Water Heater - Thermostatic Shower Restriction Valve_A_Technical Potential | F11 | Commercial | WA - College | New | Water Heating | Natural Gas | Water Heater - Thermostatic Shower Restriction Valve | A | Cumulative Summer Peak Savings (MW) | Technical Potential | 0 | 0 | 0 | 0 | 0 | 0 | 0 | 0 | 0 | 0 | 0 | 0 | 0 | 0 | 0 | 0 | 0 | 0 | 0 | 0 | 0 | 0 | 0 | 0 | 0 | 0 | 0
F12_Commercial_WA - College_New_Water Heating_Natural Gas_Water Heater - Thermostatic Shower Restriction Valve_A_Technical Potential | F12 | Commercial | WA - College | New | Water Heating | Natural Gas | Water Heater - Thermostatic Shower Restriction Valve | A | Cumulative Winter Peak Savings (MW) | Technical Potential | 0 | 0 | 0 | 0 | 0 | 0 | 0 | 0 | 0 | 0 | 0 | 0 | 0 | 0 | 0 | 0 | 0 | 0 | 0 | 0 | 0 | 0 | 0 | 0 | 0 | 0 | 0
F13_Commercial_WA - College_New_Water Heating_Natural Gas_Water Heater - Thermostatic Shower Restriction Valve_A_Technical Potential | F13 | Commercial | WA - College | New | Water Heating | Natural Gas | Water Heater - Thermostatic Shower Restriction Valve | A | Purchases (Incremental) | Technical Potential | 0 | 0 | 0 | 0 | 0 | 0 | 0 | 0 | 0 | 0 | 0 | 0 | 0 | 0 | 0 | 0 | 0 | 0 | 0 | 0 | 0 | 0 | 0 | 0 | 0 | 0 | 0
F14_Commercial_WA - College_New_Water Heating_Natural Gas_Water Heater - Thermostatic Shower Restriction Valve_A_Technical Potential | F14 | Commercial | WA - College | New | Water Heating | Natural Gas | Water Heater - Thermostatic Shower Restriction Valve | A | Purchases (Cumulative) | Technical Potential | 0 | 0 | 0 | 0 | 0 | 0 | 0 | 0 | 0 | 0 | 0 | 0 | 0 | 0 | 0 | 0 | 0 | 0 | 0 | 0 | 0 | 0 | 0 | 0 | 0 | 0 | 0
F1_Commercial_WA - College_New_Water Heating_Natural Gas_Water Heater - Pre-Rinse Spray Valve_A_Technical Potential | F1 | Commercial | WA - College | New | Water Heating | Natural Gas | Water Heater - Pre-Rinse Spray Valve | A | Original Unit Energy Savings (kWh or therms) | Technical Potential | 0 | 0 | 0 | 0 | 0 | 0 | 0 | 0 | 0 | 0 | 0 | 0 | 0 | 0 | 0 | 0 | 0 | 0 | 0 | 0 | 0 | 0 | 0 | 0 | 0 | 0 | 0
F2_Commercial_WA - College_New_Water Heating_Natural Gas_Water Heater - Pre-Rinse Spray Valve_A_Technical Potential | F2 | Commercial | WA - College | New | Water Heating | Natural Gas | Water Heater - Pre-Rinse Spray Valve | A | Original Unit Summer Peak Savings (kW) | Technical Potential | 0 | 0 | 0 | 0 | 0 | 0 | 0 | 0 | 0 | 0 | 0 | 0 | 0 | 0 | 0 | 0 | 0 | 0 | 0 | 0 | 0 | 0 | 0 | 0 | 0 | 0 | 0
F3_Commercial_WA - College_New_Water Heating_Natural Gas_Water Heater - Pre-Rinse Spray Valve_A_Technical Potential | F3 | Commercial | WA - College | New | Water Heating | Natural Gas | Water Heater - Pre-Rinse Spray Valve | A | Original Unit Winter Peak Savings (kW) | Technical Potential | 0 | 0 | 0 | 0 | 0 | 0 | 0 | 0 | 0 | 0 | 0 | 0 | 0 | 0 | 0 | 0 | 0 | 0 | 0 | 0 | 0 | 0 | 0 | 0 | 0 | 0 | 0
F4_Commercial_WA - College_New_Water Heating_Natural Gas_Water Heater - Pre-Rinse Spray Valve_A_Technical Potential | F4 | Commercial | WA - College | New | Water Heating | Natural Gas | Water Heater - Pre-Rinse Spray Valve | A | Standalone Impact on Baseline Energy (%) | Technical Potential | 0 | 0 | 0 | 0 | 0 | 0 | 0 | 0 | 0 | 0 | 0 | 0 | 0 | 0 | 0 | 0 | 0 | 0 | 0 | 0 | 0 | 0 | 0 | 0 | 0 | 0 | 0
F5_Commercial_WA - College_New_Water Heating_Natural Gas_Water Heater - Pre-Rinse Spray Valve_A_Technical Potential | F5 | Commercial | WA - College | New | Water Heating | Natural Gas | Water Heater - Pre-Rinse Spray Valve | A | Standalone Impact on Baseline Summer Peak (%) | Technical Potential | 0 | 0 | 0 | 0 | 0 | 0 | 0 | 0 | 0 | 0 | 0 | 0 | 0 | 0 | 0 | 0 | 0 | 0 | 0 | 0 | 0 | 0 | 0 | 0 | 0 | 0 | 0
F6_Commercial_WA - College_New_Water Heating_Natural Gas_Water Heater - Pre-Rinse Spray Valve_A_Technical Potential | F6 | Commercial | WA - College | New | Water Heating | Natural Gas | Water Heater - Pre-Rinse Spray Valve | A | Standalone Impact on Baseline Winter Peak (%) | Technical Potential | 0 | 0 | 0 | 0 | 0 | 0 | 0 | 0 | 0 | 0 | 0 | 0 | 0 | 0 | 0 | 0 | 0 | 0 | 0 | 0 | 0 | 0 | 0 | 0 | 0 | 0 | 0
F7_Commercial_WA - College_New_Water Heating_Natural Gas_Water Heater - Pre-Rinse Spray Valve_A_Technical Potential | F7 | Commercial | WA - College | New | Water Heating | Natural Gas | Water Heater - Pre-Rinse Spray Valve | A | Incremental Energy Savings (MWh or mTherms) | Technical Potential | 0 | 0 | 0 | 0 | 0 | 0 | 0 | 0 | 0 | 0 | 0 | 0 | 0 | 0 | 0 | 0 | 0 | 0 | 0 | 0 | 0 | 0 | 0 | 0 | 0 | 0 | 0
F8_Commercial_WA - College_New_Water Heating_Natural Gas_Water Heater - Pre-Rinse Spray Valve_A_Technical Potential | F8 | Commercial | WA - College | New | Water Heating | Natural Gas | Water Heater - Pre-Rinse Spray Valve | A | Incremental Summer Peak Savings (MW) | Technical Potential | 0 | 0 | 0 | 0 | 0 | 0 | 0 | 0 | 0 | 0 | 0 | 0 | 0 | 0 | 0 | 0 | 0 | 0 | 0 | 0 | 0 | 0 | 0 | 0 | 0 | 0 | 0
F9_Commercial_WA - College_New_Water Heating_Natural Gas_Water Heater - Pre-Rinse Spray Valve_A_Technical Potential | F9 | Commercial | WA - College | New | Water Heating | Natural Gas | Water Heater - Pre-Rinse Spray Valve | A | Incremental Winter Peak Savings (MW) | Technical Potential | 0 | 0 | 0 | 0 | 0 | 0 | 0 | 0 | 0 | 0 | 0 | 0 | 0 | 0 | 0 | 0 | 0 | 0 | 0 | 0 | 0 | 0 | 0 | 0 | 0 | 0 | 0
F10_Commercial_WA - College_New_Water Heating_Natural Gas_Water Heater - Pre-Rinse Spray Valve_A_Technical Potential | F10 | Commercial | WA - College | New | Water Heating | Natural Gas | Water Heater - Pre-Rinse Spray Valve | A | Cumulative Energy Savings (MWh or mTherms) | Technical Potential | 0 | 0 | 0 | 0 | 0 | 0 | 0 | 0 | 0 | 0 | 0 | 0 | 0 | 0 | 0 | 0 | 0 | 0 | 0 | 0 | 0 | 0 | 0 | 0 | 0 | 0 | 0
F11_Commercial_WA - College_New_Water Heating_Natural Gas_Water Heater - Pre-Rinse Spray Valve_A_Technical Potential | F11 | Commercial | WA - College | New | Water Heating | Natural Gas | Water Heater - Pre-Rinse Spray Valve | A | Cumulative Summer Peak Savings (MW) | Technical Potential | 0 | 0 | 0 | 0 | 0 | 0 | 0 | 0 | 0 | 0 | 0 | 0 | 0 | 0 | 0 | 0 | 0 | 0 | 0 | 0 | 0 | 0 | 0 | 0 | 0 | 0 | 0
F12_Commercial_WA - College_New_Water Heating_Natural Gas_Water Heater - Pre-Rinse Spray Valve_A_Technical Potential | F12 | Commercial | WA - College | New | Water Heating | Natural Gas | Water Heater - Pre-Rinse Spray Valve | A | Cumulative Winter Peak Savings (MW) | Technical Potential | 0 | 0 | 0 | 0 | 0 | 0 | 0 | 0 | 0 | 0 | 0 | 0 | 0 | 0 | 0 | 0 | 0 | 0 | 0 | 0 | 0 | 0 | 0 | 0 | 0 | 0 | 0
F13_Commercial_WA - College_New_Water Heating_Natural Gas_Water Heater - Pre-Rinse Spray Valve_A_Technical Potential | F13 | Commercial | WA - College | New | Water Heating | Natural Gas | Water Heater - Pre-Rinse Spray Valve | A | Purchases (Incremental) | Technical Potential | 0 | 0 | 0 | 0 | 0 | 0 | 0 | 0 | 0 | 0 | 0 | 0 | 0 | 0 | 0 | 0 | 0 | 0 | 0 | 0 | 0 | 0 | 0 | 0 | 0 | 0 | 0
F14_Commercial_WA - College_New_Water Heating_Natural Gas_Water Heater - Pre-Rinse Spray Valve_A_Technical Potential | F14 | Commercial | WA - College | New | Water Heating | Natural Gas | Water Heater - Pre-Rinse Spray Valve | A | Purchases (Cumulative) | Technical Potential | 0 | 0 | 0 | 0 | 0 | 0 | 0 | 0 | 0 | 0 | 0 | 0 | 0 | 0 | 0 | 0 | 0 | 0 | 0 | 0 | 0 | 0 | 0 | 0 | 0 | 0 | 0
F1_Commercial_WA - College_New_Water Heating_Natural Gas_Water Heater - Temperature Setback_A_Technical Potential | F1 | Commercial | WA - College | New | Water Heating | Natural Gas | Water Heater - Temperature Setback | A | Original Unit Energy Savings (kWh or therms) | Technical Potential | 0 | 0 | 0 | 0 | 0 | 0 | 0 | 0 | 0 | 0 | 0 | 0 | 0 | 0 | 0 | 0 | 0 | 0 | 0 | 0 | 0 | 0 | 0 | 0 | 0 | 0 | 0
F2_Commercial_WA - College_New_Water Heating_Natural Gas_Water Heater - Temperature Setback_A_Technical Potential | F2 | Commercial | WA - College | New | Water Heating | Natural Gas | Water Heater - Temperature Setback | A | Original Unit Summer Peak Savings (kW) | Technical Potential | 0 | 0 | 0 | 0 | 0 | 0 | 0 | 0 | 0 | 0 | 0 | 0 | 0 | 0 | 0 | 0 | 0 | 0 | 0 | 0 | 0 | 0 | 0 | 0 | 0 | 0 | 0
F3_Commercial_WA - College_New_Water Heating_Natural Gas_Water Heater - Temperature Setback_A_Technical Potential | F3 | Commercial | WA - College | New | Water Heating | Natural Gas | Water Heater - Temperature Setback | A | Original Unit Winter Peak Savings (kW) | Technical Potential | 0 | 0 | 0 | 0 | 0 | 0 | 0 | 0 | 0 | 0 | 0 | 0 | 0 | 0 | 0 | 0 | 0 | 0 | 0 | 0 | 0 | 0 | 0 | 0 | 0 | 0 | 0
F4_Commercial_WA - College_New_Water Heating_Natural Gas_Water Heater - Temperature Setback_A_Technical Potential | F4 | Commercial | WA - College | New | Water Heating | Natural Gas | Water Heater - Temperature Setback | A | Standalone Impact on Baseline Energy (%) | Technical Potential | 0 | 0 | 0 | 0 | 0 | 0 | 0 | 0 | 0 | 0 | 0 | 0 | 0 | 0 | 0 | 0 | 0 | 0 | 0 | 0 | 0 | 0 | 0 | 0 | 0 | 0 | 0
F5_Commercial_WA - College_New_Water Heating_Natural Gas_Water Heater - Temperature Setback_A_Technical Potential | F5 | Commercial | WA - College | New | Water Heating | Natural Gas | Water Heater - Temperature Setback | A | Standalone Impact on Baseline Summer Peak (%) | Technical Potential | 0 | 0 | 0 | 0 | 0 | 0 | 0 | 0 | 0 | 0 | 0 | 0 | 0 | 0 | 0 | 0 | 0 | 0 | 0 | 0 | 0 | 0 | 0 | 0 | 0 | 0 | 0
F6_Commercial_WA - College_New_Water Heating_Natural Gas_Water Heater - Temperature Setback_A_Technical Potential | F6 | Commercial | WA - College | New | Water Heating | Natural Gas | Water Heater - Temperature Setback | A | Standalone Impact on Baseline Winter Peak (%) | Technical Potential | 0 | 0 | 0 | 0 | 0 | 0 | 0 | 0 | 0 | 0 | 0 | 0 | 0 | 0 | 0 | 0 | 0 | 0 | 0 | 0 | 0 | 0 | 0 | 0 | 0 | 0 | 0
F7_Commercial_WA - College_New_Water Heating_Natural Gas_Water Heater - Temperature Setback_A_Technical Potential | F7 | Commercial | WA - College | New | Water Heating | Natural Gas | Water Heater - Temperature Setback | A | Incremental Energy Savings (MWh or mTherms) | Technical Potential | 0 | 0 | 0 | 0 | 0 | 0 | 0 | 0 | 0 | 0 | 0 | 0 | 0 | 0 | 0 | 0 | 0 | 0 | 0 | 0 | 0 | 0 | 0 | 0 | 0 | 0 | 0
F8_Commercial_WA - College_New_Water Heating_Natural Gas_Water Heater - Temperature Setback_A_Technical Potential | F8 | Commercial | WA - College | New | Water Heating | Natural Gas | Water Heater - Temperature Setback | A | Incremental Summer Peak Savings (MW) | Technical Potential | 0 | 0 | 0 | 0 | 0 | 0 | 0 | 0 | 0 | 0 | 0 | 0 | 0 | 0 | 0 | 0 | 0 | 0 | 0 | 0 | 0 | 0 | 0 | 0 | 0 | 0 | 0
F9_Commercial_WA - College_New_Water Heating_Natural Gas_Water Heater - Temperature Setback_A_Technical Potential | F9 | Commercial | WA - College | New | Water Heating | Natural Gas | Water Heater - Temperature Setback | A | Incremental Winter Peak Savings (MW) | Technical Potential | 0 | 0 | 0 | 0 | 0 | 0 | 0 | 0 | 0 | 0 | 0 | 0 | 0 | 0 | 0 | 0 | 0 | 0 | 0 | 0 | 0 | 0 | 0 | 0 | 0 | 0 | 0
F10_Commercial_WA - College_New_Water Heating_Natural Gas_Water Heater - Temperature Setback_A_Technical Potential | F10 | Commercial | WA - College | New | Water Heating | Natural Gas | Water Heater - Temperature Setback | A | Cumulative Energy Savings (MWh or mTherms) | Technical Potential | 0 | 0 | 0 | 0 | 0 | 0 | 0 | 0 | 0 | 0 | 0 | 0 | 0 | 0 | 0 | 0 | 0 | 0 | 0 | 0 | 0 | 0 | 0 | 0 | 0 | 0 | 0
F11_Commercial_WA - College_New_Water Heating_Natural Gas_Water Heater - Temperature Setback_A_Technical Potential | F11 | Commercial | WA - College | New | Water Heating | Natural Gas | Water Heater - Temperature Setback | A | Cumulative Summer Peak Savings (MW) | Technical Potential | 0 | 0 | 0 | 0 | 0 | 0 | 0 | 0 | 0 | 0 | 0 | 0 | 0 | 0 | 0 | 0 | 0 | 0 | 0 | 0 | 0 | 0 | 0 | 0 | 0 | 0 | 0
F12_Commercial_WA - College_New_Water Heating_Natural Gas_Water Heater - Temperature Setback_A_Technical Potential | F12 | Commercial | WA - College | New | Water Heating | Natural Gas | Water Heater - Temperature Setback | A | Cumulative Winter Peak Savings (MW) | Technical Potential | 0 | 0 | 0 | 0 | 0 | 0 | 0 | 0 | 0 | 0 | 0 | 0 | 0 | 0 | 0 | 0 | 0 | 0 | 0 | 0 | 0 | 0 | 0 | 0 | 0 | 0 | 0
F13_Commercial_WA - College_New_Water Heating_Natural Gas_Water Heater - Temperature Setback_A_Technical Potential | F13 | Commercial | WA - College | New | Water Heating | Natural Gas | Water Heater - Temperature Setback | A | Purchases (Incremental) | Technical Potential | 0 | 0 | 0 | 0 | 0 | 0 | 0 | 0 | 0 | 0 | 0 | 0 | 0 | 0 | 0 | 0 | 0 | 0 | 0 | 0 | 0 | 0 | 0 | 0 | 0 | 0 | 0
F14_Commercial_WA - College_New_Water Heating_Natural Gas_Water Heater - Temperature Setback_A_Technical Potential | F14 | Commercial | WA - College | New | Water Heating | Natural Gas | Water Heater - Temperature Setback | A | Purchases (Cumulative) | Technical Potential | 0 | 0 | 0 | 0 | 0 | 0 | 0 | 0 | 0 | 0 | 0 | 0 | 0 | 0 | 0 | 0 | 0 | 0 | 0 | 0 | 0 | 0 | 0 | 0 | 0 | 0 | 0
F1_Commercial_WA - College_New_Water Heating_Natural Gas_Water Heater - Faucet Aerators_A_Technical Potential | F1 | Commercial | WA - College | New | Water Heating | Natural Gas | Water Heater - Faucet Aerators | A | Original Unit Energy Savings (kWh or therms) | Technical Potential | 0 | 0 | 0 | 0 | 0 | 0 | 0 | 0 | 0 | 0 | 0 | 0 | 0 | 0 | 0 | 0 | 0 | 0 | 0 | 0 | 0 | 0 | 0 | 0 | 0 | 0 | 0
F2_Commercial_WA - College_New_Water Heating_Natural Gas_Water Heater - Faucet Aerators_A_Technical Potential | F2 | Commercial | WA - College | New | Water Heating | Natural Gas | Water Heater - Faucet Aerators | A | Original Unit Summer Peak Savings (kW) | Technical Potential | 0 | 0 | 0 | 0 | 0 | 0 | 0 | 0 | 0 | 0 | 0 | 0 | 0 | 0 | 0 | 0 | 0 | 0 | 0 | 0 | 0 | 0 | 0 | 0 | 0 | 0 | 0
F3_Commercial_WA - College_New_Water Heating_Natural Gas_Water Heater - Faucet Aerators_A_Technical Potential | F3 | Commercial | WA - College | New | Water Heating | Natural Gas | Water Heater - Faucet Aerators | A | Original Unit Winter Peak Savings (kW) | Technical Potential | 0 | 0 | 0 | 0 | 0 | 0 | 0 | 0 | 0 | 0 | 0 | 0 | 0 | 0 | 0 | 0 | 0 | 0 | 0 | 0 | 0 | 0 | 0 | 0 | 0 | 0 | 0
F4_Commercial_WA - College_New_Water Heating_Natural Gas_Water Heater - Faucet Aerators_A_Technical Potential | F4 | Commercial | WA - College | New | Water Heating | Natural Gas | Water Heater - Faucet Aerators | A | Standalone Impact on Baseline Energy (%) | Technical Potential | 0 | 0 | 0 | 0 | 0 | 0 | 0 | 0 | 0 | 0 | 0 | 0 | 0 | 0 | 0 | 0 | 0 | 0 | 0 | 0 | 0 | 0 | 0 | 0 | 0 | 0 | 0
F5_Commercial_WA - College_New_Water Heating_Natural Gas_Water Heater - Faucet Aerators_A_Technical Potential | F5 | Commercial | WA - College | New | Water Heating | Natural Gas | Water Heater - Faucet Aerators | A | Standalone Impact on Baseline Summer Peak (%) | Technical Potential | 0 | 0 | 0 | 0 | 0 | 0 | 0 | 0 | 0 | 0 | 0 | 0 | 0 | 0 | 0 | 0 | 0 | 0 | 0 | 0 | 0 | 0 | 0 | 0 | 0 | 0 | 0
F6_Commercial_WA - College_New_Water Heating_Natural Gas_Water Heater - Faucet Aerators_A_Technical Potential | F6 | Commercial | WA - College | New | Water Heating | Natural Gas | Water Heater - Faucet Aerators | A | Standalone Impact on Baseline Winter Peak (%) | Technical Potential | 0 | 0 | 0 | 0 | 0 | 0 | 0 | 0 | 0 | 0 | 0 | 0 | 0 | 0 | 0 | 0 | 0 | 0 | 0 | 0 | 0 | 0 | 0 | 0 | 0 | 0 | 0
F7_Commercial_WA - College_New_Water Heating_Natural Gas_Water Heater - Faucet Aerators_A_Technical Potential | F7 | Commercial | WA - College | New | Water Heating | Natural Gas | Water Heater - Faucet Aerators | A | Incremental Energy Savings (MWh or mTherms) | Technical Potential | 0 | 0 | 0 | 0 | 0 | 0 | 0 | 0 | 0 | 0 | 0 | 0 | 0 | 0 | 0 | 0 | 0 | 0 | 0 | 0 | 0 | 0 | 0 | 0 | 0 | 0 | 0
F8_Commercial_WA - College_New_Water Heating_Natural Gas_Water Heater - Faucet Aerators_A_Technical Potential | F8 | Commercial | WA - College | New | Water Heating | Natural Gas | Water Heater - Faucet Aerators | A | Incremental Summer Peak Savings (MW) | Technical Potential | 0 | 0 | 0 | 0 | 0 | 0 | 0 | 0 | 0 | 0 | 0 | 0 | 0 | 0 | 0 | 0 | 0 | 0 | 0 | 0 | 0 | 0 | 0 | 0 | 0 | 0 | 0
F9_Commercial_WA - College_New_Water Heating_Natural Gas_Water Heater - Faucet Aerators_A_Technical Potential | F9 | Commercial | WA - College | New | Water Heating | Natural Gas | Water Heater - Faucet Aerators | A | Incremental Winter Peak Savings (MW) | Technical Potential | 0 | 0 | 0 | 0 | 0 | 0 | 0 | 0 | 0 | 0 | 0 | 0 | 0 | 0 | 0 | 0 | 0 | 0 | 0 | 0 | 0 | 0 | 0 | 0 | 0 | 0 | 0
F10_Commercial_WA - College_New_Water Heating_Natural Gas_Water Heater - Faucet Aerators_A_Technical Potential | F10 | Commercial | WA - College | New | Water Heating | Natural Gas | Water Heater - Faucet Aerators | A | Cumulative Energy Savings (MWh or mTherms) | Technical Potential | 0 | 0 | 0 | 0 | 0 | 0 | 0 | 0 | 0 | 0 | 0 | 0 | 0 | 0 | 0 | 0 | 0 | 0 | 0 | 0 | 0 | 0 | 0 | 0 | 0 | 0 | 0
F11_Commercial_WA - College_New_Water Heating_Natural Gas_Water Heater - Faucet Aerators_A_Technical Potential | F11 | Commercial | WA - College | New | Water Heating | Natural Gas | Water Heater - Faucet Aerators | A | Cumulative Summer Peak Savings (MW) | Technical Potential | 0 | 0 | 0 | 0 | 0 | 0 | 0 | 0 | 0 | 0 | 0 | 0 | 0 | 0 | 0 | 0 | 0 | 0 | 0 | 0 | 0 | 0 | 0 | 0 | 0 | 0 | 0
F12_Commercial_WA - College_New_Water Heating_Natural Gas_Water Heater - Faucet Aerators_A_Technical Potential | F12 | Commercial | WA - College | New | Water Heating | Natural Gas | Water Heater - Faucet Aerators | A | Cumulative Winter Peak Savings (MW) | Technical Potential | 0 | 0 | 0 | 0 | 0 | 0 | 0 | 0 | 0 | 0 | 0 | 0 | 0 | 0 | 0 | 0 | 0 | 0 | 0 | 0 | 0 | 0 | 0 | 0 | 0 | 0 | 0
F13_Commercial_WA - College_New_Water Heating_Natural Gas_Water Heater - Faucet Aerators_A_Technical Potential | F13 | Commercial | WA - College | New | Water Heating | Natural Gas | Water Heater - Faucet Aerators | A | Purchases (Incremental) | Technical Potential | 0 | 0 | 0 | 0 | 0 | 0 | 0 | 0 | 0 | 0 | 0 | 0 | 0 | 0 | 0 | 0 | 0 | 0 | 0 | 0 | 0 | 0 | 0 | 0 | 0 | 0 | 0
F14_Commercial_WA - College_New_Water Heating_Natural Gas_Water Heater - Faucet Aerators_A_Technical Potential | F14 | Commercial | WA - College | New | Water Heating | Natural Gas | Water Heater - Faucet Aerators | A | Purchases (Cumulative) | Technical Potential | 0 | 0 | 0 | 0 | 0 | 0 | 0 | 0 | 0 | 0 | 0 | 0 | 0 | 0 | 0 | 0 | 0 | 0 | 0 | 0 | 0 | 0 | 0 | 0 | 0 | 0 | 0
F1_Commercial_WA - College_New_Water Heating_Natural Gas_Water Heater - Low-Flow Showerheads_A_Technical Potential | F1 | Commercial | WA - College | New | Water Heating | Natural Gas | Water Heater - Low-Flow Showerheads | A | Original Unit Energy Savings (kWh or therms) | Technical Potential | 0 | 0 | 0 | 0 | 0 | 0 | 0 | 0 | 0 | 0 | 0 | 0 | 0 | 0 | 0 | 0 | 0 | 0 | 0 | 0 | 0 | 0 | 0 | 0 | 0 | 0 | 0
F2_Commercial_WA - College_New_Water Heating_Natural Gas_Water Heater - Low-Flow Showerheads_A_Technical Potential | F2 | Commercial | WA - College | New | Water Heating | Natural Gas | Water Heater - Low-Flow Showerheads | A | Original Unit Summer Peak Savings (kW) | Technical Potential | 0 | 0 | 0 | 0 | 0 | 0 | 0 | 0 | 0 | 0 | 0 | 0 | 0 | 0 | 0 | 0 | 0 | 0 | 0 | 0 | 0 | 0 | 0 | 0 | 0 | 0 | 0
F3_Commercial_WA - College_New_Water Heating_Natural Gas_Water Heater - Low-Flow Showerheads_A_Technical Potential | F3 | Commercial | WA - College | New | Water Heating | Natural Gas | Water Heater - Low-Flow Showerheads | A | Original Unit Winter Peak Savings (kW) | Technical Potential | 0 | 0 | 0 | 0 | 0 | 0 | 0 | 0 | 0 | 0 | 0 | 0 | 0 | 0 | 0 | 0 | 0 | 0 | 0 | 0 | 0 | 0 | 0 | 0 | 0 | 0 | 0
F4_Commercial_WA - College_New_Water Heating_Natural Gas_Water Heater - Low-Flow Showerheads_A_Technical Potential | F4 | Commercial | WA - College | New | Water Heating | Natural Gas | Water Heater - Low-Flow Showerheads | A | Standalone Impact on Baseline Energy (%) | Technical Potential | 0 | 0 | 0 | 0 | 0 | 0 | 0 | 0 | 0 | 0 | 0 | 0 | 0 | 0 | 0 | 0 | 0 | 0 | 0 | 0 | 0 | 0 | 0 | 0 | 0 | 0 | 0
F5_Commercial_WA - College_New_Water Heating_Natural Gas_Water Heater - Low-Flow Showerheads_A_Technical Potential | F5 | Commercial | WA - College | New | Water Heating | Natural Gas | Water Heater - Low-Flow Showerheads | A | Standalone Impact on Baseline Summer Peak (%) | Technical Potential | 0 | 0 | 0 | 0 | 0 | 0 | 0 | 0 | 0 | 0 | 0 | 0 | 0 | 0 | 0 | 0 | 0 | 0 | 0 | 0 | 0 | 0 | 0 | 0 | 0 | 0 | 0
F6_Commercial_WA - College_New_Water Heating_Natural Gas_Water Heater - Low-Flow Showerheads_A_Technical Potential | F6 | Commercial | WA - College | New | Water Heating | Natural Gas | Water Heater - Low-Flow Showerheads | A | Standalone Impact on Baseline Winter Peak (%) | Technical Potential | 0 | 0 | 0 | 0 | 0 | 0 | 0 | 0 | 0 | 0 | 0 | 0 | 0 | 0 | 0 | 0 | 0 | 0 | 0 | 0 | 0 | 0 | 0 | 0 | 0 | 0 | 0
F7_Commercial_WA - College_New_Water Heating_Natural Gas_Water Heater - Low-Flow Showerheads_A_Technical Potential | F7 | Commercial | WA - College | New | Water Heating | Natural Gas | Water Heater - Low-Flow Showerheads | A | Incremental Energy Savings (MWh or mTherms) | Technical Potential | 0 | 0 | 0 | 0 | 0 | 0 | 0 | 0 | 0 | 0 | 0 | 0 | 0 | 0 | 0 | 0 | 0 | 0 | 0 | 0 | 0 | 0 | 0 | 0 | 0 | 0 | 0
F8_Commercial_WA - College_New_Water Heating_Natural Gas_Water Heater - Low-Flow Showerheads_A_Technical Potential | F8 | Commercial | WA - College | New | Water Heating | Natural Gas | Water Heater - Low-Flow Showerheads | A | Incremental Summer Peak Savings (MW) | Technical Potential | 0 | 0 | 0 | 0 | 0 | 0 | 0 | 0 | 0 | 0 | 0 | 0 | 0 | 0 | 0 | 0 | 0 | 0 | 0 | 0 | 0 | 0 | 0 | 0 | 0 | 0 | 0
F9_Commercial_WA - College_New_Water Heating_Natural Gas_Water Heater - Low-Flow Showerheads_A_Technical Potential | F9 | Commercial | WA - College | New | Water Heating | Natural Gas | Water Heater - Low-Flow Showerheads | A | Incremental Winter Peak Savings (MW) | Technical Potential | 0 | 0 | 0 | 0 | 0 | 0 | 0 | 0 | 0 | 0 | 0 | 0 | 0 | 0 | 0 | 0 | 0 | 0 | 0 | 0 | 0 | 0 | 0 | 0 | 0 | 0 | 0
F10_Commercial_WA - College_New_Water Heating_Natural Gas_Water Heater - Low-Flow Showerheads_A_Technical Potential | F10 | Commercial | WA - College | New | Water Heating | Natural Gas | Water Heater - Low-Flow Showerheads | A | Cumulative Energy Savings (MWh or mTherms) | Technical Potential | 0 | 0 | 0 | 0 | 0 | 0 | 0 | 0 | 0 | 0 | 0 | 0 | 0 | 0 | 0 | 0 | 0 | 0 | 0 | 0 | 0 | 0 | 0 | 0 | 0 | 0 | 0
F11_Commercial_WA - College_New_Water Heating_Natural Gas_Water Heater - Low-Flow Showerheads_A_Technical Potential | F11 | Commercial | WA - College | New | Water Heating | Natural Gas | Water Heater - Low-Flow Showerheads | A | Cumulative Summer Peak Savings (MW) | Technical Potential | 0 | 0 | 0 | 0 | 0 | 0 | 0 | 0 | 0 | 0 | 0 | 0 | 0 | 0 | 0 | 0 | 0 | 0 | 0 | 0 | 0 | 0 | 0 | 0 | 0 | 0 | 0
F12_Commercial_WA - College_New_Water Heating_Natural Gas_Water Heater - Low-Flow Showerheads_A_Technical Potential | F12 | Commercial | WA - College | New | Water Heating | Natural Gas | Water Heater - Low-Flow Showerheads | A | Cumulative Winter Peak Savings (MW) | Technical Potential | 0 | 0 | 0 | 0 | 0 | 0 | 0 | 0 | 0 | 0 | 0 | 0 | 0 | 0 | 0 | 0 | 0 | 0 | 0 | 0 | 0 | 0 | 0 | 0 | 0 | 0 | 0
F13_Commercial_WA - College_New_Water Heating_Natural Gas_Water Heater - Low-Flow Showerheads_A_Technical Potential | F13 | Commercial | WA - College | New | Water Heating | Natural Gas | Water Heater - Low-Flow Showerheads | A | Purchases (Incremental) | Technical Potential | 0 | 0 | 0 | 0 | 0 | 0 | 0 | 0 | 0 | 0 | 0 | 0 | 0 | 0 | 0 | 0 | 0 | 0 | 0 | 0 | 0 | 0 | 0 | 0 | 0 | 0 | 0
F14_Commercial_WA - College_New_Water Heating_Natural Gas_Water Heater - Low-Flow Showerheads_A_Technical Potential | F14 | Commercial | WA - College | New | Water Heating | Natural Gas | Water Heater - Low-Flow Showerheads | A | Purchases (Cumulative) | Technical Potential | 0 | 0 | 0 | 0 | 0 | 0 | 0 | 0 | 0 | 0 | 0 | 0 | 0 | 0 | 0 | 0 | 0 | 0 | 0 | 0 | 0 | 0 | 0 | 0 | 0 | 0 | 0
F1_Commercial_WA - College_New_Water Heating_Natural Gas_Water Heater - Tank Blanket/Insulation_A_Technical Potential | F1 | Commercial | WA - College | New | Water Heating | Natural Gas | Water Heater - Tank Blanket/Insulation | A | Original Unit Energy Savings (kWh or therms) | Technical Potential | 0 | 0 | 0 | 0 | 0 | 0 | 0 | 0 | 0 | 0 | 0 | 0 | 0 | 0 | 0 | 0 | 0 | 0 | 0 | 0 | 0 | 0 | 0 | 0 | 0 | 0 | 0
F2_Commercial_WA - College_New_Water Heating_Natural Gas_Water Heater - Tank Blanket/Insulation_A_Technical Potential | F2 | Commercial | WA - College | New | Water Heating | Natural Gas | Water Heater - Tank Blanket/Insulation | A | Original Unit Summer Peak Savings (kW) | Technical Potential | 0 | 0 | 0 | 0 | 0 | 0 | 0 | 0 | 0 | 0 | 0 | 0 | 0 | 0 | 0 | 0 | 0 | 0 | 0 | 0 | 0 | 0 | 0 | 0 | 0 | 0 | 0
F3_Commercial_WA - College_New_Water Heating_Natural Gas_Water Heater - Tank Blanket/Insulation_A_Technical Potential | F3 | Commercial | WA - College | New | Water Heating | Natural Gas | Water Heater - Tank Blanket/Insulation | A | Original Unit Winter Peak Savings (kW) | Technical Potential | 0 | 0 | 0 | 0 | 0 | 0 | 0 | 0 | 0 | 0 | 0 | 0 | 0 | 0 | 0 | 0 | 0 | 0 | 0 | 0 | 0 | 0 | 0 | 0 | 0 | 0 | 0
F4_Commercial_WA - College_New_Water Heating_Natural Gas_Water Heater - Tank Blanket/Insulation_A_Technical Potential | F4 | Commercial | WA - College | New | Water Heating | Natural Gas | Water Heater - Tank Blanket/Insulation | A | Standalone Impact on Baseline Energy (%) | Technical Potential | 0 | 0 | 0 | 0 | 0 | 0 | 0 | 0 | 0 | 0 | 0 | 0 | 0 | 0 | 0 | 0 | 0 | 0 | 0 | 0 | 0 | 0 | 0 | 0 | 0 | 0 | 0
F5_Commercial_WA - College_New_Water Heating_Natural Gas_Water Heater - Tank Blanket/Insulation_A_Technical Potential | F5 | Commercial | WA - College | New | Water Heating | Natural Gas | Water Heater - Tank Blanket/Insulation | A | Standalone Impact on Baseline Summer Peak (%) | Technical Potential | 0 | 0 | 0 | 0 | 0 | 0 | 0 | 0 | 0 | 0 | 0 | 0 | 0 | 0 | 0 | 0 | 0 | 0 | 0 | 0 | 0 | 0 | 0 | 0 | 0 | 0 | 0
F6_Commercial_WA - College_New_Water Heating_Natural Gas_Water Heater - Tank Blanket/Insulation_A_Technical Potential | F6 | Commercial | WA - College | New | Water Heating | Natural Gas | Water Heater - Tank Blanket/Insulation | A | Standalone Impact on Baseline Winter Peak (%) | Technical Potential | 0 | 0 | 0 | 0 | 0 | 0 | 0 | 0 | 0 | 0 | 0 | 0 | 0 | 0 | 0 | 0 | 0 | 0 | 0 | 0 | 0 | 0 | 0 | 0 | 0 | 0 | 0
F7_Commercial_WA - College_New_Water Heating_Natural Gas_Water Heater - Tank Blanket/Insulation_A_Technical Potential | F7 | Commercial | WA - College | New | Water Heating | Natural Gas | Water Heater - Tank Blanket/Insulation | A | Incremental Energy Savings (MWh or mTherms) | Technical Potential | 0 | 0 | 0 | 0 | 0 | 0 | 0 | 0 | 0 | 0 | 0 | 0 | 0 | 0 | 0 | 0 | 0 | 0 | 0 | 0 | 0 | 0 | 0 | 0 | 0 | 0 | 0
F8_Commercial_WA - College_New_Water Heating_Natural Gas_Water Heater - Tank Blanket/Insulation_A_Technical Potential | F8 | Commercial | WA - College | New | Water Heating | Natural Gas | Water Heater - Tank Blanket/Insulation | A | Incremental Summer Peak Savings (MW) | Technical Potential | 0 | 0 | 0 | 0 | 0 | 0 | 0 | 0 | 0 | 0 | 0 | 0 | 0 | 0 | 0 | 0 | 0 | 0 | 0 | 0 | 0 | 0 | 0 | 0 | 0 | 0 | 0
F9_Commercial_WA - College_New_Water Heating_Natural Gas_Water Heater - Tank Blanket/Insulation_A_Technical Potential | F9 | Commercial | WA - College | New | Water Heating | Natural Gas | Water Heater - Tank Blanket/Insulation | A | Incremental Winter Peak Savings (MW) | Technical Potential | 0 | 0 | 0 | 0 | 0 | 0 | 0 | 0 | 0 | 0 | 0 | 0 | 0 | 0 | 0 | 0 | 0 | 0 | 0 | 0 | 0 | 0 | 0 | 0 | 0 | 0 | 0
F10_Commercial_WA - College_New_Water Heating_Natural Gas_Water Heater - Tank Blanket/Insulation_A_Technical Potential | F10 | Commercial | WA - College | New | Water Heating | Natural Gas | Water Heater - Tank Blanket/Insulation | A | Cumulative Energy Savings (MWh or mTherms) | Technical Potential | 0 | 0 | 0 | 0 | 0 | 0 | 0 | 0 | 0 | 0 | 0 | 0 | 0 | 0 | 0 | 0 | 0 | 0 | 0 | 0 | 0 | 0 | 0 | 0 | 0 | 0 | 0
F11_Commercial_WA - College_New_Water Heating_Natural Gas_Water Heater - Tank Blanket/Insulation_A_Technical Potential | F11 | Commercial | WA - College | New | Water Heating | Natural Gas | Water Heater - Tank Blanket/Insulation | A | Cumulative Summer Peak Savings (MW) | Technical Potential | 0 | 0 | 0 | 0 | 0 | 0 | 0 | 0 | 0 | 0 | 0 | 0 | 0 | 0 | 0 | 0 | 0 | 0 | 0 | 0 | 0 | 0 | 0 | 0 | 0 | 0 | 0
F12_Commercial_WA - College_New_Water Heating_Natural Gas_Water Heater - Tank Blanket/Insulation_A_Technical Potential | F12 | Commercial | WA - College | New | Water Heating | Natural Gas | Water Heater - Tank Blanket/Insulation | A | Cumulative Winter Peak Savings (MW) | Technical Potential | 0 | 0 | 0 | 0 | 0 | 0 | 0 | 0 | 0 | 0 | 0 | 0 | 0 | 0 | 0 | 0 | 0 | 0 | 0 | 0 | 0 | 0 | 0 | 0 | 0 | 0 | 0
F13_Commercial_WA - College_New_Water Heating_Natural Gas_Water Heater - Tank Blanket/Insulation_A_Technical Potential | F13 | Commercial | WA - College | New | Water Heating | Natural Gas | Water Heater - Tank Blanket/Insulation | A | Purchases (Incremental) | Technical Potential | 0 | 0 | 0 | 0 | 0 | 0 | 0 | 0 | 0 | 0 | 0 | 0 | 0 | 0 | 0 | 0 | 0 | 0 | 0 | 0 | 0 | 0 | 0 | 0 | 0 | 0 | 0
F14_Commercial_WA - College_New_Water Heating_Natural Gas_Water Heater - Tank Blanket/Insulation_A_Technical Potential | F14 | Commercial | WA - College | New | Water Heating | Natural Gas | Water Heater - Tank Blanket/Insulation | A | Purchases (Cumulative) | Technical Potential | 0 | 0 | 0 | 0 | 0 | 0 | 0 | 0 | 0 | 0 | 0 | 0 | 0 | 0 | 0 | 0 | 0 | 0 | 0 | 0 | 0 | 0 | 0 | 0 | 0 | 0 | 0
F1_Commercial_WA - College_New_Water Heating_Natural Gas_Water Heater - Drainwater Heat Recovery_A_Technical Potential | F1 | Commercial | WA - College | New | Water Heating | Natural Gas | Water Heater - Drainwater Heat Recovery | A | Original Unit Energy Savings (kWh or therms) | Technical Potential | 0 | 0 | 0 | 0 | 0 | 0 | 0 | 0 | 0 | 0 | 0 | 0 | 0 | 0 | 0 | 0 | 0 | 0 | 0 | 0 | 0 | 0 | 0 | 0 | 0 | 0 | 0
F2_Commercial_WA - College_New_Water Heating_Natural Gas_Water Heater - Drainwater Heat Recovery_A_Technical Potential | F2 | Commercial | WA - College | New | Water Heating | Natural Gas | Water Heater - Drainwater Heat Recovery | A | Original Unit Summer Peak Savings (kW) | Technical Potential | 0 | 0 | 0 | 0 | 0 | 0 | 0 | 0 | 0 | 0 | 0 | 0 | 0 | 0 | 0 | 0 | 0 | 0 | 0 | 0 | 0 | 0 | 0 | 0 | 0 | 0 | 0
F3_Commercial_WA - College_New_Water Heating_Natural Gas_Water Heater - Drainwater Heat Recovery_A_Technical Potential | F3 | Commercial | WA - College | New | Water Heating | Natural Gas | Water Heater - Drainwater Heat Recovery | A | Original Unit Winter Peak Savings (kW) | Technical Potential | 0 | 0 | 0 | 0 | 0 | 0 | 0 | 0 | 0 | 0 | 0 | 0 | 0 | 0 | 0 | 0 | 0 | 0 | 0 | 0 | 0 | 0 | 0 | 0 | 0 | 0 | 0
F4_Commercial_WA - College_New_Water Heating_Natural Gas_Water Heater - Drainwater Heat Recovery_A_Technical Potential | F4 | Commercial | WA - College | New | Water Heating | Natural Gas | Water Heater - Drainwater Heat Recovery | A | Standalone Impact on Baseline Energy (%) | Technical Potential | 0 | 0 | 0 | 0 | 0 | 0 | 0 | 0 | 0 | 0 | 0 | 0 | 0 | 0 | 0 | 0 | 0 | 0 | 0 | 0 | 0 | 0 | 0 | 0 | 0 | 0 | 0
F5_Commercial_WA - College_New_Water Heating_Natural Gas_Water Heater - Drainwater Heat Recovery_A_Technical Potential | F5 | Commercial | WA - College | New | Water Heating | Natural Gas | Water Heater - Drainwater Heat Recovery | A | Standalone Impact on Baseline Summer Peak (%) | Technical Potential | 0 | 0 | 0 | 0 | 0 | 0 | 0 | 0 | 0 | 0 | 0 | 0 | 0 | 0 | 0 | 0 | 0 | 0 | 0 | 0 | 0 | 0 | 0 | 0 | 0 | 0 | 0
F6_Commercial_WA - College_New_Water Heating_Natural Gas_Water Heater - Drainwater Heat Recovery_A_Technical Potential | F6 | Commercial | WA - College | New | Water Heating | Natural Gas | Water Heater - Drainwater Heat Recovery | A | Standalone Impact on Baseline Winter Peak (%) | Technical Potential | 0 | 0 | 0 | 0 | 0 | 0 | 0 | 0 | 0 | 0 | 0 | 0 | 0 | 0 | 0 | 0 | 0 | 0 | 0 | 0 | 0 | 0 | 0 | 0 | 0 | 0 | 0
F7_Commercial_WA - College_New_Water Heating_Natural Gas_Water Heater - Drainwater Heat Recovery_A_Technical Potential | F7 | Commercial | WA - College | New | Water Heating | Natural Gas | Water Heater - Drainwater Heat Recovery | A | Incremental Energy Savings (MWh or mTherms) | Technical Potential | 0 | 0 | 0 | 0 | 0 | 0 | 0 | 0 | 0 | 0 | 0 | 0 | 0 | 0 | 0 | 0 | 0 | 0 | 0 | 0 | 0 | 0 | 0 | 0 | 0 | 0 | 0
F8_Commercial_WA - College_New_Water Heating_Natural Gas_Water Heater - Drainwater Heat Recovery_A_Technical Potential | F8 | Commercial | WA - College | New | Water Heating | Natural Gas | Water Heater - Drainwater Heat Recovery | A | Incremental Summer Peak Savings (MW) | Technical Potential | 0 | 0 | 0 | 0 | 0 | 0 | 0 | 0 | 0 | 0 | 0 | 0 | 0 | 0 | 0 | 0 | 0 | 0 | 0 | 0 | 0 | 0 | 0 | 0 | 0 | 0 | 0
F9_Commercial_WA - College_New_Water Heating_Natural Gas_Water Heater - Drainwater Heat Recovery_A_Technical Potential | F9 | Commercial | WA - College | New | Water Heating | Natural Gas | Water Heater - Drainwater Heat Recovery | A | Incremental Winter Peak Savings (MW) | Technical Potential | 0 | 0 | 0 | 0 | 0 | 0 | 0 | 0 | 0 | 0 | 0 | 0 | 0 | 0 | 0 | 0 | 0 | 0 | 0 | 0 | 0 | 0 | 0 | 0 | 0 | 0 | 0
F10_Commercial_WA - College_New_Water Heating_Natural Gas_Water Heater - Drainwater Heat Recovery_A_Technical Potential | F10 | Commercial | WA - College | New | Water Heating | Natural Gas | Water Heater - Drainwater Heat Recovery | A | Cumulative Energy Savings (MWh or mTherms) | Technical Potential | 0 | 0 | 0 | 0 | 0 | 0 | 0 | 0 | 0 | 0 | 0 | 0 | 0 | 0 | 0 | 0 | 0 | 0 | 0 | 0 | 0 | 0 | 0 | 0 | 0 | 0 | 0
F11_Commercial_WA - College_New_Water Heating_Natural Gas_Water Heater - Drainwater Heat Recovery_A_Technical Potential | F11 | Commercial | WA - College | New | Water Heating | Natural Gas | Water Heater - Drainwater Heat Recovery | A | Cumulative Summer Peak Savings (MW) | Technical Potential | 0 | 0 | 0 | 0 | 0 | 0 | 0 | 0 | 0 | 0 | 0 | 0 | 0 | 0 | 0 | 0 | 0 | 0 | 0 | 0 | 0 | 0 | 0 | 0 | 0 | 0 | 0
F12_Commercial_WA - College_New_Water Heating_Natural Gas_Water Heater - Drainwater Heat Recovery_A_Technical Potential | F12 | Commercial | WA - College | New | Water Heating | Natural Gas | Water Heater - Drainwater Heat Recovery | A | Cumulative Winter Peak Savings (MW) | Technical Potential | 0 | 0 | 0 | 0 | 0 | 0 | 0 | 0 | 0 | 0 | 0 | 0 | 0 | 0 | 0 | 0 | 0 | 0 | 0 | 0 | 0 | 0 | 0 | 0 | 0 | 0 | 0
F13_Commercial_WA - College_New_Water Heating_Natural Gas_Water Heater - Drainwater Heat Recovery_A_Technical Potential | F13 | Commercial | WA - College | New | Water Heating | Natural Gas | Water Heater - Drainwater Heat Recovery | A | Purchases (Incremental) | Technical Potential | 0 | 0 | 0 | 0 | 0 | 0 | 0 | 0 | 0 | 0 | 0 | 0 | 0 | 0 | 0 | 0 | 0 | 0 | 0 | 0 | 0 | 0 | 0 | 0 | 0 | 0 | 0
F14_Commercial_WA - College_New_Water Heating_Natural Gas_Water Heater - Drainwater Heat Recovery_A_Technical Potential | F14 | Commercial | WA - College | New | Water Heating | Natural Gas | Water Heater - Drainwater Heat Recovery | A | Purchases (Cumulative) | Technical Potential | 0 | 0 | 0 | 0 | 0 | 0 | 0 | 0 | 0 | 0 | 0 | 0 | 0 | 0 | 0 | 0 | 0 | 0 | 0 | 0 | 0 | 0 | 0 | 0 | 0 | 0 | 0
F1_Commercial_WA - College_New_Water Heating_Natural Gas_Water Heater - Circulation Pump Controls_A_Technical Potential | F1 | Commercial | WA - College | New | Water Heating | Natural Gas | Water Heater - Circulation Pump Controls | A | Original Unit Energy Savings (kWh or therms) | Technical Potential | 0 | 0 | 0 | 0 | 0 | 0 | 0 | 0 | 0 | 0 | 0 | 0 | 0 | 0 | 0 | 0 | 0 | 0 | 0 | 0 | 0 | 0 | 0 | 0 | 0 | 0 | 0
F2_Commercial_WA - College_New_Water Heating_Natural Gas_Water Heater - Circulation Pump Controls_A_Technical Potential | F2 | Commercial | WA - College | New | Water Heating | Natural Gas | Water Heater - Circulation Pump Controls | A | Original Unit Summer Peak Savings (kW) | Technical Potential | 0 | 0 | 0 | 0 | 0 | 0 | 0 | 0 | 0 | 0 | 0 | 0 | 0 | 0 | 0 | 0 | 0 | 0 | 0 | 0 | 0 | 0 | 0 | 0 | 0 | 0 | 0
F3_Commercial_WA - College_New_Water Heating_Natural Gas_Water Heater - Circulation Pump Controls_A_Technical Potential | F3 | Commercial | WA - College | New | Water Heating | Natural Gas | Water Heater - Circulation Pump Controls | A | Original Unit Winter Peak Savings (kW) | Technical Potential | 0 | 0 | 0 | 0 | 0 | 0 | 0 | 0 | 0 | 0 | 0 | 0 | 0 | 0 | 0 | 0 | 0 | 0 | 0 | 0 | 0 | 0 | 0 | 0 | 0 | 0 | 0
F4_Commercial_WA - College_New_Water Heating_Natural Gas_Water Heater - Circulation Pump Controls_A_Technical Potential | F4 | Commercial | WA - College | New | Water Heating | Natural Gas | Water Heater - Circulation Pump Controls | A | Standalone Impact on Baseline Energy (%) | Technical Potential | 0 | 0 | 0 | 0 | 0 | 0 | 0 | 0 | 0 | 0 | 0 | 0 | 0 | 0 | 0 | 0 | 0 | 0 | 0 | 0 | 0 | 0 | 0 | 0 | 0 | 0 | 0
F5_Commercial_WA - College_New_Water Heating_Natural Gas_Water Heater - Circulation Pump Controls_A_Technical Potential | F5 | Commercial | WA - College | New | Water Heating | Natural Gas | Water Heater - Circulation Pump Controls | A | Standalone Impact on Baseline Summer Peak (%) | Technical Potential | 0 | 0 | 0 | 0 | 0 | 0 | 0 | 0 | 0 | 0 | 0 | 0 | 0 | 0 | 0 | 0 | 0 | 0 | 0 | 0 | 0 | 0 | 0 | 0 | 0 | 0 | 0
F6_Commercial_WA - College_New_Water Heating_Natural Gas_Water Heater - Circulation Pump Controls_A_Technical Potential | F6 | Commercial | WA - College | New | Water Heating | Natural Gas | Water Heater - Circulation Pump Controls | A | Standalone Impact on Baseline Winter Peak (%) | Technical Potential | 0 | 0 | 0 | 0 | 0 | 0 | 0 | 0 | 0 | 0 | 0 | 0 | 0 | 0 | 0 | 0 | 0 | 0 | 0 | 0 | 0 | 0 | 0 | 0 | 0 | 0 | 0
F7_Commercial_WA - College_New_Water Heating_Natural Gas_Water Heater - Circulation Pump Controls_A_Technical Potential | F7 | Commercial | WA - College | New | Water Heating | Natural Gas | Water Heater - Circulation Pump Controls | A | Incremental Energy Savings (MWh or mTherms) | Technical Potential | 0 | 0 | 0 | 0 | 0 | 0 | 0 | 0 | 0 | 0 | 0 | 0 | 0 | 0 | 0 | 0 | 0 | 0 | 0 | 0 | 0 | 0 | 0 | 0 | 0 | 0 | 0
F8_Commercial_WA - College_New_Water Heating_Natural Gas_Water Heater - Circulation Pump Controls_A_Technical Potential | F8 | Commercial | WA - College | New | Water Heating | Natural Gas | Water Heater - Circulation Pump Controls | A | Incremental Summer Peak Savings (MW) | Technical Potential | 0 | 0 | 0 | 0 | 0 | 0 | 0 | 0 | 0 | 0 | 0 | 0 | 0 | 0 | 0 | 0 | 0 | 0 | 0 | 0 | 0 | 0 | 0 | 0 | 0 | 0 | 0
F9_Commercial_WA - College_New_Water Heating_Natural Gas_Water Heater - Circulation Pump Controls_A_Technical Potential | F9 | Commercial | WA - College | New | Water Heating | Natural Gas | Water Heater - Circulation Pump Controls | A | Incremental Winter Peak Savings (MW) | Technical Potential | 0 | 0 | 0 | 0 | 0 | 0 | 0 | 0 | 0 | 0 | 0 | 0 | 0 | 0 | 0 | 0 | 0 | 0 | 0 | 0 | 0 | 0 | 0 | 0 | 0 | 0 | 0
F10_Commercial_WA - College_New_Water Heating_Natural Gas_Water Heater - Circulation Pump Controls_A_Technical Potential | F10 | Commercial | WA - College | New | Water Heating | Natural Gas | Water Heater - Circulation Pump Controls | A | Cumulative Energy Savings (MWh or mTherms) | Technical Potential | 0 | 0 | 0 | 0 | 0 | 0 | 0 | 0 | 0 | 0 | 0 | 0 | 0 | 0 | 0 | 0 | 0 | 0 | 0 | 0 | 0 | 0 | 0 | 0 | 0 | 0 | 0
F11_Commercial_WA - College_New_Water Heating_Natural Gas_Water Heater - Circulation Pump Controls_A_Technical Potential | F11 | Commercial | WA - College | New | Water Heating | Natural Gas | Water Heater - Circulation Pump Controls | A | Cumulative Summer Peak Savings (MW) | Technical Potential | 0 | 0 | 0 | 0 | 0 | 0 | 0 | 0 | 0 | 0 | 0 | 0 | 0 | 0 | 0 | 0 | 0 | 0 | 0 | 0 | 0 | 0 | 0 | 0 | 0 | 0 | 0
F12_Commercial_WA - College_New_Water Heating_Natural Gas_Water Heater - Circulation Pump Controls_A_Technical Potential | F12 | Commercial | WA - College | New | Water Heating | Natural Gas | Water Heater - Circulation Pump Controls | A | Cumulative Winter Peak Savings (MW) | Technical Potential | 0 | 0 | 0 | 0 | 0 | 0 | 0 | 0 | 0 | 0 | 0 | 0 | 0 | 0 | 0 | 0 | 0 | 0 | 0 | 0 | 0 | 0 | 0 | 0 | 0 | 0 | 0
F13_Commercial_WA - College_New_Water Heating_Natural Gas_Water Heater - Circulation Pump Controls_A_Technical Potential | F13 | Commercial | WA - College | New | Water Heating | Natural Gas | Water Heater - Circulation Pump Controls | A | Purchases (Incremental) | Technical Potential | 0 | 0 | 0 | 0 | 0 | 0 | 0 | 0 | 0 | 0 | 0 | 0 | 0 | 0 | 0 | 0 | 0 | 0 | 0 | 0 | 0 | 0 | 0 | 0 | 0 | 0 | 0
F14_Commercial_WA - College_New_Water Heating_Natural Gas_Water Heater - Circulation Pump Controls_A_Technical Potential | F14 | Commercial | WA - College | New | Water Heating | Natural Gas | Water Heater - Circulation Pump Controls | A | Purchases (Cumulative) | Technical Potential | 0 | 0 | 0 | 0 | 0 | 0 | 0 | 0 | 0 | 0 | 0 | 0 | 0 | 0 | 0 | 0 | 0 | 0 | 0 | 0 | 0 | 0 | 0 | 0 | 0 | 0 | 0
F1_Commercial_WA - College_New_Water Heating_Natural Gas_Water Heater - Pipe Insulation_A_Technical Potential | F1 | Commercial | WA - College | New | Water Heating | Natural Gas | Water Heater - Pipe Insulation | A | Original Unit Energy Savings (kWh or therms) | Technical Potential | 0 | 0 | 0 | 0 | 0 | 0 | 0 | 0 | 0 | 0 | 0 | 0 | 0 | 0 | 0 | 0 | 0 | 0 | 0 | 0 | 0 | 0 | 0 | 0 | 0 | 0 | 0
F2_Commercial_WA - College_New_Water Heating_Natural Gas_Water Heater - Pipe Insulation_A_Technical Potential | F2 | Commercial | WA - College | New | Water Heating | Natural Gas | Water Heater - Pipe Insulation | A | Original Unit Summer Peak Savings (kW) | Technical Potential | 0 | 0 | 0 | 0 | 0 | 0 | 0 | 0 | 0 | 0 | 0 | 0 | 0 | 0 | 0 | 0 | 0 | 0 | 0 | 0 | 0 | 0 | 0 | 0 | 0 | 0 | 0
F3_Commercial_WA - College_New_Water Heating_Natural Gas_Water Heater - Pipe Insulation_A_Technical Potential | F3 | Commercial | WA - College | New | Water Heating | Natural Gas | Water Heater - Pipe Insulation | A | Original Unit Winter Peak Savings (kW) | Technical Potential | 0 | 0 | 0 | 0 | 0 | 0 | 0 | 0 | 0 | 0 | 0 | 0 | 0 | 0 | 0 | 0 | 0 | 0 | 0 | 0 | 0 | 0 | 0 | 0 | 0 | 0 | 0
F4_Commercial_WA - College_New_Water Heating_Natural Gas_Water Heater - Pipe Insulation_A_Technical Potential | F4 | Commercial | WA - College | New | Water Heating | Natural Gas | Water Heater - Pipe Insulation | A | Standalone Impact on Baseline Energy (%) | Technical Potential | 0 | 0 | 0 | 0 | 0 | 0 | 0 | 0 | 0 | 0 | 0 | 0 | 0 | 0 | 0 | 0 | 0 | 0 | 0 | 0 | 0 | 0 | 0 | 0 | 0 | 0 | 0
F5_Commercial_WA - College_New_Water Heating_Natural Gas_Water Heater - Pipe Insulation_A_Technical Potential | F5 | Commercial | WA - College | New | Water Heating | Natural Gas | Water Heater - Pipe Insulation | A | Standalone Impact on Baseline Summer Peak (%) | Technical Potential | 0 | 0 | 0 | 0 | 0 | 0 | 0 | 0 | 0 | 0 | 0 | 0 | 0 | 0 | 0 | 0 | 0 | 0 | 0 | 0 | 0 | 0 | 0 | 0 | 0 | 0 | 0
F6_Commercial_WA - College_New_Water Heating_Natural Gas_Water Heater - Pipe Insulation_A_Technical Potential | F6 | Commercial | WA - College | New | Water Heating | Natural Gas | Water Heater - Pipe Insulation | A | Standalone Impact on Baseline Winter Peak (%) | Technical Potential | 0 | 0 | 0 | 0 | 0 | 0 | 0 | 0 | 0 | 0 | 0 | 0 | 0 | 0 | 0 | 0 | 0 | 0 | 0 | 0 | 0 | 0 | 0 | 0 | 0 | 0 | 0
F7_Commercial_WA - College_New_Water Heating_Natural Gas_Water Heater - Pipe Insulation_A_Technical Potential | F7 | Commercial | WA - College | New | Water Heating | Natural Gas | Water Heater - Pipe Insulation | A | Incremental Energy Savings (MWh or mTherms) | Technical Potential | 0 | 0 | 0 | 0 | 0 | 0 | 0 | 0 | 0 | 0 | 0 | 0 | 0 | 0 | 0 | 0 | 0 | 0 | 0 | 0 | 0 | 0 | 0 | 0 | 0 | 0 | 0
F8_Commercial_WA - College_New_Water Heating_Natural Gas_Water Heater - Pipe Insulation_A_Technical Potential | F8 | Commercial | WA - College | New | Water Heating | Natural Gas | Water Heater - Pipe Insulation | A | Incremental Summer Peak Savings (MW) | Technical Potential | 0 | 0 | 0 | 0 | 0 | 0 | 0 | 0 | 0 | 0 | 0 | 0 | 0 | 0 | 0 | 0 | 0 | 0 | 0 | 0 | 0 | 0 | 0 | 0 | 0 | 0 | 0
F9_Commercial_WA - College_New_Water Heating_Natural Gas_Water Heater - Pipe Insulation_A_Technical Potential | F9 | Commercial | WA - College | New | Water Heating | Natural Gas | Water Heater - Pipe Insulation | A | Incremental Winter Peak Savings (MW) | Technical Potential | 0 | 0 | 0 | 0 | 0 | 0 | 0 | 0 | 0 | 0 | 0 | 0 | 0 | 0 | 0 | 0 | 0 | 0 | 0 | 0 | 0 | 0 | 0 | 0 | 0 | 0 | 0
F10_Commercial_WA - College_New_Water Heating_Natural Gas_Water Heater - Pipe Insulation_A_Technical Potential | F10 | Commercial | WA - College | New | Water Heating | Natural Gas | Water Heater - Pipe Insulation | A | Cumulative Energy Savings (MWh or mTherms) | Technical Potential | 0 | 0 | 0 | 0 | 0 | 0 | 0 | 0 | 0 | 0 | 0 | 0 | 0 | 0 | 0 | 0 | 0 | 0 | 0 | 0 | 0 | 0 | 0 | 0 | 0 | 0 | 0
F11_Commercial_WA - College_New_Water Heating_Natural Gas_Water Heater - Pipe Insulation_A_Technical Potential | F11 | Commercial | WA - College | New | Water Heating | Natural Gas | Water Heater - Pipe Insulation | A | Cumulative Summer Peak Savings (MW) | Technical Potential | 0 | 0 | 0 | 0 | 0 | 0 | 0 | 0 | 0 | 0 | 0 | 0 | 0 | 0 | 0 | 0 | 0 | 0 | 0 | 0 | 0 | 0 | 0 | 0 | 0 | 0 | 0
F12_Commercial_WA - College_New_Water Heating_Natural Gas_Water Heater - Pipe Insulation_A_Technical Potential | F12 | Commercial | WA - College | New | Water Heating | Natural Gas | Water Heater - Pipe Insulation | A | Cumulative Winter Peak Savings (MW) | Technical Potential | 0 | 0 | 0 | 0 | 0 | 0 | 0 | 0 | 0 | 0 | 0 | 0 | 0 | 0 | 0 | 0 | 0 | 0 | 0 | 0 | 0 | 0 | 0 | 0 | 0 | 0 | 0
F13_Commercial_WA - College_New_Water Heating_Natural Gas_Water Heater - Pipe Insulation_A_Technical Potential | F13 | Commercial | WA - College | New | Water Heating | Natural Gas | Water Heater - Pipe Insulation | A | Purchases (Incremental) | Technical Potential | 0 | 0 | 0 | 0 | 0 | 0 | 0 | 0 | 0 | 0 | 0 | 0 | 0 | 0 | 0 | 0 | 0 | 0 | 0 | 0 | 0 | 0 | 0 | 0 | 0 | 0 | 0
F14_Commercial_WA - College_New_Water Heating_Natural Gas_Water Heater - Pipe Insulation_A_Technical Potential | F14 | Commercial | WA - College | New | Water Heating | Natural Gas | Water Heater - Pipe Insulation | A | Purchases (Cumulative) | Technical Potential | 0 | 0 | 0 | 0 | 0 | 0 | 0 | 0 | 0 | 0 | 0 | 0 | 0 | 0 | 0 | 0 | 0 | 0 | 0 | 0 | 0 | 0 | 0 | 0 | 0 | 0 | 0
F1_Commercial_WA - College_New_Water Heating_Natural Gas_Water Heater - Motion Control Faucet_A_Technical Potential | F1 | Commercial | WA - College | New | Water Heating | Natural Gas | Water Heater - Motion Control Faucet | A | Original Unit Energy Savings (kWh or therms) | Technical Potential | 0 | 0 | 0 | 0 | 0 | 0 | 0 | 0 | 0 | 0 | 0 | 0 | 0 | 0 | 0 | 0 | 0 | 0 | 0 | 0 | 0 | 0 | 0 | 0 | 0 | 0 | 0
F2_Commercial_WA - College_New_Water Heating_Natural Gas_Water Heater - Motion Control Faucet_A_Technical Potential | F2 | Commercial | WA - College | New | Water Heating | Natural Gas | Water Heater - Motion Control Faucet | A | Original Unit Summer Peak Savings (kW) | Technical Potential | 0 | 0 | 0 | 0 | 0 | 0 | 0 | 0 | 0 | 0 | 0 | 0 | 0 | 0 | 0 | 0 | 0 | 0 | 0 | 0 | 0 | 0 | 0 | 0 | 0 | 0 | 0
F3_Commercial_WA - College_New_Water Heating_Natural Gas_Water Heater - Motion Control Faucet_A_Technical Potential | F3 | Commercial | WA - College | New | Water Heating | Natural Gas | Water Heater - Motion Control Faucet | A | Original Unit Winter Peak Savings (kW) | Technical Potential | 0 | 0 | 0 | 0 | 0 | 0 | 0 | 0 | 0 | 0 | 0 | 0 | 0 | 0 | 0 | 0 | 0 | 0 | 0 | 0 | 0 | 0 | 0 | 0 | 0 | 0 | 0
F4_Commercial_WA - College_New_Water Heating_Natural Gas_Water Heater - Motion Control Faucet_A_Technical Potential | F4 | Commercial | WA - College | New | Water Heating | Natural Gas | Water Heater - Motion Control Faucet | A | Standalone Impact on Baseline Energy (%) | Technical Potential | 0 | 0 | 0 | 0 | 0 | 0 | 0 | 0 | 0 | 0 | 0 | 0 | 0 | 0 | 0 | 0 | 0 | 0 | 0 | 0 | 0 | 0 | 0 | 0 | 0 | 0 | 0
F5_Commercial_WA - College_New_Water Heating_Natural Gas_Water Heater - Motion Control Faucet_A_Technical Potential | F5 | Commercial | WA - College | New | Water Heating | Natural Gas | Water Heater - Motion Control Faucet | A | Standalone Impact on Baseline Summer Peak (%) | Technical Potential | 0 | 0 | 0 | 0 | 0 | 0 | 0 | 0 | 0 | 0 | 0 | 0 | 0 | 0 | 0 | 0 | 0 | 0 | 0 | 0 | 0 | 0 | 0 | 0 | 0 | 0 | 0
F6_Commercial_WA - College_New_Water Heating_Natural Gas_Water Heater - Motion Control Faucet_A_Technical Potential | F6 | Commercial | WA - College | New | Water Heating | Natural Gas | Water Heater - Motion Control Faucet | A | Standalone Impact on Baseline Winter Peak (%) | Technical Potential | 0 | 0 | 0 | 0 | 0 | 0 | 0 | 0 | 0 | 0 | 0 | 0 | 0 | 0 | 0 | 0 | 0 | 0 | 0 | 0 | 0 | 0 | 0 | 0 | 0 | 0 | 0
F7_Commercial_WA - College_New_Water Heating_Natural Gas_Water Heater - Motion Control Faucet_A_Technical Potential | F7 | Commercial | WA - College | New | Water Heating | Natural Gas | Water Heater - Motion Control Faucet | A | Incremental Energy Savings (MWh or mTherms) | Technical Potential | 0 | 0 | 0 | 0 | 0 | 0 | 0 | 0 | 0 | 0 | 0 | 0 | 0 | 0 | 0 | 0 | 0 | 0 | 0 | 0 | 0 | 0 | 0 | 0 | 0 | 0 | 0
F8_Commercial_WA - College_New_Water Heating_Natural Gas_Water Heater - Motion Control Faucet_A_Technical Potential | F8 | Commercial | WA - College | New | Water Heating | Natural Gas | Water Heater - Motion Control Faucet | A | Incremental Summer Peak Savings (MW) | Technical Potential | 0 | 0 | 0 | 0 | 0 | 0 | 0 | 0 | 0 | 0 | 0 | 0 | 0 | 0 | 0 | 0 | 0 | 0 | 0 | 0 | 0 | 0 | 0 | 0 | 0 | 0 | 0
F9_Commercial_WA - College_New_Water Heating_Natural Gas_Water Heater - Motion Control Faucet_A_Technical Potential | F9 | Commercial | WA - College | New | Water Heating | Natural Gas | Water Heater - Motion Control Faucet | A | Incremental Winter Peak Savings (MW) | Technical Potential | 0 | 0 | 0 | 0 | 0 | 0 | 0 | 0 | 0 | 0 | 0 | 0 | 0 | 0 | 0 | 0 | 0 | 0 | 0 | 0 | 0 | 0 | 0 | 0 | 0 | 0 | 0
F10_Commercial_WA - College_New_Water Heating_Natural Gas_Water Heater - Motion Control Faucet_A_Technical Potential | F10 | Commercial | WA - College | New | Water Heating | Natural Gas | Water Heater - Motion Control Faucet | A | Cumulative Energy Savings (MWh or mTherms) | Technical Potential | 0 | 0 | 0 | 0 | 0 | 0 | 0 | 0 | 0 | 0 | 0 | 0 | 0 | 0 | 0 | 0 | 0 | 0 | 0 | 0 | 0 | 0 | 0 | 0 | 0 | 0 | 0
F11_Commercial_WA - College_New_Water Heating_Natural Gas_Water Heater - Motion Control Faucet_A_Technical Potential | F11 | Commercial | WA - College | New | Water Heating | Natural Gas | Water Heater - Motion Control Faucet | A | Cumulative Summer Peak Savings (MW) | Technical Potential | 0 | 0 | 0 | 0 | 0 | 0 | 0 | 0 | 0 | 0 | 0 | 0 | 0 | 0 | 0 | 0 | 0 | 0 | 0 | 0 | 0 | 0 | 0 | 0 | 0 | 0 | 0
F12_Commercial_WA - College_New_Water Heating_Natural Gas_Water Heater - Motion Control Faucet_A_Technical Potential | F12 | Commercial | WA - College | New | Water Heating | Natural Gas | Water Heater - Motion Control Faucet | A | Cumulative Winter Peak Savings (MW) | Technical Potential | 0 | 0 | 0 | 0 | 0 | 0 | 0 | 0 | 0 | 0 | 0 | 0 | 0 | 0 | 0 | 0 | 0 | 0 | 0 | 0 | 0 | 0 | 0 | 0 | 0 | 0 | 0
F13_Commercial_WA - College_New_Water Heating_Natural Gas_Water Heater - Motion Control Faucet_A_Technical Potential | F13 | Commercial | WA - College | New | Water Heating | Natural Gas | Water Heater - Motion Control Faucet | A | Purchases (Incremental) | Technical Potential | 0 | 0 | 0 | 0 | 0 | 0 | 0 | 0 | 0 | 0 | 0 | 0 | 0 | 0 | 0 | 0 | 0 | 0 | 0 | 0 | 0 | 0 | 0 | 0 | 0 | 0 | 0
F14_Commercial_WA - College_New_Water Heating_Natural Gas_Water Heater - Motion Control Faucet_A_Technical Potential | F14 | Commercial | WA - College | New | Water Heating | Natural Gas | Water Heater - Motion Control Faucet | A | Purchases (Cumulative) | Technical Potential | 0 | 0 | 0 | 0 | 0 | 0 | 0 | 0 | 0 | 0 | 0 | 0 | 0 | 0 | 0 | 0 | 0 | 0 | 0 | 0 | 0 | 0 | 0 | 0 | 0 | 0 | 0
F1_Commercial_WA - College_New_Water Heating_Natural Gas_Water Heater - Solar System_A_Technical Potential | F1 | Commercial | WA - College | New | Water Heating | Natural Gas | Water Heater - Solar System | A | Original Unit Energy Savings (kWh or therms) | Technical Potential | 0 | 0 | 0 | 0 | 0 | 0 | 0 | 0 | 0 | 0 | 0 | 0 | 0 | 0 | 0 | 0 | 0 | 0 | 0 | 0 | 0 | 0 | 0 | 0 | 0 | 0 | 0
F2_Commercial_WA - College_New_Water Heating_Natural Gas_Water Heater - Solar System_A_Technical Potential | F2 | Commercial | WA - College | New | Water Heating | Natural Gas | Water Heater - Solar System | A | Original Unit Summer Peak Savings (kW) | Technical Potential | 0 | 0 | 0 | 0 | 0 | 0 | 0 | 0 | 0 | 0 | 0 | 0 | 0 | 0 | 0 | 0 | 0 | 0 | 0 | 0 | 0 | 0 | 0 | 0 | 0 | 0 | 0
F3_Commercial_WA - College_New_Water Heating_Natural Gas_Water Heater - Solar System_A_Technical Potential | F3 | Commercial | WA - College | New | Water Heating | Natural Gas | Water Heater - Solar System | A | Original Unit Winter Peak Savings (kW) | Technical Potential | 0 | 0 | 0 | 0 | 0 | 0 | 0 | 0 | 0 | 0 | 0 | 0 | 0 | 0 | 0 | 0 | 0 | 0 | 0 | 0 | 0 | 0 | 0 | 0 | 0 | 0 | 0
F4_Commercial_WA - College_New_Water Heating_Natural Gas_Water Heater - Solar System_A_Technical Potential | F4 | Commercial | WA - College | New | Water Heating | Natural Gas | Water Heater - Solar System | A | Standalone Impact on Baseline Energy (%) | Technical Potential | 0 | 0 | 0 | 0 | 0 | 0 | 0 | 0 | 0 | 0 | 0 | 0 | 0 | 0 | 0 | 0 | 0 | 0 | 0 | 0 | 0 | 0 | 0 | 0 | 0 | 0 | 0
F5_Commercial_WA - College_New_Water Heating_Natural Gas_Water Heater - Solar System_A_Technical Potential | F5 | Commercial | WA - College | New | Water Heating | Natural Gas | Water Heater - Solar System | A | Standalone Impact on Baseline Summer Peak (%) | Technical Potential | 0 | 0 | 0 | 0 | 0 | 0 | 0 | 0 | 0 | 0 | 0 | 0 | 0 | 0 | 0 | 0 | 0 | 0 | 0 | 0 | 0 | 0 | 0 | 0 | 0 | 0 | 0
F6_Commercial_WA - College_New_Water Heating_Natural Gas_Water Heater - Solar System_A_Technical Potential | F6 | Commercial | WA - College | New | Water Heating | Natural Gas | Water Heater - Solar System | A | Standalone Impact on Baseline Winter Peak (%) | Technical Potential | 0 | 0 | 0 | 0 | 0 | 0 | 0 | 0 | 0 | 0 | 0 | 0 | 0 | 0 | 0 | 0 | 0 | 0 | 0 | 0 | 0 | 0 | 0 | 0 | 0 | 0 | 0
F7_Commercial_WA - College_New_Water Heating_Natural Gas_Water Heater - Solar System_A_Technical Potential | F7 | Commercial | WA - College | New | Water Heating | Natural Gas | Water Heater - Solar System | A | Incremental Energy Savings (MWh or mTherms) | Technical Potential | 0 | 0 | 0 | 0 | 0 | 0 | 0 | 0 | 0 | 0 | 0 | 0 | 0 | 0 | 0 | 0 | 0 | 0 | 0 | 0 | 0 | 0 | 0 | 0 | 0 | 0 | 0
F8_Commercial_WA - College_New_Water Heating_Natural Gas_Water Heater - Solar System_A_Technical Potential | F8 | Commercial | WA - College | New | Water Heating | Natural Gas | Water Heater - Solar System | A | Incremental Summer Peak Savings (MW) | Technical Potential | 0 | 0 | 0 | 0 | 0 | 0 | 0 | 0 | 0 | 0 | 0 | 0 | 0 | 0 | 0 | 0 | 0 | 0 | 0 | 0 | 0 | 0 | 0 | 0 | 0 | 0 | 0
F9_Commercial_WA - College_New_Water Heating_Natural Gas_Water Heater - Solar System_A_Technical Potential | F9 | Commercial | WA - College | New | Water Heating | Natural Gas | Water Heater - Solar System | A | Incremental Winter Peak Savings (MW) | Technical Potential | 0 | 0 | 0 | 0 | 0 | 0 | 0 | 0 | 0 | 0 | 0 | 0 | 0 | 0 | 0 | 0 | 0 | 0 | 0 | 0 | 0 | 0 | 0 | 0 | 0 | 0 | 0
F10_Commercial_WA - College_New_Water Heating_Natural Gas_Water Heater - Solar System_A_Technical Potential | F10 | Commercial | WA - College | New | Water Heating | Natural Gas | Water Heater - Solar System | A | Cumulative Energy Savings (MWh or mTherms) | Technical Potential | 0 | 0 | 0 | 0 | 0 | 0 | 0 | 0 | 0 | 0 | 0 | 0 | 0 | 0 | 0 | 0 | 0 | 0 | 0 | 0 | 0 | 0 | 0 | 0 | 0 | 0 | 0
F11_Commercial_WA - College_New_Water Heating_Natural Gas_Water Heater - Solar System_A_Technical Potential | F11 | Commercial | WA - College | New | Water Heating | Natural Gas | Water Heater - Solar System | A | Cumulative Summer Peak Savings (MW) | Technical Potential | 0 | 0 | 0 | 0 | 0 | 0 | 0 | 0 | 0 | 0 | 0 | 0 | 0 | 0 | 0 | 0 | 0 | 0 | 0 | 0 | 0 | 0 | 0 | 0 | 0 | 0 | 0
F12_Commercial_WA - College_New_Water Heating_Natural Gas_Water Heater - Solar System_A_Technical Potential | F12 | Commercial | WA - College | New | Water Heating | Natural Gas | Water Heater - Solar System | A | Cumulative Winter Peak Savings (MW) | Technical Potential | 0 | 0 | 0 | 0 | 0 | 0 | 0 | 0 | 0 | 0 | 0 | 0 | 0 | 0 | 0 | 0 | 0 | 0 | 0 | 0 | 0 | 0 | 0 | 0 | 0 | 0 | 0
F13_Commercial_WA - College_New_Water Heating_Natural Gas_Water Heater - Solar System_A_Technical Potential | F13 | Commercial | WA - College | New | Water Heating | Natural Gas | Water Heater - Solar System | A | Purchases (Incremental) | Technical Potential | 0 | 0 | 0 | 0 | 0 | 0 | 0 | 0 | 0 | 0 | 0 | 0 | 0 | 0 | 0 | 0 | 0 | 0 | 0 | 0 | 0 | 0 | 0 | 0 | 0 | 0 | 0
F14_Commercial_WA - College_New_Water Heating_Natural Gas_Water Heater - Solar System_A_Technical Potential | F14 | Commercial | WA - College | New | Water Heating | Natural Gas | Water Heater - Solar System | A | Purchases (Cumulative) | Technical Potential | 0 | 0 | 0 | 0 | 0 | 0 | 0 | 0 | 0 | 0 | 0 | 0 | 0 | 0 | 0 | 0 | 0 | 0 | 0 | 0 | 0 | 0 | 0 | 0 | 0 | 0 | 0
F1_Commercial_WA - College_New_Water Heating_Natural Gas_Commercial Laundry - Ozone Treatment_A_Technical Potential | F1 | Commercial | WA - College | New | Water Heating | Natural Gas | Commercial Laundry - Ozone Treatment | A | Original Unit Energy Savings (kWh or therms) | Technical Potential | 0 | 0 | 0 | 0 | 0 | 0 | 0 | 0 | 0 | 0 | 0 | 0 | 0 | 0 | 0 | 0 | 0 | 0 | 0 | 0 | 0 | 0 | 0 | 0 | 0 | 0 | 0
F2_Commercial_WA - College_New_Water Heating_Natural Gas_Commercial Laundry - Ozone Treatment_A_Technical Potential | F2 | Commercial | WA - College | New | Water Heating | Natural Gas | Commercial Laundry - Ozone Treatment | A | Original Unit Summer Peak Savings (kW) | Technical Potential | 0 | 0 | 0 | 0 | 0 | 0 | 0 | 0 | 0 | 0 | 0 | 0 | 0 | 0 | 0 | 0 | 0 | 0 | 0 | 0 | 0 | 0 | 0 | 0 | 0 | 0 | 0
F3_Commercial_WA - College_New_Water Heating_Natural Gas_Commercial Laundry - Ozone Treatment_A_Technical Potential | F3 | Commercial | WA - College | New | Water Heating | Natural Gas | Commercial Laundry - Ozone Treatment | A | Original Unit Winter Peak Savings (kW) | Technical Potential | 0 | 0 | 0 | 0 | 0 | 0 | 0 | 0 | 0 | 0 | 0 | 0 | 0 | 0 | 0 | 0 | 0 | 0 | 0 | 0 | 0 | 0 | 0 | 0 | 0 | 0 | 0
F4_Commercial_WA - College_New_Water Heating_Natural Gas_Commercial Laundry - Ozone Treatment_A_Technical Potential | F4 | Commercial | WA - College | New | Water Heating | Natural Gas | Commercial Laundry - Ozone Treatment | A | Standalone Impact on Baseline Energy (%) | Technical Potential | 0 | 0 | 0 | 0 | 0 | 0 | 0 | 0 | 0 | 0 | 0 | 0 | 0 | 0 | 0 | 0 | 0 | 0 | 0 | 0 | 0 | 0 | 0 | 0 | 0 | 0 | 0
F5_Commercial_WA - College_New_Water Heating_Natural Gas_Commercial Laundry - Ozone Treatment_A_Technical Potential | F5 | Commercial | WA - College | New | Water Heating | Natural Gas | Commercial Laundry - Ozone Treatment | A | Standalone Impact on Baseline Summer Peak (%) | Technical Potential | 0 | 0 | 0 | 0 | 0 | 0 | 0 | 0 | 0 | 0 | 0 | 0 | 0 | 0 | 0 | 0 | 0 | 0 | 0 | 0 | 0 | 0 | 0 | 0 | 0 | 0 | 0
F6_Commercial_WA - College_New_Water Heating_Natural Gas_Commercial Laundry - Ozone Treatment_A_Technical Potential | F6 | Commercial | WA - College | New | Water Heating | Natural Gas | Commercial Laundry - Ozone Treatment | A | Standalone Impact on Baseline Winter Peak (%) | Technical Potential | 0 | 0 | 0 | 0 | 0 | 0 | 0 | 0 | 0 | 0 | 0 | 0 | 0 | 0 | 0 | 0 | 0 | 0 | 0 | 0 | 0 | 0 | 0 | 0 | 0 | 0 | 0
F7_Commercial_WA - College_New_Water Heating_Natural Gas_Commercial Laundry - Ozone Treatment_A_Technical Potential | F7 | Commercial | WA - College | New | Water Heating | Natural Gas | Commercial Laundry - Ozone Treatment | A | Incremental Energy Savings (MWh or mTherms) | Technical Potential | 0 | 0 | 0 | 0 | 0 | 0 | 0 | 0 | 0 | 0 | 0 | 0 | 0 | 0 | 0 | 0 | 0 | 0 | 0 | 0 | 0 | 0 | 0 | 0 | 0 | 0 | 0
F8_Commercial_WA - College_New_Water Heating_Natural Gas_Commercial Laundry - Ozone Treatment_A_Technical Potential | F8 | Commercial | WA - College | New | Water Heating | Natural Gas | Commercial Laundry - Ozone Treatment | A | Incremental Summer Peak Savings (MW) | Technical Potential | 0 | 0 | 0 | 0 | 0 | 0 | 0 | 0 | 0 | 0 | 0 | 0 | 0 | 0 | 0 | 0 | 0 | 0 | 0 | 0 | 0 | 0 | 0 | 0 | 0 | 0 | 0
F9_Commercial_WA - College_New_Water Heating_Natural Gas_Commercial Laundry - Ozone Treatment_A_Technical Potential | F9 | Commercial | WA - College | New | Water Heating | Natural Gas | Commercial Laundry - Ozone Treatment | A | Incremental Winter Peak Savings (MW) | Technical Potential | 0 | 0 | 0 | 0 | 0 | 0 | 0 | 0 | 0 | 0 | 0 | 0 | 0 | 0 | 0 | 0 | 0 | 0 | 0 | 0 | 0 | 0 | 0 | 0 | 0 | 0 | 0
F10_Commercial_WA - College_New_Water Heating_Natural Gas_Commercial Laundry - Ozone Treatment_A_Technical Potential | F10 | Commercial | WA - College | New | Water Heating | Natural Gas | Commercial Laundry - Ozone Treatment | A | Cumulative Energy Savings (MWh or mTherms) | Technical Potential | 0 | 0 | 0 | 0 | 0 | 0 | 0 | 0 | 0 | 0 | 0 | 0 | 0 | 0 | 0 | 0 | 0 | 0 | 0 | 0 | 0 | 0 | 0 | 0 | 0 | 0 | 0
F11_Commercial_WA - College_New_Water Heating_Natural Gas_Commercial Laundry - Ozone Treatment_A_Technical Potential | F11 | Commercial | WA - College | New | Water Heating | Natural Gas | Commercial Laundry - Ozone Treatment | A | Cumulative Summer Peak Savings (MW) | Technical Potential | 0 | 0 | 0 | 0 | 0 | 0 | 0 | 0 | 0 | 0 | 0 | 0 | 0 | 0 | 0 | 0 | 0 | 0 | 0 | 0 | 0 | 0 | 0 | 0 | 0 | 0 | 0
F12_Commercial_WA - College_New_Water Heating_Natural Gas_Commercial Laundry - Ozone Treatment_A_Technical Potential | F12 | Commercial | WA - College | New | Water Heating | Natural Gas | Commercial Laundry - Ozone Treatment | A | Cumulative Winter Peak Savings (MW) | Technical Potential | 0 | 0 | 0 | 0 | 0 | 0 | 0 | 0 | 0 | 0 | 0 | 0 | 0 | 0 | 0 | 0 | 0 | 0 | 0 | 0 | 0 | 0 | 0 | 0 | 0 | 0 | 0
F13_Commercial_WA - College_New_Water Heating_Natural Gas_Commercial Laundry - Ozone Treatment_A_Technical Potential | F13 | Commercial | WA - College | New | Water Heating | Natural Gas | Commercial Laundry - Ozone Treatment | A | Purchases (Incremental) | Technical Potential | 0 | 0 | 0 | 0 | 0 | 0 | 0 | 0 | 0 | 0 | 0 | 0 | 0 | 0 | 0 | 0 | 0 | 0 | 0 | 0 | 0 | 0 | 0 | 0 | 0 | 0 | 0
F14_Commercial_WA - College_New_Water Heating_Natural Gas_Commercial Laundry - Ozone Treatment_A_Technical Potential | F14 | Commercial | WA - College | New | Water Heating | Natural Gas | Commercial Laundry - Ozone Treatment | A | Purchases (Cumulative) | Technical Potential | 0 | 0 | 0 | 0 | 0 | 0 | 0 | 0 | 0 | 0 | 0 | 0 | 0 | 0 | 0 | 0 | 0 | 0 | 0 | 0 | 0 | 0 | 0 | 0 | 0 | 0 | 0
F1_Commercial_WA - College_New_Water Heating_Natural Gas_Commercial Laundry - ENERGY STAR Washer_A_Technical Potential | F1 | Commercial | WA - College | New | Water Heating | Natural Gas | Commercial Laundry - ENERGY STAR Washer | A | Original Unit Energy Savings (kWh or therms) | Technical Potential | 0 | 0 | 0 | 0 | 0 | 0 | 0 | 0 | 0 | 0 | 0 | 0 | 0 | 0 | 0 | 0 | 0 | 0 | 0 | 0 | 0 | 0 | 0 | 0 | 0 | 0 | 0
F2_Commercial_WA - College_New_Water Heating_Natural Gas_Commercial Laundry - ENERGY STAR Washer_A_Technical Potential | F2 | Commercial | WA - College | New | Water Heating | Natural Gas | Commercial Laundry - ENERGY STAR Washer | A | Original Unit Summer Peak Savings (kW) | Technical Potential | 0 | 0 | 0 | 0 | 0 | 0 | 0 | 0 | 0 | 0 | 0 | 0 | 0 | 0 | 0 | 0 | 0 | 0 | 0 | 0 | 0 | 0 | 0 | 0 | 0 | 0 | 0
F3_Commercial_WA - College_New_Water Heating_Natural Gas_Commercial Laundry - ENERGY STAR Washer_A_Technical Potential | F3 | Commercial | WA - College | New | Water Heating | Natural Gas | Commercial Laundry - ENERGY STAR Washer | A | Original Unit Winter Peak Savings (kW) | Technical Potential | 0 | 0 | 0 | 0 | 0 | 0 | 0 | 0 | 0 | 0 | 0 | 0 | 0 | 0 | 0 | 0 | 0 | 0 | 0 | 0 | 0 | 0 | 0 | 0 | 0 | 0 | 0
F4_Commercial_WA - College_New_Water Heating_Natural Gas_Commercial Laundry - ENERGY STAR Washer_A_Technical Potential | F4 | Commercial | WA - College | New | Water Heating | Natural Gas | Commercial Laundry - ENERGY STAR Washer | A | Standalone Impact on Baseline Energy (%) | Technical Potential | 0 | 0 | 0 | 0 | 0 | 0 | 0 | 0 | 0 | 0 | 0 | 0 | 0 | 0 | 0 | 0 | 0 | 0 | 0 | 0 | 0 | 0 | 0 | 0 | 0 | 0 | 0
F5_Commercial_WA - College_New_Water Heating_Natural Gas_Commercial Laundry - ENERGY STAR Washer_A_Technical Potential | F5 | Commercial | WA - College | New | Water Heating | Natural Gas | Commercial Laundry - ENERGY STAR Washer | A | Standalone Impact on Baseline Summer Peak (%) | Technical Potential | 0 | 0 | 0 | 0 | 0 | 0 | 0 | 0 | 0 | 0 | 0 | 0 | 0 | 0 | 0 | 0 | 0 | 0 | 0 | 0 | 0 | 0 | 0 | 0 | 0 | 0 | 0
F6_Commercial_WA - College_New_Water Heating_Natural Gas_Commercial Laundry - ENERGY STAR Washer_A_Technical Potential | F6 | Commercial | WA - College | New | Water Heating | Natural Gas | Commercial Laundry - ENERGY STAR Washer | A | Standalone Impact on Baseline Winter Peak (%) | Technical Potential | 0 | 0 | 0 | 0 | 0 | 0 | 0 | 0 | 0 | 0 | 0 | 0 | 0 | 0 | 0 | 0 | 0 | 0 | 0 | 0 | 0 | 0 | 0 | 0 | 0 | 0 | 0
F7_Commercial_WA - College_New_Water Heating_Natural Gas_Commercial Laundry - ENERGY STAR Washer_A_Technical Potential | F7 | Commercial | WA - College | New | Water Heating | Natural Gas | Commercial Laundry - ENERGY STAR Washer | A | Incremental Energy Savings (MWh or mTherms) | Technical Potential | 0 | 0 | 0 | 0 | 0 | 0 | 0 | 0 | 0 | 0 | 0 | 0 | 0 | 0 | 0 | 0 | 0 | 0 | 0 | 0 | 0 | 0 | 0 | 0 | 0 | 0 | 0
F8_Commercial_WA - College_New_Water Heating_Natural Gas_Commercial Laundry - ENERGY STAR Washer_A_Technical Potential | F8 | Commercial | WA - College | New | Water Heating | Natural Gas | Commercial Laundry - ENERGY STAR Washer | A | Incremental Summer Peak Savings (MW) | Technical Potential | 0 | 0 | 0 | 0 | 0 | 0 | 0 | 0 | 0 | 0 | 0 | 0 | 0 | 0 | 0 | 0 | 0 | 0 | 0 | 0 | 0 | 0 | 0 | 0 | 0 | 0 | 0
F9_Commercial_WA - College_New_Water Heating_Natural Gas_Commercial Laundry - ENERGY STAR Washer_A_Technical Potential | F9 | Commercial | WA - College | New | Water Heating | Natural Gas | Commercial Laundry - ENERGY STAR Washer | A | Incremental Winter Peak Savings (MW) | Technical Potential | 0 | 0 | 0 | 0 | 0 | 0 | 0 | 0 | 0 | 0 | 0 | 0 | 0 | 0 | 0 | 0 | 0 | 0 | 0 | 0 | 0 | 0 | 0 | 0 | 0 | 0 | 0
F10_Commercial_WA - College_New_Water Heating_Natural Gas_Commercial Laundry - ENERGY STAR Washer_A_Technical Potential | F10 | Commercial | WA - College | New | Water Heating | Natural Gas | Commercial Laundry - ENERGY STAR Washer | A | Cumulative Energy Savings (MWh or mTherms) | Technical Potential | 0 | 0 | 0 | 0 | 0 | 0 | 0 | 0 | 0 | 0 | 0 | 0 | 0 | 0 | 0 | 0 | 0 | 0 | 0 | 0 | 0 | 0 | 0 | 0 | 0 | 0 | 0
F11_Commercial_WA - College_New_Water Heating_Natural Gas_Commercial Laundry - ENERGY STAR Washer_A_Technical Potential | F11 | Commercial | WA - College | New | Water Heating | Natural Gas | Commercial Laundry - ENERGY STAR Washer | A | Cumulative Summer Peak Savings (MW) | Technical Potential | 0 | 0 | 0 | 0 | 0 | 0 | 0 | 0 | 0 | 0 | 0 | 0 | 0 | 0 | 0 | 0 | 0 | 0 | 0 | 0 | 0 | 0 | 0 | 0 | 0 | 0 | 0
F12_Commercial_WA - College_New_Water Heating_Natural Gas_Commercial Laundry - ENERGY STAR Washer_A_Technical Potential | F12 | Commercial | WA - College | New | Water Heating | Natural Gas | Commercial Laundry - ENERGY STAR Washer | A | Cumulative Winter Peak Savings (MW) | Technical Potential | 0 | 0 | 0 | 0 | 0 | 0 | 0 | 0 | 0 | 0 | 0 | 0 | 0 | 0 | 0 | 0 | 0 | 0 | 0 | 0 | 0 | 0 | 0 | 0 | 0 | 0 | 0
F13_Commercial_WA - College_New_Water Heating_Natural Gas_Commercial Laundry - ENERGY STAR Washer_A_Technical Potential | F13 | Commercial | WA - College | New | Water Heating | Natural Gas | Commercial Laundry - ENERGY STAR Washer | A | Purchases (Incremental) | Technical Potential | 0 | 0 | 0 | 0 | 0 | 0 | 0 | 0 | 0 | 0 | 0 | 0 | 0 | 0 | 0 | 0 | 0 | 0 | 0 | 0 | 0 | 0 | 0 | 0 | 0 | 0 | 0
F14_Commercial_WA - College_New_Water Heating_Natural Gas_Commercial Laundry - ENERGY STAR Washer_A_Technical Potential | F14 | Commercial | WA - College | New | Water Heating | Natural Gas | Commercial Laundry - ENERGY STAR Washer | A | Purchases (Cumulative) | Technical Potential | 0 | 0 | 0 | 0 | 0 | 0 | 0 | 0 | 0 | 0 | 0 | 0 | 0 | 0 | 0 | 0 | 0 | 0 | 0 | 0 | 0 | 0 | 0 | 0 | 0 | 0 | 0
F1_Commercial_WA - College_New_Water Heating_Natural Gas_Water Heater - Efficient Dishwasher_A_Technical Potential | F1 | Commercial | WA - College | New | Water Heating | Natural Gas | Water Heater - Efficient Dishwasher | A | Original Unit Energy Savings (kWh or therms) | Technical Potential | 0 | 0 | 0 | 0 | 0 | 0 | 0 | 0 | 0 | 0 | 0 | 0 | 0 | 0 | 0 | 0 | 0 | 0 | 0 | 0 | 0 | 0 | 0 | 0 | 0 | 0 | 0
F2_Commercial_WA - College_New_Water Heating_Natural Gas_Water Heater - Efficient Dishwasher_A_Technical Potential | F2 | Commercial | WA - College | New | Water Heating | Natural Gas | Water Heater - Efficient Dishwasher | A | Original Unit Summer Peak Savings (kW) | Technical Potential | 0 | 0 | 0 | 0 | 0 | 0 | 0 | 0 | 0 | 0 | 0 | 0 | 0 | 0 | 0 | 0 | 0 | 0 | 0 | 0 | 0 | 0 | 0 | 0 | 0 | 0 | 0
F3_Commercial_WA - College_New_Water Heating_Natural Gas_Water Heater - Efficient Dishwasher_A_Technical Potential | F3 | Commercial | WA - College | New | Water Heating | Natural Gas | Water Heater - Efficient Dishwasher | A | Original Unit Winter Peak Savings (kW) | Technical Potential | 0 | 0 | 0 | 0 | 0 | 0 | 0 | 0 | 0 | 0 | 0 | 0 | 0 | 0 | 0 | 0 | 0 | 0 | 0 | 0 | 0 | 0 | 0 | 0 | 0 | 0 | 0
F4_Commercial_WA - College_New_Water Heating_Natural Gas_Water Heater - Efficient Dishwasher_A_Technical Potential | F4 | Commercial | WA - College | New | Water Heating | Natural Gas | Water Heater - Efficient Dishwasher | A | Standalone Impact on Baseline Energy (%) | Technical Potential | 0 | 0 | 0 | 0 | 0 | 0 | 0 | 0 | 0 | 0 | 0 | 0 | 0 | 0 | 0 | 0 | 0 | 0 | 0 | 0 | 0 | 0 | 0 | 0 | 0 | 0 | 0
F5_Commercial_WA - College_New_Water Heating_Natural Gas_Water Heater - Efficient Dishwasher_A_Technical Potential | F5 | Commercial | WA - College | New | Water Heating | Natural Gas | Water Heater - Efficient Dishwasher | A | Standalone Impact on Baseline Summer Peak (%) | Technical Potential | 0 | 0 | 0 | 0 | 0 | 0 | 0 | 0 | 0 | 0 | 0 | 0 | 0 | 0 | 0 | 0 | 0 | 0 | 0 | 0 | 0 | 0 | 0 | 0 | 0 | 0 | 0
F6_Commercial_WA - College_New_Water Heating_Natural Gas_Water Heater - Efficient Dishwasher_A_Technical Potential | F6 | Commercial | WA - College | New | Water Heating | Natural Gas | Water Heater - Efficient Dishwasher | A | Standalone Impact on Baseline Winter Peak (%) | Technical Potential | 0 | 0 | 0 | 0 | 0 | 0 | 0 | 0 | 0 | 0 | 0 | 0 | 0 | 0 | 0 | 0 | 0 | 0 | 0 | 0 | 0 | 0 | 0 | 0 | 0 | 0 | 0
F7_Commercial_WA - College_New_Water Heating_Natural Gas_Water Heater - Efficient Dishwasher_A_Technical Potential | F7 | Commercial | WA - College | New | Water Heating | Natural Gas | Water Heater - Efficient Dishwasher | A | Incremental Energy Savings (MWh or mTherms) | Technical Potential | 0 | 0 | 0 | 0 | 0 | 0 | 0 | 0 | 0 | 0 | 0 | 0 | 0 | 0 | 0 | 0 | 0 | 0 | 0 | 0 | 0 | 0 | 0 | 0 | 0 | 0 | 0
F8_Commercial_WA - College_New_Water Heating_Natural Gas_Water Heater - Efficient Dishwasher_A_Technical Potential | F8 | Commercial | WA - College | New | Water Heating | Natural Gas | Water Heater - Efficient Dishwasher | A | Incremental Summer Peak Savings (MW) | Technical Potential | 0 | 0 | 0 | 0 | 0 | 0 | 0 | 0 | 0 | 0 | 0 | 0 | 0 | 0 | 0 | 0 | 0 | 0 | 0 | 0 | 0 | 0 | 0 | 0 | 0 | 0 | 0
F9_Commercial_WA - College_New_Water Heating_Natural Gas_Water Heater - Efficient Dishwasher_A_Technical Potential | F9 | Commercial | WA - College | New | Water Heating | Natural Gas | Water Heater - Efficient Dishwasher | A | Incremental Winter Peak Savings (MW) | Technical Potential | 0 | 0 | 0 | 0 | 0 | 0 | 0 | 0 | 0 | 0 | 0 | 0 | 0 | 0 | 0 | 0 | 0 | 0 | 0 | 0 | 0 | 0 | 0 | 0 | 0 | 0 | 0
F10_Commercial_WA - College_New_Water Heating_Natural Gas_Water Heater - Efficient Dishwasher_A_Technical Potential | F10 | Commercial | WA - College | New | Water Heating | Natural Gas | Water Heater - Efficient Dishwasher | A | Cumulative Energy Savings (MWh or mTherms) | Technical Potential | 0 | 0 | 0 | 0 | 0 | 0 | 0 | 0 | 0 | 0 | 0 | 0 | 0 | 0 | 0 | 0 | 0 | 0 | 0 | 0 | 0 | 0 | 0 | 0 | 0 | 0 | 0
F11_Commercial_WA - College_New_Water Heating_Natural Gas_Water Heater - Efficient Dishwasher_A_Technical Potential | F11 | Commercial | WA - College | New | Water Heating | Natural Gas | Water Heater - Efficient Dishwasher | A | Cumulative Summer Peak Savings (MW) | Technical Potential | 0 | 0 | 0 | 0 | 0 | 0 | 0 | 0 | 0 | 0 | 0 | 0 | 0 | 0 | 0 | 0 | 0 | 0 | 0 | 0 | 0 | 0 | 0 | 0 | 0 | 0 | 0
F12_Commercial_WA - College_New_Water Heating_Natural Gas_Water Heater - Efficient Dishwasher_A_Technical Potential | F12 | Commercial | WA - College | New | Water Heating | Natural Gas | Water Heater - Efficient Dishwasher | A | Cumulative Winter Peak Savings (MW) | Technical Potential | 0 | 0 | 0 | 0 | 0 | 0 | 0 | 0 | 0 | 0 | 0 | 0 | 0 | 0 | 0 | 0 | 0 | 0 | 0 | 0 | 0 | 0 | 0 | 0 | 0 | 0 | 0
F13_Commercial_WA - College_New_Water Heating_Natural Gas_Water Heater - Efficient Dishwasher_A_Technical Potential | F13 | Commercial | WA - College | New | Water Heating | Natural Gas | Water Heater - Efficient Dishwasher | A | Purchases (Incremental) | Technical Potential | 0 | 0 | 0 | 0 | 0 | 0 | 0 | 0 | 0 | 0 | 0 | 0 | 0 | 0 | 0 | 0 | 0 | 0 | 0 | 0 | 0 | 0 | 0 | 0 | 0 | 0 | 0
F14_Commercial_WA - College_New_Water Heating_Natural Gas_Water Heater - Efficient Dishwasher_A_Technical Potential | F14 | Commercial | WA - College | New | Water Heating | Natural Gas | Water Heater - Efficient Dishwasher | A | Purchases (Cumulative) | Technical Potential | 0 | 0 | 0 | 0 | 0 | 0 | 0 | 0 | 0 | 0 | 0 | 0 | 0 | 0 | 0 | 0 | 0 | 0 | 0 | 0 | 0 | 0 | 0 | 0 | 0 | 0 | 0
F1_Commercial_WA - College_New_Water Heating_Natural Gas_Commercial Laundry - Alternative Dry-Cleaning Methods_A_Technical Potential | F1 | Commercial | WA - College | New | Water Heating | Natural Gas | Commercial Laundry - Alternative Dry-Cleaning Methods | A | Original Unit Energy Savings (kWh or therms) | Technical Potential | 0 | 0 | 0 | 0 | 0 | 0 | 0 | 0 | 0 | 0 | 0 | 0 | 0 | 0 | 0 | 0 | 0 | 0 | 0 | 0 | 0 | 0 | 0 | 0 | 0 | 0 | 0
F2_Commercial_WA - College_New_Water Heating_Natural Gas_Commercial Laundry - Alternative Dry-Cleaning Methods_A_Technical Potential | F2 | Commercial | WA - College | New | Water Heating | Natural Gas | Commercial Laundry - Alternative Dry-Cleaning Methods | A | Original Unit Summer Peak Savings (kW) | Technical Potential | 0 | 0 | 0 | 0 | 0 | 0 | 0 | 0 | 0 | 0 | 0 | 0 | 0 | 0 | 0 | 0 | 0 | 0 | 0 | 0 | 0 | 0 | 0 | 0 | 0 | 0 | 0
F3_Commercial_WA - College_New_Water Heating_Natural Gas_Commercial Laundry - Alternative Dry-Cleaning Methods_A_Technical Potential | F3 | Commercial | WA - College | New | Water Heating | Natural Gas | Commercial Laundry - Alternative Dry-Cleaning Methods | A | Original Unit Winter Peak Savings (kW) | Technical Potential | 0 | 0 | 0 | 0 | 0 | 0 | 0 | 0 | 0 | 0 | 0 | 0 | 0 | 0 | 0 | 0 | 0 | 0 | 0 | 0 | 0 | 0 | 0 | 0 | 0 | 0 | 0
F4_Commercial_WA - College_New_Water Heating_Natural Gas_Commercial Laundry - Alternative Dry-Cleaning Methods_A_Technical Potential | F4 | Commercial | WA - College | New | Water Heating | Natural Gas | Commercial Laundry - Alternative Dry-Cleaning Methods | A | Standalone Impact on Baseline Energy (%) | Technical Potential | 0 | 0 | 0 | 0 | 0 | 0 | 0 | 0 | 0 | 0 | 0 | 0 | 0 | 0 | 0 | 0 | 0 | 0 | 0 | 0 | 0 | 0 | 0 | 0 | 0 | 0 | 0
F5_Commercial_WA - College_New_Water Heating_Natural Gas_Commercial Laundry - Alternative Dry-Cleaning Methods_A_Technical Potential | F5 | Commercial | WA - College | New | Water Heating | Natural Gas | Commercial Laundry - Alternative Dry-Cleaning Methods | A | Standalone Impact on Baseline Summer Peak (%) | Technical Potential | 0 | 0 | 0 | 0 | 0 | 0 | 0 | 0 | 0 | 0 | 0 | 0 | 0 | 0 | 0 | 0 | 0 | 0 | 0 | 0 | 0 | 0 | 0 | 0 | 0 | 0 | 0
F6_Commercial_WA - College_New_Water Heating_Natural Gas_Commercial Laundry - Alternative Dry-Cleaning Methods_A_Technical Potential | F6 | Commercial | WA - College | New | Water Heating | Natural Gas | Commercial Laundry - Alternative Dry-Cleaning Methods | A | Standalone Impact on Baseline Winter Peak (%) | Technical Potential | 0 | 0 | 0 | 0 | 0 | 0 | 0 | 0 | 0 | 0 | 0 | 0 | 0 | 0 | 0 | 0 | 0 | 0 | 0 | 0 | 0 | 0 | 0 | 0 | 0 | 0 | 0
F7_Commercial_WA - College_New_Water Heating_Natural Gas_Commercial Laundry - Alternative Dry-Cleaning Methods_A_Technical Potential | F7 | Commercial | WA - College | New | Water Heating | Natural Gas | Commercial Laundry - Alternative Dry-Cleaning Methods | A | Incremental Energy Savings (MWh or mTherms) | Technical Potential | 0 | 0 | 0 | 0 | 0 | 0 | 0 | 0 | 0 | 0 | 0 | 0 | 0 | 0 | 0 | 0 | 0 | 0 | 0 | 0 | 0 | 0 | 0 | 0 | 0 | 0 | 0
F8_Commercial_WA - College_New_Water Heating_Natural Gas_Commercial Laundry - Alternative Dry-Cleaning Methods_A_Technical Potential | F8 | Commercial | WA - College | New | Water Heating | Natural Gas | Commercial Laundry - Alternative Dry-Cleaning Methods | A | Incremental Summer Peak Savings (MW) | Technical Potential | 0 | 0 | 0 | 0 | 0 | 0 | 0 | 0 | 0 | 0 | 0 | 0 | 0 | 0 | 0 | 0 | 0 | 0 | 0 | 0 | 0 | 0 | 0 | 0 | 0 | 0 | 0
F9_Commercial_WA - College_New_Water Heating_Natural Gas_Commercial Laundry - Alternative Dry-Cleaning Methods_A_Technical Potential | F9 | Commercial | WA - College | New | Water Heating | Natural Gas | Commercial Laundry - Alternative Dry-Cleaning Methods | A | Incremental Winter Peak Savings (MW) | Technical Potential | 0 | 0 | 0 | 0 | 0 | 0 | 0 | 0 | 0 | 0 | 0 | 0 | 0 | 0 | 0 | 0 | 0 | 0 | 0 | 0 | 0 | 0 | 0 | 0 | 0 | 0 | 0
F10_Commercial_WA - College_New_Water Heating_Natural Gas_Commercial Laundry - Alternative Dry-Cleaning Methods_A_Technical Potential | F10 | Commercial | WA - College | New | Water Heating | Natural Gas | Commercial Laundry - Alternative Dry-Cleaning Methods | A | Cumulative Energy Savings (MWh or mTherms) | Technical Potential | 0 | 0 | 0 | 0 | 0 | 0 | 0 | 0 | 0 | 0 | 0 | 0 | 0 | 0 | 0 | 0 | 0 | 0 | 0 | 0 | 0 | 0 | 0 | 0 | 0 | 0 | 0
F11_Commercial_WA - College_New_Water Heating_Natural Gas_Commercial Laundry - Alternative Dry-Cleaning Methods_A_Technical Potential | F11 | Commercial | WA - College | New | Water Heating | Natural Gas | Commercial Laundry - Alternative Dry-Cleaning Methods | A | Cumulative Summer Peak Savings (MW) | Technical Potential | 0 | 0 | 0 | 0 | 0 | 0 | 0 | 0 | 0 | 0 | 0 | 0 | 0 | 0 | 0 | 0 | 0 | 0 | 0 | 0 | 0 | 0 | 0 | 0 | 0 | 0 | 0
F12_Commercial_WA - College_New_Water Heating_Natural Gas_Commercial Laundry - Alternative Dry-Cleaning Methods_A_Technical Potential | F12 | Commercial | WA - College | New | Water Heating | Natural Gas | Commercial Laundry - Alternative Dry-Cleaning Methods | A | Cumulative Winter Peak Savings (MW) | Technical Potential | 0 | 0 | 0 | 0 | 0 | 0 | 0 | 0 | 0 | 0 | 0 | 0 | 0 | 0 | 0 | 0 | 0 | 0 | 0 | 0 | 0 | 0 | 0 | 0 | 0 | 0 | 0
F13_Commercial_WA - College_New_Water Heating_Natural Gas_Commercial Laundry - Alternative Dry-Cleaning Methods_A_Technical Potential | F13 | Commercial | WA - College | New | Water Heating | Natural Gas | Commercial Laundry - Alternative Dry-Cleaning Methods | A | Purchases (Incremental) | Technical Potential | 0 | 0 | 0 | 0 | 0 | 0 | 0 | 0 | 0 | 0 | 0 | 0 | 0 | 0 | 0 | 0 | 0 | 0 | 0 | 0 | 0 | 0 | 0 | 0 | 0 | 0 | 0
F14_Commercial_WA - College_New_Water Heating_Natural Gas_Commercial Laundry - Alternative Dry-Cleaning Methods_A_Technical Potential | F14 | Commercial | WA - College | New | Water Heating | Natural Gas | Commercial Laundry - Alternative Dry-Cleaning Methods | A | Purchases (Cumulative) | Technical Potential | 0 | 0 | 0 | 0 | 0 | 0 | 0 | 0 | 0 | 0 | 0 | 0 | 0 | 0 | 0 | 0 | 0 | 0 | 0 | 0 | 0 | 0 | 0 | 0 | 0 | 0 | 0
F1_Commercial_WA - College_New_Space Heating_Natural Gas_Advanced Kitchen Ventilation Controls_A_Technical Potential | F1 | Commercial | WA - College | New | Space Heating | Natural Gas | Advanced Kitchen Ventilation Controls | A | Original Unit Energy Savings (kWh or therms) | Technical Potential | 0 | 0 | 0 | 0 | 0 | 0 | 0 | 0 | 0 | 0 | 0 | 0 | 0 | 0 | 0 | 0 | 0 | 0 | 0 | 0 | 0 | 0 | 0 | 0 | 0 | 0 | 0
F2_Commercial_WA - College_New_Space Heating_Natural Gas_Advanced Kitchen Ventilation Controls_A_Technical Potential | F2 | Commercial | WA - College | New | Space Heating | Natural Gas | Advanced Kitchen Ventilation Controls | A | Original Unit Summer Peak Savings (kW) | Technical Potential | 0 | 0 | 0 | 0 | 0 | 0 | 0 | 0 | 0 | 0 | 0 | 0 | 0 | 0 | 0 | 0 | 0 | 0 | 0 | 0 | 0 | 0 | 0 | 0 | 0 | 0 | 0
F3_Commercial_WA - College_New_Space Heating_Natural Gas_Advanced Kitchen Ventilation Controls_A_Technical Potential | F3 | Commercial | WA - College | New | Space Heating | Natural Gas | Advanced Kitchen Ventilation Controls | A | Original Unit Winter Peak Savings (kW) | Technical Potential | 0 | 0 | 0 | 0 | 0 | 0 | 0 | 0 | 0 | 0 | 0 | 0 | 0 | 0 | 0 | 0 | 0 | 0 | 0 | 0 | 0 | 0 | 0 | 0 | 0 | 0 | 0
F4_Commercial_WA - College_New_Space Heating_Natural Gas_Advanced Kitchen Ventilation Controls_A_Technical Potential | F4 | Commercial | WA - College | New | Space Heating | Natural Gas | Advanced Kitchen Ventilation Controls | A | Standalone Impact on Baseline Energy (%) | Technical Potential | 0 | 0 | 0 | 0 | 0 | 0 | 0 | 0 | 0 | 0 | 0 | 0 | 0 | 0 | 0 | 0 | 0 | 0 | 0 | 0 | 0 | 0 | 0 | 0 | 0 | 0 | 0
F5_Commercial_WA - College_New_Space Heating_Natural Gas_Advanced Kitchen Ventilation Controls_A_Technical Potential | F5 | Commercial | WA - College | New | Space Heating | Natural Gas | Advanced Kitchen Ventilation Controls | A | Standalone Impact on Baseline Summer Peak (%) | Technical Potential | 0 | 0 | 0 | 0 | 0 | 0 | 0 | 0 | 0 | 0 | 0 | 0 | 0 | 0 | 0 | 0 | 0 | 0 | 0 | 0 | 0 | 0 | 0 | 0 | 0 | 0 | 0
F6_Commercial_WA - College_New_Space Heating_Natural Gas_Advanced Kitchen Ventilation Controls_A_Technical Potential | F6 | Commercial | WA - College | New | Space Heating | Natural Gas | Advanced Kitchen Ventilation Controls | A | Standalone Impact on Baseline Winter Peak (%) | Technical Potential | 0 | 0 | 0 | 0 | 0 | 0 | 0 | 0 | 0 | 0 | 0 | 0 | 0 | 0 | 0 | 0 | 0 | 0 | 0 | 0 | 0 | 0 | 0 | 0 | 0 | 0 | 0
F7_Commercial_WA - College_New_Space Heating_Natural Gas_Advanced Kitchen Ventilation Controls_A_Technical Potential | F7 | Commercial | WA - College | New | Space Heating | Natural Gas | Advanced Kitchen Ventilation Controls | A | Incremental Energy Savings (MWh or mTherms) | Technical Potential | 0 | 0 | 0 | 0 | 0 | 0 | 0 | 0 | 0 | 0 | 0 | 0 | 0 | 0 | 0 | 0 | 0 | 0 | 0 | 0 | 0 | 0 | 0 | 0 | 0 | 0 | 0
F8_Commercial_WA - College_New_Space Heating_Natural Gas_Advanced Kitchen Ventilation Controls_A_Technical Potential | F8 | Commercial | WA - College | New | Space Heating | Natural Gas | Advanced Kitchen Ventilation Controls | A | Incremental Summer Peak Savings (MW) | Technical Potential | 0 | 0 | 0 | 0 | 0 | 0 | 0 | 0 | 0 | 0 | 0 | 0 | 0 | 0 | 0 | 0 | 0 | 0 | 0 | 0 | 0 | 0 | 0 | 0 | 0 | 0 | 0
F9_Commercial_WA - College_New_Space Heating_Natural Gas_Advanced Kitchen Ventilation Controls_A_Technical Potential | F9 | Commercial | WA - College | New | Space Heating | Natural Gas | Advanced Kitchen Ventilation Controls | A | Incremental Winter Peak Savings (MW) | Technical Potential | 0 | 0 | 0 | 0 | 0 | 0 | 0 | 0 | 0 | 0 | 0 | 0 | 0 | 0 | 0 | 0 | 0 | 0 | 0 | 0 | 0 | 0 | 0 | 0 | 0 | 0 | 0
F10_Commercial_WA - College_New_Space Heating_Natural Gas_Advanced Kitchen Ventilation Controls_A_Technical Potential | F10 | Commercial | WA - College | New | Space Heating | Natural Gas | Advanced Kitchen Ventilation Controls | A | Cumulative Energy Savings (MWh or mTherms) | Technical Potential | 0 | 0 | 0 | 0 | 0 | 0 | 0 | 0 | 0 | 0 | 0 | 0 | 0 | 0 | 0 | 0 | 0 | 0 | 0 | 0 | 0 | 0 | 0 | 0 | 0 | 0 | 0
F11_Commercial_WA - College_New_Space Heating_Natural Gas_Advanced Kitchen Ventilation Controls_A_Technical Potential | F11 | Commercial | WA - College | New | Space Heating | Natural Gas | Advanced Kitchen Ventilation Controls | A | Cumulative Summer Peak Savings (MW) | Technical Potential | 0 | 0 | 0 | 0 | 0 | 0 | 0 | 0 | 0 | 0 | 0 | 0 | 0 | 0 | 0 | 0 | 0 | 0 | 0 | 0 | 0 | 0 | 0 | 0 | 0 | 0 | 0
F12_Commercial_WA - College_New_Space Heating_Natural Gas_Advanced Kitchen Ventilation Controls_A_Technical Potential | F12 | Commercial | WA - College | New | Space Heating | Natural Gas | Advanced Kitchen Ventilation Controls | A | Cumulative Winter Peak Savings (MW) | Technical Potential | 0 | 0 | 0 | 0 | 0 | 0 | 0 | 0 | 0 | 0 | 0 | 0 | 0 | 0 | 0 | 0 | 0 | 0 | 0 | 0 | 0 | 0 | 0 | 0 | 0 | 0 | 0
F13_Commercial_WA - College_New_Space Heating_Natural Gas_Advanced Kitchen Ventilation Controls_A_Technical Potential | F13 | Commercial | WA - College | New | Space Heating | Natural Gas | Advanced Kitchen Ventilation Controls | A | Purchases (Incremental) | Technical Potential | 0 | 0 | 0 | 0 | 0 | 0 | 0 | 0 | 0 | 0 | 0 | 0 | 0 | 0 | 0 | 0 | 0 | 0 | 0 | 0 | 0 | 0 | 0 | 0 | 0 | 0 | 0
F14_Commercial_WA - College_New_Space Heating_Natural Gas_Advanced Kitchen Ventilation Controls_A_Technical Potential | F14 | Commercial | WA - College | New | Space Heating | Natural Gas | Advanced Kitchen Ventilation Controls | A | Purchases (Cumulative) | Technical Potential | 0 | 0 | 0 | 0 | 0 | 0 | 0 | 0 | 0 | 0 | 0 | 0 | 0 | 0 | 0 | 0 | 0 | 0 | 0 | 0 | 0 | 0 | 0 | 0 | 0 | 0 | 0
F1_Commercial_WA - College_New_Space Heating_Natural Gas_Infiltration Control - Loading Dock Sealing_A_Technical Potential | F1 | Commercial | WA - College | New | Space Heating | Natural Gas | Infiltration Control - Loading Dock Sealing | A | Original Unit Energy Savings (kWh or therms) | Technical Potential | 0 | 0 | 0 | 0 | 0 | 0 | 0 | 0 | 0 | 0 | 0 | 0 | 0 | 0 | 0 | 0 | 0 | 0 | 0 | 0 | 0 | 0 | 0 | 0 | 0 | 0 | 0
F2_Commercial_WA - College_New_Space Heating_Natural Gas_Infiltration Control - Loading Dock Sealing_A_Technical Potential | F2 | Commercial | WA - College | New | Space Heating | Natural Gas | Infiltration Control - Loading Dock Sealing | A | Original Unit Summer Peak Savings (kW) | Technical Potential | 0 | 0 | 0 | 0 | 0 | 0 | 0 | 0 | 0 | 0 | 0 | 0 | 0 | 0 | 0 | 0 | 0 | 0 | 0 | 0 | 0 | 0 | 0 | 0 | 0 | 0 | 0
F3_Commercial_WA - College_New_Space Heating_Natural Gas_Infiltration Control - Loading Dock Sealing_A_Technical Potential | F3 | Commercial | WA - College | New | Space Heating | Natural Gas | Infiltration Control - Loading Dock Sealing | A | Original Unit Winter Peak Savings (kW) | Technical Potential | 0 | 0 | 0 | 0 | 0 | 0 | 0 | 0 | 0 | 0 | 0 | 0 | 0 | 0 | 0 | 0 | 0 | 0 | 0 | 0 | 0 | 0 | 0 | 0 | 0 | 0 | 0
F4_Commercial_WA - College_New_Space Heating_Natural Gas_Infiltration Control - Loading Dock Sealing_A_Technical Potential | F4 | Commercial | WA - College | New | Space Heating | Natural Gas | Infiltration Control - Loading Dock Sealing | A | Standalone Impact on Baseline Energy (%) | Technical Potential | 0 | 0 | 0 | 0 | 0 | 0 | 0 | 0 | 0 | 0 | 0 | 0 | 0 | 0 | 0 | 0 | 0 | 0 | 0 | 0 | 0 | 0 | 0 | 0 | 0 | 0 | 0
F5_Commercial_WA - College_New_Space Heating_Natural Gas_Infiltration Control - Loading Dock Sealing_A_Technical Potential | F5 | Commercial | WA - College | New | Space Heating | Natural Gas | Infiltration Control - Loading Dock Sealing | A | Standalone Impact on Baseline Summer Peak (%) | Technical Potential | 0 | 0 | 0 | 0 | 0 | 0 | 0 | 0 | 0 | 0 | 0 | 0 | 0 | 0 | 0 | 0 | 0 | 0 | 0 | 0 | 0 | 0 | 0 | 0 | 0 | 0 | 0
F6_Commercial_WA - College_New_Space Heating_Natural Gas_Infiltration Control - Loading Dock Sealing_A_Technical Potential | F6 | Commercial | WA - College | New | Space Heating | Natural Gas | Infiltration Control - Loading Dock Sealing | A | Standalone Impact on Baseline Winter Peak (%) | Technical Potential | 0 | 0 | 0 | 0 | 0 | 0 | 0 | 0 | 0 | 0 | 0 | 0 | 0 | 0 | 0 | 0 | 0 | 0 | 0 | 0 | 0 | 0 | 0 | 0 | 0 | 0 | 0
F7_Commercial_WA - College_New_Space Heating_Natural Gas_Infiltration Control - Loading Dock Sealing_A_Technical Potential | F7 | Commercial | WA - College | New | Space Heating | Natural Gas | Infiltration Control - Loading Dock Sealing | A | Incremental Energy Savings (MWh or mTherms) | Technical Potential | 0 | 0 | 0 | 0 | 0 | 0 | 0 | 0 | 0 | 0 | 0 | 0 | 0 | 0 | 0 | 0 | 0 | 0 | 0 | 0 | 0 | 0 | 0 | 0 | 0 | 0 | 0
F8_Commercial_WA - College_New_Space Heating_Natural Gas_Infiltration Control - Loading Dock Sealing_A_Technical Potential | F8 | Commercial | WA - College | New | Space Heating | Natural Gas | Infiltration Control - Loading Dock Sealing | A | Incremental Summer Peak Savings (MW) | Technical Potential | 0 | 0 | 0 | 0 | 0 | 0 | 0 | 0 | 0 | 0 | 0 | 0 | 0 | 0 | 0 | 0 | 0 | 0 | 0 | 0 | 0 | 0 | 0 | 0 | 0 | 0 | 0
F9_Commercial_WA - College_New_Space Heating_Natural Gas_Infiltration Control - Loading Dock Sealing_A_Technical Potential | F9 | Commercial | WA - College | New | Space Heating | Natural Gas | Infiltration Control - Loading Dock Sealing | A | Incremental Winter Peak Savings (MW) | Technical Potential | 0 | 0 | 0 | 0 | 0 | 0 | 0 | 0 | 0 | 0 | 0 | 0 | 0 | 0 | 0 | 0 | 0 | 0 | 0 | 0 | 0 | 0 | 0 | 0 | 0 | 0 | 0
F10_Commercial_WA - College_New_Space Heating_Natural Gas_Infiltration Control - Loading Dock Sealing_A_Technical Potential | F10 | Commercial | WA - College | New | Space Heating | Natural Gas | Infiltration Control - Loading Dock Sealing | A | Cumulative Energy Savings (MWh or mTherms) | Technical Potential | 0 | 0 | 0 | 0 | 0 | 0 | 0 | 0 | 0 | 0 | 0 | 0 | 0 | 0 | 0 | 0 | 0 | 0 | 0 | 0 | 0 | 0 | 0 | 0 | 0 | 0 | 0
F11_Commercial_WA - College_New_Space Heating_Natural Gas_Infiltration Control - Loading Dock Sealing_A_Technical Potential | F11 | Commercial | WA - College | New | Space Heating | Natural Gas | Infiltration Control - Loading Dock Sealing | A | Cumulative Summer Peak Savings (MW) | Technical Potential | 0 | 0 | 0 | 0 | 0 | 0 | 0 | 0 | 0 | 0 | 0 | 0 | 0 | 0 | 0 | 0 | 0 | 0 | 0 | 0 | 0 | 0 | 0 | 0 | 0 | 0 | 0
F12_Commercial_WA - College_New_Space Heating_Natural Gas_Infiltration Control - Loading Dock Sealing_A_Technical Potential | F12 | Commercial | WA - College | New | Space Heating | Natural Gas | Infiltration Control - Loading Dock Sealing | A | Cumulative Winter Peak Savings (MW) | Technical Potential | 0 | 0 | 0 | 0 | 0 | 0 | 0 | 0 | 0 | 0 | 0 | 0 | 0 | 0 | 0 | 0 | 0 | 0 | 0 | 0 | 0 | 0 | 0 | 0 | 0 | 0 | 0
F13_Commercial_WA - College_New_Space Heating_Natural Gas_Infiltration Control - Loading Dock Sealing_A_Technical Potential | F13 | Commercial | WA - College | New | Space Heating | Natural Gas | Infiltration Control - Loading Dock Sealing | A | Purchases (Incremental) | Technical Potential | 0 | 0 | 0 | 0 | 0 | 0 | 0 | 0 | 0 | 0 | 0 | 0 | 0 | 0 | 0 | 0 | 0 | 0 | 0 | 0 | 0 | 0 | 0 | 0 | 0 | 0 | 0
F14_Commercial_WA - College_New_Space Heating_Natural Gas_Infiltration Control - Loading Dock Sealing_A_Technical Potential | F14 | Commercial | WA - College | New | Space Heating | Natural Gas | Infiltration Control - Loading Dock Sealing | A | Purchases (Cumulative) | Technical Potential | 0 | 0 | 0 | 0 | 0 | 0 | 0 | 0 | 0 | 0 | 0 | 0 | 0 | 0 | 0 | 0 | 0 | 0 | 0 | 0 | 0 | 0 | 0 | 0 | 0 | 0 | 0
F1_Commercial_WA - College_New_Space Heating_Natural Gas_Greenhouse Heat Curtain_A_Technical Potential | F1 | Commercial | WA - College | New | Space Heating | Natural Gas | Greenhouse Heat Curtain | A | Original Unit Energy Savings (kWh or therms) | Technical Potential | 0 | 0 | 0 | 0 | 0 | 0 | 0 | 0 | 0 | 0 | 0 | 0 | 0 | 0 | 0 | 0 | 0 | 0 | 0 | 0 | 0 | 0 | 0 | 0 | 0 | 0 | 0
F2_Commercial_WA - College_New_Space Heating_Natural Gas_Greenhouse Heat Curtain_A_Technical Potential | F2 | Commercial | WA - College | New | Space Heating | Natural Gas | Greenhouse Heat Curtain | A | Original Unit Summer Peak Savings (kW) | Technical Potential | 0 | 0 | 0 | 0 | 0 | 0 | 0 | 0 | 0 | 0 | 0 | 0 | 0 | 0 | 0 | 0 | 0 | 0 | 0 | 0 | 0 | 0 | 0 | 0 | 0 | 0 | 0
F3_Commercial_WA - College_New_Space Heating_Natural Gas_Greenhouse Heat Curtain_A_Technical Potential | F3 | Commercial | WA - College | New | Space Heating | Natural Gas | Greenhouse Heat Curtain | A | Original Unit Winter Peak Savings (kW) | Technical Potential | 0 | 0 | 0 | 0 | 0 | 0 | 0 | 0 | 0 | 0 | 0 | 0 | 0 | 0 | 0 | 0 | 0 | 0 | 0 | 0 | 0 | 0 | 0 | 0 | 0 | 0 | 0
F4_Commercial_WA - College_New_Space Heating_Natural Gas_Greenhouse Heat Curtain_A_Technical Potential | F4 | Commercial | WA - College | New | Space Heating | Natural Gas | Greenhouse Heat Curtain | A | Standalone Impact on Baseline Energy (%) | Technical Potential | 0 | 0 | 0 | 0 | 0 | 0 | 0 | 0 | 0 | 0 | 0 | 0 | 0 | 0 | 0 | 0 | 0 | 0 | 0 | 0 | 0 | 0 | 0 | 0 | 0 | 0 | 0
F5_Commercial_WA - College_New_Space Heating_Natural Gas_Greenhouse Heat Curtain_A_Technical Potential | F5 | Commercial | WA - College | New | Space Heating | Natural Gas | Greenhouse Heat Curtain | A | Standalone Impact on Baseline Summer Peak (%) | Technical Potential | 0 | 0 | 0 | 0 | 0 | 0 | 0 | 0 | 0 | 0 | 0 | 0 | 0 | 0 | 0 | 0 | 0 | 0 | 0 | 0 | 0 | 0 | 0 | 0 | 0 | 0 | 0
F6_Commercial_WA - College_New_Space Heating_Natural Gas_Greenhouse Heat Curtain_A_Technical Potential | F6 | Commercial | WA - College | New | Space Heating | Natural Gas | Greenhouse Heat Curtain | A | Standalone Impact on Baseline Winter Peak (%) | Technical Potential | 0 | 0 | 0 | 0 | 0 | 0 | 0 | 0 | 0 | 0 | 0 | 0 | 0 | 0 | 0 | 0 | 0 | 0 | 0 | 0 | 0 | 0 | 0 | 0 | 0 | 0 | 0
F7_Commercial_WA - College_New_Space Heating_Natural Gas_Greenhouse Heat Curtain_A_Technical Potential | F7 | Commercial | WA - College | New | Space Heating | Natural Gas | Greenhouse Heat Curtain | A | Incremental Energy Savings (MWh or mTherms) | Technical Potential | 0 | 0 | 0 | 0 | 0 | 0 | 0 | 0 | 0 | 0 | 0 | 0 | 0 | 0 | 0 | 0 | 0 | 0 | 0 | 0 | 0 | 0 | 0 | 0 | 0 | 0 | 0
F8_Commercial_WA - College_New_Space Heating_Natural Gas_Greenhouse Heat Curtain_A_Technical Potential | F8 | Commercial | WA - College | New | Space Heating | Natural Gas | Greenhouse Heat Curtain | A | Incremental Summer Peak Savings (MW) | Technical Potential | 0 | 0 | 0 | 0 | 0 | 0 | 0 | 0 | 0 | 0 | 0 | 0 | 0 | 0 | 0 | 0 | 0 | 0 | 0 | 0 | 0 | 0 | 0 | 0 | 0 | 0 | 0
F9_Commercial_WA - College_New_Space Heating_Natural Gas_Greenhouse Heat Curtain_A_Technical Potential | F9 | Commercial | WA - College | New | Space Heating | Natural Gas | Greenhouse Heat Curtain | A | Incremental Winter Peak Savings (MW) | Technical Potential | 0 | 0 | 0 | 0 | 0 | 0 | 0 | 0 | 0 | 0 | 0 | 0 | 0 | 0 | 0 | 0 | 0 | 0 | 0 | 0 | 0 | 0 | 0 | 0 | 0 | 0 | 0
F10_Commercial_WA - College_New_Space Heating_Natural Gas_Greenhouse Heat Curtain_A_Technical Potential | F10 | Commercial | WA - College | New | Space Heating | Natural Gas | Greenhouse Heat Curtain | A | Cumulative Energy Savings (MWh or mTherms) | Technical Potential | 0 | 0 | 0 | 0 | 0 | 0 | 0 | 0 | 0 | 0 | 0 | 0 | 0 | 0 | 0 | 0 | 0 | 0 | 0 | 0 | 0 | 0 | 0 | 0 | 0 | 0 | 0
F11_Commercial_WA - College_New_Space Heating_Natural Gas_Greenhouse Heat Curtain_A_Technical Potential | F11 | Commercial | WA - College | New | Space Heating | Natural Gas | Greenhouse Heat Curtain | A | Cumulative Summer Peak Savings (MW) | Technical Potential | 0 | 0 | 0 | 0 | 0 | 0 | 0 | 0 | 0 | 0 | 0 | 0 | 0 | 0 | 0 | 0 | 0 | 0 | 0 | 0 | 0 | 0 | 0 | 0 | 0 | 0 | 0
F12_Commercial_WA - College_New_Space Heating_Natural Gas_Greenhouse Heat Curtain_A_Technical Potential | F12 | Commercial | WA - College | New | Space Heating | Natural Gas | Greenhouse Heat Curtain | A | Cumulative Winter Peak Savings (MW) | Technical Potential | 0 | 0 | 0 | 0 | 0 | 0 | 0 | 0 | 0 | 0 | 0 | 0 | 0 | 0 | 0 | 0 | 0 | 0 | 0 | 0 | 0 | 0 | 0 | 0 | 0 | 0 | 0
F13_Commercial_WA - College_New_Space Heating_Natural Gas_Greenhouse Heat Curtain_A_Technical Potential | F13 | Commercial | WA - College | New | Space Heating | Natural Gas | Greenhouse Heat Curtain | A | Purchases (Incremental) | Technical Potential | 0 | 0 | 0 | 0 | 0 | 0 | 0 | 0 | 0 | 0 | 0 | 0 | 0 | 0 | 0 | 0 | 0 | 0 | 0 | 0 | 0 | 0 | 0 | 0 | 0 | 0 | 0
F14_Commercial_WA - College_New_Space Heating_Natural Gas_Greenhouse Heat Curtain_A_Technical Potential | F14 | Commercial | WA - College | New | Space Heating | Natural Gas | Greenhouse Heat Curtain | A | Purchases (Cumulative) | Technical Potential | 0 | 0 | 0 | 0 | 0 | 0 | 0 | 0 | 0 | 0 | 0 | 0 | 0 | 0 | 0 | 0 | 0 | 0 | 0 | 0 | 0 | 0 | 0 | 0 | 0 | 0 | 0
F1_Commercial_WA - College_New_Space Heating_Natural Gas_Ventilation - Parking Garages, Demand Controlled_A_Technical Potential | F1 | Commercial | WA - College | New | Space Heating | Natural Gas | Ventilation - Parking Garages, Demand Controlled | A | Original Unit Energy Savings (kWh or therms) | Technical Potential | 0 | 0 | 0 | 0 | 0 | 0 | 0 | 0 | 0 | 0 | 0 | 0 | 0 | 0 | 0 | 0 | 0 | 0 | 0 | 0 | 0 | 0 | 0 | 0 | 0 | 0 | 0
F2_Commercial_WA - College_New_Space Heating_Natural Gas_Ventilation - Parking Garages, Demand Controlled_A_Technical Potential | F2 | Commercial | WA - College | New | Space Heating | Natural Gas | Ventilation - Parking Garages, Demand Controlled | A | Original Unit Summer Peak Savings (kW) | Technical Potential | 0 | 0 | 0 | 0 | 0 | 0 | 0 | 0 | 0 | 0 | 0 | 0 | 0 | 0 | 0 | 0 | 0 | 0 | 0 | 0 | 0 | 0 | 0 | 0 | 0 | 0 | 0
F3_Commercial_WA - College_New_Space Heating_Natural Gas_Ventilation - Parking Garages, Demand Controlled_A_Technical Potential | F3 | Commercial | WA - College | New | Space Heating | Natural Gas | Ventilation - Parking Garages, Demand Controlled | A | Original Unit Winter Peak Savings (kW) | Technical Potential | 0 | 0 | 0 | 0 | 0 | 0 | 0 | 0 | 0 | 0 | 0 | 0 | 0 | 0 | 0 | 0 | 0 | 0 | 0 | 0 | 0 | 0 | 0 | 0 | 0 | 0 | 0
F4_Commercial_WA - College_New_Space Heating_Natural Gas_Ventilation - Parking Garages, Demand Controlled_A_Technical Potential | F4 | Commercial | WA - College | New | Space Heating | Natural Gas | Ventilation - Parking Garages, Demand Controlled | A | Standalone Impact on Baseline Energy (%) | Technical Potential | 0 | 0 | 0 | 0 | 0 | 0 | 0 | 0 | 0 | 0 | 0 | 0 | 0 | 0 | 0 | 0 | 0 | 0 | 0 | 0 | 0 | 0 | 0 | 0 | 0 | 0 | 0
F5_Commercial_WA - College_New_Space Heating_Natural Gas_Ventilation - Parking Garages, Demand Controlled_A_Technical Potential | F5 | Commercial | WA - College | New | Space Heating | Natural Gas | Ventilation - Parking Garages, Demand Controlled | A | Standalone Impact on Baseline Summer Peak (%) | Technical Potential | 0 | 0 | 0 | 0 | 0 | 0 | 0 | 0 | 0 | 0 | 0 | 0 | 0 | 0 | 0 | 0 | 0 | 0 | 0 | 0 | 0 | 0 | 0 | 0 | 0 | 0 | 0
F6_Commercial_WA - College_New_Space Heating_Natural Gas_Ventilation - Parking Garages, Demand Controlled_A_Technical Potential | F6 | Commercial | WA - College | New | Space Heating | Natural Gas | Ventilation - Parking Garages, Demand Controlled | A | Standalone Impact on Baseline Winter Peak (%) | Technical Potential | 0 | 0 | 0 | 0 | 0 | 0 | 0 | 0 | 0 | 0 | 0 | 0 | 0 | 0 | 0 | 0 | 0 | 0 | 0 | 0 | 0 | 0 | 0 | 0 | 0 | 0 | 0
F7_Commercial_WA - College_New_Space Heating_Natural Gas_Ventilation - Parking Garages, Demand Controlled_A_Technical Potential | F7 | Commercial | WA - College | New | Space Heating | Natural Gas | Ventilation - Parking Garages, Demand Controlled | A | Incremental Energy Savings (MWh or mTherms) | Technical Potential | 0 | 0 | 0 | 0 | 0 | 0 | 0 | 0 | 0 | 0 | 0 | 0 | 0 | 0 | 0 | 0 | 0 | 0 | 0 | 0 | 0 | 0 | 0 | 0 | 0 | 0 | 0
F8_Commercial_WA - College_New_Space Heating_Natural Gas_Ventilation - Parking Garages, Demand Controlled_A_Technical Potential | F8 | Commercial | WA - College | New | Space Heating | Natural Gas | Ventilation - Parking Garages, Demand Controlled | A | Incremental Summer Peak Savings (MW) | Technical Potential | 0 | 0 | 0 | 0 | 0 | 0 | 0 | 0 | 0 | 0 | 0 | 0 | 0 | 0 | 0 | 0 | 0 | 0 | 0 | 0 | 0 | 0 | 0 | 0 | 0 | 0 | 0
F9_Commercial_WA - College_New_Space Heating_Natural Gas_Ventilation - Parking Garages, Demand Controlled_A_Technical Potential | F9 | Commercial | WA - College | New | Space Heating | Natural Gas | Ventilation - Parking Garages, Demand Controlled | A | Incremental Winter Peak Savings (MW) | Technical Potential | 0 | 0 | 0 | 0 | 0 | 0 | 0 | 0 | 0 | 0 | 0 | 0 | 0 | 0 | 0 | 0 | 0 | 0 | 0 | 0 | 0 | 0 | 0 | 0 | 0 | 0 | 0
F10_Commercial_WA - College_New_Space Heating_Natural Gas_Ventilation - Parking Garages, Demand Controlled_A_Technical Potential | F10 | Commercial | WA - College | New | Space Heating | Natural Gas | Ventilation - Parking Garages, Demand Controlled | A | Cumulative Energy Savings (MWh or mTherms) | Technical Potential | 0 | 0 | 0 | 0 | 0 | 0 | 0 | 0 | 0 | 0 | 0 | 0 | 0 | 0 | 0 | 0 | 0 | 0 | 0 | 0 | 0 | 0 | 0 | 0 | 0 | 0 | 0
F11_Commercial_WA - College_New_Space Heating_Natural Gas_Ventilation - Parking Garages, Demand Controlled_A_Technical Potential | F11 | Commercial | WA - College | New | Space Heating | Natural Gas | Ventilation - Parking Garages, Demand Controlled | A | Cumulative Summer Peak Savings (MW) | Technical Potential | 0 | 0 | 0 | 0 | 0 | 0 | 0 | 0 | 0 | 0 | 0 | 0 | 0 | 0 | 0 | 0 | 0 | 0 | 0 | 0 | 0 | 0 | 0 | 0 | 0 | 0 | 0
F12_Commercial_WA - College_New_Space Heating_Natural Gas_Ventilation - Parking Garages, Demand Controlled_A_Technical Potential | F12 | Commercial | WA - College | New | Space Heating | Natural Gas | Ventilation - Parking Garages, Demand Controlled | A | Cumulative Winter Peak Savings (MW) | Technical Potential | 0 | 0 | 0 | 0 | 0 | 0 | 0 | 0 | 0 | 0 | 0 | 0 | 0 | 0 | 0 | 0 | 0 | 0 | 0 | 0 | 0 | 0 | 0 | 0 | 0 | 0 | 0
F13_Commercial_WA - College_New_Space Heating_Natural Gas_Ventilation - Parking Garages, Demand Controlled_A_Technical Potential | F13 | Commercial | WA - College | New | Space Heating | Natural Gas | Ventilation - Parking Garages, Demand Controlled | A | Purchases (Incremental) | Technical Potential | 0 | 0 | 0 | 0 | 0 | 0 | 0 | 0 | 0 | 0 | 0 | 0 | 0 | 0 | 0 | 0 | 0 | 0 | 0 | 0 | 0 | 0 | 0 | 0 | 0 | 0 | 0
F14_Commercial_WA - College_New_Space Heating_Natural Gas_Ventilation - Parking Garages, Demand Controlled_A_Technical Potential | F14 | Commercial | WA - College | New | Space Heating | Natural Gas | Ventilation - Parking Garages, Demand Controlled | A | Purchases (Cumulative) | Technical Potential | 0 | 0 | 0 | 0 | 0 | 0 | 0 | 0 | 0 | 0 | 0 | 0 | 0 | 0 | 0 | 0 | 0 | 0 | 0 | 0 | 0 | 0 | 0 | 0 | 0 | 0 | 0
F1_Commercial_WA - College_New_Miscellaneous_Natural Gas_Pool Heater - Night Covers_A_Technical Potential | F1 | Commercial | WA - College | New | Miscellaneous | Natural Gas | Pool Heater - Night Covers | A | Original Unit Energy Savings (kWh or therms) | Technical Potential | 0 | 0 | 0 | 0 | 0 | 0 | 0 | 0 | 0 | 0 | 0 | 0 | 0 | 0 | 0 | 0 | 0 | 0 | 0 | 0 | 0 | 0 | 0 | 0 | 0 | 0 | 0
F2_Commercial_WA - College_New_Miscellaneous_Natural Gas_Pool Heater - Night Covers_A_Technical Potential | F2 | Commercial | WA - College | New | Miscellaneous | Natural Gas | Pool Heater - Night Covers | A | Original Unit Summer Peak Savings (kW) | Technical Potential | 0 | 0 | 0 | 0 | 0 | 0 | 0 | 0 | 0 | 0 | 0 | 0 | 0 | 0 | 0 | 0 | 0 | 0 | 0 | 0 | 0 | 0 | 0 | 0 | 0 | 0 | 0
F3_Commercial_WA - College_New_Miscellaneous_Natural Gas_Pool Heater - Night Covers_A_Technical Potential | F3 | Commercial | WA - College | New | Miscellaneous | Natural Gas | Pool Heater - Night Covers | A | Original Unit Winter Peak Savings (kW) | Technical Potential | 0 | 0 | 0 | 0 | 0 | 0 | 0 | 0 | 0 | 0 | 0 | 0 | 0 | 0 | 0 | 0 | 0 | 0 | 0 | 0 | 0 | 0 | 0 | 0 | 0 | 0 | 0
F4_Commercial_WA - College_New_Miscellaneous_Natural Gas_Pool Heater - Night Covers_A_Technical Potential | F4 | Commercial | WA - College | New | Miscellaneous | Natural Gas | Pool Heater - Night Covers | A | Standalone Impact on Baseline Energy (%) | Technical Potential | 0 | 0 | 0 | 0 | 0 | 0 | 0 | 0 | 0 | 0 | 0 | 0 | 0 | 0 | 0 | 0 | 0 | 0 | 0 | 0 | 0 | 0 | 0 | 0 | 0 | 0 | 0
F5_Commercial_WA - College_New_Miscellaneous_Natural Gas_Pool Heater - Night Covers_A_Technical Potential | F5 | Commercial | WA - College | New | Miscellaneous | Natural Gas | Pool Heater - Night Covers | A | Standalone Impact on Baseline Summer Peak (%) | Technical Potential | 0 | 0 | 0 | 0 | 0 | 0 | 0 | 0 | 0 | 0 | 0 | 0 | 0 | 0 | 0 | 0 | 0 | 0 | 0 | 0 | 0 | 0 | 0 | 0 | 0 | 0 | 0
F6_Commercial_WA - College_New_Miscellaneous_Natural Gas_Pool Heater - Night Covers_A_Technical Potential | F6 | Commercial | WA - College | New | Miscellaneous | Natural Gas | Pool Heater - Night Covers | A | Standalone Impact on Baseline Winter Peak (%) | Technical Potential | 0 | 0 | 0 | 0 | 0 | 0 | 0 | 0 | 0 | 0 | 0 | 0 | 0 | 0 | 0 | 0 | 0 | 0 | 0 | 0 | 0 | 0 | 0 | 0 | 0 | 0 | 0
F7_Commercial_WA - College_New_Miscellaneous_Natural Gas_Pool Heater - Night Covers_A_Technical Potential | F7 | Commercial | WA - College | New | Miscellaneous | Natural Gas | Pool Heater - Night Covers | A | Incremental Energy Savings (MWh or mTherms) | Technical Potential | 0 | 0 | 0 | 0 | 0 | 0 | 0 | 0 | 0 | 0 | 0 | 0 | 0 | 0 | 0 | 0 | 0 | 0 | 0 | 0 | 0 | 0 | 0 | 0 | 0 | 0 | 0
F8_Commercial_WA - College_New_Miscellaneous_Natural Gas_Pool Heater - Night Covers_A_Technical Potential | F8 | Commercial | WA - College | New | Miscellaneous | Natural Gas | Pool Heater - Night Covers | A | Incremental Summer Peak Savings (MW) | Technical Potential | 0 | 0 | 0 | 0 | 0 | 0 | 0 | 0 | 0 | 0 | 0 | 0 | 0 | 0 | 0 | 0 | 0 | 0 | 0 | 0 | 0 | 0 | 0 | 0 | 0 | 0 | 0
F9_Commercial_WA - College_New_Miscellaneous_Natural Gas_Pool Heater - Night Covers_A_Technical Potential | F9 | Commercial | WA - College | New | Miscellaneous | Natural Gas | Pool Heater - Night Covers | A | Incremental Winter Peak Savings (MW) | Technical Potential | 0 | 0 | 0 | 0 | 0 | 0 | 0 | 0 | 0 | 0 | 0 | 0 | 0 | 0 | 0 | 0 | 0 | 0 | 0 | 0 | 0 | 0 | 0 | 0 | 0 | 0 | 0
F10_Commercial_WA - College_New_Miscellaneous_Natural Gas_Pool Heater - Night Covers_A_Technical Potential | F10 | Commercial | WA - College | New | Miscellaneous | Natural Gas | Pool Heater - Night Covers | A | Cumulative Energy Savings (MWh or mTherms) | Technical Potential | 0 | 0 | 0 | 0 | 0 | 0 | 0 | 0 | 0 | 0 | 0 | 0 | 0 | 0 | 0 | 0 | 0 | 0 | 0 | 0 | 0 | 0 | 0 | 0 | 0 | 0 | 0
F11_Commercial_WA - College_New_Miscellaneous_Natural Gas_Pool Heater - Night Covers_A_Technical Potential | F11 | Commercial | WA - College | New | Miscellaneous | Natural Gas | Pool Heater - Night Covers | A | Cumulative Summer Peak Savings (MW) | Technical Potential | 0 | 0 | 0 | 0 | 0 | 0 | 0 | 0 | 0 | 0 | 0 | 0 | 0 | 0 | 0 | 0 | 0 | 0 | 0 | 0 | 0 | 0 | 0 | 0 | 0 | 0 | 0
F12_Commercial_WA - College_New_Miscellaneous_Natural Gas_Pool Heater - Night Covers_A_Technical Potential | F12 | Commercial | WA - College | New | Miscellaneous | Natural Gas | Pool Heater - Night Covers | A | Cumulative Winter Peak Savings (MW) | Technical Potential | 0 | 0 | 0 | 0 | 0 | 0 | 0 | 0 | 0 | 0 | 0 | 0 | 0 | 0 | 0 | 0 | 0 | 0 | 0 | 0 | 0 | 0 | 0 | 0 | 0 | 0 | 0
F13_Commercial_WA - College_New_Miscellaneous_Natural Gas_Pool Heater - Night Covers_A_Technical Potential | F13 | Commercial | WA - College | New | Miscellaneous | Natural Gas | Pool Heater - Night Covers | A | Purchases (Incremental) | Technical Potential | 0 | 0 | 0 | 0 | 0 | 0 | 0 | 0 | 0 | 0 | 0 | 0 | 0 | 0 | 0 | 0 | 0 | 0 | 0 | 0 | 0 | 0 | 0 | 0 | 0 | 0 | 0
F14_Commercial_WA - College_New_Miscellaneous_Natural Gas_Pool Heater - Night Covers_A_Technical Potential | F14 | Commercial | WA - College | New | Miscellaneous | Natural Gas | Pool Heater - Night Covers | A | Purchases (Cumulative) | Technical Potential | 0 | 0 | 0 | 0 | 0 | 0 | 0 | 0 | 0 | 0 | 0 | 0 | 0 | 0 | 0 | 0 | 0 | 0 | 0 | 0 | 0 | 0 | 0 | 0 | 0 | 0 | 0
F1_Commercial_WA - College_New_Space Heating_Natural Gas_Advanced New Construction Designs_A_Technical Potential | F1 | Commercial | WA - College | New | Space Heating | Natural Gas | Advanced New Construction Designs | A | Original Unit Energy Savings (kWh or therms) | Technical Potential | 0 | 0 | 0 | 0 | 0 | 0 | 0 | 0 | 0 | 0 | 0 | 0 | 0 | 0 | 0 | 0 | 0 | 0 | 0 | 0 | 0 | 0 | 0 | 0 | 0 | 0 | 0
F2_Commercial_WA - College_New_Space Heating_Natural Gas_Advanced New Construction Designs_A_Technical Potential | F2 | Commercial | WA - College | New | Space Heating | Natural Gas | Advanced New Construction Designs | A | Original Unit Summer Peak Savings (kW) | Technical Potential | 0 | 0 | 0 | 0 | 0 | 0 | 0 | 0 | 0 | 0 | 0 | 0 | 0 | 0 | 0 | 0 | 0 | 0 | 0 | 0 | 0 | 0 | 0 | 0 | 0 | 0 | 0
F3_Commercial_WA - College_New_Space Heating_Natural Gas_Advanced New Construction Designs_A_Technical Potential | F3 | Commercial | WA - College | New | Space Heating | Natural Gas | Advanced New Construction Designs | A | Original Unit Winter Peak Savings (kW) | Technical Potential | 0 | 0 | 0 | 0 | 0 | 0 | 0 | 0 | 0 | 0 | 0 | 0 | 0 | 0 | 0 | 0 | 0 | 0 | 0 | 0 | 0 | 0 | 0 | 0 | 0 | 0 | 0
F4_Commercial_WA - College_New_Space Heating_Natural Gas_Advanced New Construction Designs_A_Technical Potential | F4 | Commercial | WA - College | New | Space Heating | Natural Gas | Advanced New Construction Designs | A | Standalone Impact on Baseline Energy (%) | Technical Potential | 0 | 0 | 0 | 0 | 0 | 0 | 0 | 0 | 0 | 0 | 0 | 0 | 0 | 0 | 0 | 0 | 0 | 0 | 0 | 0 | 0 | 0 | 0 | 0 | 0 | 0 | 0
F5_Commercial_WA - College_New_Space Heating_Natural Gas_Advanced New Construction Designs_A_Technical Potential | F5 | Commercial | WA - College | New | Space Heating | Natural Gas | Advanced New Construction Designs | A | Standalone Impact on Baseline Summer Peak (%) | Technical Potential | 0 | 0 | 0 | 0 | 0 | 0 | 0 | 0 | 0 | 0 | 0 | 0 | 0 | 0 | 0 | 0 | 0 | 0 | 0 | 0 | 0 | 0 | 0 | 0 | 0 | 0 | 0
F6_Commercial_WA - College_New_Space Heating_Natural Gas_Advanced New Construction Designs_A_Technical Potential | F6 | Commercial | WA - College | New | Space Heating | Natural Gas | Advanced New Construction Designs | A | Standalone Impact on Baseline Winter Peak (%) | Technical Potential | 0 | 0 | 0 | 0 | 0 | 0 | 0 | 0 | 0 | 0 | 0 | 0 | 0 | 0 | 0 | 0 | 0 | 0 | 0 | 0 | 0 | 0 | 0 | 0 | 0 | 0 | 0
F7_Commercial_WA - College_New_Space Heating_Natural Gas_Advanced New Construction Designs_A_Technical Potential | F7 | Commercial | WA - College | New | Space Heating | Natural Gas | Advanced New Construction Designs | A | Incremental Energy Savings (MWh or mTherms) | Technical Potential | 0 | 0 | 0 | 0 | 0 | 0 | 0 | 0 | 0 | 0 | 0 | 0 | 0 | 0 | 0 | 0 | 0 | 0 | 0 | 0 | 0 | 0 | 0 | 0 | 0 | 0 | 0
F8_Commercial_WA - College_New_Space Heating_Natural Gas_Advanced New Construction Designs_A_Technical Potential | F8 | Commercial | WA - College | New | Space Heating | Natural Gas | Advanced New Construction Designs | A | Incremental Summer Peak Savings (MW) | Technical Potential | 0 | 0 | 0 | 0 | 0 | 0 | 0 | 0 | 0 | 0 | 0 | 0 | 0 | 0 | 0 | 0 | 0 | 0 | 0 | 0 | 0 | 0 | 0 | 0 | 0 | 0 | 0
F9_Commercial_WA - College_New_Space Heating_Natural Gas_Advanced New Construction Designs_A_Technical Potential | F9 | Commercial | WA - College | New | Space Heating | Natural Gas | Advanced New Construction Designs | A | Incremental Winter Peak Savings (MW) | Technical Potential | 0 | 0 | 0 | 0 | 0 | 0 | 0 | 0 | 0 | 0 | 0 | 0 | 0 | 0 | 0 | 0 | 0 | 0 | 0 | 0 | 0 | 0 | 0 | 0 | 0 | 0 | 0
F10_Commercial_WA - College_New_Space Heating_Natural Gas_Advanced New Construction Designs_A_Technical Potential | F10 | Commercial | WA - College | New | Space Heating | Natural Gas | Advanced New Construction Designs | A | Cumulative Energy Savings (MWh or mTherms) | Technical Potential | 0 | 0 | 0 | 0 | 0 | 0 | 0 | 0 | 0 | 0 | 0 | 0 | 0 | 0 | 0 | 0 | 0 | 0 | 0 | 0 | 0 | 0 | 0 | 0 | 0 | 0 | 0
F11_Commercial_WA - College_New_Space Heating_Natural Gas_Advanced New Construction Designs_A_Technical Potential | F11 | Commercial | WA - College | New | Space Heating | Natural Gas | Advanced New Construction Designs | A | Cumulative Summer Peak Savings (MW) | Technical Potential | 0 | 0 | 0 | 0 | 0 | 0 | 0 | 0 | 0 | 0 | 0 | 0 | 0 | 0 | 0 | 0 | 0 | 0 | 0 | 0 | 0 | 0 | 0 | 0 | 0 | 0 | 0
F12_Commercial_WA - College_New_Space Heating_Natural Gas_Advanced New Construction Designs_A_Technical Potential | F12 | Commercial | WA - College | New | Space Heating | Natural Gas | Advanced New Construction Designs | A | Cumulative Winter Peak Savings (MW) | Technical Potential | 0 | 0 | 0 | 0 | 0 | 0 | 0 | 0 | 0 | 0 | 0 | 0 | 0 | 0 | 0 | 0 | 0 | 0 | 0 | 0 | 0 | 0 | 0 | 0 | 0 | 0 | 0
F13_Commercial_WA - College_New_Space Heating_Natural Gas_Advanced New Construction Designs_A_Technical Potential | F13 | Commercial | WA - College | New | Space Heating | Natural Gas | Advanced New Construction Designs | A | Purchases (Incremental) | Technical Potential | 0 | 0 | 0 | 0 | 0 | 0 | 0 | 0 | 0 | 0 | 0 | 0 | 0 | 0 | 0 | 0 | 0 | 0 | 0 | 0 | 0 | 0 | 0 | 0 | 0 | 0 | 0
F14_Commercial_WA - College_New_Space Heating_Natural Gas_Advanced New Construction Designs_A_Technical Potential | F14 | Commercial | WA - College | New | Space Heating | Natural Gas | Advanced New Construction Designs | A | Purchases (Cumulative) | Technical Potential | 0 | 0 | 0 | 0 | 0 | 0 | 0 | 0 | 0 | 0 | 0 | 0 | 0 | 0 | 0 | 0 | 0 | 0 | 0 | 0 | 0 | 0 | 0 | 0 | 0 | 0 | 0
F1_Commercial_WA - College_New_Water Heating_Natural Gas_Advanced New Construction Designs_A_Technical Potential | F1 | Commercial | WA - College | New | Water Heating | Natural Gas | Advanced New Construction Designs | A | Original Unit Energy Savings (kWh or therms) | Technical Potential | 0 | 0 | 0 | 0 | 0 | 0 | 0 | 0 | 0 | 0 | 0 | 0 | 0 | 0 | 0 | 0 | 0 | 0 | 0 | 0 | 0 | 0 | 0 | 0 | 0 | 0 | 0
F2_Commercial_WA - College_New_Water Heating_Natural Gas_Advanced New Construction Designs_A_Technical Potential | F2 | Commercial | WA - College | New | Water Heating | Natural Gas | Advanced New Construction Designs | A | Original Unit Summer Peak Savings (kW) | Technical Potential | 0 | 0 | 0 | 0 | 0 | 0 | 0 | 0 | 0 | 0 | 0 | 0 | 0 | 0 | 0 | 0 | 0 | 0 | 0 | 0 | 0 | 0 | 0 | 0 | 0 | 0 | 0
F3_Commercial_WA - College_New_Water Heating_Natural Gas_Advanced New Construction Designs_A_Technical Potential | F3 | Commercial | WA - College | New | Water Heating | Natural Gas | Advanced New Construction Designs | A | Original Unit Winter Peak Savings (kW) | Technical Potential | 0 | 0 | 0 | 0 | 0 | 0 | 0 | 0 | 0 | 0 | 0 | 0 | 0 | 0 | 0 | 0 | 0 | 0 | 0 | 0 | 0 | 0 | 0 | 0 | 0 | 0 | 0
F4_Commercial_WA - College_New_Water Heating_Natural Gas_Advanced New Construction Designs_A_Technical Potential | F4 | Commercial | WA - College | New | Water Heating | Natural Gas | Advanced New Construction Designs | A | Standalone Impact on Baseline Energy (%) | Technical Potential | 0 | 0 | 0 | 0 | 0 | 0 | 0 | 0 | 0 | 0 | 0 | 0 | 0 | 0 | 0 | 0 | 0 | 0 | 0 | 0 | 0 | 0 | 0 | 0 | 0 | 0 | 0
F5_Commercial_WA - College_New_Water Heating_Natural Gas_Advanced New Construction Designs_A_Technical Potential | F5 | Commercial | WA - College | New | Water Heating | Natural Gas | Advanced New Construction Designs | A | Standalone Impact on Baseline Summer Peak (%) | Technical Potential | 0 | 0 | 0 | 0 | 0 | 0 | 0 | 0 | 0 | 0 | 0 | 0 | 0 | 0 | 0 | 0 | 0 | 0 | 0 | 0 | 0 | 0 | 0 | 0 | 0 | 0 | 0
F6_Commercial_WA - College_New_Water Heating_Natural Gas_Advanced New Construction Designs_A_Technical Potential | F6 | Commercial | WA - College | New | Water Heating | Natural Gas | Advanced New Construction Designs | A | Standalone Impact on Baseline Winter Peak (%) | Technical Potential | 0 | 0 | 0 | 0 | 0 | 0 | 0 | 0 | 0 | 0 | 0 | 0 | 0 | 0 | 0 | 0 | 0 | 0 | 0 | 0 | 0 | 0 | 0 | 0 | 0 | 0 | 0
F7_Commercial_WA - College_New_Water Heating_Natural Gas_Advanced New Construction Designs_A_Technical Potential | F7 | Commercial | WA - College | New | Water Heating | Natural Gas | Advanced New Construction Designs | A | Incremental Energy Savings (MWh or mTherms) | Technical Potential | 0 | 0 | 0 | 0 | 0 | 0 | 0 | 0 | 0 | 0 | 0 | 0 | 0 | 0 | 0 | 0 | 0 | 0 | 0 | 0 | 0 | 0 | 0 | 0 | 0 | 0 | 0
F8_Commercial_WA - College_New_Water Heating_Natural Gas_Advanced New Construction Designs_A_Technical Potential | F8 | Commercial | WA - College | New | Water Heating | Natural Gas | Advanced New Construction Designs | A | Incremental Summer Peak Savings (MW) | Technical Potential | 0 | 0 | 0 | 0 | 0 | 0 | 0 | 0 | 0 | 0 | 0 | 0 | 0 | 0 | 0 | 0 | 0 | 0 | 0 | 0 | 0 | 0 | 0 | 0 | 0 | 0 | 0
F9_Commercial_WA - College_New_Water Heating_Natural Gas_Advanced New Construction Designs_A_Technical Potential | F9 | Commercial | WA - College | New | Water Heating | Natural Gas | Advanced New Construction Designs | A | Incremental Winter Peak Savings (MW) | Technical Potential | 0 | 0 | 0 | 0 | 0 | 0 | 0 | 0 | 0 | 0 | 0 | 0 | 0 | 0 | 0 | 0 | 0 | 0 | 0 | 0 | 0 | 0 | 0 | 0 | 0 | 0 | 0
F10_Commercial_WA - College_New_Water Heating_Natural Gas_Advanced New Construction Designs_A_Technical Potential | F10 | Commercial | WA - College | New | Water Heating | Natural Gas | Advanced New Construction Designs | A | Cumulative Energy Savings (MWh or mTherms) | Technical Potential | 0 | 0 | 0 | 0 | 0 | 0 | 0 | 0 | 0 | 0 | 0 | 0 | 0 | 0 | 0 | 0 | 0 | 0 | 0 | 0 | 0 | 0 | 0 | 0 | 0 | 0 | 0
F11_Commercial_WA - College_New_Water Heating_Natural Gas_Advanced New Construction Designs_A_Technical Potential | F11 | Commercial | WA - College | New | Water Heating | Natural Gas | Advanced New Construction Designs | A | Cumulative Summer Peak Savings (MW) | Technical Potential | 0 | 0 | 0 | 0 | 0 | 0 | 0 | 0 | 0 | 0 | 0 | 0 | 0 | 0 | 0 | 0 | 0 | 0 | 0 | 0 | 0 | 0 | 0 | 0 | 0 | 0 | 0
F12_Commercial_WA - College_New_Water Heating_Natural Gas_Advanced New Construction Designs_A_Technical Potential | F12 | Commercial | WA - College | New | Water Heating | Natural Gas | Advanced New Construction Designs | A | Cumulative Winter Peak Savings (MW) | Technical Potential | 0 | 0 | 0 | 0 | 0 | 0 | 0 | 0 | 0 | 0 | 0 | 0 | 0 | 0 | 0 | 0 | 0 | 0 | 0 | 0 | 0 | 0 | 0 | 0 | 0 | 0 | 0
F13_Commercial_WA - College_New_Water Heating_Natural Gas_Advanced New Construction Designs_A_Technical Potential | F13 | Commercial | WA - College | New | Water Heating | Natural Gas | Advanced New Construction Designs | A | Purchases (Incremental) | Technical Potential | 0 | 0 | 0 | 0 | 0 | 0 | 0 | 0 | 0 | 0 | 0 | 0 | 0 | 0 | 0 | 0 | 0 | 0 | 0 | 0 | 0 | 0 | 0 | 0 | 0 | 0 | 0
F14_Commercial_WA - College_New_Water Heating_Natural Gas_Advanced New Construction Designs_A_Technical Potential | F14 | Commercial | WA - College | New | Water Heating | Natural Gas | Advanced New Construction Designs | A | Purchases (Cumulative) | Technical Potential | 0 | 0 | 0 | 0 | 0 | 0 | 0 | 0 | 0 | 0 | 0 | 0 | 0 | 0 | 0 | 0 | 0 | 0 | 0 | 0 | 0 | 0 | 0 | 0 | 0 | 0 | 0
F1_Commercial_WA - College_New_Space Heating_Natural Gas_Strategic Energy Management_A_Technical Potential | F1 | Commercial | WA - College | New | Space Heating | Natural Gas | Strategic Energy Management | A | Original Unit Energy Savings (kWh or therms) | Technical Potential | 0 | 0 | 0 | 0 | 0 | 0 | 0 | 0 | 0 | 0 | 0 | 0 | 0 | 0 | 0 | 0 | 0 | 0 | 0 | 0 | 0 | 0 | 0 | 0 | 0 | 0 | 0
F2_Commercial_WA - College_New_Space Heating_Natural Gas_Strategic Energy Management_A_Technical Potential | F2 | Commercial | WA - College | New | Space Heating | Natural Gas | Strategic Energy Management | A | Original Unit Summer Peak Savings (kW) | Technical Potential | 0 | 0 | 0 | 0 | 0 | 0 | 0 | 0 | 0 | 0 | 0 | 0 | 0 | 0 | 0 | 0 | 0 | 0 | 0 | 0 | 0 | 0 | 0 | 0 | 0 | 0 | 0
F3_Commercial_WA - College_New_Space Heating_Natural Gas_Strategic Energy Management_A_Technical Potential | F3 | Commercial | WA - College | New | Space Heating | Natural Gas | Strategic Energy Management | A | Original Unit Winter Peak Savings (kW) | Technical Potential | 0 | 0 | 0 | 0 | 0 | 0 | 0 | 0 | 0 | 0 | 0 | 0 | 0 | 0 | 0 | 0 | 0 | 0 | 0 | 0 | 0 | 0 | 0 | 0 | 0 | 0 | 0
F4_Commercial_WA - College_New_Space Heating_Natural Gas_Strategic Energy Management_A_Technical Potential | F4 | Commercial | WA - College | New | Space Heating | Natural Gas | Strategic Energy Management | A | Standalone Impact on Baseline Energy (%) | Technical Potential | 0 | 0 | 0 | 0 | 0 | 0 | 0 | 0 | 0 | 0 | 0 | 0 | 0 | 0 | 0 | 0 | 0 | 0 | 0 | 0 | 0 | 0 | 0 | 0 | 0 | 0 | 0
F5_Commercial_WA - College_New_Space Heating_Natural Gas_Strategic Energy Management_A_Technical Potential | F5 | Commercial | WA - College | New | Space Heating | Natural Gas | Strategic Energy Management | A | Standalone Impact on Baseline Summer Peak (%) | Technical Potential | 0 | 0 | 0 | 0 | 0 | 0 | 0 | 0 | 0 | 0 | 0 | 0 | 0 | 0 | 0 | 0 | 0 | 0 | 0 | 0 | 0 | 0 | 0 | 0 | 0 | 0 | 0
F6_Commercial_WA - College_New_Space Heating_Natural Gas_Strategic Energy Management_A_Technical Potential | F6 | Commercial | WA - College | New | Space Heating | Natural Gas | Strategic Energy Management | A | Standalone Impact on Baseline Winter Peak (%) | Technical Potential | 0 | 0 | 0 | 0 | 0 | 0 | 0 | 0 | 0 | 0 | 0 | 0 | 0 | 0 | 0 | 0 | 0 | 0 | 0 | 0 | 0 | 0 | 0 | 0 | 0 | 0 | 0
F7_Commercial_WA - College_New_Space Heating_Natural Gas_Strategic Energy Management_A_Technical Potential | F7 | Commercial | WA - College | New | Space Heating | Natural Gas | Strategic Energy Management | A | Incremental Energy Savings (MWh or mTherms) | Technical Potential | 0 | 0 | 0 | 0 | 0 | 0 | 0 | 0 | 0 | 0 | 0 | 0 | 0 | 0 | 0 | 0 | 0 | 0 | 0 | 0 | 0 | 0 | 0 | 0 | 0 | 0 | 0
F8_Commercial_WA - College_New_Space Heating_Natural Gas_Strategic Energy Management_A_Technical Potential | F8 | Commercial | WA - College | New | Space Heating | Natural Gas | Strategic Energy Management | A | Incremental Summer Peak Savings (MW) | Technical Potential | 0 | 0 | 0 | 0 | 0 | 0 | 0 | 0 | 0 | 0 | 0 | 0 | 0 | 0 | 0 | 0 | 0 | 0 | 0 | 0 | 0 | 0 | 0 | 0 | 0 | 0 | 0
F9_Commercial_WA - College_New_Space Heating_Natural Gas_Strategic Energy Management_A_Technical Potential | F9 | Commercial | WA - College | New | Space Heating | Natural Gas | Strategic Energy Management | A | Incremental Winter Peak Savings (MW) | Technical Potential | 0 | 0 | 0 | 0 | 0 | 0 | 0 | 0 | 0 | 0 | 0 | 0 | 0 | 0 | 0 | 0 | 0 | 0 | 0 | 0 | 0 | 0 | 0 | 0 | 0 | 0 | 0
F10_Commercial_WA - College_New_Space Heating_Natural Gas_Strategic Energy Management_A_Technical Potential | F10 | Commercial | WA - College | New | Space Heating | Natural Gas | Strategic Energy Management | A | Cumulative Energy Savings (MWh or mTherms) | Technical Potential | 0 | 0 | 0 | 0 | 0 | 0 | 0 | 0 | 0 | 0 | 0 | 0 | 0 | 0 | 0 | 0 | 0 | 0 | 0 | 0 | 0 | 0 | 0 | 0 | 0 | 0 | 0
F11_Commercial_WA - College_New_Space Heating_Natural Gas_Strategic Energy Management_A_Technical Potential | F11 | Commercial | WA - College | New | Space Heating | Natural Gas | Strategic Energy Management | A | Cumulative Summer Peak Savings (MW) | Technical Potential | 0 | 0 | 0 | 0 | 0 | 0 | 0 | 0 | 0 | 0 | 0 | 0 | 0 | 0 | 0 | 0 | 0 | 0 | 0 | 0 | 0 | 0 | 0 | 0 | 0 | 0 | 0
F12_Commercial_WA - College_New_Space Heating_Natural Gas_Strategic Energy Management_A_Technical Potential | F12 | Commercial | WA - College | New | Space Heating | Natural Gas | Strategic Energy Management | A | Cumulative Winter Peak Savings (MW) | Technical Potential | 0 | 0 | 0 | 0 | 0 | 0 | 0 | 0 | 0 | 0 | 0 | 0 | 0 | 0 | 0 | 0 | 0 | 0 | 0 | 0 | 0 | 0 | 0 | 0 | 0 | 0 | 0
F13_Commercial_WA - College_New_Space Heating_Natural Gas_Strategic Energy Management_A_Technical Potential | F13 | Commercial | WA - College | New | Space Heating | Natural Gas | Strategic Energy Management | A | Purchases (Incremental) | Technical Potential | 0 | 0 | 0 | 0 | 0 | 0 | 0 | 0 | 0 | 0 | 0 | 0 | 0 | 0 | 0 | 0 | 0 | 0 | 0 | 0 | 0 | 0 | 0 | 0 | 0 | 0 | 0
F14_Commercial_WA - College_New_Space Heating_Natural Gas_Strategic Energy Management_A_Technical Potential | F14 | Commercial | WA - College | New | Space Heating | Natural Gas | Strategic Energy Management | A | Purchases (Cumulative) | Technical Potential | 0 | 0 | 0 | 0 | 0 | 0 | 0 | 0 | 0 | 0 | 0 | 0 | 0 | 0 | 0 | 0 | 0 | 0 | 0 | 0 | 0 | 0 | 0 | 0 | 0 | 0 | 0
F1_Commercial_WA - College_New_Water Heating_Natural Gas_Strategic Energy Management_A_Technical Potential | F1 | Commercial | WA - College | New | Water Heating | Natural Gas | Strategic Energy Management | A | Original Unit Energy Savings (kWh or therms) | Technical Potential | 0 | 0 | 0 | 0 | 0 | 0 | 0 | 0 | 0 | 0 | 0 | 0 | 0 | 0 | 0 | 0 | 0 | 0 | 0 | 0 | 0 | 0 | 0 | 0 | 0 | 0 | 0
F2_Commercial_WA - College_New_Water Heating_Natural Gas_Strategic Energy Management_A_Technical Potential | F2 | Commercial | WA - College | New | Water Heating | Natural Gas | Strategic Energy Management | A | Original Unit Summer Peak Savings (kW) | Technical Potential | 0 | 0 | 0 | 0 | 0 | 0 | 0 | 0 | 0 | 0 | 0 | 0 | 0 | 0 | 0 | 0 | 0 | 0 | 0 | 0 | 0 | 0 | 0 | 0 | 0 | 0 | 0
F3_Commercial_WA - College_New_Water Heating_Natural Gas_Strategic Energy Management_A_Technical Potential | F3 | Commercial | WA - College | New | Water Heating | Natural Gas | Strategic Energy Management | A | Original Unit Winter Peak Savings (kW) | Technical Potential | 0 | 0 | 0 | 0 | 0 | 0 | 0 | 0 | 0 | 0 | 0 | 0 | 0 | 0 | 0 | 0 | 0 | 0 | 0 | 0 | 0 | 0 | 0 | 0 | 0 | 0 | 0
F4_Commercial_WA - College_New_Water Heating_Natural Gas_Strategic Energy Management_A_Technical Potential | F4 | Commercial | WA - College | New | Water Heating | Natural Gas | Strategic Energy Management | A | Standalone Impact on Baseline Energy (%) | Technical Potential | 0 | 0 | 0 | 0 | 0 | 0 | 0 | 0 | 0 | 0 | 0 | 0 | 0 | 0 | 0 | 0 | 0 | 0 | 0 | 0 | 0 | 0 | 0 | 0 | 0 | 0 | 0
F5_Commercial_WA - College_New_Water Heating_Natural Gas_Strategic Energy Management_A_Technical Potential | F5 | Commercial | WA - College | New | Water Heating | Natural Gas | Strategic Energy Management | A | Standalone Impact on Baseline Summer Peak (%) | Technical Potential | 0 | 0 | 0 | 0 | 0 | 0 | 0 | 0 | 0 | 0 | 0 | 0 | 0 | 0 | 0 | 0 | 0 | 0 | 0 | 0 | 0 | 0 | 0 | 0 | 0 | 0 | 0
F6_Commercial_WA - College_New_Water Heating_Natural Gas_Strategic Energy Management_A_Technical Potential | F6 | Commercial | WA - College | New | Water Heating | Natural Gas | Strategic Energy Management | A | Standalone Impact on Baseline Winter Peak (%) | Technical Potential | 0 | 0 | 0 | 0 | 0 | 0 | 0 | 0 | 0 | 0 | 0 | 0 | 0 | 0 | 0 | 0 | 0 | 0 | 0 | 0 | 0 | 0 | 0 | 0 | 0 | 0 | 0
F7_Commercial_WA - College_New_Water Heating_Natural Gas_Strategic Energy Management_A_Technical Potential | F7 | Commercial | WA - College | New | Water Heating | Natural Gas | Strategic Energy Management | A | Incremental Energy Savings (MWh or mTherms) | Technical Potential | 0 | 0 | 0 | 0 | 0 | 0 | 0 | 0 | 0 | 0 | 0 | 0 | 0 | 0 | 0 | 0 | 0 | 0 | 0 | 0 | 0 | 0 | 0 | 0 | 0 | 0 | 0
F8_Commercial_WA - College_New_Water Heating_Natural Gas_Strategic Energy Management_A_Technical Potential | F8 | Commercial | WA - College | New | Water Heating | Natural Gas | Strategic Energy Management | A | Incremental Summer Peak Savings (MW) | Technical Potential | 0 | 0 | 0 | 0 | 0 | 0 | 0 | 0 | 0 | 0 | 0 | 0 | 0 | 0 | 0 | 0 | 0 | 0 | 0 | 0 | 0 | 0 | 0 | 0 | 0 | 0 | 0
F9_Commercial_WA - College_New_Water Heating_Natural Gas_Strategic Energy Management_A_Technical Potential | F9 | Commercial | WA - College | New | Water Heating | Natural Gas | Strategic Energy Management | A | Incremental Winter Peak Savings (MW) | Technical Potential | 0 | 0 | 0 | 0 | 0 | 0 | 0 | 0 | 0 | 0 | 0 | 0 | 0 | 0 | 0 | 0 | 0 | 0 | 0 | 0 | 0 | 0 | 0 | 0 | 0 | 0 | 0
F10_Commercial_WA - College_New_Water Heating_Natural Gas_Strategic Energy Management_A_Technical Potential | F10 | Commercial | WA - College | New | Water Heating | Natural Gas | Strategic Energy Management | A | Cumulative Energy Savings (MWh or mTherms) | Technical Potential | 0 | 0 | 0 | 0 | 0 | 0 | 0 | 0 | 0 | 0 | 0 | 0 | 0 | 0 | 0 | 0 | 0 | 0 | 0 | 0 | 0 | 0 | 0 | 0 | 0 | 0 | 0
F11_Commercial_WA - College_New_Water Heating_Natural Gas_Strategic Energy Management_A_Technical Potential | F11 | Commercial | WA - College | New | Water Heating | Natural Gas | Strategic Energy Management | A | Cumulative Summer Peak Savings (MW) | Technical Potential | 0 | 0 | 0 | 0 | 0 | 0 | 0 | 0 | 0 | 0 | 0 | 0 | 0 | 0 | 0 | 0 | 0 | 0 | 0 | 0 | 0 | 0 | 0 | 0 | 0 | 0 | 0
F12_Commercial_WA - College_New_Water Heating_Natural Gas_Strategic Energy Management_A_Technical Potential | F12 | Commercial | WA - College | New | Water Heating | Natural Gas | Strategic Energy Management | A | Cumulative Winter Peak Savings (MW) | Technical Potential | 0 | 0 | 0 | 0 | 0 | 0 | 0 | 0 | 0 | 0 | 0 | 0 | 0 | 0 | 0 | 0 | 0 | 0 | 0 | 0 | 0 | 0 | 0 | 0 | 0 | 0 | 0
F13_Commercial_WA - College_New_Water Heating_Natural Gas_Strategic Energy Management_A_Technical Potential | F13 | Commercial | WA - College | New | Water Heating | Natural Gas | Strategic Energy Management | A | Purchases (Incremental) | Technical Potential | 0 | 0 | 0 | 0 | 0 | 0 | 0 | 0 | 0 | 0 | 0 | 0 | 0 | 0 | 0 | 0 | 0 | 0 | 0 | 0 | 0 | 0 | 0 | 0 | 0 | 0 | 0
F14_Commercial_WA - College_New_Water Heating_Natural Gas_Strategic Energy Management_A_Technical Potential | F14 | Commercial | WA - College | New | Water Heating | Natural Gas | Strategic Energy Management | A | Purchases (Cumulative) | Technical Potential | 0 | 0 | 0 | 0 | 0 | 0 | 0 | 0 | 0 | 0 | 0 | 0 | 0 | 0 | 0 | 0 | 0 | 0 | 0 | 0 | 0 | 0 | 0 | 0 | 0 | 0 | 0
F1_Commercial_WA - College_New_Space Heating_Natural Gas_Retrocommissioning_A_Technical Potential | F1 | Commercial | WA - College | New | Space Heating | Natural Gas | Retrocommissioning | A | Original Unit Energy Savings (kWh or therms) | Technical Potential | 0 | 0 | 0 | 0 | 0 | 0 | 0 | 0 | 0 | 0 | 0 | 0 | 0 | 0 | 0 | 0 | 0 | 0 | 0 | 0 | 0 | 0 | 0 | 0 | 0 | 0 | 0
F2_Commercial_WA - College_New_Space Heating_Natural Gas_Retrocommissioning_A_Technical Potential | F2 | Commercial | WA - College | New | Space Heating | Natural Gas | Retrocommissioning | A | Original Unit Summer Peak Savings (kW) | Technical Potential | 0 | 0 | 0 | 0 | 0 | 0 | 0 | 0 | 0 | 0 | 0 | 0 | 0 | 0 | 0 | 0 | 0 | 0 | 0 | 0 | 0 | 0 | 0 | 0 | 0 | 0 | 0
F3_Commercial_WA - College_New_Space Heating_Natural Gas_Retrocommissioning_A_Technical Potential | F3 | Commercial | WA - College | New | Space Heating | Natural Gas | Retrocommissioning | A | Original Unit Winter Peak Savings (kW) | Technical Potential | 0 | 0 | 0 | 0 | 0 | 0 | 0 | 0 | 0 | 0 | 0 | 0 | 0 | 0 | 0 | 0 | 0 | 0 | 0 | 0 | 0 | 0 | 0 | 0 | 0 | 0 | 0
F4_Commercial_WA - College_New_Space Heating_Natural Gas_Retrocommissioning_A_Technical Potential | F4 | Commercial | WA - College | New | Space Heating | Natural Gas | Retrocommissioning | A | Standalone Impact on Baseline Energy (%) | Technical Potential | 0 | 0 | 0 | 0 | 0 | 0 | 0 | 0 | 0 | 0 | 0 | 0 | 0 | 0 | 0 | 0 | 0 | 0 | 0 | 0 | 0 | 0 | 0 | 0 | 0 | 0 | 0
F5_Commercial_WA - College_New_Space Heating_Natural Gas_Retrocommissioning_A_Technical Potential | F5 | Commercial | WA - College | New | Space Heating | Natural Gas | Retrocommissioning | A | Standalone Impact on Baseline Summer Peak (%) | Technical Potential | 0 | 0 | 0 | 0 | 0 | 0 | 0 | 0 | 0 | 0 | 0 | 0 | 0 | 0 | 0 | 0 | 0 | 0 | 0 | 0 | 0 | 0 | 0 | 0 | 0 | 0 | 0
F6_Commercial_WA - College_New_Space Heating_Natural Gas_Retrocommissioning_A_Technical Potential | F6 | Commercial | WA - College | New | Space Heating | Natural Gas | Retrocommissioning | A | Standalone Impact on Baseline Winter Peak (%) | Technical Potential | 0 | 0 | 0 | 0 | 0 | 0 | 0 | 0 | 0 | 0 | 0 | 0 | 0 | 0 | 0 | 0 | 0 | 0 | 0 | 0 | 0 | 0 | 0 | 0 | 0 | 0 | 0
F7_Commercial_WA - College_New_Space Heating_Natural Gas_Retrocommissioning_A_Technical Potential | F7 | Commercial | WA - College | New | Space Heating | Natural Gas | Retrocommissioning | A | Incremental Energy Savings (MWh or mTherms) | Technical Potential | 0 | 0 | 0 | 0 | 0 | 0 | 0 | 0 | 0 | 0 | 0 | 0 | 0 | 0 | 0 | 0 | 0 | 0 | 0 | 0 | 0 | 0 | 0 | 0 | 0 | 0 | 0
F8_Commercial_WA - College_New_Space Heating_Natural Gas_Retrocommissioning_A_Technical Potential | F8 | Commercial | WA - College | New | Space Heating | Natural Gas | Retrocommissioning | A | Incremental Summer Peak Savings (MW) | Technical Potential | 0 | 0 | 0 | 0 | 0 | 0 | 0 | 0 | 0 | 0 | 0 | 0 | 0 | 0 | 0 | 0 | 0 | 0 | 0 | 0 | 0 | 0 | 0 | 0 | 0 | 0 | 0
F9_Commercial_WA - College_New_Space Heating_Natural Gas_Retrocommissioning_A_Technical Potential | F9 | Commercial | WA - College | New | Space Heating | Natural Gas | Retrocommissioning | A | Incremental Winter Peak Savings (MW) | Technical Potential | 0 | 0 | 0 | 0 | 0 | 0 | 0 | 0 | 0 | 0 | 0 | 0 | 0 | 0 | 0 | 0 | 0 | 0 | 0 | 0 | 0 | 0 | 0 | 0 | 0 | 0 | 0
F10_Commercial_WA - College_New_Space Heating_Natural Gas_Retrocommissioning_A_Technical Potential | F10 | Commercial | WA - College | New | Space Heating | Natural Gas | Retrocommissioning | A | Cumulative Energy Savings (MWh or mTherms) | Technical Potential | 0 | 0 | 0 | 0 | 0 | 0 | 0 | 0 | 0 | 0 | 0 | 0 | 0 | 0 | 0 | 0 | 0 | 0 | 0 | 0 | 0 | 0 | 0 | 0 | 0 | 0 | 0
F11_Commercial_WA - College_New_Space Heating_Natural Gas_Retrocommissioning_A_Technical Potential | F11 | Commercial | WA - College | New | Space Heating | Natural Gas | Retrocommissioning | A | Cumulative Summer Peak Savings (MW) | Technical Potential | 0 | 0 | 0 | 0 | 0 | 0 | 0 | 0 | 0 | 0 | 0 | 0 | 0 | 0 | 0 | 0 | 0 | 0 | 0 | 0 | 0 | 0 | 0 | 0 | 0 | 0 | 0
F12_Commercial_WA - College_New_Space Heating_Natural Gas_Retrocommissioning_A_Technical Potential | F12 | Commercial | WA - College | New | Space Heating | Natural Gas | Retrocommissioning | A | Cumulative Winter Peak Savings (MW) | Technical Potential | 0 | 0 | 0 | 0 | 0 | 0 | 0 | 0 | 0 | 0 | 0 | 0 | 0 | 0 | 0 | 0 | 0 | 0 | 0 | 0 | 0 | 0 | 0 | 0 | 0 | 0 | 0
F13_Commercial_WA - College_New_Space Heating_Natural Gas_Retrocommissioning_A_Technical Potential | F13 | Commercial | WA - College | New | Space Heating | Natural Gas | Retrocommissioning | A | Purchases (Incremental) | Technical Potential | 0 | 0 | 0 | 0 | 0 | 0 | 0 | 0 | 0 | 0 | 0 | 0 | 0 | 0 | 0 | 0 | 0 | 0 | 0 | 0 | 0 | 0 | 0 | 0 | 0 | 0 | 0
F14_Commercial_WA - College_New_Space Heating_Natural Gas_Retrocommissioning_A_Technical Potential | F14 | Commercial | WA - College | New | Space Heating | Natural Gas | Retrocommissioning | A | Purchases (Cumulative) | Technical Potential | 0 | 0 | 0 | 0 | 0 | 0 | 0 | 0 | 0 | 0 | 0 | 0 | 0 | 0 | 0 | 0 | 0 | 0 | 0 | 0 | 0 | 0 | 0 | 0 | 0 | 0 | 0
F1_Commercial_WA - College_New_Water Heating_Natural Gas_Retrocommissioning_A_Technical Potential | F1 | Commercial | WA - College | New | Water Heating | Natural Gas | Retrocommissioning | A | Original Unit Energy Savings (kWh or therms) | Technical Potential | 0 | 0 | 0 | 0 | 0 | 0 | 0 | 0 | 0 | 0 | 0 | 0 | 0 | 0 | 0 | 0 | 0 | 0 | 0 | 0 | 0 | 0 | 0 | 0 | 0 | 0 | 0
F2_Commercial_WA - College_New_Water Heating_Natural Gas_Retrocommissioning_A_Technical Potential | F2 | Commercial | WA - College | New | Water Heating | Natural Gas | Retrocommissioning | A | Original Unit Summer Peak Savings (kW) | Technical Potential | 0 | 0 | 0 | 0 | 0 | 0 | 0 | 0 | 0 | 0 | 0 | 0 | 0 | 0 | 0 | 0 | 0 | 0 | 0 | 0 | 0 | 0 | 0 | 0 | 0 | 0 | 0
F3_Commercial_WA - College_New_Water Heating_Natural Gas_Retrocommissioning_A_Technical Potential | F3 | Commercial | WA - College | New | Water Heating | Natural Gas | Retrocommissioning | A | Original Unit Winter Peak Savings (kW) | Technical Potential | 0 | 0 | 0 | 0 | 0 | 0 | 0 | 0 | 0 | 0 | 0 | 0 | 0 | 0 | 0 | 0 | 0 | 0 | 0 | 0 | 0 | 0 | 0 | 0 | 0 | 0 | 0
F4_Commercial_WA - College_New_Water Heating_Natural Gas_Retrocommissioning_A_Technical Potential | F4 | Commercial | WA - College | New | Water Heating | Natural Gas | Retrocommissioning | A | Standalone Impact on Baseline Energy (%) | Technical Potential | 0 | 0 | 0 | 0 | 0 | 0 | 0 | 0 | 0 | 0 | 0 | 0 | 0 | 0 | 0 | 0 | 0 | 0 | 0 | 0 | 0 | 0 | 0 | 0 | 0 | 0 | 0
F5_Commercial_WA - College_New_Water Heating_Natural Gas_Retrocommissioning_A_Technical Potential | F5 | Commercial | WA - College | New | Water Heating | Natural Gas | Retrocommissioning | A | Standalone Impact on Baseline Summer Peak (%) | Technical Potential | 0 | 0 | 0 | 0 | 0 | 0 | 0 | 0 | 0 | 0 | 0 | 0 | 0 | 0 | 0 | 0 | 0 | 0 | 0 | 0 | 0 | 0 | 0 | 0 | 0 | 0 | 0
F6_Commercial_WA - College_New_Water Heating_Natural Gas_Retrocommissioning_A_Technical Potential | F6 | Commercial | WA - College | New | Water Heating | Natural Gas | Retrocommissioning | A | Standalone Impact on Baseline Winter Peak (%) | Technical Potential | 0 | 0 | 0 | 0 | 0 | 0 | 0 | 0 | 0 | 0 | 0 | 0 | 0 | 0 | 0 | 0 | 0 | 0 | 0 | 0 | 0 | 0 | 0 | 0 | 0 | 0 | 0
F7_Commercial_WA - College_New_Water Heating_Natural Gas_Retrocommissioning_A_Technical Potential | F7 | Commercial | WA - College | New | Water Heating | Natural Gas | Retrocommissioning | A | Incremental Energy Savings (MWh or mTherms) | Technical Potential | 0 | 0 | 0 | 0 | 0 | 0 | 0 | 0 | 0 | 0 | 0 | 0 | 0 | 0 | 0 | 0 | 0 | 0 | 0 | 0 | 0 | 0 | 0 | 0 | 0 | 0 | 0
F8_Commercial_WA - College_New_Water Heating_Natural Gas_Retrocommissioning_A_Technical Potential | F8 | Commercial | WA - College | New | Water Heating | Natural Gas | Retrocommissioning | A | Incremental Summer Peak Savings (MW) | Technical Potential | 0 | 0 | 0 | 0 | 0 | 0 | 0 | 0 | 0 | 0 | 0 | 0 | 0 | 0 | 0 | 0 | 0 | 0 | 0 | 0 | 0 | 0 | 0 | 0 | 0 | 0 | 0
F9_Commercial_WA - College_New_Water Heating_Natural Gas_Retrocommissioning_A_Technical Potential | F9 | Commercial | WA - College | New | Water Heating | Natural Gas | Retrocommissioning | A | Incremental Winter Peak Savings (MW) | Technical Potential | 0 | 0 | 0 | 0 | 0 | 0 | 0 | 0 | 0 | 0 | 0 | 0 | 0 | 0 | 0 | 0 | 0 | 0 | 0 | 0 | 0 | 0 | 0 | 0 | 0 | 0 | 0
F10_Commercial_WA - College_New_Water Heating_Natural Gas_Retrocommissioning_A_Technical Potential | F10 | Commercial | WA - College | New | Water Heating | Natural Gas | Retrocommissioning | A | Cumulative Energy Savings (MWh or mTherms) | Technical Potential | 0 | 0 | 0 | 0 | 0 | 0 | 0 | 0 | 0 | 0 | 0 | 0 | 0 | 0 | 0 | 0 | 0 | 0 | 0 | 0 | 0 | 0 | 0 | 0 | 0 | 0 | 0
F11_Commercial_WA - College_New_Water Heating_Natural Gas_Retrocommissioning_A_Technical Potential | F11 | Commercial | WA - College | New | Water Heating | Natural Gas | Retrocommissioning | A | Cumulative Summer Peak Savings (MW) | Technical Potential | 0 | 0 | 0 | 0 | 0 | 0 | 0 | 0 | 0 | 0 | 0 | 0 | 0 | 0 | 0 | 0 | 0 | 0 | 0 | 0 | 0 | 0 | 0 | 0 | 0 | 0 | 0
F12_Commercial_WA - College_New_Water Heating_Natural Gas_Retrocommissioning_A_Technical Potential | F12 | Commercial | WA - College | New | Water Heating | Natural Gas | Retrocommissioning | A | Cumulative Winter Peak Savings (MW) | Technical Potential | 0 | 0 | 0 | 0 | 0 | 0 | 0 | 0 | 0 | 0 | 0 | 0 | 0 | 0 | 0 | 0 | 0 | 0 | 0 | 0 | 0 | 0 | 0 | 0 | 0 | 0 | 0
F13_Commercial_WA - College_New_Water Heating_Natural Gas_Retrocommissioning_A_Technical Potential | F13 | Commercial | WA - College | New | Water Heating | Natural Gas | Retrocommissioning | A | Purchases (Incremental) | Technical Potential | 0 | 0 | 0 | 0 | 0 | 0 | 0 | 0 | 0 | 0 | 0 | 0 | 0 | 0 | 0 | 0 | 0 | 0 | 0 | 0 | 0 | 0 | 0 | 0 | 0 | 0 | 0
F14_Commercial_WA - College_New_Water Heating_Natural Gas_Retrocommissioning_A_Technical Potential | F14 | Commercial | WA - College | New | Water Heating | Natural Gas | Retrocommissioning | A | Purchases (Cumulative) | Technical Potential | 0 | 0 | 0 | 0 | 0 | 0 | 0 | 0 | 0 | 0 | 0 | 0 | 0 | 0 | 0 | 0 | 0 | 0 | 0 | 0 | 0 | 0 | 0 | 0 | 0 | 0 | 0
F1_Commercial_WA - Miscellaneous_Existing_Space Heating_Natural Gas_Insulation - Ceiling_A_Technical Potential | F1 | Commercial | WA - Miscellaneous | Existing | Space Heating | Natural Gas | Insulation - Ceiling | A | Original Unit Energy Savings (kWh or therms) | Technical Potential | 0 | 0 | 0.12595 | 0.12562 | 0.12527 | 0.12491 | 0.12453 | 0.12414 | 0.12373 | 0.12331 | 0.12287 | 0.12242 | 0.12197 | 0.12151 | 0.12104 | 0.12057 | 0.1201 | 0.11964 | 0.11917 | 0.11873 | 0.11832 | 0.11794 | 0.11759 | 0.11727 | 0.11698 | 0.11671 | 0.11646
F2_Commercial_WA - Miscellaneous_Existing_Space Heating_Natural Gas_Insulation - Ceiling_A_Technical Potential | F2 | Commercial | WA - Miscellaneous | Existing | Space Heating | Natural Gas | Insulation - Ceiling | A | Original Unit Summer Peak Savings (kW) | Technical Potential | 0 | 0 | 0 | 0 | 0 | 0 | 0 | 0 | 0 | 0 | 0 | 0 | 0 | 0 | 0 | 0 | 0 | 0 | 0 | 0 | 0 | 0 | 0 | 0 | 0 | 0 | 0
F3_Commercial_WA - Miscellaneous_Existing_Space Heating_Natural Gas_Insulation - Ceiling_A_Technical Potential | F3 | Commercial | WA - Miscellaneous | Existing | Space Heating | Natural Gas | Insulation - Ceiling | A | Original Unit Winter Peak Savings (kW) | Technical Potential | 0 | 0 | 0 | 0 | 0 | 0 | 0 | 0 | 0 | 0 | 0 | 0 | 0 | 0 | 0 | 0 | 0 | 0 | 0 | 0 | 0 | 0 | 0 | 0 | 0 | 0 | 0
F4_Commercial_WA - Miscellaneous_Existing_Space Heating_Natural Gas_Insulation - Ceiling_A_Technical Potential | F4 | Commercial | WA - Miscellaneous | Existing | Space Heating | Natural Gas | Insulation - Ceiling | A | Standalone Impact on Baseline Energy (%) | Technical Potential | 0 | 0 | 0 | 0.00013289 | 0.0002044 | 0.00044631 | 0.00083981 | 0.0014371 | 0.0022925 | 0.0034561 | 0.0049646 | 0.0068303 | 0.0090304 | 0.011499 | 0.014125 | 0.016762 | 0.019247 | 0.021433 | 0.023212 | 0.024541 | 0.025516 | 0.026047 | 0.026473 | 0.026473 | 0.026473 | 0.026473 | 0.026473
F5_Commercial_WA - Miscellaneous_Existing_Space Heating_Natural Gas_Insulation - Ceiling_A_Technical Potential | F5 | Commercial | WA - Miscellaneous | Existing | Space Heating | Natural Gas | Insulation - Ceiling | A | Standalone Impact on Baseline Summer Peak (%) | Technical Potential | 0 | 0 | 0 | 0 | 0 | 0 | 0 | 0 | 0 | 0 | 0 | 0 | 0 | 0 | 0 | 0 | 0 | 0 | 0 | 0 | 0 | 0 | 0 | 0 | 0 | 0 | 0
F6_Commercial_WA - Miscellaneous_Existing_Space Heating_Natural Gas_Insulation - Ceiling_A_Technical Potential | F6 | Commercial | WA - Miscellaneous | Existing | Space Heating | Natural Gas | Insulation - Ceiling | A | Standalone Impact on Baseline Winter Peak (%) | Technical Potential | 0 | 0 | 0 | 0 | 0 | 0 | 0 | 0 | 0 | 0 | 0 | 0 | 0 | 0 | 0 | 0 | 0 | 0 | 0 | 0 | 0 | 0 | 0 | 0 | 0 | 0 | 0
F7_Commercial_WA - Miscellaneous_Existing_Space Heating_Natural Gas_Insulation - Ceiling_A_Technical Potential | F7 | Commercial | WA - Miscellaneous | Existing | Space Heating | Natural Gas | Insulation - Ceiling | A | Incremental Energy Savings (MWh or mTherms) | Technical Potential | 0 | 0 | 0 | 0.44192 | 0.23714 | 0.79991 | 1.2972 | 1.9628 | 2.8019 | 3.7983 | 4.9065 | 6.0465 | 7.1037 | 7.9397 | 8.414 | 8.4165 | 7.9031 | 6.9215 | 5.6122 | 4.1795 | 3.0516 | 1.6597 | 1.3238 | 0 | 0 | 0 | 0
F8_Commercial_WA - Miscellaneous_Existing_Space Heating_Natural Gas_Insulation - Ceiling_A_Technical Potential | F8 | Commercial | WA - Miscellaneous | Existing | Space Heating | Natural Gas | Insulation - Ceiling | A | Incremental Summer Peak Savings (MW) | Technical Potential | 0 | 0 | 0 | 0 | 0 | 0 | 0 | 0 | 0 | 0 | 0 | 0 | 0 | 0 | 0 | 0 | 0 | 0 | 0 | 0 | 0 | 0 | 0 | 0 | 0 | 0 | 0
F9_Commercial_WA - Miscellaneous_Existing_Space Heating_Natural Gas_Insulation - Ceiling_A_Technical Potential | F9 | Commercial | WA - Miscellaneous | Existing | Space Heating | Natural Gas | Insulation - Ceiling | A | Incremental Winter Peak Savings (MW) | Technical Potential | 0 | 0 | 0 | 0 | 0 | 0 | 0 | 0 | 0 | 0 | 0 | 0 | 0 | 0 | 0 | 0 | 0 | 0 | 0 | 0 | 0 | 0 | 0 | 0 | 0 | 0 | 0
F10_Commercial_WA - Miscellaneous_Existing_Space Heating_Natural Gas_Insulation - Ceiling_A_Technical Potential | F10 | Commercial | WA - Miscellaneous | Existing | Space Heating | Natural Gas | Insulation - Ceiling | A | Cumulative Energy Savings (MWh or mTherms) | Technical Potential | 0 | 0 | 0 | 0.44192 | 0.67784 | 1.4758 | 2.7686 | 4.7226 | 7.509 | 11.2816 | 16.1482 | 22.1359 | 29.1572 | 36.9866 | 45.2589 | 53.5003 | 61.1953 | 67.8781 | 73.2258 | 77.1365 | 79.921 | 81.325 | 82.4086 | 82.1839 | 81.9769 | 81.7863 | 81.6109
F11_Commercial_WA - Miscellaneous_Existing_Space Heating_Natural Gas_Insulation - Ceiling_A_Technical Potential | F11 | Commercial | WA - Miscellaneous | Existing | Space Heating | Natural Gas | Insulation - Ceiling | A | Cumulative Summer Peak Savings (MW) | Technical Potential | 0 | 0 | 0 | 0 | 0 | 0 | 0 | 0 | 0 | 0 | 0 | 0 | 0 | 0 | 0 | 0 | 0 | 0 | 0 | 0 | 0 | 0 | 0 | 0 | 0 | 0 | 0
F12_Commercial_WA - Miscellaneous_Existing_Space Heating_Natural Gas_Insulation - Ceiling_A_Technical Potential | F12 | Commercial | WA - Miscellaneous | Existing | Space Heating | Natural Gas | Insulation - Ceiling | A | Cumulative Winter Peak Savings (MW) | Technical Potential | 0 | 0 | 0 | 0 | 0 | 0 | 0 | 0 | 0 | 0 | 0 | 0 | 0 | 0 | 0 | 0 | 0 | 0 | 0 | 0 | 0 | 0 | 0 | 0 | 0 | 0 | 0
F13_Commercial_WA - Miscellaneous_Existing_Space Heating_Natural Gas_Insulation - Ceiling_A_Technical Potential | F13 | Commercial | WA - Miscellaneous | Existing | Space Heating | Natural Gas | Insulation - Ceiling | A | Purchases (Incremental) | Technical Potential | 0 | 0 | 0 | 3517.9979 | 1893.0056 | 6403.8498 | 10416.7395 | 15811.1556 | 22644.9533 | 30803.3553 | 39932.2738 | 49389.3405 | 58241.7649 | 65343.4752 | 69513.1549 | 69803.3632 | 65801.4419 | 57854.1843 | 47094.4287 | 35200.7808 | 25790.3281 | 14071.9915 | 11257.5932 | 0 | 0 | 0 | 0
F14_Commercial_WA - Miscellaneous_Existing_Space Heating_Natural Gas_Insulation - Ceiling_A_Technical Potential | F14 | Commercial | WA - Miscellaneous | Existing | Space Heating | Natural Gas | Insulation - Ceiling | A | Purchases (Cumulative) | Technical Potential | 0 | 0 | 0 | 3517.9979 | 5411.0034 | 11814.8533 | 22231.5927 | 38042.7483 | 60687.7016 | 91491.0569 | 131423.3307 | 180812.6712 | 239054.4361 | 304397.9114 | 373911.0663 | 443714.4294 | 509515.8713 | 567370.0556 | 614464.4843 | 649665.2652 | 675455.5933 | 689527.5849 | 700785.1781 | 700785.1781 | 700785.1781 | 700785.1781 | 700785.1781
F1_Commercial_WA - Miscellaneous_Existing_Space Heating_Natural Gas_Insulation - Ducting_A_Technical Potential | F1 | Commercial | WA - Miscellaneous | Existing | Space Heating | Natural Gas | Insulation - Ducting | A | Original Unit Energy Savings (kWh or therms) | Technical Potential | 0 | 0 | 0 | 0 | 0 | 0 | 0 | 0 | 0 | 0 | 0 | 0 | 0 | 0 | 0 | 0 | 0 | 0 | 0 | 0 | 0 | 0 | 0 | 0 | 0 | 0 | 0
F2_Commercial_WA - Miscellaneous_Existing_Space Heating_Natural Gas_Insulation - Ducting_A_Technical Potential | F2 | Commercial | WA - Miscellaneous | Existing | Space Heating | Natural Gas | Insulation - Ducting | A | Original Unit Summer Peak Savings (kW) | Technical Potential | 0 | 0 | 0 | 0 | 0 | 0 | 0 | 0 | 0 | 0 | 0 | 0 | 0 | 0 | 0 | 0 | 0 | 0 | 0 | 0 | 0 | 0 | 0 | 0 | 0 | 0 | 0
F3_Commercial_WA - Miscellaneous_Existing_Space Heating_Natural Gas_Insulation - Ducting_A_Technical Potential | F3 | Commercial | WA - Miscellaneous | Existing | Space Heating | Natural Gas | Insulation - Ducting | A | Original Unit Winter Peak Savings (kW) | Technical Potential | 0 | 0 | 0 | 0 | 0 | 0 | 0 | 0 | 0 | 0 | 0 | 0 | 0 | 0 | 0 | 0 | 0 | 0 | 0 | 0 | 0 | 0 | 0 | 0 | 0 | 0 | 0
F4_Commercial_WA - Miscellaneous_Existing_Space Heating_Natural Gas_Insulation - Ducting_A_Technical Potential | F4 | Commercial | WA - Miscellaneous | Existing | Space Heating | Natural Gas | Insulation - Ducting | A | Standalone Impact on Baseline Energy (%) | Technical Potential | 0 | 0 | 0 | 0 | 0 | 0 | 0 | 0 | 0 | 0 | 0 | 0 | 0 | 0 | 0 | 0 | 0 | 0 | 0 | 0 | 0 | 0 | 0 | 0 | 0 | 0 | 0
F5_Commercial_WA - Miscellaneous_Existing_Space Heating_Natural Gas_Insulation - Ducting_A_Technical Potential | F5 | Commercial | WA - Miscellaneous | Existing | Space Heating | Natural Gas | Insulation - Ducting | A | Standalone Impact on Baseline Summer Peak (%) | Technical Potential | 0 | 0 | 0 | 0 | 0 | 0 | 0 | 0 | 0 | 0 | 0 | 0 | 0 | 0 | 0 | 0 | 0 | 0 | 0 | 0 | 0 | 0 | 0 | 0 | 0 | 0 | 0
F6_Commercial_WA - Miscellaneous_Existing_Space Heating_Natural Gas_Insulation - Ducting_A_Technical Potential | F6 | Commercial | WA - Miscellaneous | Existing | Space Heating | Natural Gas | Insulation - Ducting | A | Standalone Impact on Baseline Winter Peak (%) | Technical Potential | 0 | 0 | 0 | 0 | 0 | 0 | 0 | 0 | 0 | 0 | 0 | 0 | 0 | 0 | 0 | 0 | 0 | 0 | 0 | 0 | 0 | 0 | 0 | 0 | 0 | 0 | 0
F7_Commercial_WA - Miscellaneous_Existing_Space Heating_Natural Gas_Insulation - Ducting_A_Technical Potential | F7 | Commercial | WA - Miscellaneous | Existing | Space Heating | Natural Gas | Insulation - Ducting | A | Incremental Energy Savings (MWh or mTherms) | Technical Potential | 0 | 0 | 0 | 0 | 0 | 0 | 0 | 0 | 0 | 0 | 0 | 0 | 0 | 0 | 0 | 0 | 0 | 0 | 0 | 0 | 0 | 0 | 0 | 0 | 0 | 0 | 0
F8_Commercial_WA - Miscellaneous_Existing_Space Heating_Natural Gas_Insulation - Ducting_A_Technical Potential | F8 | Commercial | WA - Miscellaneous | Existing | Space Heating | Natural Gas | Insulation - Ducting | A | Incremental Summer Peak Savings (MW) | Technical Potential | 0 | 0 | 0 | 0 | 0 | 0 | 0 | 0 | 0 | 0 | 0 | 0 | 0 | 0 | 0 | 0 | 0 | 0 | 0 | 0 | 0 | 0 | 0 | 0 | 0 | 0 | 0
F9_Commercial_WA - Miscellaneous_Existing_Space Heating_Natural Gas_Insulation - Ducting_A_Technical Potential | F9 | Commercial | WA - Miscellaneous | Existing | Space Heating | Natural Gas | Insulation - Ducting | A | Incremental Winter Peak Savings (MW) | Technical Potential | 0 | 0 | 0 | 0 | 0 | 0 | 0 | 0 | 0 | 0 | 0 | 0 | 0 | 0 | 0 | 0 | 0 | 0 | 0 | 0 | 0 | 0 | 0 | 0 | 0 | 0 | 0
F10_Commercial_WA - Miscellaneous_Existing_Space Heating_Natural Gas_Insulation - Ducting_A_Technical Potential | F10 | Commercial | WA - Miscellaneous | Existing | Space Heating | Natural Gas | Insulation - Ducting | A | Cumulative Energy Savings (MWh or mTherms) | Technical Potential | 0 | 0 | 0 | 0 | 0 | 0 | 0 | 0 | 0 | 0 | 0 | 0 | 0 | 0 | 0 | 0 | 0 | 0 | 0 | 0 | 0 | 0 | 0 | 0 | 0 | 0 | 0
F11_Commercial_WA - Miscellaneous_Existing_Space Heating_Natural Gas_Insulation - Ducting_A_Technical Potential | F11 | Commercial | WA - Miscellaneous | Existing | Space Heating | Natural Gas | Insulation - Ducting | A | Cumulative Summer Peak Savings (MW) | Technical Potential | 0 | 0 | 0 | 0 | 0 | 0 | 0 | 0 | 0 | 0 | 0 | 0 | 0 | 0 | 0 | 0 | 0 | 0 | 0 | 0 | 0 | 0 | 0 | 0 | 0 | 0 | 0
F12_Commercial_WA - Miscellaneous_Existing_Space Heating_Natural Gas_Insulation - Ducting_A_Technical Potential | F12 | Commercial | WA - Miscellaneous | Existing | Space Heating | Natural Gas | Insulation - Ducting | A | Cumulative Winter Peak Savings (MW) | Technical Potential | 0 | 0 | 0 | 0 | 0 | 0 | 0 | 0 | 0 | 0 | 0 | 0 | 0 | 0 | 0 | 0 | 0 | 0 | 0 | 0 | 0 | 0 | 0 | 0 | 0 | 0 | 0
F13_Commercial_WA - Miscellaneous_Existing_Space Heating_Natural Gas_Insulation - Ducting_A_Technical Potential | F13 | Commercial | WA - Miscellaneous | Existing | Space Heating | Natural Gas | Insulation - Ducting | A | Purchases (Incremental) | Technical Potential | 0 | 0 | 0 | 1748.4767 | 940.8409 | 3182.7712 | 5177.2136 | 7858.2871 | 11254.7463 | 15309.5458 | 19846.7008 | 24546.9483 | 28946.6832 | 32476.2974 | 34548.6658 | 34692.902 | 32703.9109 | 28754.0522 | 23406.3564 | 17495.106 | 12818.026 | 6993.9069 | 5595.1255 | 0 | 0 | 0 | 0
F14_Commercial_WA - Miscellaneous_Existing_Space Heating_Natural Gas_Insulation - Ducting_A_Technical Potential | F14 | Commercial | WA - Miscellaneous | Existing | Space Heating | Natural Gas | Insulation - Ducting | A | Purchases (Cumulative) | Technical Potential | 0 | 0 | 0 | 1748.4767 | 2689.3176 | 5872.0888 | 11049.3024 | 18907.5895 | 30162.3358 | 45471.8816 | 65318.5824 | 89865.5307 | 118812.2139 | 151288.5113 | 185837.1772 | 220530.0791 | 253233.9901 | 281988.0422 | 305394.3986 | 322889.5047 | 335707.5307 | 342701.4376 | 348296.5631 | 348296.5631 | 348296.5631 | 348296.5631 | 348296.5631
F1_Commercial_WA - Miscellaneous_Existing_Space Heating_Natural Gas_Insulation - Wall Cavity_A_Technical Potential | F1 | Commercial | WA - Miscellaneous | Existing | Space Heating | Natural Gas | Insulation - Wall Cavity | A | Original Unit Energy Savings (kWh or therms) | Technical Potential | 0 | 0 | 0.20153 | 0.201 | 0.20045 | 0.19987 | 0.19927 | 0.19864 | 0.19798 | 0.19731 | 0.19661 | 0.19589 | 0.19516 | 0.19442 | 0.19368 | 0.19293 | 0.19218 | 0.19143 | 0.19068 | 0.18998 | 0.18933 | 0.18872 | 0.18816 | 0.18765 | 0.18718 | 0.18674 | 0.18634
F2_Commercial_WA - Miscellaneous_Existing_Space Heating_Natural Gas_Insulation - Wall Cavity_A_Technical Potential | F2 | Commercial | WA - Miscellaneous | Existing | Space Heating | Natural Gas | Insulation - Wall Cavity | A | Original Unit Summer Peak Savings (kW) | Technical Potential | 0 | 0 | 0 | 0 | 0 | 0 | 0 | 0 | 0 | 0 | 0 | 0 | 0 | 0 | 0 | 0 | 0 | 0 | 0 | 0 | 0 | 0 | 0 | 0 | 0 | 0 | 0
F3_Commercial_WA - Miscellaneous_Existing_Space Heating_Natural Gas_Insulation - Wall Cavity_A_Technical Potential | F3 | Commercial | WA - Miscellaneous | Existing | Space Heating | Natural Gas | Insulation - Wall Cavity | A | Original Unit Winter Peak Savings (kW) | Technical Potential | 0 | 0 | 0 | 0 | 0 | 0 | 0 | 0 | 0 | 0 | 0 | 0 | 0 | 0 | 0 | 0 | 0 | 0 | 0 | 0 | 0 | 0 | 0 | 0 | 0 | 0 | 0
F4_Commercial_WA - Miscellaneous_Existing_Space Heating_Natural Gas_Insulation - Wall Cavity_A_Technical Potential | F4 | Commercial | WA - Miscellaneous | Existing | Space Heating | Natural Gas | Insulation - Wall Cavity | A | Standalone Impact on Baseline Energy (%) | Technical Potential | 0 | 0 | 0 | 0.00015947 | 0.00024528 | 0.00053558 | 0.0010078 | 0.0017245 | 0.002751 | 0.0041474 | 0.0059575 | 0.0081964 | 0.010836 | 0.013799 | 0.01695 | 0.020114 | 0.023097 | 0.025719 | 0.027854 | 0.02945 | 0.030619 | 0.031257 | 0.031767 | 0.031767 | 0.031767 | 0.031767 | 0.031767
F5_Commercial_WA - Miscellaneous_Existing_Space Heating_Natural Gas_Insulation - Wall Cavity_A_Technical Potential | F5 | Commercial | WA - Miscellaneous | Existing | Space Heating | Natural Gas | Insulation - Wall Cavity | A | Standalone Impact on Baseline Summer Peak (%) | Technical Potential | 0 | 0 | 0 | 0 | 0 | 0 | 0 | 0 | 0 | 0 | 0 | 0 | 0 | 0 | 0 | 0 | 0 | 0 | 0 | 0 | 0 | 0 | 0 | 0 | 0 | 0 | 0
F6_Commercial_WA - Miscellaneous_Existing_Space Heating_Natural Gas_Insulation - Wall Cavity_A_Technical Potential | F6 | Commercial | WA - Miscellaneous | Existing | Space Heating | Natural Gas | Insulation - Wall Cavity | A | Standalone Impact on Baseline Winter Peak (%) | Technical Potential | 0 | 0 | 0 | 0 | 0 | 0 | 0 | 0 | 0 | 0 | 0 | 0 | 0 | 0 | 0 | 0 | 0 | 0 | 0 | 0 | 0 | 0 | 0 | 0 | 0 | 0 | 0
F7_Commercial_WA - Miscellaneous_Existing_Space Heating_Natural Gas_Insulation - Wall Cavity_A_Technical Potential | F7 | Commercial | WA - Miscellaneous | Existing | Space Heating | Natural Gas | Insulation - Wall Cavity | A | Incremental Energy Savings (MWh or mTherms) | Technical Potential | 0 | 0 | 0 | 0.5303 | 0.28457 | 0.95989 | 1.5567 | 2.3554 | 3.3623 | 4.558 | 5.8878 | 7.2557 | 8.5244 | 9.5277 | 10.0968 | 10.0997 | 9.4837 | 8.3058 | 6.7347 | 5.0154 | 3.6619 | 1.9916 | 1.5886 | 0 | 0 | 0 | 0
F8_Commercial_WA - Miscellaneous_Existing_Space Heating_Natural Gas_Insulation - Wall Cavity_A_Technical Potential | F8 | Commercial | WA - Miscellaneous | Existing | Space Heating | Natural Gas | Insulation - Wall Cavity | A | Incremental Summer Peak Savings (MW) | Technical Potential | 0 | 0 | 0 | 0 | 0 | 0 | 0 | 0 | 0 | 0 | 0 | 0 | 0 | 0 | 0 | 0 | 0 | 0 | 0 | 0 | 0 | 0 | 0 | 0 | 0 | 0 | 0
F9_Commercial_WA - Miscellaneous_Existing_Space Heating_Natural Gas_Insulation - Wall Cavity_A_Technical Potential | F9 | Commercial | WA - Miscellaneous | Existing | Space Heating | Natural Gas | Insulation - Wall Cavity | A | Incremental Winter Peak Savings (MW) | Technical Potential | 0 | 0 | 0 | 0 | 0 | 0 | 0 | 0 | 0 | 0 | 0 | 0 | 0 | 0 | 0 | 0 | 0 | 0 | 0 | 0 | 0 | 0 | 0 | 0 | 0 | 0 | 0
F10_Commercial_WA - Miscellaneous_Existing_Space Heating_Natural Gas_Insulation - Wall Cavity_A_Technical Potential | F10 | Commercial | WA - Miscellaneous | Existing | Space Heating | Natural Gas | Insulation - Wall Cavity | A | Cumulative Energy Savings (MWh or mTherms) | Technical Potential | 0 | 0 | 0 | 0.5303 | 0.81341 | 1.771 | 3.3223 | 5.6672 | 9.0108 | 13.5379 | 19.3778 | 26.563 | 34.9887 | 44.384 | 54.3107 | 64.2004 | 73.4343 | 81.4537 | 87.8709 | 92.5638 | 95.9052 | 97.5901 | 98.8904 | 98.6206 | 98.3723 | 98.1436 | 97.933
F11_Commercial_WA - Miscellaneous_Existing_Space Heating_Natural Gas_Insulation - Wall Cavity_A_Technical Potential | F11 | Commercial | WA - Miscellaneous | Existing | Space Heating | Natural Gas | Insulation - Wall Cavity | A | Cumulative Summer Peak Savings (MW) | Technical Potential | 0 | 0 | 0 | 0 | 0 | 0 | 0 | 0 | 0 | 0 | 0 | 0 | 0 | 0 | 0 | 0 | 0 | 0 | 0 | 0 | 0 | 0 | 0 | 0 | 0 | 0 | 0
F12_Commercial_WA - Miscellaneous_Existing_Space Heating_Natural Gas_Insulation - Wall Cavity_A_Technical Potential | F12 | Commercial | WA - Miscellaneous | Existing | Space Heating | Natural Gas | Insulation - Wall Cavity | A | Cumulative Winter Peak Savings (MW) | Technical Potential | 0 | 0 | 0 | 0 | 0 | 0 | 0 | 0 | 0 | 0 | 0 | 0 | 0 | 0 | 0 | 0 | 0 | 0 | 0 | 0 | 0 | 0 | 0 | 0 | 0 | 0 | 0
F13_Commercial_WA - Miscellaneous_Existing_Space Heating_Natural Gas_Insulation - Wall Cavity_A_Technical Potential | F13 | Commercial | WA - Miscellaneous | Existing | Space Heating | Natural Gas | Insulation - Wall Cavity | A | Purchases (Incremental) | Technical Potential | 0 | 0 | 0 | 2638.338 | 1419.6679 | 4802.5954 | 7812.0797 | 11857.6459 | 16982.6826 | 23101.1122 | 29947.3849 | 37039.7538 | 43678.6686 | 49004.6275 | 52131.6972 | 52349.3402 | 49348.0816 | 43388.0008 | 35318.6746 | 26398.9809 | 19341.5704 | 10553.3521 | 8442.6817 | 0 | 0 | 0 | 0
F14_Commercial_WA - Miscellaneous_Existing_Space Heating_Natural Gas_Insulation - Wall Cavity_A_Technical Potential | F14 | Commercial | WA - Miscellaneous | Existing | Space Heating | Natural Gas | Insulation - Wall Cavity | A | Purchases (Cumulative) | Technical Potential | 0 | 0 | 0 | 2638.338 | 4058.0059 | 8860.6013 | 16672.6811 | 28530.3269 | 45513.0096 | 68614.1218 | 98561.5067 | 135601.2605 | 179279.929 | 228284.5566 | 280416.2538 | 332765.5939 | 382113.6756 | 425501.6763 | 460820.3509 | 487219.3318 | 506560.9022 | 517114.2543 | 525556.936 | 525556.936 | 525556.936 | 525556.936 | 525556.936
F1_Commercial_WA - Miscellaneous_Existing_Space Heating_Natural Gas_Green Roof - Vegetated Rooftop_A_Technical Potential | F1 | Commercial | WA - Miscellaneous | Existing | Space Heating | Natural Gas | Green Roof - Vegetated Rooftop | A | Original Unit Energy Savings (kWh or therms) | Technical Potential | 0 | 0 | 0.0071816 | 0.0071628 | 0.0071431 | 0.0071225 | 0.007101 | 0.0070786 | 0.0070553 | 0.0070312 | 0.0070063 | 0.0069808 | 0.0069548 | 0.0069285 | 0.0069019 | 0.0068752 | 0.0068485 | 0.0068218 | 0.0067952 | 0.0067703 | 0.0067468 | 0.0067252 | 0.0067054 | 0.0066871 | 0.0066702 | 0.0066547 | 0.0066405
F2_Commercial_WA - Miscellaneous_Existing_Space Heating_Natural Gas_Green Roof - Vegetated Rooftop_A_Technical Potential | F2 | Commercial | WA - Miscellaneous | Existing | Space Heating | Natural Gas | Green Roof - Vegetated Rooftop | A | Original Unit Summer Peak Savings (kW) | Technical Potential | 0 | 0 | 0 | 0 | 0 | 0 | 0 | 0 | 0 | 0 | 0 | 0 | 0 | 0 | 0 | 0 | 0 | 0 | 0 | 0 | 0 | 0 | 0 | 0 | 0 | 0 | 0
F3_Commercial_WA - Miscellaneous_Existing_Space Heating_Natural Gas_Green Roof - Vegetated Rooftop_A_Technical Potential | F3 | Commercial | WA - Miscellaneous | Existing | Space Heating | Natural Gas | Green Roof - Vegetated Rooftop | A | Original Unit Winter Peak Savings (kW) | Technical Potential | 0 | 0 | 0 | 0 | 0 | 0 | 0 | 0 | 0 | 0 | 0 | 0 | 0 | 0 | 0 | 0 | 0 | 0 | 0 | 0 | 0 | 0 | 0 | 0 | 0 | 0 | 0
F4_Commercial_WA - Miscellaneous_Existing_Space Heating_Natural Gas_Green Roof - Vegetated Rooftop_A_Technical Potential | F4 | Commercial | WA - Miscellaneous | Existing | Space Heating | Natural Gas | Green Roof - Vegetated Rooftop | A | Standalone Impact on Baseline Energy (%) | Technical Potential | 0 | 0 | 0 | 0 | 0 | 0 | 0 | 0 | 0 | 0 | 0 | 0 | 0 | 0 | 0 | 0 | 0 | 0 | 0 | 0 | 0 | 0 | 0 | 0 | 0 | 0 | 0
F5_Commercial_WA - Miscellaneous_Existing_Space Heating_Natural Gas_Green Roof - Vegetated Rooftop_A_Technical Potential | F5 | Commercial | WA - Miscellaneous | Existing | Space Heating | Natural Gas | Green Roof - Vegetated Rooftop | A | Standalone Impact on Baseline Summer Peak (%) | Technical Potential | 0 | 0 | 0 | 0 | 0 | 0 | 0 | 0 | 0 | 0 | 0 | 0 | 0 | 0 | 0 | 0 | 0 | 0 | 0 | 0 | 0 | 0 | 0 | 0 | 0 | 0 | 0
F6_Commercial_WA - Miscellaneous_Existing_Space Heating_Natural Gas_Green Roof - Vegetated Rooftop_A_Technical Potential | F6 | Commercial | WA - Miscellaneous | Existing | Space Heating | Natural Gas | Green Roof - Vegetated Rooftop | A | Standalone Impact on Baseline Winter Peak (%) | Technical Potential | 0 | 0 | 0 | 0 | 0 | 0 | 0 | 0 | 0 | 0 | 0 | 0 | 0 | 0 | 0 | 0 | 0 | 0 | 0 | 0 | 0 | 0 | 0 | 0 | 0 | 0 | 0
F7_Commercial_WA - Miscellaneous_Existing_Space Heating_Natural Gas_Green Roof - Vegetated Rooftop_A_Technical Potential | F7 | Commercial | WA - Miscellaneous | Existing | Space Heating | Natural Gas | Green Roof - Vegetated Rooftop | A | Incremental Energy Savings (MWh or mTherms) | Technical Potential | 0 | 0 | 0 | 0 | 0 | 0 | 0 | 0 | 0 | 0 | 0 | 0 | 0 | 0 | 0 | 0 | 0 | 0 | 0 | 0 | 0 | 0 | 0 | 0 | 0 | 0 | 0
F8_Commercial_WA - Miscellaneous_Existing_Space Heating_Natural Gas_Green Roof - Vegetated Rooftop_A_Technical Potential | F8 | Commercial | WA - Miscellaneous | Existing | Space Heating | Natural Gas | Green Roof - Vegetated Rooftop | A | Incremental Summer Peak Savings (MW) | Technical Potential | 0 | 0 | 0 | 0 | 0 | 0 | 0 | 0 | 0 | 0 | 0 | 0 | 0 | 0 | 0 | 0 | 0 | 0 | 0 | 0 | 0 | 0 | 0 | 0 | 0 | 0 | 0
F9_Commercial_WA - Miscellaneous_Existing_Space Heating_Natural Gas_Green Roof - Vegetated Rooftop_A_Technical Potential | F9 | Commercial | WA - Miscellaneous | Existing | Space Heating | Natural Gas | Green Roof - Vegetated Rooftop | A | Incremental Winter Peak Savings (MW) | Technical Potential | 0 | 0 | 0 | 0 | 0 | 0 | 0 | 0 | 0 | 0 | 0 | 0 | 0 | 0 | 0 | 0 | 0 | 0 | 0 | 0 | 0 | 0 | 0 | 0 | 0 | 0 | 0
F10_Commercial_WA - Miscellaneous_Existing_Space Heating_Natural Gas_Green Roof - Vegetated Rooftop_A_Technical Potential | F10 | Commercial | WA - Miscellaneous | Existing | Space Heating | Natural Gas | Green Roof - Vegetated Rooftop | A | Cumulative Energy Savings (MWh or mTherms) | Technical Potential | 0 | 0 | 0 | 0 | 0 | 0 | 0 | 0 | 0 | 0 | 0 | 0 | 0 | 0 | 0 | 0 | 0 | 0 | 0 | 0 | 0 | 0 | 0 | 0 | 0 | 0 | 0
F11_Commercial_WA - Miscellaneous_Existing_Space Heating_Natural Gas_Green Roof - Vegetated Rooftop_A_Technical Potential | F11 | Commercial | WA - Miscellaneous | Existing | Space Heating | Natural Gas | Green Roof - Vegetated Rooftop | A | Cumulative Summer Peak Savings (MW) | Technical Potential | 0 | 0 | 0 | 0 | 0 | 0 | 0 | 0 | 0 | 0 | 0 | 0 | 0 | 0 | 0 | 0 | 0 | 0 | 0 | 0 | 0 | 0 | 0 | 0 | 0 | 0 | 0
F12_Commercial_WA - Miscellaneous_Existing_Space Heating_Natural Gas_Green Roof - Vegetated Rooftop_A_Technical Potential | F12 | Commercial | WA - Miscellaneous | Existing | Space Heating | Natural Gas | Green Roof - Vegetated Rooftop | A | Cumulative Winter Peak Savings (MW) | Technical Potential | 0 | 0 | 0 | 0 | 0 | 0 | 0 | 0 | 0 | 0 | 0 | 0 | 0 | 0 | 0 | 0 | 0 | 0 | 0 | 0 | 0 | 0 | 0 | 0 | 0 | 0 | 0
F13_Commercial_WA - Miscellaneous_Existing_Space Heating_Natural Gas_Green Roof - Vegetated Rooftop_A_Technical Potential | F13 | Commercial | WA - Miscellaneous | Existing | Space Heating | Natural Gas | Green Roof - Vegetated Rooftop | A | Purchases (Incremental) | Technical Potential | 0 | 0 | 0 | 0 | 0 | 0 | 0 | 0 | 0 | 0 | 0 | 0 | 0 | 0 | 0 | 0 | 0 | 0 | 0 | 0 | 0 | 0 | 0 | 0 | 0 | 0 | 0
F14_Commercial_WA - Miscellaneous_Existing_Space Heating_Natural Gas_Green Roof - Vegetated Rooftop_A_Technical Potential | F14 | Commercial | WA - Miscellaneous | Existing | Space Heating | Natural Gas | Green Roof - Vegetated Rooftop | A | Purchases (Cumulative) | Technical Potential | 0 | 0 | 0 | 0 | 0 | 0 | 0 | 0 | 0 | 0 | 0 | 0 | 0 | 0 | 0 | 0 | 0 | 0 | 0 | 0 | 0 | 0 | 0 | 0 | 0 | 0 | 0
F1_Commercial_WA - Miscellaneous_Existing_Space Heating_Natural Gas_Ducting - Repair and Sealing_A_Technical Potential | F1 | Commercial | WA - Miscellaneous | Existing | Space Heating | Natural Gas | Ducting - Repair and Sealing | A | Original Unit Energy Savings (kWh or therms) | Technical Potential | 0 | 0 | 0.20519 | 0.20465 | 0.20408 | 0.20349 | 0.20288 | 0.20224 | 0.20157 | 0.20088 | 0.20016 | 0.19943 | 0.19869 | 0.19794 | 0.19718 | 0.19641 | 0.19565 | 0.19488 | 0.19412 | 0.1934 | 0.19273 | 0.19211 | 0.19155 | 0.19102 | 0.19054 | 0.1901 | 0.18969
F2_Commercial_WA - Miscellaneous_Existing_Space Heating_Natural Gas_Ducting - Repair and Sealing_A_Technical Potential | F2 | Commercial | WA - Miscellaneous | Existing | Space Heating | Natural Gas | Ducting - Repair and Sealing | A | Original Unit Summer Peak Savings (kW) | Technical Potential | 0 | 0 | 0 | 0 | 0 | 0 | 0 | 0 | 0 | 0 | 0 | 0 | 0 | 0 | 0 | 0 | 0 | 0 | 0 | 0 | 0 | 0 | 0 | 0 | 0 | 0 | 0
F3_Commercial_WA - Miscellaneous_Existing_Space Heating_Natural Gas_Ducting - Repair and Sealing_A_Technical Potential | F3 | Commercial | WA - Miscellaneous | Existing | Space Heating | Natural Gas | Ducting - Repair and Sealing | A | Original Unit Winter Peak Savings (kW) | Technical Potential | 0 | 0 | 0 | 0 | 0 | 0 | 0 | 0 | 0 | 0 | 0 | 0 | 0 | 0 | 0 | 0 | 0 | 0 | 0 | 0 | 0 | 0 | 0 | 0 | 0 | 0 | 0
F4_Commercial_WA - Miscellaneous_Existing_Space Heating_Natural Gas_Ducting - Repair and Sealing_A_Technical Potential | F4 | Commercial | WA - Miscellaneous | Existing | Space Heating | Natural Gas | Ducting - Repair and Sealing | A | Standalone Impact on Baseline Energy (%) | Technical Potential | 0 | 0 | 0 | 0.00017557 | 0.00027003 | 0.00058961 | 0.0011094 | 0.0018985 | 0.0030285 | 0.0045656 | 0.0065583 | 0.0090228 | 0.011929 | 0.01519 | 0.018658 | 0.022141 | 0.025424 | 0.028311 | 0.030661 | 0.032417 | 0.033703 | 0.03423 | 0.034697 | 0.034696 | 0.034696 | 0.034696 | 0.034696
F5_Commercial_WA - Miscellaneous_Existing_Space Heating_Natural Gas_Ducting - Repair and Sealing_A_Technical Potential | F5 | Commercial | WA - Miscellaneous | Existing | Space Heating | Natural Gas | Ducting - Repair and Sealing | A | Standalone Impact on Baseline Summer Peak (%) | Technical Potential | 0 | 0 | 0 | 0 | 0 | 0 | 0 | 0 | 0 | 0 | 0 | 0 | 0 | 0 | 0 | 0 | 0 | 0 | 0 | 0 | 0 | 0 | 0 | 0 | 0 | 0 | 0
F6_Commercial_WA - Miscellaneous_Existing_Space Heating_Natural Gas_Ducting - Repair and Sealing_A_Technical Potential | F6 | Commercial | WA - Miscellaneous | Existing | Space Heating | Natural Gas | Ducting - Repair and Sealing | A | Standalone Impact on Baseline Winter Peak (%) | Technical Potential | 0 | 0 | 0 | 0 | 0 | 0 | 0 | 0 | 0 | 0 | 0 | 0 | 0 | 0 | 0 | 0 | 0 | 0 | 0 | 0 | 0 | 0 | 0 | 0 | 0 | 0 | 0
F7_Commercial_WA - Miscellaneous_Existing_Space Heating_Natural Gas_Ducting - Repair and Sealing_A_Technical Potential | F7 | Commercial | WA - Miscellaneous | Existing | Space Heating | Natural Gas | Ducting - Repair and Sealing | A | Incremental Energy Savings (MWh or mTherms) | Technical Potential | 0 | 0 | 0 | 0.58382 | 0.31328 | 1.0567 | 1.7137 | 2.593 | 3.7014 | 5.0177 | 6.4816 | 7.9874 | 9.3839 | 10.4882 | 11.1146 | 11.1177 | 10.4394 | 9.1427 | 7.4133 | 5.5207 | 4.0307 | 1.6442 | 1.4546 | 0 | 0 | 0 | 0
F8_Commercial_WA - Miscellaneous_Existing_Space Heating_Natural Gas_Ducting - Repair and Sealing_A_Technical Potential | F8 | Commercial | WA - Miscellaneous | Existing | Space Heating | Natural Gas | Ducting - Repair and Sealing | A | Incremental Summer Peak Savings (MW) | Technical Potential | 0 | 0 | 0 | 0 | 0 | 0 | 0 | 0 | 0 | 0 | 0 | 0 | 0 | 0 | 0 | 0 | 0 | 0 | 0 | 0 | 0 | 0 | 0 | 0 | 0 | 0 | 0
F9_Commercial_WA - Miscellaneous_Existing_Space Heating_Natural Gas_Ducting - Repair and Sealing_A_Technical Potential | F9 | Commercial | WA - Miscellaneous | Existing | Space Heating | Natural Gas | Ducting - Repair and Sealing | A | Incremental Winter Peak Savings (MW) | Technical Potential | 0 | 0 | 0 | 0 | 0 | 0 | 0 | 0 | 0 | 0 | 0 | 0 | 0 | 0 | 0 | 0 | 0 | 0 | 0 | 0 | 0 | 0 | 0 | 0 | 0 | 0 | 0
F10_Commercial_WA - Miscellaneous_Existing_Space Heating_Natural Gas_Ducting - Repair and Sealing_A_Technical Potential | F10 | Commercial | WA - Miscellaneous | Existing | Space Heating | Natural Gas | Ducting - Repair and Sealing | A | Cumulative Energy Savings (MWh or mTherms) | Technical Potential | 0 | 0 | 0 | 0.58382 | 0.89549 | 1.9496 | 3.6575 | 6.2389 | 9.9197 | 14.9033 | 21.332 | 29.2416 | 38.5164 | 48.8585 | 59.7854 | 70.6712 | 80.8351 | 89.6617 | 96.7246 | 101.8893 | 105.5663 | 106.8719 | 108.0099 | 107.7145 | 107.4425 | 107.1921 | 106.9615
F11_Commercial_WA - Miscellaneous_Existing_Space Heating_Natural Gas_Ducting - Repair and Sealing_A_Technical Potential | F11 | Commercial | WA - Miscellaneous | Existing | Space Heating | Natural Gas | Ducting - Repair and Sealing | A | Cumulative Summer Peak Savings (MW) | Technical Potential | 0 | 0 | 0 | 0 | 0 | 0 | 0 | 0 | 0 | 0 | 0 | 0 | 0 | 0 | 0 | 0 | 0 | 0 | 0 | 0 | 0 | 0 | 0 | 0 | 0 | 0 | 0
F12_Commercial_WA - Miscellaneous_Existing_Space Heating_Natural Gas_Ducting - Repair and Sealing_A_Technical Potential | F12 | Commercial | WA - Miscellaneous | Existing | Space Heating | Natural Gas | Ducting - Repair and Sealing | A | Cumulative Winter Peak Savings (MW) | Technical Potential | 0 | 0 | 0 | 0 | 0 | 0 | 0 | 0 | 0 | 0 | 0 | 0 | 0 | 0 | 0 | 0 | 0 | 0 | 0 | 0 | 0 | 0 | 0 | 0 | 0 | 0 | 0
F13_Commercial_WA - Miscellaneous_Existing_Space Heating_Natural Gas_Ducting - Repair and Sealing_A_Technical Potential | F13 | Commercial | WA - Miscellaneous | Existing | Space Heating | Natural Gas | Ducting - Repair and Sealing | A | Purchases (Incremental) | Technical Potential | 0 | 0 | 0 | 2852.7778 | 1535.0561 | 5192.9425 | 8447.0327 | 12821.4159 | 18363.0072 | 24978.7326 | 32381.4591 | 40050.2841 | 47228.7989 | 52987.6431 | 56368.8759 | 56604.2085 | 53359.0126 | 46914.5061 | 38189.3184 | 28544.6467 | 20913.6214 | 8558.3334 | 7593.8329 | 0 | 0 | 0 | 0
F14_Commercial_WA - Miscellaneous_Existing_Space Heating_Natural Gas_Ducting - Repair and Sealing_A_Technical Potential | F14 | Commercial | WA - Miscellaneous | Existing | Space Heating | Natural Gas | Ducting - Repair and Sealing | A | Purchases (Cumulative) | Technical Potential | 0 | 0 | 0 | 2852.7778 | 4387.8339 | 9580.7764 | 18027.8092 | 30849.225 | 49212.2322 | 74190.9648 | 106572.4239 | 146622.708 | 193851.5069 | 246839.15 | 303208.0259 | 359812.2344 | 413171.2469 | 460085.7531 | 498275.0715 | 526819.7181 | 547733.3396 | 556291.673 | 563885.5058 | 563885.5058 | 563885.5058 | 563885.5058 | 563885.5058
F1_Commercial_WA - Miscellaneous_Existing_Space Heating_Natural Gas_Windows - High Efficiency Glazing_A_Technical Potential | F1 | Commercial | WA - Miscellaneous | Existing | Space Heating | Natural Gas | Windows - High Efficiency Glazing | A | Original Unit Energy Savings (kWh or therms) | Technical Potential | 0 | 0 | 4.104 | 4.0933 | 4.082 | 4.0703 | 4.058 | 4.0452 | 4.0319 | 4.018 | 4.0038 | 3.9892 | 3.9744 | 3.9594 | 3.9442 | 3.9289 | 3.9137 | 3.8984 | 3.8832 | 3.869 | 3.8556 | 3.8432 | 3.8319 | 3.8214 | 3.8118 | 3.8029 | 3.7948
F2_Commercial_WA - Miscellaneous_Existing_Space Heating_Natural Gas_Windows - High Efficiency Glazing_A_Technical Potential | F2 | Commercial | WA - Miscellaneous | Existing | Space Heating | Natural Gas | Windows - High Efficiency Glazing | A | Original Unit Summer Peak Savings (kW) | Technical Potential | 0 | 0 | 0 | 0 | 0 | 0 | 0 | 0 | 0 | 0 | 0 | 0 | 0 | 0 | 0 | 0 | 0 | 0 | 0 | 0 | 0 | 0 | 0 | 0 | 0 | 0 | 0
F3_Commercial_WA - Miscellaneous_Existing_Space Heating_Natural Gas_Windows - High Efficiency Glazing_A_Technical Potential | F3 | Commercial | WA - Miscellaneous | Existing | Space Heating | Natural Gas | Windows - High Efficiency Glazing | A | Original Unit Winter Peak Savings (kW) | Technical Potential | 0 | 0 | 0 | 0 | 0 | 0 | 0 | 0 | 0 | 0 | 0 | 0 | 0 | 0 | 0 | 0 | 0 | 0 | 0 | 0 | 0 | 0 | 0 | 0 | 0 | 0 | 0
F4_Commercial_WA - Miscellaneous_Existing_Space Heating_Natural Gas_Windows - High Efficiency Glazing_A_Technical Potential | F4 | Commercial | WA - Miscellaneous | Existing | Space Heating | Natural Gas | Windows - High Efficiency Glazing | A | Standalone Impact on Baseline Energy (%) | Technical Potential | 0 | 0 | 0 | 8.1761e-05 | 0.00012576 | 0.00027459 | 0.00051668 | 0.00088414 | 0.0014104 | 0.0021263 | 0.0030544 | 0.0042022 | 0.0055558 | 0.0070745 | 0.00869 | 0.010312 | 0.011842 | 0.013186 | 0.014281 | 0.015099 | 0.015698 | 0.016025 | 0.016287 | 0.016287 | 0.016287 | 0.016287 | 0.016287
F5_Commercial_WA - Miscellaneous_Existing_Space Heating_Natural Gas_Windows - High Efficiency Glazing_A_Technical Potential | F5 | Commercial | WA - Miscellaneous | Existing | Space Heating | Natural Gas | Windows - High Efficiency Glazing | A | Standalone Impact on Baseline Summer Peak (%) | Technical Potential | 0 | 0 | 0 | 0 | 0 | 0 | 0 | 0 | 0 | 0 | 0 | 0 | 0 | 0 | 0 | 0 | 0 | 0 | 0 | 0 | 0 | 0 | 0 | 0 | 0 | 0 | 0
F6_Commercial_WA - Miscellaneous_Existing_Space Heating_Natural Gas_Windows - High Efficiency Glazing_A_Technical Potential | F6 | Commercial | WA - Miscellaneous | Existing | Space Heating | Natural Gas | Windows - High Efficiency Glazing | A | Standalone Impact on Baseline Winter Peak (%) | Technical Potential | 0 | 0 | 0 | 0 | 0 | 0 | 0 | 0 | 0 | 0 | 0 | 0 | 0 | 0 | 0 | 0 | 0 | 0 | 0 | 0 | 0 | 0 | 0 | 0 | 0 | 0 | 0
F7_Commercial_WA - Miscellaneous_Existing_Space Heating_Natural Gas_Windows - High Efficiency Glazing_A_Technical Potential | F7 | Commercial | WA - Miscellaneous | Existing | Space Heating | Natural Gas | Windows - High Efficiency Glazing | A | Incremental Energy Savings (MWh or mTherms) | Technical Potential | 0 | 0 | 0 | 0.27188 | 0.1459 | 0.49213 | 0.7981 | 1.2076 | 1.7238 | 2.3368 | 3.0187 | 3.72 | 4.3704 | 4.8848 | 5.1766 | 5.1781 | 4.8622 | 4.2583 | 3.4528 | 2.5714 | 1.8774 | 1.0211 | 0.81447 | 0 | 0 | 0 | 0
F8_Commercial_WA - Miscellaneous_Existing_Space Heating_Natural Gas_Windows - High Efficiency Glazing_A_Technical Potential | F8 | Commercial | WA - Miscellaneous | Existing | Space Heating | Natural Gas | Windows - High Efficiency Glazing | A | Incremental Summer Peak Savings (MW) | Technical Potential | 0 | 0 | 0 | 0 | 0 | 0 | 0 | 0 | 0 | 0 | 0 | 0 | 0 | 0 | 0 | 0 | 0 | 0 | 0 | 0 | 0 | 0 | 0 | 0 | 0 | 0 | 0
F9_Commercial_WA - Miscellaneous_Existing_Space Heating_Natural Gas_Windows - High Efficiency Glazing_A_Technical Potential | F9 | Commercial | WA - Miscellaneous | Existing | Space Heating | Natural Gas | Windows - High Efficiency Glazing | A | Incremental Winter Peak Savings (MW) | Technical Potential | 0 | 0 | 0 | 0 | 0 | 0 | 0 | 0 | 0 | 0 | 0 | 0 | 0 | 0 | 0 | 0 | 0 | 0 | 0 | 0 | 0 | 0 | 0 | 0 | 0 | 0 | 0
F10_Commercial_WA - Miscellaneous_Existing_Space Heating_Natural Gas_Windows - High Efficiency Glazing_A_Technical Potential | F10 | Commercial | WA - Miscellaneous | Existing | Space Heating | Natural Gas | Windows - High Efficiency Glazing | A | Cumulative Energy Savings (MWh or mTherms) | Technical Potential | 0 | 0 | 0 | 0.27188 | 0.41703 | 0.90796 | 1.7033 | 2.9055 | 4.6198 | 6.9408 | 9.9349 | 13.6187 | 17.9385 | 22.7554 | 27.8448 | 32.9152 | 37.6494 | 41.7609 | 45.051 | 47.457 | 49.1701 | 50.0339 | 50.7006 | 50.5623 | 50.435 | 50.3177 | 50.2098
F11_Commercial_WA - Miscellaneous_Existing_Space Heating_Natural Gas_Windows - High Efficiency Glazing_A_Technical Potential | F11 | Commercial | WA - Miscellaneous | Existing | Space Heating | Natural Gas | Windows - High Efficiency Glazing | A | Cumulative Summer Peak Savings (MW) | Technical Potential | 0 | 0 | 0 | 0 | 0 | 0 | 0 | 0 | 0 | 0 | 0 | 0 | 0 | 0 | 0 | 0 | 0 | 0 | 0 | 0 | 0 | 0 | 0 | 0 | 0 | 0 | 0
F12_Commercial_WA - Miscellaneous_Existing_Space Heating_Natural Gas_Windows - High Efficiency Glazing_A_Technical Potential | F12 | Commercial | WA - Miscellaneous | Existing | Space Heating | Natural Gas | Windows - High Efficiency Glazing | A | Cumulative Winter Peak Savings (MW) | Technical Potential | 0 | 0 | 0 | 0 | 0 | 0 | 0 | 0 | 0 | 0 | 0 | 0 | 0 | 0 | 0 | 0 | 0 | 0 | 0 | 0 | 0 | 0 | 0 | 0 | 0 | 0 | 0
F13_Commercial_WA - Miscellaneous_Existing_Space Heating_Natural Gas_Windows - High Efficiency Glazing_A_Technical Potential | F13 | Commercial | WA - Miscellaneous | Existing | Space Heating | Natural Gas | Windows - High Efficiency Glazing | A | Purchases (Incremental) | Technical Potential | 0 | 0 | 0 | 66.4221 | 35.7412 | 120.9088 | 196.6748 | 298.5249 | 427.5514 | 581.5874 | 753.9473 | 932.5028 | 1099.6424 | 1233.7273 | 1312.4535 | 1317.9329 | 1242.374 | 1092.3246 | 889.1734 | 664.6136 | 486.9382 | 265.6883 | 212.5507 | 0 | 0 | 0 | 0
F14_Commercial_WA - Miscellaneous_Existing_Space Heating_Natural Gas_Windows - High Efficiency Glazing_A_Technical Potential | F14 | Commercial | WA - Miscellaneous | Existing | Space Heating | Natural Gas | Windows - High Efficiency Glazing | A | Purchases (Cumulative) | Technical Potential | 0 | 0 | 0 | 66.4221 | 102.1633 | 223.0721 | 419.7469 | 718.2718 | 1145.8232 | 1727.4106 | 2481.3579 | 3413.8607 | 4513.5031 | 5747.2304 | 7059.6839 | 8377.6168 | 9619.9908 | 10712.3154 | 11601.4888 | 12266.1024 | 12753.0406 | 13018.7289 | 13231.2796 | 13231.2796 | 13231.2796 | 13231.2796 | 13231.2796
F1_Commercial_WA - Miscellaneous_Existing_Space Heating_Natural Gas_Windows - Secondary Glazing Systems_A_Technical Potential | F1 | Commercial | WA - Miscellaneous | Existing | Space Heating | Natural Gas | Windows - Secondary Glazing Systems | A | Original Unit Energy Savings (kWh or therms) | Technical Potential | 0 | 0 | 11.0561 | 11.0271 | 10.9968 | 10.9651 | 10.932 | 10.8975 | 10.8617 | 10.8245 | 10.7861 | 10.7469 | 10.7069 | 10.6664 | 10.6255 | 10.5844 | 10.5433 | 10.5022 | 10.4612 | 10.4228 | 10.3867 | 10.3535 | 10.3229 | 10.2948 | 10.2688 | 10.245 | 10.223
F2_Commercial_WA - Miscellaneous_Existing_Space Heating_Natural Gas_Windows - Secondary Glazing Systems_A_Technical Potential | F2 | Commercial | WA - Miscellaneous | Existing | Space Heating | Natural Gas | Windows - Secondary Glazing Systems | A | Original Unit Summer Peak Savings (kW) | Technical Potential | 0 | 0 | 0 | 0 | 0 | 0 | 0 | 0 | 0 | 0 | 0 | 0 | 0 | 0 | 0 | 0 | 0 | 0 | 0 | 0 | 0 | 0 | 0 | 0 | 0 | 0 | 0
F3_Commercial_WA - Miscellaneous_Existing_Space Heating_Natural Gas_Windows - Secondary Glazing Systems_A_Technical Potential | F3 | Commercial | WA - Miscellaneous | Existing | Space Heating | Natural Gas | Windows - Secondary Glazing Systems | A | Original Unit Winter Peak Savings (kW) | Technical Potential | 0 | 0 | 0 | 0 | 0 | 0 | 0 | 0 | 0 | 0 | 0 | 0 | 0 | 0 | 0 | 0 | 0 | 0 | 0 | 0 | 0 | 0 | 0 | 0 | 0 | 0 | 0
F4_Commercial_WA - Miscellaneous_Existing_Space Heating_Natural Gas_Windows - Secondary Glazing Systems_A_Technical Potential | F4 | Commercial | WA - Miscellaneous | Existing | Space Heating | Natural Gas | Windows - Secondary Glazing Systems | A | Standalone Impact on Baseline Energy (%) | Technical Potential | 0 | 0 | 0 | 0.00022026 | 0.00033878 | 0.00073973 | 0.0013919 | 0.0023819 | 0.0037996 | 0.0057282 | 0.0082284 | 0.011321 | 0.014967 | 0.019058 | 0.023411 | 0.027781 | 0.031901 | 0.035523 | 0.038472 | 0.040675 | 0.04229 | 0.043171 | 0.043876 | 0.043876 | 0.043876 | 0.043876 | 0.043876
F5_Commercial_WA - Miscellaneous_Existing_Space Heating_Natural Gas_Windows - Secondary Glazing Systems_A_Technical Potential | F5 | Commercial | WA - Miscellaneous | Existing | Space Heating | Natural Gas | Windows - Secondary Glazing Systems | A | Standalone Impact on Baseline Summer Peak (%) | Technical Potential | 0 | 0 | 0 | 0 | 0 | 0 | 0 | 0 | 0 | 0 | 0 | 0 | 0 | 0 | 0 | 0 | 0 | 0 | 0 | 0 | 0 | 0 | 0 | 0 | 0 | 0 | 0
F6_Commercial_WA - Miscellaneous_Existing_Space Heating_Natural Gas_Windows - Secondary Glazing Systems_A_Technical Potential | F6 | Commercial | WA - Miscellaneous | Existing | Space Heating | Natural Gas | Windows - Secondary Glazing Systems | A | Standalone Impact on Baseline Winter Peak (%) | Technical Potential | 0 | 0 | 0 | 0 | 0 | 0 | 0 | 0 | 0 | 0 | 0 | 0 | 0 | 0 | 0 | 0 | 0 | 0 | 0 | 0 | 0 | 0 | 0 | 0 | 0 | 0 | 0
F7_Commercial_WA - Miscellaneous_Existing_Space Heating_Natural Gas_Windows - Secondary Glazing Systems_A_Technical Potential | F7 | Commercial | WA - Miscellaneous | Existing | Space Heating | Natural Gas | Windows - Secondary Glazing Systems | A | Incremental Energy Savings (MWh or mTherms) | Technical Potential | 0 | 0 | 0 | 0.73244 | 0.39304 | 1.3258 | 2.1501 | 3.2532 | 4.6439 | 6.2954 | 8.1322 | 10.0215 | 11.7738 | 13.1594 | 13.9455 | 13.9496 | 13.0987 | 11.4718 | 9.3018 | 6.9271 | 5.0577 | 2.7508 | 2.1941 | 0 | 0 | 0 | 0
F8_Commercial_WA - Miscellaneous_Existing_Space Heating_Natural Gas_Windows - Secondary Glazing Systems_A_Technical Potential | F8 | Commercial | WA - Miscellaneous | Existing | Space Heating | Natural Gas | Windows - Secondary Glazing Systems | A | Incremental Summer Peak Savings (MW) | Technical Potential | 0 | 0 | 0 | 0 | 0 | 0 | 0 | 0 | 0 | 0 | 0 | 0 | 0 | 0 | 0 | 0 | 0 | 0 | 0 | 0 | 0 | 0 | 0 | 0 | 0 | 0 | 0
F9_Commercial_WA - Miscellaneous_Existing_Space Heating_Natural Gas_Windows - Secondary Glazing Systems_A_Technical Potential | F9 | Commercial | WA - Miscellaneous | Existing | Space Heating | Natural Gas | Windows - Secondary Glazing Systems | A | Incremental Winter Peak Savings (MW) | Technical Potential | 0 | 0 | 0 | 0 | 0 | 0 | 0 | 0 | 0 | 0 | 0 | 0 | 0 | 0 | 0 | 0 | 0 | 0 | 0 | 0 | 0 | 0 | 0 | 0 | 0 | 0 | 0
F10_Commercial_WA - Miscellaneous_Existing_Space Heating_Natural Gas_Windows - Secondary Glazing Systems_A_Technical Potential | F10 | Commercial | WA - Miscellaneous | Existing | Space Heating | Natural Gas | Windows - Secondary Glazing Systems | A | Cumulative Energy Savings (MWh or mTherms) | Technical Potential | 0 | 0 | 0 | 0.73244 | 1.1235 | 2.446 | 4.5887 | 7.8274 | 12.4456 | 18.6983 | 26.7643 | 36.6884 | 48.3257 | 61.3023 | 75.0129 | 88.6724 | 101.4261 | 112.5024 | 121.3657 | 127.8474 | 132.4624 | 134.7896 | 136.5856 | 136.213 | 135.87 | 135.5541 | 135.2633
F11_Commercial_WA - Miscellaneous_Existing_Space Heating_Natural Gas_Windows - Secondary Glazing Systems_A_Technical Potential | F11 | Commercial | WA - Miscellaneous | Existing | Space Heating | Natural Gas | Windows - Secondary Glazing Systems | A | Cumulative Summer Peak Savings (MW) | Technical Potential | 0 | 0 | 0 | 0 | 0 | 0 | 0 | 0 | 0 | 0 | 0 | 0 | 0 | 0 | 0 | 0 | 0 | 0 | 0 | 0 | 0 | 0 | 0 | 0 | 0 | 0 | 0
F12_Commercial_WA - Miscellaneous_Existing_Space Heating_Natural Gas_Windows - Secondary Glazing Systems_A_Technical Potential | F12 | Commercial | WA - Miscellaneous | Existing | Space Heating | Natural Gas | Windows - Secondary Glazing Systems | A | Cumulative Winter Peak Savings (MW) | Technical Potential | 0 | 0 | 0 | 0 | 0 | 0 | 0 | 0 | 0 | 0 | 0 | 0 | 0 | 0 | 0 | 0 | 0 | 0 | 0 | 0 | 0 | 0 | 0 | 0 | 0 | 0 | 0
F13_Commercial_WA - Miscellaneous_Existing_Space Heating_Natural Gas_Windows - Secondary Glazing Systems_A_Technical Potential | F13 | Commercial | WA - Miscellaneous | Existing | Space Heating | Natural Gas | Windows - Secondary Glazing Systems | A | Purchases (Incremental) | Technical Potential | 0 | 0 | 0 | 66.4221 | 35.7412 | 120.9088 | 196.6748 | 298.5249 | 427.5514 | 581.5874 | 753.9473 | 932.5028 | 1099.6424 | 1233.7273 | 1312.4535 | 1317.9329 | 1242.374 | 1092.3246 | 889.1734 | 664.6136 | 486.9382 | 265.6883 | 212.5507 | 0 | 0 | 0 | 0
F14_Commercial_WA - Miscellaneous_Existing_Space Heating_Natural Gas_Windows - Secondary Glazing Systems_A_Technical Potential | F14 | Commercial | WA - Miscellaneous | Existing | Space Heating | Natural Gas | Windows - Secondary Glazing Systems | A | Purchases (Cumulative) | Technical Potential | 0 | 0 | 0 | 66.4221 | 102.1633 | 223.0721 | 419.7469 | 718.2718 | 1145.8232 | 1727.4106 | 2481.3579 | 3413.8607 | 4513.5031 | 5747.2304 | 7059.6839 | 8377.6168 | 9619.9908 | 10712.3154 | 11601.4888 | 12266.1024 | 12753.0406 | 13018.7289 | 13231.2796 | 13231.2796 | 13231.2796 | 13231.2796 | 13231.2796
F1_Commercial_WA - Miscellaneous_Existing_Space Heating_Natural Gas_HVAC - Energy Recovery Ventilator_A_Technical Potential | F1 | Commercial | WA - Miscellaneous | Existing | Space Heating | Natural Gas | HVAC - Energy Recovery Ventilator | A | Original Unit Energy Savings (kWh or therms) | Technical Potential | 0 | 0 | 0.15389 | 0.15349 | 0.15307 | 0.15263 | 0.15216 | 0.15168 | 0.15119 | 0.15067 | 0.15013 | 0.14959 | 0.14903 | 0.14847 | 0.1479 | 0.14733 | 0.14675 | 0.14618 | 0.14561 | 0.14508 | 0.14457 | 0.14411 | 0.14369 | 0.14329 | 0.14293 | 0.1426 | 0.1423
F2_Commercial_WA - Miscellaneous_Existing_Space Heating_Natural Gas_HVAC - Energy Recovery Ventilator_A_Technical Potential | F2 | Commercial | WA - Miscellaneous | Existing | Space Heating | Natural Gas | HVAC - Energy Recovery Ventilator | A | Original Unit Summer Peak Savings (kW) | Technical Potential | 0 | 0 | 0 | 0 | 0 | 0 | 0 | 0 | 0 | 0 | 0 | 0 | 0 | 0 | 0 | 0 | 0 | 0 | 0 | 0 | 0 | 0 | 0 | 0 | 0 | 0 | 0
F3_Commercial_WA - Miscellaneous_Existing_Space Heating_Natural Gas_HVAC - Energy Recovery Ventilator_A_Technical Potential | F3 | Commercial | WA - Miscellaneous | Existing | Space Heating | Natural Gas | HVAC - Energy Recovery Ventilator | A | Original Unit Winter Peak Savings (kW) | Technical Potential | 0 | 0 | 0 | 0 | 0 | 0 | 0 | 0 | 0 | 0 | 0 | 0 | 0 | 0 | 0 | 0 | 0 | 0 | 0 | 0 | 0 | 0 | 0 | 0 | 0 | 0 | 0
F4_Commercial_WA - Miscellaneous_Existing_Space Heating_Natural Gas_HVAC - Energy Recovery Ventilator_A_Technical Potential | F4 | Commercial | WA - Miscellaneous | Existing | Space Heating | Natural Gas | HVAC - Energy Recovery Ventilator | A | Standalone Impact on Baseline Energy (%) | Technical Potential | 0 | 0 | 0 | 0.00051278 | 0.0015653 | 0.0026179 | 0.0036704 | 0.004723 | 0.0057755 | 0.0068281 | 0.0078806 | 0.0089332 | 0.0099857 | 0.011038 | 0.012091 | 0.013143 | 0.014196 | 0.015248 | 0.016301 | 0.017354 | 0.018406 | 0.019459 | 0.020511 | 0.020511 | 0.020511 | 0.020511 | 0.020511
F5_Commercial_WA - Miscellaneous_Existing_Space Heating_Natural Gas_HVAC - Energy Recovery Ventilator_A_Technical Potential | F5 | Commercial | WA - Miscellaneous | Existing | Space Heating | Natural Gas | HVAC - Energy Recovery Ventilator | A | Standalone Impact on Baseline Summer Peak (%) | Technical Potential | 0 | 0 | 0 | 0 | 0 | 0 | 0 | 0 | 0 | 0 | 0 | 0 | 0 | 0 | 0 | 0 | 0 | 0 | 0 | 0 | 0 | 0 | 0 | 0 | 0 | 0 | 0
F6_Commercial_WA - Miscellaneous_Existing_Space Heating_Natural Gas_HVAC - Energy Recovery Ventilator_A_Technical Potential | F6 | Commercial | WA - Miscellaneous | Existing | Space Heating | Natural Gas | HVAC - Energy Recovery Ventilator | A | Standalone Impact on Baseline Winter Peak (%) | Technical Potential | 0 | 0 | 0 | 0 | 0 | 0 | 0 | 0 | 0 | 0 | 0 | 0 | 0 | 0 | 0 | 0 | 0 | 0 | 0 | 0 | 0 | 0 | 0 | 0 | 0 | 0 | 0
F7_Commercial_WA - Miscellaneous_Existing_Space Heating_Natural Gas_HVAC - Energy Recovery Ventilator_A_Technical Potential | F7 | Commercial | WA - Miscellaneous | Existing | Space Heating | Natural Gas | HVAC - Energy Recovery Ventilator | A | Incremental Energy Savings (MWh or mTherms) | Technical Potential | 0 | 0 | 0 | 1.7052 | 3.4905 | 3.4804 | 3.4699 | 3.459 | 3.4476 | 3.4358 | 3.4236 | 3.4111 | 3.3985 | 3.3856 | 3.3726 | 3.3596 | 3.3465 | 3.3335 | 3.3205 | 3.3083 | 3.2968 | 3.2863 | 3.2766 | 0 | 0 | 0 | 0
F8_Commercial_WA - Miscellaneous_Existing_Space Heating_Natural Gas_HVAC - Energy Recovery Ventilator_A_Technical Potential | F8 | Commercial | WA - Miscellaneous | Existing | Space Heating | Natural Gas | HVAC - Energy Recovery Ventilator | A | Incremental Summer Peak Savings (MW) | Technical Potential | 0 | 0 | 0 | 0 | 0 | 0 | 0 | 0 | 0 | 0 | 0 | 0 | 0 | 0 | 0 | 0 | 0 | 0 | 0 | 0 | 0 | 0 | 0 | 0 | 0 | 0 | 0
F9_Commercial_WA - Miscellaneous_Existing_Space Heating_Natural Gas_HVAC - Energy Recovery Ventilator_A_Technical Potential | F9 | Commercial | WA - Miscellaneous | Existing | Space Heating | Natural Gas | HVAC - Energy Recovery Ventilator | A | Incremental Winter Peak Savings (MW) | Technical Potential | 0 | 0 | 0 | 0 | 0 | 0 | 0 | 0 | 0 | 0 | 0 | 0 | 0 | 0 | 0 | 0 | 0 | 0 | 0 | 0 | 0 | 0 | 0 | 0 | 0 | 0 | 0
F10_Commercial_WA - Miscellaneous_Existing_Space Heating_Natural Gas_HVAC - Energy Recovery Ventilator_A_Technical Potential | F10 | Commercial | WA - Miscellaneous | Existing | Space Heating | Natural Gas | HVAC - Energy Recovery Ventilator | A | Cumulative Energy Savings (MWh or mTherms) | Technical Potential | 0 | 0 | 0 | 1.7052 | 5.191 | 8.6564 | 12.1002 | 15.521 | 18.9175 | 22.2885 | 25.6331 | 28.951 | 32.2418 | 35.5054 | 38.7419 | 41.9517 | 45.135 | 48.2925 | 51.4247 | 54.5442 | 57.6522 | 60.7541 | 63.8512 | 63.677 | 63.5167 | 63.369 | 63.2331
F11_Commercial_WA - Miscellaneous_Existing_Space Heating_Natural Gas_HVAC - Energy Recovery Ventilator_A_Technical Potential | F11 | Commercial | WA - Miscellaneous | Existing | Space Heating | Natural Gas | HVAC - Energy Recovery Ventilator | A | Cumulative Summer Peak Savings (MW) | Technical Potential | 0 | 0 | 0 | 0 | 0 | 0 | 0 | 0 | 0 | 0 | 0 | 0 | 0 | 0 | 0 | 0 | 0 | 0 | 0 | 0 | 0 | 0 | 0 | 0 | 0 | 0 | 0
F12_Commercial_WA - Miscellaneous_Existing_Space Heating_Natural Gas_HVAC - Energy Recovery Ventilator_A_Technical Potential | F12 | Commercial | WA - Miscellaneous | Existing | Space Heating | Natural Gas | HVAC - Energy Recovery Ventilator | A | Cumulative Winter Peak Savings (MW) | Technical Potential | 0 | 0 | 0 | 0 | 0 | 0 | 0 | 0 | 0 | 0 | 0 | 0 | 0 | 0 | 0 | 0 | 0 | 0 | 0 | 0 | 0 | 0 | 0 | 0 | 0 | 0 | 0
F13_Commercial_WA - Miscellaneous_Existing_Space Heating_Natural Gas_HVAC - Energy Recovery Ventilator_A_Technical Potential | F13 | Commercial | WA - Miscellaneous | Existing | Space Heating | Natural Gas | HVAC - Energy Recovery Ventilator | A | Purchases (Incremental) | Technical Potential | 0 | 0 | 0 | 11109.467 | 22803.6428 | 22803.6428 | 22803.6428 | 22803.6428 | 22803.6428 | 22803.6428 | 22803.6428 | 22803.6428 | 22803.6428 | 22803.6428 | 22803.6428 | 22803.6428 | 22803.6428 | 22803.6428 | 22803.6428 | 22803.6428 | 22803.6428 | 22803.6428 | 22803.6428 | 0 | 0 | 0 | 0
F14_Commercial_WA - Miscellaneous_Existing_Space Heating_Natural Gas_HVAC - Energy Recovery Ventilator_A_Technical Potential | F14 | Commercial | WA - Miscellaneous | Existing | Space Heating | Natural Gas | HVAC - Energy Recovery Ventilator | A | Purchases (Cumulative) | Technical Potential | 0 | 0 | 0 | 11109.467 | 33913.1098 | 56716.7526 | 79520.3953 | 102324.0381 | 125127.6809 | 147931.3237 | 170734.9665 | 193538.6092 | 216342.252 | 239145.8948 | 261949.5376 | 284753.1804 | 307556.8231 | 330360.4659 | 353164.1087 | 375967.7515 | 398771.3943 | 421575.037 | 444378.6798 | 444378.6798 | 444378.6798 | 444378.6798 | 444378.6798
F1_Commercial_WA - Miscellaneous_Existing_Space Heating_Natural Gas_Building Shell - Air Sealing (Infiltration Control)_A_Technical Potential | F1 | Commercial | WA - Miscellaneous | Existing | Space Heating | Natural Gas | Building Shell - Air Sealing (Infiltration Control) | A | Original Unit Energy Savings (kWh or therms) | Technical Potential | 0 | 0 | 139.3481 | 138.9832 | 138.601 | 138.2015 | 137.7844 | 137.3499 | 136.898 | 136.4291 | 135.9458 | 135.4511 | 134.9473 | 134.4368 | 133.9215 | 133.4036 | 132.8847 | 132.3665 | 131.8505 | 131.3666 | 130.9118 | 130.4931 | 130.1076 | 129.7527 | 129.4259 | 129.1251 | 128.8481
F2_Commercial_WA - Miscellaneous_Existing_Space Heating_Natural Gas_Building Shell - Air Sealing (Infiltration Control)_A_Technical Potential | F2 | Commercial | WA - Miscellaneous | Existing | Space Heating | Natural Gas | Building Shell - Air Sealing (Infiltration Control) | A | Original Unit Summer Peak Savings (kW) | Technical Potential | 0 | 0 | 0 | 0 | 0 | 0 | 0 | 0 | 0 | 0 | 0 | 0 | 0 | 0 | 0 | 0 | 0 | 0 | 0 | 0 | 0 | 0 | 0 | 0 | 0 | 0 | 0
F3_Commercial_WA - Miscellaneous_Existing_Space Heating_Natural Gas_Building Shell - Air Sealing (Infiltration Control)_A_Technical Potential | F3 | Commercial | WA - Miscellaneous | Existing | Space Heating | Natural Gas | Building Shell - Air Sealing (Infiltration Control) | A | Original Unit Winter Peak Savings (kW) | Technical Potential | 0 | 0 | 0 | 0 | 0 | 0 | 0 | 0 | 0 | 0 | 0 | 0 | 0 | 0 | 0 | 0 | 0 | 0 | 0 | 0 | 0 | 0 | 0 | 0 | 0 | 0 | 0
F4_Commercial_WA - Miscellaneous_Existing_Space Heating_Natural Gas_Building Shell - Air Sealing (Infiltration Control)_A_Technical Potential | F4 | Commercial | WA - Miscellaneous | Existing | Space Heating | Natural Gas | Building Shell - Air Sealing (Infiltration Control) | A | Standalone Impact on Baseline Energy (%) | Technical Potential | 0 | 0 | 0 | 5.1781e-05 | 7.9644e-05 | 0.0001739 | 0.00032722 | 0.00055995 | 0.00089325 | 0.0013466 | 0.0019344 | 0.0026614 | 0.0035186 | 0.0044286 | 0.0054239 | 0.0063571 | 0.0071723 | 0.0077911 | 0.008151 | 0.0082157 | 0.0082157 | 0.0082157 | 0.0082157 | 0.0082157 | 0.0082157 | 0.0082157 | 0.0082157
F5_Commercial_WA - Miscellaneous_Existing_Space Heating_Natural Gas_Building Shell - Air Sealing (Infiltration Control)_A_Technical Potential | F5 | Commercial | WA - Miscellaneous | Existing | Space Heating | Natural Gas | Building Shell - Air Sealing (Infiltration Control) | A | Standalone Impact on Baseline Summer Peak (%) | Technical Potential | 0 | 0 | 0 | 0 | 0 | 0 | 0 | 0 | 0 | 0 | 0 | 0 | 0 | 0 | 0 | 0 | 0 | 0 | 0 | 0 | 0 | 0 | 0 | 0 | 0 | 0 | 0
F6_Commercial_WA - Miscellaneous_Existing_Space Heating_Natural Gas_Building Shell - Air Sealing (Infiltration Control)_A_Technical Potential | F6 | Commercial | WA - Miscellaneous | Existing | Space Heating | Natural Gas | Building Shell - Air Sealing (Infiltration Control) | A | Standalone Impact on Baseline Winter Peak (%) | Technical Potential | 0 | 0 | 0 | 0 | 0 | 0 | 0 | 0 | 0 | 0 | 0 | 0 | 0 | 0 | 0 | 0 | 0 | 0 | 0 | 0 | 0 | 0 | 0 | 0 | 0 | 0 | 0
F7_Commercial_WA - Miscellaneous_Existing_Space Heating_Natural Gas_Building Shell - Air Sealing (Infiltration Control)_A_Technical Potential | F7 | Commercial | WA - Miscellaneous | Existing | Space Heating | Natural Gas | Building Shell - Air Sealing (Infiltration Control) | A | Incremental Energy Savings (MWh or mTherms) | Technical Potential | 0 | 0 | 0 | 0.17219 | 0.092399 | 0.31168 | 0.50545 | 0.76479 | 1.0917 | 1.48 | 1.9118 | 2.3559 | 2.7679 | 2.9271 | 3.1892 | 2.9785 | 2.5919 | 1.9598 | 1.1353 | 0.20344 | 0 | 0 | 0 | 0 | 0 | 0 | 0
F8_Commercial_WA - Miscellaneous_Existing_Space Heating_Natural Gas_Building Shell - Air Sealing (Infiltration Control)_A_Technical Potential | F8 | Commercial | WA - Miscellaneous | Existing | Space Heating | Natural Gas | Building Shell - Air Sealing (Infiltration Control) | A | Incremental Summer Peak Savings (MW) | Technical Potential | 0 | 0 | 0 | 0 | 0 | 0 | 0 | 0 | 0 | 0 | 0 | 0 | 0 | 0 | 0 | 0 | 0 | 0 | 0 | 0 | 0 | 0 | 0 | 0 | 0 | 0 | 0
F9_Commercial_WA - Miscellaneous_Existing_Space Heating_Natural Gas_Building Shell - Air Sealing (Infiltration Control)_A_Technical Potential | F9 | Commercial | WA - Miscellaneous | Existing | Space Heating | Natural Gas | Building Shell - Air Sealing (Infiltration Control) | A | Incremental Winter Peak Savings (MW) | Technical Potential | 0 | 0 | 0 | 0 | 0 | 0 | 0 | 0 | 0 | 0 | 0 | 0 | 0 | 0 | 0 | 0 | 0 | 0 | 0 | 0 | 0 | 0 | 0 | 0 | 0 | 0 | 0
F10_Commercial_WA - Miscellaneous_Existing_Space Heating_Natural Gas_Building Shell - Air Sealing (Infiltration Control)_A_Technical Potential | F10 | Commercial | WA - Miscellaneous | Existing | Space Heating | Natural Gas | Building Shell - Air Sealing (Infiltration Control) | A | Cumulative Energy Savings (MWh or mTherms) | Technical Potential | 0 | 0 | 0 | 0.17219 | 0.26412 | 0.57503 | 1.0787 | 1.8401 | 2.9258 | 4.3958 | 6.292 | 8.625 | 11.3608 | 14.2449 | 17.3795 | 20.2908 | 22.8037 | 24.6747 | 25.7138 | 25.8228 | 25.7334 | 25.6511 | 25.5753 | 25.5056 | 25.4413 | 25.3822 | 25.3277
F11_Commercial_WA - Miscellaneous_Existing_Space Heating_Natural Gas_Building Shell - Air Sealing (Infiltration Control)_A_Technical Potential | F11 | Commercial | WA - Miscellaneous | Existing | Space Heating | Natural Gas | Building Shell - Air Sealing (Infiltration Control) | A | Cumulative Summer Peak Savings (MW) | Technical Potential | 0 | 0 | 0 | 0 | 0 | 0 | 0 | 0 | 0 | 0 | 0 | 0 | 0 | 0 | 0 | 0 | 0 | 0 | 0 | 0 | 0 | 0 | 0 | 0 | 0 | 0 | 0
F12_Commercial_WA - Miscellaneous_Existing_Space Heating_Natural Gas_Building Shell - Air Sealing (Infiltration Control)_A_Technical Potential | F12 | Commercial | WA - Miscellaneous | Existing | Space Heating | Natural Gas | Building Shell - Air Sealing (Infiltration Control) | A | Cumulative Winter Peak Savings (MW) | Technical Potential | 0 | 0 | 0 | 0 | 0 | 0 | 0 | 0 | 0 | 0 | 0 | 0 | 0 | 0 | 0 | 0 | 0 | 0 | 0 | 0 | 0 | 0 | 0 | 0 | 0 | 0 | 0
F13_Commercial_WA - Miscellaneous_Existing_Space Heating_Natural Gas_Building Shell - Air Sealing (Infiltration Control)_A_Technical Potential | F13 | Commercial | WA - Miscellaneous | Existing | Space Heating | Natural Gas | Building Shell - Air Sealing (Infiltration Control) | A | Purchases (Incremental) | Technical Potential | 0 | 0 | 0 | 1.2389 | 0.66665 | 2.2552 | 3.6684 | 5.5682 | 7.9748 | 10.8479 | 14.0628 | 17.3933 | 20.5108 | 21.7729 | 23.8136 | 22.3272 | 19.5047 | 14.8062 | 8.6103 | 1.5486 | 0 | 0 | 0 | 0 | 0 | 0 | 0
F14_Commercial_WA - Miscellaneous_Existing_Space Heating_Natural Gas_Building Shell - Air Sealing (Infiltration Control)_A_Technical Potential | F14 | Commercial | WA - Miscellaneous | Existing | Space Heating | Natural Gas | Building Shell - Air Sealing (Infiltration Control) | A | Purchases (Cumulative) | Technical Potential | 0 | 0 | 0 | 1.2389 | 1.9056 | 4.1608 | 7.8292 | 13.3974 | 21.3722 | 32.2201 | 46.283 | 63.6763 | 84.1871 | 105.96 | 129.7736 | 152.1009 | 171.6055 | 186.4117 | 195.022 | 196.5706 | 196.5706 | 196.5706 | 196.5706 | 196.5706 | 196.5706 | 196.5706 | 196.5706
F1_Commercial_WA - Miscellaneous_Existing_Space Heating_Natural Gas_Ventilation - Demand Controlled_A_Technical Potential | F1 | Commercial | WA - Miscellaneous | Existing | Space Heating | Natural Gas | Ventilation - Demand Controlled | A | Original Unit Energy Savings (kWh or therms) | Technical Potential | 0 | 0 | 0.037871 | 0.037771 | 0.037667 | 0.037558 | 0.037445 | 0.037326 | 0.037203 | 0.037075 | 0.036944 | 0.036809 | 0.036672 | 0.036533 | 0.036392 | 0.036251 | 0.03611 | 0.035969 | 0.035828 | 0.035696 | 0.035572 | 0.035458 | 0.035353 | 0.035256 | 0.035167 | 0.035085 | 0.03501
F2_Commercial_WA - Miscellaneous_Existing_Space Heating_Natural Gas_Ventilation - Demand Controlled_A_Technical Potential | F2 | Commercial | WA - Miscellaneous | Existing | Space Heating | Natural Gas | Ventilation - Demand Controlled | A | Original Unit Summer Peak Savings (kW) | Technical Potential | 0 | 0 | 0 | 0 | 0 | 0 | 0 | 0 | 0 | 0 | 0 | 0 | 0 | 0 | 0 | 0 | 0 | 0 | 0 | 0 | 0 | 0 | 0 | 0 | 0 | 0 | 0
F3_Commercial_WA - Miscellaneous_Existing_Space Heating_Natural Gas_Ventilation - Demand Controlled_A_Technical Potential | F3 | Commercial | WA - Miscellaneous | Existing | Space Heating | Natural Gas | Ventilation - Demand Controlled | A | Original Unit Winter Peak Savings (kW) | Technical Potential | 0 | 0 | 0 | 0 | 0 | 0 | 0 | 0 | 0 | 0 | 0 | 0 | 0 | 0 | 0 | 0 | 0 | 0 | 0 | 0 | 0 | 0 | 0 | 0 | 0 | 0 | 0
F4_Commercial_WA - Miscellaneous_Existing_Space Heating_Natural Gas_Ventilation - Demand Controlled_A_Technical Potential | F4 | Commercial | WA - Miscellaneous | Existing | Space Heating | Natural Gas | Ventilation - Demand Controlled | A | Standalone Impact on Baseline Energy (%) | Technical Potential | 0 | 0 | 0 | 0.00043149 | 0.00096129 | 0.0016096 | 0.0023622 | 0.0032206 | 0.0042241 | 0.005325 | 0.0064496 | 0.0075094 | 0.0084204 | 0.0086938 | 0.0086937 | 0.0086936 | 0.0086935 | 0.0086935 | 0.0086934 | 0.0086933 | 0.0086932 | 0.0086931 | 0.008693 | 0.008693 | 0.0086929 | 0.0086929 | 0.0086928
F5_Commercial_WA - Miscellaneous_Existing_Space Heating_Natural Gas_Ventilation - Demand Controlled_A_Technical Potential | F5 | Commercial | WA - Miscellaneous | Existing | Space Heating | Natural Gas | Ventilation - Demand Controlled | A | Standalone Impact on Baseline Summer Peak (%) | Technical Potential | 0 | 0 | 0 | 0 | 0 | 0 | 0 | 0 | 0 | 0 | 0 | 0 | 0 | 0 | 0 | 0 | 0 | 0 | 0 | 0 | 0 | 0 | 0 | 0 | 0 | 0 | 0
F6_Commercial_WA - Miscellaneous_Existing_Space Heating_Natural Gas_Ventilation - Demand Controlled_A_Technical Potential | F6 | Commercial | WA - Miscellaneous | Existing | Space Heating | Natural Gas | Ventilation - Demand Controlled | A | Standalone Impact on Baseline Winter Peak (%) | Technical Potential | 0 | 0 | 0 | 0 | 0 | 0 | 0 | 0 | 0 | 0 | 0 | 0 | 0 | 0 | 0 | 0 | 0 | 0 | 0 | 0 | 0 | 0 | 0 | 0 | 0 | 0 | 0
F7_Commercial_WA - Miscellaneous_Existing_Space Heating_Natural Gas_Ventilation - Demand Controlled_A_Technical Potential | F7 | Commercial | WA - Miscellaneous | Existing | Space Heating | Natural Gas | Ventilation - Demand Controlled | A | Incremental Energy Savings (MWh or mTherms) | Technical Potential | 0 | 0 | 0 | 1.4349 | 1.7569 | 2.1437 | 2.481 | 2.821 | 3.2872 | 3.5937 | 3.6582 | 3.4348 | 2.9415 | 0.87982 | 0 | 0 | 0 | 0 | 0 | 0 | 0 | 0 | 0 | 0 | 0 | 0 | 0
F8_Commercial_WA - Miscellaneous_Existing_Space Heating_Natural Gas_Ventilation - Demand Controlled_A_Technical Potential | F8 | Commercial | WA - Miscellaneous | Existing | Space Heating | Natural Gas | Ventilation - Demand Controlled | A | Incremental Summer Peak Savings (MW) | Technical Potential | 0 | 0 | 0 | 0 | 0 | 0 | 0 | 0 | 0 | 0 | 0 | 0 | 0 | 0 | 0 | 0 | 0 | 0 | 0 | 0 | 0 | 0 | 0 | 0 | 0 | 0 | 0
F9_Commercial_WA - Miscellaneous_Existing_Space Heating_Natural Gas_Ventilation - Demand Controlled_A_Technical Potential | F9 | Commercial | WA - Miscellaneous | Existing | Space Heating | Natural Gas | Ventilation - Demand Controlled | A | Incremental Winter Peak Savings (MW) | Technical Potential | 0 | 0 | 0 | 0 | 0 | 0 | 0 | 0 | 0 | 0 | 0 | 0 | 0 | 0 | 0 | 0 | 0 | 0 | 0 | 0 | 0 | 0 | 0 | 0 | 0 | 0 | 0
F10_Commercial_WA - Miscellaneous_Existing_Space Heating_Natural Gas_Ventilation - Demand Controlled_A_Technical Potential | F10 | Commercial | WA - Miscellaneous | Existing | Space Heating | Natural Gas | Ventilation - Demand Controlled | A | Cumulative Energy Savings (MWh or mTherms) | Technical Potential | 0 | 0 | 0 | 1.4349 | 3.1878 | 5.3224 | 7.7873 | 10.5836 | 13.8359 | 17.382 | 20.9785 | 24.3368 | 27.1875 | 27.9642 | 27.8568 | 27.7487 | 27.6405 | 27.5324 | 27.4248 | 27.3239 | 27.229 | 27.1417 | 27.0613 | 26.9873 | 26.9192 | 26.8564 | 26.7986
F11_Commercial_WA - Miscellaneous_Existing_Space Heating_Natural Gas_Ventilation - Demand Controlled_A_Technical Potential | F11 | Commercial | WA - Miscellaneous | Existing | Space Heating | Natural Gas | Ventilation - Demand Controlled | A | Cumulative Summer Peak Savings (MW) | Technical Potential | 0 | 0 | 0 | 0 | 0 | 0 | 0 | 0 | 0 | 0 | 0 | 0 | 0 | 0 | 0 | 0 | 0 | 0 | 0 | 0 | 0 | 0 | 0 | 0 | 0 | 0 | 0
F12_Commercial_WA - Miscellaneous_Existing_Space Heating_Natural Gas_Ventilation - Demand Controlled_A_Technical Potential | F12 | Commercial | WA - Miscellaneous | Existing | Space Heating | Natural Gas | Ventilation - Demand Controlled | A | Cumulative Winter Peak Savings (MW) | Technical Potential | 0 | 0 | 0 | 0 | 0 | 0 | 0 | 0 | 0 | 0 | 0 | 0 | 0 | 0 | 0 | 0 | 0 | 0 | 0 | 0 | 0 | 0 | 0 | 0 | 0 | 0 | 0
F13_Commercial_WA - Miscellaneous_Existing_Space Heating_Natural Gas_Ventilation - Demand Controlled_A_Technical Potential | F13 | Commercial | WA - Miscellaneous | Existing | Space Heating | Natural Gas | Ventilation - Demand Controlled | A | Purchases (Incremental) | Technical Potential | 0 | 0 | 0 | 37987.9574 | 46643.1533 | 57077.5699 | 66258.0653 | 75575.7139 | 88357.094 | 96929.1042 | 99019.9267 | 93314.3975 | 80211.6286 | 24083.1874 | 0 | 0 | 0 | 0 | 0 | 0 | 0 | 0 | 0 | 0 | 0 | 0 | 0
F14_Commercial_WA - Miscellaneous_Existing_Space Heating_Natural Gas_Ventilation - Demand Controlled_A_Technical Potential | F14 | Commercial | WA - Miscellaneous | Existing | Space Heating | Natural Gas | Ventilation - Demand Controlled | A | Purchases (Cumulative) | Technical Potential | 0 | 0 | 0 | 37987.9574 | 84631.1107 | 141708.6806 | 207966.7459 | 283542.4598 | 371899.5538 | 468828.658 | 567848.5847 | 661162.9822 | 741374.6108 | 765457.7982 | 765457.7982 | 765457.7982 | 765457.7982 | 765457.7982 | 765457.7982 | 765457.7982 | 765457.7982 | 765457.7982 | 765457.7982 | 765457.7982 | 765457.7982 | 765457.7982 | 765457.7982
F1_Commercial_WA - Miscellaneous_Existing_Space Heating_Natural Gas_HVAC - Dedicated Outdoor Air System (DOAS)_A_Technical Potential | F1 | Commercial | WA - Miscellaneous | Existing | Space Heating | Natural Gas | HVAC - Dedicated Outdoor Air System (DOAS) | A | Original Unit Energy Savings (kWh or therms) | Technical Potential | 0 | 0 | -0.032777 | -0.032691 | -0.032601 | -0.032507 | -0.032409 | -0.032306 | -0.0322 | -0.032089 | -0.031975 | -0.031858 | -0.03174 | -0.031619 | -0.031498 | -0.031376 | -0.031253 | -0.031131 | -0.031009 | -0.030895 | -0.030788 | -0.030689 | -0.030598 | -0.030515 | -0.030438 | -0.030367 | -0.030301
F2_Commercial_WA - Miscellaneous_Existing_Space Heating_Natural Gas_HVAC - Dedicated Outdoor Air System (DOAS)_A_Technical Potential | F2 | Commercial | WA - Miscellaneous | Existing | Space Heating | Natural Gas | HVAC - Dedicated Outdoor Air System (DOAS) | A | Original Unit Summer Peak Savings (kW) | Technical Potential | 0 | 0 | 0 | 0 | 0 | 0 | 0 | 0 | 0 | 0 | 0 | 0 | 0 | 0 | 0 | 0 | 0 | 0 | 0 | 0 | 0 | 0 | 0 | 0 | 0 | 0 | 0
F3_Commercial_WA - Miscellaneous_Existing_Space Heating_Natural Gas_HVAC - Dedicated Outdoor Air System (DOAS)_A_Technical Potential | F3 | Commercial | WA - Miscellaneous | Existing | Space Heating | Natural Gas | HVAC - Dedicated Outdoor Air System (DOAS) | A | Original Unit Winter Peak Savings (kW) | Technical Potential | 0 | 0 | 0 | 0 | 0 | 0 | 0 | 0 | 0 | 0 | 0 | 0 | 0 | 0 | 0 | 0 | 0 | 0 | 0 | 0 | 0 | 0 | 0 | 0 | 0 | 0 | 0
F4_Commercial_WA - Miscellaneous_Existing_Space Heating_Natural Gas_HVAC - Dedicated Outdoor Air System (DOAS)_A_Technical Potential | F4 | Commercial | WA - Miscellaneous | Existing | Space Heating | Natural Gas | HVAC - Dedicated Outdoor Air System (DOAS) | A | Standalone Impact on Baseline Energy (%) | Technical Potential | 0 | 0 | 0 | -5.815e-05 | -0.00017751 | -0.00029687 | -0.00041622 | -0.00053557 | -0.00065493 | -0.00077427 | -0.00089362 | -0.001013 | -0.0011323 | -0.0012516 | -0.001371 | -0.0014903 | -0.0016096 | -0.001729 | -0.0018483 | -0.0019676 | -0.0020869 | -0.0022063 | -0.0023256 | -0.0023256 | -0.0023256 | -0.0023255 | -0.0023255
F5_Commercial_WA - Miscellaneous_Existing_Space Heating_Natural Gas_HVAC - Dedicated Outdoor Air System (DOAS)_A_Technical Potential | F5 | Commercial | WA - Miscellaneous | Existing | Space Heating | Natural Gas | HVAC - Dedicated Outdoor Air System (DOAS) | A | Standalone Impact on Baseline Summer Peak (%) | Technical Potential | 0 | 0 | 0 | 0 | 0 | 0 | 0 | 0 | 0 | 0 | 0 | 0 | 0 | 0 | 0 | 0 | 0 | 0 | 0 | 0 | 0 | 0 | 0 | 0 | 0 | 0 | 0
F6_Commercial_WA - Miscellaneous_Existing_Space Heating_Natural Gas_HVAC - Dedicated Outdoor Air System (DOAS)_A_Technical Potential | F6 | Commercial | WA - Miscellaneous | Existing | Space Heating | Natural Gas | HVAC - Dedicated Outdoor Air System (DOAS) | A | Standalone Impact on Baseline Winter Peak (%) | Technical Potential | 0 | 0 | 0 | 0 | 0 | 0 | 0 | 0 | 0 | 0 | 0 | 0 | 0 | 0 | 0 | 0 | 0 | 0 | 0 | 0 | 0 | 0 | 0 | 0 | 0 | 0 | 0
F7_Commercial_WA - Miscellaneous_Existing_Space Heating_Natural Gas_HVAC - Dedicated Outdoor Air System (DOAS)_A_Technical Potential | F7 | Commercial | WA - Miscellaneous | Existing | Space Heating | Natural Gas | HVAC - Dedicated Outdoor Air System (DOAS) | A | Incremental Energy Savings (MWh or mTherms) | Technical Potential | 0 | 0 | 0 | -0.19337 | -0.39582 | -0.39468 | -0.39348 | -0.39224 | -0.39094 | -0.3896 | -0.38822 | -0.3868 | -0.38536 | -0.3839 | -0.38242 | -0.38094 | -0.37945 | -0.37797 | -0.37649 | -0.37511 | -0.3738 | -0.37261 | -0.3715 | 0 | 0 | 0 | 0
F8_Commercial_WA - Miscellaneous_Existing_Space Heating_Natural Gas_HVAC - Dedicated Outdoor Air System (DOAS)_A_Technical Potential | F8 | Commercial | WA - Miscellaneous | Existing | Space Heating | Natural Gas | HVAC - Dedicated Outdoor Air System (DOAS) | A | Incremental Summer Peak Savings (MW) | Technical Potential | 0 | 0 | 0 | 0 | 0 | 0 | 0 | 0 | 0 | 0 | 0 | 0 | 0 | 0 | 0 | 0 | 0 | 0 | 0 | 0 | 0 | 0 | 0 | 0 | 0 | 0 | 0
F9_Commercial_WA - Miscellaneous_Existing_Space Heating_Natural Gas_HVAC - Dedicated Outdoor Air System (DOAS)_A_Technical Potential | F9 | Commercial | WA - Miscellaneous | Existing | Space Heating | Natural Gas | HVAC - Dedicated Outdoor Air System (DOAS) | A | Incremental Winter Peak Savings (MW) | Technical Potential | 0 | 0 | 0 | 0 | 0 | 0 | 0 | 0 | 0 | 0 | 0 | 0 | 0 | 0 | 0 | 0 | 0 | 0 | 0 | 0 | 0 | 0 | 0 | 0 | 0 | 0 | 0
F10_Commercial_WA - Miscellaneous_Existing_Space Heating_Natural Gas_HVAC - Dedicated Outdoor Air System (DOAS)_A_Technical Potential | F10 | Commercial | WA - Miscellaneous | Existing | Space Heating | Natural Gas | HVAC - Dedicated Outdoor Air System (DOAS) | A | Cumulative Energy Savings (MWh or mTherms) | Technical Potential | 0 | 0 | 0 | -0.19337 | -0.58865 | -0.98163 | -1.3721 | -1.76 | -2.1452 | -2.5274 | -2.9067 | -3.2828 | -3.656 | -4.026 | -4.3929 | -4.7568 | -5.1178 | -5.4757 | -5.8308 | -6.1844 | -6.5368 | -6.8884 | -7.2395 | -7.2197 | -7.2015 | -7.1847 | -7.1693
F11_Commercial_WA - Miscellaneous_Existing_Space Heating_Natural Gas_HVAC - Dedicated Outdoor Air System (DOAS)_A_Technical Potential | F11 | Commercial | WA - Miscellaneous | Existing | Space Heating | Natural Gas | HVAC - Dedicated Outdoor Air System (DOAS) | A | Cumulative Summer Peak Savings (MW) | Technical Potential | 0 | 0 | 0 | 0 | 0 | 0 | 0 | 0 | 0 | 0 | 0 | 0 | 0 | 0 | 0 | 0 | 0 | 0 | 0 | 0 | 0 | 0 | 0 | 0 | 0 | 0 | 0
F12_Commercial_WA - Miscellaneous_Existing_Space Heating_Natural Gas_HVAC - Dedicated Outdoor Air System (DOAS)_A_Technical Potential | F12 | Commercial | WA - Miscellaneous | Existing | Space Heating | Natural Gas | HVAC - Dedicated Outdoor Air System (DOAS) | A | Cumulative Winter Peak Savings (MW) | Technical Potential | 0 | 0 | 0 | 0 | 0 | 0 | 0 | 0 | 0 | 0 | 0 | 0 | 0 | 0 | 0 | 0 | 0 | 0 | 0 | 0 | 0 | 0 | 0 | 0 | 0 | 0 | 0
F13_Commercial_WA - Miscellaneous_Existing_Space Heating_Natural Gas_HVAC - Dedicated Outdoor Air System (DOAS)_A_Technical Potential | F13 | Commercial | WA - Miscellaneous | Existing | Space Heating | Natural Gas | HVAC - Dedicated Outdoor Air System (DOAS) | A | Purchases (Incremental) | Technical Potential | 0 | 0 | 0 | 5914.9566 | 12141.2268 | 12141.2268 | 12141.2268 | 12141.2268 | 12141.2268 | 12141.2268 | 12141.2268 | 12141.2268 | 12141.2268 | 12141.2268 | 12141.2268 | 12141.2268 | 12141.2268 | 12141.2268 | 12141.2268 | 12141.2268 | 12141.2268 | 12141.2268 | 12141.2268 | 0 | 0 | 0 | 0
F14_Commercial_WA - Miscellaneous_Existing_Space Heating_Natural Gas_HVAC - Dedicated Outdoor Air System (DOAS)_A_Technical Potential | F14 | Commercial | WA - Miscellaneous | Existing | Space Heating | Natural Gas | HVAC - Dedicated Outdoor Air System (DOAS) | A | Purchases (Cumulative) | Technical Potential | 0 | 0 | 0 | 5914.9566 | 18056.1834 | 30197.4102 | 42338.637 | 54479.8637 | 66621.0905 | 78762.3173 | 90903.5441 | 103044.7709 | 115185.9976 | 127327.2244 | 139468.4512 | 151609.678 | 163750.9047 | 175892.1315 | 188033.3583 | 200174.5851 | 212315.8119 | 224457.0386 | 236598.2654 | 236598.2654 | 236598.2654 | 236598.2654 | 236598.2654
F1_Commercial_WA - Miscellaneous_Existing_Space Heating_Natural Gas_Destratification Fans (HVLS)_A_Technical Potential | F1 | Commercial | WA - Miscellaneous | Existing | Space Heating | Natural Gas | Destratification Fans (HVLS) | A | Original Unit Energy Savings (kWh or therms) | Technical Potential | 0 | 0 | 767.8325 | 765.8217 | 763.7161 | 761.5145 | 759.2165 | 756.8223 | 754.3324 | 751.7482 | 749.0856 | 746.3595 | 743.5835 | 740.7703 | 737.9313 | 735.0772 | 732.218 | 729.3627 | 726.5196 | 723.8531 | 721.347 | 719.0398 | 716.9157 | 714.9602 | 713.1597 | 711.5019 | 709.9755
F2_Commercial_WA - Miscellaneous_Existing_Space Heating_Natural Gas_Destratification Fans (HVLS)_A_Technical Potential | F2 | Commercial | WA - Miscellaneous | Existing | Space Heating | Natural Gas | Destratification Fans (HVLS) | A | Original Unit Summer Peak Savings (kW) | Technical Potential | 0 | 0 | 0 | 0 | 0 | 0 | 0 | 0 | 0 | 0 | 0 | 0 | 0 | 0 | 0 | 0 | 0 | 0 | 0 | 0 | 0 | 0 | 0 | 0 | 0 | 0 | 0
F3_Commercial_WA - Miscellaneous_Existing_Space Heating_Natural Gas_Destratification Fans (HVLS)_A_Technical Potential | F3 | Commercial | WA - Miscellaneous | Existing | Space Heating | Natural Gas | Destratification Fans (HVLS) | A | Original Unit Winter Peak Savings (kW) | Technical Potential | 0 | 0 | 0 | 0 | 0 | 0 | 0 | 0 | 0 | 0 | 0 | 0 | 0 | 0 | 0 | 0 | 0 | 0 | 0 | 0 | 0 | 0 | 0 | 0 | 0 | 0 | 0
F4_Commercial_WA - Miscellaneous_Existing_Space Heating_Natural Gas_Destratification Fans (HVLS)_A_Technical Potential | F4 | Commercial | WA - Miscellaneous | Existing | Space Heating | Natural Gas | Destratification Fans (HVLS) | A | Standalone Impact on Baseline Energy (%) | Technical Potential | 0 | 0 | 0 | 0.00011028 | 0.00033664 | 0.00056301 | 0.00078937 | 0.0010157 | 0.0012421 | 0.0014685 | 0.0016948 | 0.0019212 | 0.0021476 | 0.0023739 | 0.0026003 | 0.0028266 | 0.003053 | 0.0032794 | 0.0033955 | 0.0033955 | 0.0033955 | 0.0033955 | 0.0033955 | 0.0033955 | 0.0033955 | 0.0033955 | 0.0033955
F5_Commercial_WA - Miscellaneous_Existing_Space Heating_Natural Gas_Destratification Fans (HVLS)_A_Technical Potential | F5 | Commercial | WA - Miscellaneous | Existing | Space Heating | Natural Gas | Destratification Fans (HVLS) | A | Standalone Impact on Baseline Summer Peak (%) | Technical Potential | 0 | 0 | 0 | 0 | 0 | 0 | 0 | 0 | 0 | 0 | 0 | 0 | 0 | 0 | 0 | 0 | 0 | 0 | 0 | 0 | 0 | 0 | 0 | 0 | 0 | 0 | 0
F6_Commercial_WA - Miscellaneous_Existing_Space Heating_Natural Gas_Destratification Fans (HVLS)_A_Technical Potential | F6 | Commercial | WA - Miscellaneous | Existing | Space Heating | Natural Gas | Destratification Fans (HVLS) | A | Standalone Impact on Baseline Winter Peak (%) | Technical Potential | 0 | 0 | 0 | 0 | 0 | 0 | 0 | 0 | 0 | 0 | 0 | 0 | 0 | 0 | 0 | 0 | 0 | 0 | 0 | 0 | 0 | 0 | 0 | 0 | 0 | 0 | 0
F7_Commercial_WA - Miscellaneous_Existing_Space Heating_Natural Gas_Destratification Fans (HVLS)_A_Technical Potential | F7 | Commercial | WA - Miscellaneous | Existing | Space Heating | Natural Gas | Destratification Fans (HVLS) | A | Incremental Energy Savings (MWh or mTherms) | Technical Potential | 0 | 0 | 0 | 0.36672 | 0.75067 | 0.7485 | 0.74625 | 0.74389 | 0.74145 | 0.73891 | 0.73629 | 0.73361 | 0.73088 | 0.72811 | 0.72532 | 0.72252 | 0.71971 | 0.7169 | 0.36621 | 0 | 1.3615e-15 | 0 | 0 | 0 | 0 | 0 | 0
F8_Commercial_WA - Miscellaneous_Existing_Space Heating_Natural Gas_Destratification Fans (HVLS)_A_Technical Potential | F8 | Commercial | WA - Miscellaneous | Existing | Space Heating | Natural Gas | Destratification Fans (HVLS) | A | Incremental Summer Peak Savings (MW) | Technical Potential | 0 | 0 | 0 | 0 | 0 | 0 | 0 | 0 | 0 | 0 | 0 | 0 | 0 | 0 | 0 | 0 | 0 | 0 | 0 | 0 | 0 | 0 | 0 | 0 | 0 | 0 | 0
F9_Commercial_WA - Miscellaneous_Existing_Space Heating_Natural Gas_Destratification Fans (HVLS)_A_Technical Potential | F9 | Commercial | WA - Miscellaneous | Existing | Space Heating | Natural Gas | Destratification Fans (HVLS) | A | Incremental Winter Peak Savings (MW) | Technical Potential | 0 | 0 | 0 | 0 | 0 | 0 | 0 | 0 | 0 | 0 | 0 | 0 | 0 | 0 | 0 | 0 | 0 | 0 | 0 | 0 | 0 | 0 | 0 | 0 | 0 | 0 | 0
F10_Commercial_WA - Miscellaneous_Existing_Space Heating_Natural Gas_Destratification Fans (HVLS)_A_Technical Potential | F10 | Commercial | WA - Miscellaneous | Existing | Space Heating | Natural Gas | Destratification Fans (HVLS) | A | Cumulative Energy Savings (MWh or mTherms) | Technical Potential | 0 | 0 | 0 | 0.36672 | 1.1164 | 1.8617 | 2.6023 | 3.338 | 4.0684 | 4.7934 | 5.5127 | 6.2263 | 6.934 | 7.6359 | 8.3319 | 9.0222 | 9.7068 | 10.3859 | 10.7116 | 10.6723 | 10.6353 | 10.6013 | 10.57 | 10.5412 | 10.5146 | 10.4902 | 10.4677
F11_Commercial_WA - Miscellaneous_Existing_Space Heating_Natural Gas_Destratification Fans (HVLS)_A_Technical Potential | F11 | Commercial | WA - Miscellaneous | Existing | Space Heating | Natural Gas | Destratification Fans (HVLS) | A | Cumulative Summer Peak Savings (MW) | Technical Potential | 0 | 0 | 0 | 0 | 0 | 0 | 0 | 0 | 0 | 0 | 0 | 0 | 0 | 0 | 0 | 0 | 0 | 0 | 0 | 0 | 0 | 0 | 0 | 0 | 0 | 0 | 0
F12_Commercial_WA - Miscellaneous_Existing_Space Heating_Natural Gas_Destratification Fans (HVLS)_A_Technical Potential | F12 | Commercial | WA - Miscellaneous | Existing | Space Heating | Natural Gas | Destratification Fans (HVLS) | A | Cumulative Winter Peak Savings (MW) | Technical Potential | 0 | 0 | 0 | 0 | 0 | 0 | 0 | 0 | 0 | 0 | 0 | 0 | 0 | 0 | 0 | 0 | 0 | 0 | 0 | 0 | 0 | 0 | 0 | 0 | 0 | 0 | 0
F13_Commercial_WA - Miscellaneous_Existing_Space Heating_Natural Gas_Destratification Fans (HVLS)_A_Technical Potential | F13 | Commercial | WA - Miscellaneous | Existing | Space Heating | Natural Gas | Destratification Fans (HVLS) | A | Purchases (Incremental) | Technical Potential | 0 | 0 | 0 | 0.47886 | 0.98292 | 0.98292 | 0.98292 | 0.98292 | 0.98292 | 0.98292 | 0.98292 | 0.98292 | 0.98292 | 0.98292 | 0.98292 | 0.98292 | 0.98292 | 0.98292 | 0.50406 | 0 | 1.8874e-15 | 0 | 0 | 0 | 0 | 0 | 0
F14_Commercial_WA - Miscellaneous_Existing_Space Heating_Natural Gas_Destratification Fans (HVLS)_A_Technical Potential | F14 | Commercial | WA - Miscellaneous | Existing | Space Heating | Natural Gas | Destratification Fans (HVLS) | A | Purchases (Cumulative) | Technical Potential | 0 | 0 | 0 | 0.47886 | 1.4618 | 2.4447 | 3.4276 | 4.4105 | 5.3934 | 6.3764 | 7.3593 | 8.3422 | 9.3251 | 10.308 | 11.2909 | 12.2738 | 13.2568 | 14.2397 | 14.7437 | 14.7437 | 14.7437 | 14.7437 | 14.7437 | 14.7437 | 14.7437 | 14.7437 | 14.7437
F1_Commercial_WA - Miscellaneous_Existing_Space Heating_Natural Gas_Gas Boiler - Maintenance_A_Technical Potential | F1 | Commercial | WA - Miscellaneous | Existing | Space Heating | Natural Gas | Gas Boiler - Maintenance | A | Original Unit Energy Savings (kWh or therms) | Technical Potential | 0 | 0 | 0.17188 | 0.17136 | 0.17085 | 0.17035 | 0.16987 | 0.1694 | 0.16895 | 0.16851 | 0.16808 | 0.16768 | 0.16729 | 0.16692 | 0.16657 | 0.16624 | 0.16592 | 0.16563 | 0.16536 | 0.1651 | 0.16487 | 0.16466 | 0.16447 | 0.1643 | 0.16414 | 0.16399 | 0.16386
F2_Commercial_WA - Miscellaneous_Existing_Space Heating_Natural Gas_Gas Boiler - Maintenance_A_Technical Potential | F2 | Commercial | WA - Miscellaneous | Existing | Space Heating | Natural Gas | Gas Boiler - Maintenance | A | Original Unit Summer Peak Savings (kW) | Technical Potential | 0 | 0 | 0 | 0 | 0 | 0 | 0 | 0 | 0 | 0 | 0 | 0 | 0 | 0 | 0 | 0 | 0 | 0 | 0 | 0 | 0 | 0 | 0 | 0 | 0 | 0 | 0
F3_Commercial_WA - Miscellaneous_Existing_Space Heating_Natural Gas_Gas Boiler - Maintenance_A_Technical Potential | F3 | Commercial | WA - Miscellaneous | Existing | Space Heating | Natural Gas | Gas Boiler - Maintenance | A | Original Unit Winter Peak Savings (kW) | Technical Potential | 0 | 0 | 0 | 0 | 0 | 0 | 0 | 0 | 0 | 0 | 0 | 0 | 0 | 0 | 0 | 0 | 0 | 0 | 0 | 0 | 0 | 0 | 0 | 0 | 0 | 0 | 0
F4_Commercial_WA - Miscellaneous_Existing_Space Heating_Natural Gas_Gas Boiler - Maintenance_A_Technical Potential | F4 | Commercial | WA - Miscellaneous | Existing | Space Heating | Natural Gas | Gas Boiler - Maintenance | A | Standalone Impact on Baseline Energy (%) | Technical Potential | 0 | 0 | 0 | 4.7037e-05 | 9.4054e-05 | 0.00014108 | 0.0001411 | 0.00014116 | 0.00014124 | 0.00014136 | 0.00014151 | 0.00014168 | 0.00014188 | 0.0001421 | 0.00014235 | 0.00014262 | 0.00014291 | 0.00014321 | 0.00014353 | 0.00014384 | 0.00014414 | 0.00014442 | 0.00014468 | 0.00014492 | 0.00014515 | 0.00014536 | 0.00014555
F5_Commercial_WA - Miscellaneous_Existing_Space Heating_Natural Gas_Gas Boiler - Maintenance_A_Technical Potential | F5 | Commercial | WA - Miscellaneous | Existing | Space Heating | Natural Gas | Gas Boiler - Maintenance | A | Standalone Impact on Baseline Summer Peak (%) | Technical Potential | 0 | 0 | 0 | 0 | 0 | 0 | 0 | 0 | 0 | 0 | 0 | 0 | 0 | 0 | 0 | 0 | 0 | 0 | 0 | 0 | 0 | 0 | 0 | 0 | 0 | 0 | 0
F6_Commercial_WA - Miscellaneous_Existing_Space Heating_Natural Gas_Gas Boiler - Maintenance_A_Technical Potential | F6 | Commercial | WA - Miscellaneous | Existing | Space Heating | Natural Gas | Gas Boiler - Maintenance | A | Standalone Impact on Baseline Winter Peak (%) | Technical Potential | 0 | 0 | 0 | 0 | 0 | 0 | 0 | 0 | 0 | 0 | 0 | 0 | 0 | 0 | 0 | 0 | 0 | 0 | 0 | 0 | 0 | 0 | 0 | 0 | 0 | 0 | 0
F7_Commercial_WA - Miscellaneous_Existing_Space Heating_Natural Gas_Gas Boiler - Maintenance_A_Technical Potential | F7 | Commercial | WA - Miscellaneous | Existing | Space Heating | Natural Gas | Gas Boiler - Maintenance | A | Incremental Energy Savings (MWh or mTherms) | Technical Potential | 0 | 0 | 0 | 0.15641 | 0.15595 | 0.1555 | 0 | 1.9259e-17 | 0 | 0 | 0 | 0 | 0 | 0 | 0 | 0 | 0 | 0 | 0 | 0 | 0 | 0 | 0 | 0 | 0 | 0 | 0
F8_Commercial_WA - Miscellaneous_Existing_Space Heating_Natural Gas_Gas Boiler - Maintenance_A_Technical Potential | F8 | Commercial | WA - Miscellaneous | Existing | Space Heating | Natural Gas | Gas Boiler - Maintenance | A | Incremental Summer Peak Savings (MW) | Technical Potential | 0 | 0 | 0 | 0 | 0 | 0 | 0 | 0 | 0 | 0 | 0 | 0 | 0 | 0 | 0 | 0 | 0 | 0 | 0 | 0 | 0 | 0 | 0 | 0 | 0 | 0 | 0
F9_Commercial_WA - Miscellaneous_Existing_Space Heating_Natural Gas_Gas Boiler - Maintenance_A_Technical Potential | F9 | Commercial | WA - Miscellaneous | Existing | Space Heating | Natural Gas | Gas Boiler - Maintenance | A | Incremental Winter Peak Savings (MW) | Technical Potential | 0 | 0 | 0 | 0 | 0 | 0 | 0 | 0 | 0 | 0 | 0 | 0 | 0 | 0 | 0 | 0 | 0 | 0 | 0 | 0 | 0 | 0 | 0 | 0 | 0 | 0 | 0
F10_Commercial_WA - Miscellaneous_Existing_Space Heating_Natural Gas_Gas Boiler - Maintenance_A_Technical Potential | F10 | Commercial | WA - Miscellaneous | Existing | Space Heating | Natural Gas | Gas Boiler - Maintenance | A | Cumulative Energy Savings (MWh or mTherms) | Technical Potential | 0 | 0 | 0 | 0.15641 | 0.3119 | 0.46649 | 0.46517 | 0.46388 | 0.46264 | 0.46143 | 0.46028 | 0.45916 | 0.4581 | 0.45709 | 0.45612 | 0.45521 | 0.45436 | 0.45355 | 0.45281 | 0.45212 | 0.45148 | 0.4509 | 0.45038 | 0.4499 | 0.44947 | 0.44908 | 0.44872
F11_Commercial_WA - Miscellaneous_Existing_Space Heating_Natural Gas_Gas Boiler - Maintenance_A_Technical Potential | F11 | Commercial | WA - Miscellaneous | Existing | Space Heating | Natural Gas | Gas Boiler - Maintenance | A | Cumulative Summer Peak Savings (MW) | Technical Potential | 0 | 0 | 0 | 0 | 0 | 0 | 0 | 0 | 0 | 0 | 0 | 0 | 0 | 0 | 0 | 0 | 0 | 0 | 0 | 0 | 0 | 0 | 0 | 0 | 0 | 0 | 0
F12_Commercial_WA - Miscellaneous_Existing_Space Heating_Natural Gas_Gas Boiler - Maintenance_A_Technical Potential | F12 | Commercial | WA - Miscellaneous | Existing | Space Heating | Natural Gas | Gas Boiler - Maintenance | A | Cumulative Winter Peak Savings (MW) | Technical Potential | 0 | 0 | 0 | 0 | 0 | 0 | 0 | 0 | 0 | 0 | 0 | 0 | 0 | 0 | 0 | 0 | 0 | 0 | 0 | 0 | 0 | 0 | 0 | 0 | 0 | 0 | 0
F13_Commercial_WA - Miscellaneous_Existing_Space Heating_Natural Gas_Gas Boiler - Maintenance_A_Technical Potential | F13 | Commercial | WA - Miscellaneous | Existing | Space Heating | Natural Gas | Gas Boiler - Maintenance | A | Purchases (Incremental) | Technical Potential | 0 | 0 | 0 | 912.7891 | 912.7891 | 912.7891 | 0 | 1.1369e-13 | 0 | 0 | 0 | 0 | 0 | 0 | 0 | 0 | 0 | 0 | 0 | 0 | 0 | 0 | 0 | 0 | 0 | 0 | 0
F14_Commercial_WA - Miscellaneous_Existing_Space Heating_Natural Gas_Gas Boiler - Maintenance_A_Technical Potential | F14 | Commercial | WA - Miscellaneous | Existing | Space Heating | Natural Gas | Gas Boiler - Maintenance | A | Purchases (Cumulative) | Technical Potential | 0 | 0 | 0 | 912.7891 | 1825.5782 | 2738.3673 | 2738.3673 | 2738.3673 | 2738.3673 | 2738.3673 | 2738.3673 | 2738.3673 | 2738.3673 | 2738.3673 | 2738.3673 | 2738.3673 | 2738.3673 | 2738.3673 | 2738.3673 | 2738.3673 | 2738.3673 | 2738.3673 | 2738.3673 | 2738.3673 | 2738.3673 | 2738.3673 | 2738.3673
F1_Commercial_WA - Miscellaneous_Existing_Space Heating_Natural Gas_Gas Furnace - Maintenance_A_Technical Potential | F1 | Commercial | WA - Miscellaneous | Existing | Space Heating | Natural Gas | Gas Furnace - Maintenance | A | Original Unit Energy Savings (kWh or therms) | Technical Potential | 0 | 0 | 0.068852 | 0.068691 | 0.068513 | 0.068316 | 0.068099 | 0.067864 | 0.067609 | 0.067334 | 0.067042 | 0.066736 | 0.066416 | 0.066084 | 0.065743 | 0.065394 | 0.065038 | 0.064677 | 0.064312 | 0.063968 | 0.063644 | 0.063344 | 0.063067 | 0.062812 | 0.062576 | 0.062359 | 0.062158
F2_Commercial_WA - Miscellaneous_Existing_Space Heating_Natural Gas_Gas Furnace - Maintenance_A_Technical Potential | F2 | Commercial | WA - Miscellaneous | Existing | Space Heating | Natural Gas | Gas Furnace - Maintenance | A | Original Unit Summer Peak Savings (kW) | Technical Potential | 0 | 0 | 0 | 0 | 0 | 0 | 0 | 0 | 0 | 0 | 0 | 0 | 0 | 0 | 0 | 0 | 0 | 0 | 0 | 0 | 0 | 0 | 0 | 0 | 0 | 0 | 0
F3_Commercial_WA - Miscellaneous_Existing_Space Heating_Natural Gas_Gas Furnace - Maintenance_A_Technical Potential | F3 | Commercial | WA - Miscellaneous | Existing | Space Heating | Natural Gas | Gas Furnace - Maintenance | A | Original Unit Winter Peak Savings (kW) | Technical Potential | 0 | 0 | 0 | 0 | 0 | 0 | 0 | 0 | 0 | 0 | 0 | 0 | 0 | 0 | 0 | 0 | 0 | 0 | 0 | 0 | 0 | 0 | 0 | 0 | 0 | 0 | 0
F4_Commercial_WA - Miscellaneous_Existing_Space Heating_Natural Gas_Gas Furnace - Maintenance_A_Technical Potential | F4 | Commercial | WA - Miscellaneous | Existing | Space Heating | Natural Gas | Gas Furnace - Maintenance | A | Standalone Impact on Baseline Energy (%) | Technical Potential | 0 | 0 | 0 | 3.9936e-05 | 7.9884e-05 | 0.00011983 | 0.00011981 | 0.00011977 | 0.00011972 | 0.00011964 | 0.00011954 | 0.00011943 | 0.0001193 | 0.00011916 | 0.000119 | 0.00011883 | 0.00011864 | 0.00011844 | 0.00011824 | 0.00011804 | 0.00011785 | 0.00011767 | 0.0001175 | 0.00011735 | 0.0001172 | 0.00011707 | 0.00011694
F5_Commercial_WA - Miscellaneous_Existing_Space Heating_Natural Gas_Gas Furnace - Maintenance_A_Technical Potential | F5 | Commercial | WA - Miscellaneous | Existing | Space Heating | Natural Gas | Gas Furnace - Maintenance | A | Standalone Impact on Baseline Summer Peak (%) | Technical Potential | 0 | 0 | 0 | 0 | 0 | 0 | 0 | 0 | 0 | 0 | 0 | 0 | 0 | 0 | 0 | 0 | 0 | 0 | 0 | 0 | 0 | 0 | 0 | 0 | 0 | 0 | 0
F6_Commercial_WA - Miscellaneous_Existing_Space Heating_Natural Gas_Gas Furnace - Maintenance_A_Technical Potential | F6 | Commercial | WA - Miscellaneous | Existing | Space Heating | Natural Gas | Gas Furnace - Maintenance | A | Standalone Impact on Baseline Winter Peak (%) | Technical Potential | 0 | 0 | 0 | 0 | 0 | 0 | 0 | 0 | 0 | 0 | 0 | 0 | 0 | 0 | 0 | 0 | 0 | 0 | 0 | 0 | 0 | 0 | 0 | 0 | 0 | 0 | 0
F7_Commercial_WA - Miscellaneous_Existing_Space Heating_Natural Gas_Gas Furnace - Maintenance_A_Technical Potential | F7 | Commercial | WA - Miscellaneous | Existing | Space Heating | Natural Gas | Gas Furnace - Maintenance | A | Incremental Energy Savings (MWh or mTherms) | Technical Potential | 0 | 0 | 0 | 0.1328 | 0.13245 | 0.13207 | 0 | 0 | 0 | 0 | 0 | 0 | 0 | 0 | 0 | 0 | 0 | 0 | 0 | 0 | 0 | 0 | 0 | 0 | 0 | 0 | 0
F8_Commercial_WA - Miscellaneous_Existing_Space Heating_Natural Gas_Gas Furnace - Maintenance_A_Technical Potential | F8 | Commercial | WA - Miscellaneous | Existing | Space Heating | Natural Gas | Gas Furnace - Maintenance | A | Incremental Summer Peak Savings (MW) | Technical Potential | 0 | 0 | 0 | 0 | 0 | 0 | 0 | 0 | 0 | 0 | 0 | 0 | 0 | 0 | 0 | 0 | 0 | 0 | 0 | 0 | 0 | 0 | 0 | 0 | 0 | 0 | 0
F9_Commercial_WA - Miscellaneous_Existing_Space Heating_Natural Gas_Gas Furnace - Maintenance_A_Technical Potential | F9 | Commercial | WA - Miscellaneous | Existing | Space Heating | Natural Gas | Gas Furnace - Maintenance | A | Incremental Winter Peak Savings (MW) | Technical Potential | 0 | 0 | 0 | 0 | 0 | 0 | 0 | 0 | 0 | 0 | 0 | 0 | 0 | 0 | 0 | 0 | 0 | 0 | 0 | 0 | 0 | 0 | 0 | 0 | 0 | 0 | 0
F10_Commercial_WA - Miscellaneous_Existing_Space Heating_Natural Gas_Gas Furnace - Maintenance_A_Technical Potential | F10 | Commercial | WA - Miscellaneous | Existing | Space Heating | Natural Gas | Gas Furnace - Maintenance | A | Cumulative Energy Savings (MWh or mTherms) | Technical Potential | 0 | 0 | 0 | 0.1328 | 0.26491 | 0.39622 | 0.39497 | 0.3936 | 0.39212 | 0.39053 | 0.38884 | 0.38706 | 0.3852 | 0.38328 | 0.3813 | 0.37928 | 0.37721 | 0.37512 | 0.373 | 0.37101 | 0.36912 | 0.36739 | 0.36578 | 0.3643 | 0.36293 | 0.36167 | 0.36051
F11_Commercial_WA - Miscellaneous_Existing_Space Heating_Natural Gas_Gas Furnace - Maintenance_A_Technical Potential | F11 | Commercial | WA - Miscellaneous | Existing | Space Heating | Natural Gas | Gas Furnace - Maintenance | A | Cumulative Summer Peak Savings (MW) | Technical Potential | 0 | 0 | 0 | 0 | 0 | 0 | 0 | 0 | 0 | 0 | 0 | 0 | 0 | 0 | 0 | 0 | 0 | 0 | 0 | 0 | 0 | 0 | 0 | 0 | 0 | 0 | 0
F12_Commercial_WA - Miscellaneous_Existing_Space Heating_Natural Gas_Gas Furnace - Maintenance_A_Technical Potential | F12 | Commercial | WA - Miscellaneous | Existing | Space Heating | Natural Gas | Gas Furnace - Maintenance | A | Cumulative Winter Peak Savings (MW) | Technical Potential | 0 | 0 | 0 | 0 | 0 | 0 | 0 | 0 | 0 | 0 | 0 | 0 | 0 | 0 | 0 | 0 | 0 | 0 | 0 | 0 | 0 | 0 | 0 | 0 | 0 | 0 | 0
F13_Commercial_WA - Miscellaneous_Existing_Space Heating_Natural Gas_Gas Furnace - Maintenance_A_Technical Potential | F13 | Commercial | WA - Miscellaneous | Existing | Space Heating | Natural Gas | Gas Furnace - Maintenance | A | Purchases (Incremental) | Technical Potential | 0 | 0 | 0 | 1933.2854 | 1933.2854 | 1933.2854 | 0 | 0 | 0 | 0 | 0 | 0 | 0 | 0 | 0 | 0 | 0 | 0 | 0 | 0 | 0 | 0 | 0 | 0 | 0 | 0 | 0
F14_Commercial_WA - Miscellaneous_Existing_Space Heating_Natural Gas_Gas Furnace - Maintenance_A_Technical Potential | F14 | Commercial | WA - Miscellaneous | Existing | Space Heating | Natural Gas | Gas Furnace - Maintenance | A | Purchases (Cumulative) | Technical Potential | 0 | 0 | 0 | 1933.2854 | 3866.5709 | 5799.8563 | 5799.8563 | 5799.8563 | 5799.8563 | 5799.8563 | 5799.8563 | 5799.8563 | 5799.8563 | 5799.8563 | 5799.8563 | 5799.8563 | 5799.8563 | 5799.8563 | 5799.8563 | 5799.8563 | 5799.8563 | 5799.8563 | 5799.8563 | 5799.8563 | 5799.8563 | 5799.8563 | 5799.8563
F1_Commercial_WA - Miscellaneous_Existing_Space Heating_Natural Gas_Gas Boiler - Hot Water Reset_A_Technical Potential | F1 | Commercial | WA - Miscellaneous | Existing | Space Heating | Natural Gas | Gas Boiler - Hot Water Reset | A | Original Unit Energy Savings (kWh or therms) | Technical Potential | 0 | 0 | 305.5613 | 304.6385 | 303.7347 | 302.852 | 301.9924 | 301.1574 | 300.3488 | 299.5679 | 298.8161 | 298.0944 | 297.404 | 296.7459 | 296.1208 | 295.5298 | 294.9733 | 294.4522 | 293.967 | 293.5183 | 293.1066 | 292.7323 | 292.392 | 292.0827 | 291.8015 | 291.5458 | 291.3134
F2_Commercial_WA - Miscellaneous_Existing_Space Heating_Natural Gas_Gas Boiler - Hot Water Reset_A_Technical Potential | F2 | Commercial | WA - Miscellaneous | Existing | Space Heating | Natural Gas | Gas Boiler - Hot Water Reset | A | Original Unit Summer Peak Savings (kW) | Technical Potential | 0 | 0 | 0 | 0 | 0 | 0 | 0 | 0 | 0 | 0 | 0 | 0 | 0 | 0 | 0 | 0 | 0 | 0 | 0 | 0 | 0 | 0 | 0 | 0 | 0 | 0 | 0
F3_Commercial_WA - Miscellaneous_Existing_Space Heating_Natural Gas_Gas Boiler - Hot Water Reset_A_Technical Potential | F3 | Commercial | WA - Miscellaneous | Existing | Space Heating | Natural Gas | Gas Boiler - Hot Water Reset | A | Original Unit Winter Peak Savings (kW) | Technical Potential | 0 | 0 | 0 | 0 | 0 | 0 | 0 | 0 | 0 | 0 | 0 | 0 | 0 | 0 | 0 | 0 | 0 | 0 | 0 | 0 | 0 | 0 | 0 | 0 | 0 | 0 | 0
F4_Commercial_WA - Miscellaneous_Existing_Space Heating_Natural Gas_Gas Boiler - Hot Water Reset_A_Technical Potential | F4 | Commercial | WA - Miscellaneous | Existing | Space Heating | Natural Gas | Gas Boiler - Hot Water Reset | A | Standalone Impact on Baseline Energy (%) | Technical Potential | 0 | 0 | 0 | 9.5568e-05 | 0.00029167 | 0.00048778 | 0.00068402 | 0.00088052 | 0.0010774 | 0.0012748 | 0.0014728 | 0.0016716 | 0.0018712 | 0.0020717 | 0.0022732 | 0.0024757 | 0.0026794 | 0.0028842 | 0.0030902 | 0.0032968 | 0.003504 | 0.0037115 | 0.0039193 | 0.0039259 | 0.003932 | 0.0039377 | 0.003943
F5_Commercial_WA - Miscellaneous_Existing_Space Heating_Natural Gas_Gas Boiler - Hot Water Reset_A_Technical Potential | F5 | Commercial | WA - Miscellaneous | Existing | Space Heating | Natural Gas | Gas Boiler - Hot Water Reset | A | Standalone Impact on Baseline Summer Peak (%) | Technical Potential | 0 | 0 | 0 | 0 | 0 | 0 | 0 | 0 | 0 | 0 | 0 | 0 | 0 | 0 | 0 | 0 | 0 | 0 | 0 | 0 | 0 | 0 | 0 | 0 | 0 | 0 | 0
F6_Commercial_WA - Miscellaneous_Existing_Space Heating_Natural Gas_Gas Boiler - Hot Water Reset_A_Technical Potential | F6 | Commercial | WA - Miscellaneous | Existing | Space Heating | Natural Gas | Gas Boiler - Hot Water Reset | A | Standalone Impact on Baseline Winter Peak (%) | Technical Potential | 0 | 0 | 0 | 0 | 0 | 0 | 0 | 0 | 0 | 0 | 0 | 0 | 0 | 0 | 0 | 0 | 0 | 0 | 0 | 0 | 0 | 0 | 0 | 0 | 0 | 0 | 0
F7_Commercial_WA - Miscellaneous_Existing_Space Heating_Natural Gas_Gas Boiler - Hot Water Reset_A_Technical Potential | F7 | Commercial | WA - Miscellaneous | Existing | Space Heating | Natural Gas | Gas Boiler - Hot Water Reset | A | Incremental Energy Savings (MWh or mTherms) | Technical Potential | 0 | 0 | 0 | 0.3178 | 0.65038 | 0.64849 | 0.64665 | 0.64486 | 0.64313 | 0.64146 | 0.63985 | 0.63831 | 0.63683 | 0.63542 | 0.63408 | 0.63281 | 0.63162 | 0.63051 | 0.62947 | 0.62851 | 0.62763 | 0.62682 | 0.6261 | 0 | 0 | 0 | 0
F8_Commercial_WA - Miscellaneous_Existing_Space Heating_Natural Gas_Gas Boiler - Hot Water Reset_A_Technical Potential | F8 | Commercial | WA - Miscellaneous | Existing | Space Heating | Natural Gas | Gas Boiler - Hot Water Reset | A | Incremental Summer Peak Savings (MW) | Technical Potential | 0 | 0 | 0 | 0 | 0 | 0 | 0 | 0 | 0 | 0 | 0 | 0 | 0 | 0 | 0 | 0 | 0 | 0 | 0 | 0 | 0 | 0 | 0 | 0 | 0 | 0 | 0
F9_Commercial_WA - Miscellaneous_Existing_Space Heating_Natural Gas_Gas Boiler - Hot Water Reset_A_Technical Potential | F9 | Commercial | WA - Miscellaneous | Existing | Space Heating | Natural Gas | Gas Boiler - Hot Water Reset | A | Incremental Winter Peak Savings (MW) | Technical Potential | 0 | 0 | 0 | 0 | 0 | 0 | 0 | 0 | 0 | 0 | 0 | 0 | 0 | 0 | 0 | 0 | 0 | 0 | 0 | 0 | 0 | 0 | 0 | 0 | 0 | 0 | 0
F10_Commercial_WA - Miscellaneous_Existing_Space Heating_Natural Gas_Gas Boiler - Hot Water Reset_A_Technical Potential | F10 | Commercial | WA - Miscellaneous | Existing | Space Heating | Natural Gas | Gas Boiler - Hot Water Reset | A | Cumulative Energy Savings (MWh or mTherms) | Technical Potential | 0 | 0 | 0 | 0.3178 | 0.96724 | 1.6129 | 2.255 | 2.8936 | 3.529 | 4.1613 | 4.7907 | 5.4174 | 6.0417 | 6.6637 | 7.2838 | 7.9021 | 8.5188 | 9.1343 | 9.7487 | 10.3623 | 10.9754 | 11.5882 | 12.2008 | 12.1879 | 12.1762 | 12.1655 | 12.1558
F11_Commercial_WA - Miscellaneous_Existing_Space Heating_Natural Gas_Gas Boiler - Hot Water Reset_A_Technical Potential | F11 | Commercial | WA - Miscellaneous | Existing | Space Heating | Natural Gas | Gas Boiler - Hot Water Reset | A | Cumulative Summer Peak Savings (MW) | Technical Potential | 0 | 0 | 0 | 0 | 0 | 0 | 0 | 0 | 0 | 0 | 0 | 0 | 0 | 0 | 0 | 0 | 0 | 0 | 0 | 0 | 0 | 0 | 0 | 0 | 0 | 0 | 0
F12_Commercial_WA - Miscellaneous_Existing_Space Heating_Natural Gas_Gas Boiler - Hot Water Reset_A_Technical Potential | F12 | Commercial | WA - Miscellaneous | Existing | Space Heating | Natural Gas | Gas Boiler - Hot Water Reset | A | Cumulative Winter Peak Savings (MW) | Technical Potential | 0 | 0 | 0 | 0 | 0 | 0 | 0 | 0 | 0 | 0 | 0 | 0 | 0 | 0 | 0 | 0 | 0 | 0 | 0 | 0 | 0 | 0 | 0 | 0 | 0 | 0 | 0
F13_Commercial_WA - Miscellaneous_Existing_Space Heating_Natural Gas_Gas Boiler - Hot Water Reset_A_Technical Potential | F13 | Commercial | WA - Miscellaneous | Existing | Space Heating | Natural Gas | Gas Boiler - Hot Water Reset | A | Purchases (Incremental) | Technical Potential | 0 | 0 | 0 | 1.0432 | 2.1413 | 2.1413 | 2.1413 | 2.1413 | 2.1413 | 2.1413 | 2.1413 | 2.1413 | 2.1413 | 2.1413 | 2.1413 | 2.1413 | 2.1413 | 2.1413 | 2.1413 | 2.1413 | 2.1413 | 2.1413 | 2.1413 | 0 | 0 | 0 | 0
F14_Commercial_WA - Miscellaneous_Existing_Space Heating_Natural Gas_Gas Boiler - Hot Water Reset_A_Technical Potential | F14 | Commercial | WA - Miscellaneous | Existing | Space Heating | Natural Gas | Gas Boiler - Hot Water Reset | A | Purchases (Cumulative) | Technical Potential | 0 | 0 | 0 | 1.0432 | 3.1845 | 5.3258 | 7.4671 | 9.6083 | 11.7496 | 13.8909 | 16.0322 | 18.1735 | 20.3148 | 22.4561 | 24.5974 | 26.7386 | 28.8799 | 31.0212 | 33.1625 | 35.3038 | 37.4451 | 39.5864 | 41.7277 | 41.7277 | 41.7277 | 41.7277 | 41.7277
F1_Commercial_WA - Miscellaneous_Existing_Space Heating_Natural Gas_Gas Boiler - Steam Trap Replacement_A_Technical Potential | F1 | Commercial | WA - Miscellaneous | Existing | Space Heating | Natural Gas | Gas Boiler - Steam Trap Replacement | A | Original Unit Energy Savings (kWh or therms) | Technical Potential | 0 | 0 | 79.6395 | 79.3989 | 79.1634 | 78.9333 | 78.7093 | 78.4917 | 78.2809 | 78.0774 | 77.8814 | 77.6933 | 77.5134 | 77.3419 | 77.179 | 77.0249 | 76.8799 | 76.7441 | 76.6176 | 76.5007 | 76.3933 | 76.2958 | 76.2071 | 76.1265 | 76.0532 | 75.9866 | 75.926
F2_Commercial_WA - Miscellaneous_Existing_Space Heating_Natural Gas_Gas Boiler - Steam Trap Replacement_A_Technical Potential | F2 | Commercial | WA - Miscellaneous | Existing | Space Heating | Natural Gas | Gas Boiler - Steam Trap Replacement | A | Original Unit Summer Peak Savings (kW) | Technical Potential | 0 | 0 | 0 | 0 | 0 | 0 | 0 | 0 | 0 | 0 | 0 | 0 | 0 | 0 | 0 | 0 | 0 | 0 | 0 | 0 | 0 | 0 | 0 | 0 | 0 | 0 | 0
F3_Commercial_WA - Miscellaneous_Existing_Space Heating_Natural Gas_Gas Boiler - Steam Trap Replacement_A_Technical Potential | F3 | Commercial | WA - Miscellaneous | Existing | Space Heating | Natural Gas | Gas Boiler - Steam Trap Replacement | A | Original Unit Winter Peak Savings (kW) | Technical Potential | 0 | 0 | 0 | 0 | 0 | 0 | 0 | 0 | 0 | 0 | 0 | 0 | 0 | 0 | 0 | 0 | 0 | 0 | 0 | 0 | 0 | 0 | 0 | 0 | 0 | 0 | 0
F4_Commercial_WA - Miscellaneous_Existing_Space Heating_Natural Gas_Gas Boiler - Steam Trap Replacement_A_Technical Potential | F4 | Commercial | WA - Miscellaneous | Existing | Space Heating | Natural Gas | Gas Boiler - Steam Trap Replacement | A | Standalone Impact on Baseline Energy (%) | Technical Potential | 0 | 0 | 0 | 5.5962e-06 | 1.7079e-05 | 2.8563e-05 | 4.0055e-05 | 5.1561e-05 | 6.309e-05 | 6.9043e-05 | 6.9115e-05 | 6.92e-05 | 6.9297e-05 | 6.9406e-05 | 6.9527e-05 | 6.9657e-05 | 6.9798e-05 | 6.9947e-05 | 7.0105e-05 | 7.0256e-05 | 7.0401e-05 | 7.0537e-05 | 7.0664e-05 | 7.0782e-05 | 7.0892e-05 | 7.0995e-05 | 7.1091e-05
F5_Commercial_WA - Miscellaneous_Existing_Space Heating_Natural Gas_Gas Boiler - Steam Trap Replacement_A_Technical Potential | F5 | Commercial | WA - Miscellaneous | Existing | Space Heating | Natural Gas | Gas Boiler - Steam Trap Replacement | A | Standalone Impact on Baseline Summer Peak (%) | Technical Potential | 0 | 0 | 0 | 0 | 0 | 0 | 0 | 0 | 0 | 0 | 0 | 0 | 0 | 0 | 0 | 0 | 0 | 0 | 0 | 0 | 0 | 0 | 0 | 0 | 0 | 0 | 0
F6_Commercial_WA - Miscellaneous_Existing_Space Heating_Natural Gas_Gas Boiler - Steam Trap Replacement_A_Technical Potential | F6 | Commercial | WA - Miscellaneous | Existing | Space Heating | Natural Gas | Gas Boiler - Steam Trap Replacement | A | Standalone Impact on Baseline Winter Peak (%) | Technical Potential | 0 | 0 | 0 | 0 | 0 | 0 | 0 | 0 | 0 | 0 | 0 | 0 | 0 | 0 | 0 | 0 | 0 | 0 | 0 | 0 | 0 | 0 | 0 | 0 | 0 | 0 | 0
F7_Commercial_WA - Miscellaneous_Existing_Space Heating_Natural Gas_Gas Boiler - Steam Trap Replacement_A_Technical Potential | F7 | Commercial | WA - Miscellaneous | Existing | Space Heating | Natural Gas | Gas Boiler - Steam Trap Replacement | A | Incremental Energy Savings (MWh or mTherms) | Technical Potential | 0 | 0 | 0 | 0.018609 | 0.038085 | 0.037974 | 0.037866 | 0.037762 | 0.03766 | 0.019263 | 0 | 4.3128e-18 | 4.3029e-18 | 0 | 0 | 1.7103e-17 | 8.1086e-17 | 0 | 7.2303e-17 | 0 | 7.2092e-17 | 0 | 0 | 0 | 0 | 0 | 0
F8_Commercial_WA - Miscellaneous_Existing_Space Heating_Natural Gas_Gas Boiler - Steam Trap Replacement_A_Technical Potential | F8 | Commercial | WA - Miscellaneous | Existing | Space Heating | Natural Gas | Gas Boiler - Steam Trap Replacement | A | Incremental Summer Peak Savings (MW) | Technical Potential | 0 | 0 | 0 | 0 | 0 | 0 | 0 | 0 | 0 | 0 | 0 | 0 | 0 | 0 | 0 | 0 | 0 | 0 | 0 | 0 | 0 | 0 | 0 | 0 | 0 | 0 | 0
F9_Commercial_WA - Miscellaneous_Existing_Space Heating_Natural Gas_Gas Boiler - Steam Trap Replacement_A_Technical Potential | F9 | Commercial | WA - Miscellaneous | Existing | Space Heating | Natural Gas | Gas Boiler - Steam Trap Replacement | A | Incremental Winter Peak Savings (MW) | Technical Potential | 0 | 0 | 0 | 0 | 0 | 0 | 0 | 0 | 0 | 0 | 0 | 0 | 0 | 0 | 0 | 0 | 0 | 0 | 0 | 0 | 0 | 0 | 0 | 0 | 0 | 0 | 0
F10_Commercial_WA - Miscellaneous_Existing_Space Heating_Natural Gas_Gas Boiler - Steam Trap Replacement_A_Technical Potential | F10 | Commercial | WA - Miscellaneous | Existing | Space Heating | Natural Gas | Gas Boiler - Steam Trap Replacement | A | Cumulative Energy Savings (MWh or mTherms) | Technical Potential | 0 | 0 | 0 | 0.018609 | 0.056639 | 0.094448 | 0.13205 | 0.16944 | 0.20665 | 0.22537 | 0.22481 | 0.22426 | 0.22375 | 0.22325 | 0.22278 | 0.22234 | 0.22192 | 0.22152 | 0.22116 | 0.22082 | 0.22051 | 0.22023 | 0.21997 | 0.21974 | 0.21953 | 0.21934 | 0.21916
F11_Commercial_WA - Miscellaneous_Existing_Space Heating_Natural Gas_Gas Boiler - Steam Trap Replacement_A_Technical Potential | F11 | Commercial | WA - Miscellaneous | Existing | Space Heating | Natural Gas | Gas Boiler - Steam Trap Replacement | A | Cumulative Summer Peak Savings (MW) | Technical Potential | 0 | 0 | 0 | 0 | 0 | 0 | 0 | 0 | 0 | 0 | 0 | 0 | 0 | 0 | 0 | 0 | 0 | 0 | 0 | 0 | 0 | 0 | 0 | 0 | 0 | 0 | 0
F12_Commercial_WA - Miscellaneous_Existing_Space Heating_Natural Gas_Gas Boiler - Steam Trap Replacement_A_Technical Potential | F12 | Commercial | WA - Miscellaneous | Existing | Space Heating | Natural Gas | Gas Boiler - Steam Trap Replacement | A | Cumulative Winter Peak Savings (MW) | Technical Potential | 0 | 0 | 0 | 0 | 0 | 0 | 0 | 0 | 0 | 0 | 0 | 0 | 0 | 0 | 0 | 0 | 0 | 0 | 0 | 0 | 0 | 0 | 0 | 0 | 0 | 0 | 0
F13_Commercial_WA - Miscellaneous_Existing_Space Heating_Natural Gas_Gas Boiler - Steam Trap Replacement_A_Technical Potential | F13 | Commercial | WA - Miscellaneous | Existing | Space Heating | Natural Gas | Gas Boiler - Steam Trap Replacement | A | Purchases (Incremental) | Technical Potential | 0 | 0 | 0 | 0.23438 | 0.48109 | 0.48109 | 0.48109 | 0.48109 | 0.48109 | 0.24671 | 0 | 5.5511e-17 | 5.5511e-17 | 0 | 0 | 2.2204e-16 | 1.0547e-15 | 0 | 9.4369e-16 | 0 | 9.4369e-16 | 0 | 0 | 0 | 0 | 0 | 0
F14_Commercial_WA - Miscellaneous_Existing_Space Heating_Natural Gas_Gas Boiler - Steam Trap Replacement_A_Technical Potential | F14 | Commercial | WA - Miscellaneous | Existing | Space Heating | Natural Gas | Gas Boiler - Steam Trap Replacement | A | Purchases (Cumulative) | Technical Potential | 0 | 0 | 0 | 0.23438 | 0.71547 | 1.1966 | 1.6776 | 2.1587 | 2.6398 | 2.8865 | 2.8865 | 2.8865 | 2.8865 | 2.8865 | 2.8865 | 2.8865 | 2.8865 | 2.8865 | 2.8865 | 2.8865 | 2.8865 | 2.8865 | 2.8865 | 2.8865 | 2.8865 | 2.8865 | 2.8865
F1_Commercial_WA - Miscellaneous_Existing_Space Heating_Natural Gas_Gas Boiler - High Turndown Burner_A_Technical Potential | F1 | Commercial | WA - Miscellaneous | Existing | Space Heating | Natural Gas | Gas Boiler - High Turndown Burner | A | Original Unit Energy Savings (kWh or therms) | Technical Potential | 0 | 0 | 0.28646 | 0.2856 | 0.28475 | 0.28392 | 0.28312 | 0.28234 | 0.28158 | 0.28084 | 0.28014 | 0.27946 | 0.27882 | 0.2782 | 0.27761 | 0.27706 | 0.27654 | 0.27605 | 0.27559 | 0.27517 | 0.27479 | 0.27444 | 0.27412 | 0.27383 | 0.27356 | 0.27332 | 0.27311
F2_Commercial_WA - Miscellaneous_Existing_Space Heating_Natural Gas_Gas Boiler - High Turndown Burner_A_Technical Potential | F2 | Commercial | WA - Miscellaneous | Existing | Space Heating | Natural Gas | Gas Boiler - High Turndown Burner | A | Original Unit Summer Peak Savings (kW) | Technical Potential | 0 | 0 | 0 | 0 | 0 | 0 | 0 | 0 | 0 | 0 | 0 | 0 | 0 | 0 | 0 | 0 | 0 | 0 | 0 | 0 | 0 | 0 | 0 | 0 | 0 | 0 | 0
F3_Commercial_WA - Miscellaneous_Existing_Space Heating_Natural Gas_Gas Boiler - High Turndown Burner_A_Technical Potential | F3 | Commercial | WA - Miscellaneous | Existing | Space Heating | Natural Gas | Gas Boiler - High Turndown Burner | A | Original Unit Winter Peak Savings (kW) | Technical Potential | 0 | 0 | 0 | 0 | 0 | 0 | 0 | 0 | 0 | 0 | 0 | 0 | 0 | 0 | 0 | 0 | 0 | 0 | 0 | 0 | 0 | 0 | 0 | 0 | 0 | 0 | 0
F4_Commercial_WA - Miscellaneous_Existing_Space Heating_Natural Gas_Gas Boiler - High Turndown Burner_A_Technical Potential | F4 | Commercial | WA - Miscellaneous | Existing | Space Heating | Natural Gas | Gas Boiler - High Turndown Burner | A | Standalone Impact on Baseline Energy (%) | Technical Potential | 0 | 0 | 0 | 7.7052e-05 | 0.00017162 | 0.00028736 | 0.0004218 | 0.0005753 | 0.00075504 | 0.00095261 | 0.001155 | 0.0013465 | 0.0015119 | 0.0016411 | 0.0017311 | 0.0017866 | 0.0018147 | 0.0018186 | 0.0018227 | 0.0018266 | 0.0018304 | 0.0018339 | 0.0018372 | 0.0018403 | 0.0018431 | 0.0018458 | 0.0018483
F5_Commercial_WA - Miscellaneous_Existing_Space Heating_Natural Gas_Gas Boiler - High Turndown Burner_A_Technical Potential | F5 | Commercial | WA - Miscellaneous | Existing | Space Heating | Natural Gas | Gas Boiler - High Turndown Burner | A | Standalone Impact on Baseline Summer Peak (%) | Technical Potential | 0 | 0 | 0 | 0 | 0 | 0 | 0 | 0 | 0 | 0 | 0 | 0 | 0 | 0 | 0 | 0 | 0 | 0 | 0 | 0 | 0 | 0 | 0 | 0 | 0 | 0 | 0
F6_Commercial_WA - Miscellaneous_Existing_Space Heating_Natural Gas_Gas Boiler - High Turndown Burner_A_Technical Potential | F6 | Commercial | WA - Miscellaneous | Existing | Space Heating | Natural Gas | Gas Boiler - High Turndown Burner | A | Standalone Impact on Baseline Winter Peak (%) | Technical Potential | 0 | 0 | 0 | 0 | 0 | 0 | 0 | 0 | 0 | 0 | 0 | 0 | 0 | 0 | 0 | 0 | 0 | 0 | 0 | 0 | 0 | 0 | 0 | 0 | 0 | 0 | 0
F7_Commercial_WA - Miscellaneous_Existing_Space Heating_Natural Gas_Gas Boiler - High Turndown Burner_A_Technical Potential | F7 | Commercial | WA - Miscellaneous | Existing | Space Heating | Natural Gas | Gas Boiler - High Turndown Burner | A | Incremental Energy Savings (MWh or mTherms) | Technical Potential | 0 | 0 | 0 | 0.25622 | 0.31367 | 0.38272 | 0.44302 | 0.50392 | 0.58756 | 0.64289 | 0.65511 | 0.61587 | 0.52817 | 0.40781 | 0.27928 | 0.16679 | 0.077757 | 0 | 0 | 0 | 0 | 0 | 0 | 0 | 0 | 0 | 0
F8_Commercial_WA - Miscellaneous_Existing_Space Heating_Natural Gas_Gas Boiler - High Turndown Burner_A_Technical Potential | F8 | Commercial | WA - Miscellaneous | Existing | Space Heating | Natural Gas | Gas Boiler - High Turndown Burner | A | Incremental Summer Peak Savings (MW) | Technical Potential | 0 | 0 | 0 | 0 | 0 | 0 | 0 | 0 | 0 | 0 | 0 | 0 | 0 | 0 | 0 | 0 | 0 | 0 | 0 | 0 | 0 | 0 | 0 | 0 | 0 | 0 | 0
F9_Commercial_WA - Miscellaneous_Existing_Space Heating_Natural Gas_Gas Boiler - High Turndown Burner_A_Technical Potential | F9 | Commercial | WA - Miscellaneous | Existing | Space Heating | Natural Gas | Gas Boiler - High Turndown Burner | A | Incremental Winter Peak Savings (MW) | Technical Potential | 0 | 0 | 0 | 0 | 0 | 0 | 0 | 0 | 0 | 0 | 0 | 0 | 0 | 0 | 0 | 0 | 0 | 0 | 0 | 0 | 0 | 0 | 0 | 0 | 0 | 0 | 0
F10_Commercial_WA - Miscellaneous_Existing_Space Heating_Natural Gas_Gas Boiler - High Turndown Burner_A_Technical Potential | F10 | Commercial | WA - Miscellaneous | Existing | Space Heating | Natural Gas | Gas Boiler - High Turndown Burner | A | Cumulative Energy Savings (MWh or mTherms) | Technical Potential | 0 | 0 | 0 | 0.25622 | 0.56913 | 0.9502 | 1.3905 | 1.8906 | 2.4731 | 3.1095 | 3.7569 | 4.3637 | 4.8817 | 5.2787 | 5.5469 | 5.7026 | 5.7696 | 5.7594 | 5.7499 | 5.7412 | 5.7331 | 5.7258 | 5.7191 | 5.7131 | 5.7076 | 5.7026 | 5.698
F11_Commercial_WA - Miscellaneous_Existing_Space Heating_Natural Gas_Gas Boiler - High Turndown Burner_A_Technical Potential | F11 | Commercial | WA - Miscellaneous | Existing | Space Heating | Natural Gas | Gas Boiler - High Turndown Burner | A | Cumulative Summer Peak Savings (MW) | Technical Potential | 0 | 0 | 0 | 0 | 0 | 0 | 0 | 0 | 0 | 0 | 0 | 0 | 0 | 0 | 0 | 0 | 0 | 0 | 0 | 0 | 0 | 0 | 0 | 0 | 0 | 0 | 0
F12_Commercial_WA - Miscellaneous_Existing_Space Heating_Natural Gas_Gas Boiler - High Turndown Burner_A_Technical Potential | F12 | Commercial | WA - Miscellaneous | Existing | Space Heating | Natural Gas | Gas Boiler - High Turndown Burner | A | Cumulative Winter Peak Savings (MW) | Technical Potential | 0 | 0 | 0 | 0 | 0 | 0 | 0 | 0 | 0 | 0 | 0 | 0 | 0 | 0 | 0 | 0 | 0 | 0 | 0 | 0 | 0 | 0 | 0 | 0 | 0 | 0 | 0
F13_Commercial_WA - Miscellaneous_Existing_Space Heating_Natural Gas_Gas Boiler - High Turndown Burner_A_Technical Potential | F13 | Commercial | WA - Miscellaneous | Existing | Space Heating | Natural Gas | Gas Boiler - High Turndown Burner | A | Purchases (Incremental) | Technical Potential | 0 | 0 | 0 | 897.1446 | 1101.5505 | 1347.9755 | 1564.7871 | 1784.8379 | 2086.69 | 2289.1313 | 2338.5093 | 2203.7644 | 1894.3222 | 1465.9065 | 1006.0196 | 602.0098 | 281.1795 | 0 | 0 | 0 | 0 | 0 | 0 | 0 | 0 | 0 | 0
F14_Commercial_WA - Miscellaneous_Existing_Space Heating_Natural Gas_Gas Boiler - High Turndown Burner_A_Technical Potential | F14 | Commercial | WA - Miscellaneous | Existing | Space Heating | Natural Gas | Gas Boiler - High Turndown Burner | A | Purchases (Cumulative) | Technical Potential | 0 | 0 | 0 | 897.1446 | 1998.6951 | 3346.6706 | 4911.4577 | 6696.2955 | 8782.9855 | 11072.1168 | 13410.6262 | 15614.3906 | 17508.7128 | 18974.6193 | 19980.6388 | 20582.6486 | 20863.8281 | 20863.8281 | 20863.8281 | 20863.8281 | 20863.8281 | 20863.8281 | 20863.8281 | 20863.8281 | 20863.8281 | 20863.8281 | 20863.8281
F1_Commercial_WA - Miscellaneous_Existing_Space Heating_Natural Gas_Gas Boiler - Burner Control Optimization_A_Technical Potential | F1 | Commercial | WA - Miscellaneous | Existing | Space Heating | Natural Gas | Gas Boiler - Burner Control Optimization | A | Original Unit Energy Savings (kWh or therms) | Technical Potential | 0 | 0 | 0.083074 | 0.082824 | 0.082578 | 0.082338 | 0.082104 | 0.081877 | 0.081657 | 0.081445 | 0.081241 | 0.081044 | 0.080857 | 0.080678 | 0.080508 | 0.080347 | 0.080196 | 0.080054 | 0.079922 | 0.0798 | 0.079688 | 0.079587 | 0.079494 | 0.07941 | 0.079334 | 0.079264 | 0.079201
F2_Commercial_WA - Miscellaneous_Existing_Space Heating_Natural Gas_Gas Boiler - Burner Control Optimization_A_Technical Potential | F2 | Commercial | WA - Miscellaneous | Existing | Space Heating | Natural Gas | Gas Boiler - Burner Control Optimization | A | Original Unit Summer Peak Savings (kW) | Technical Potential | 0 | 0 | 0 | 0 | 0 | 0 | 0 | 0 | 0 | 0 | 0 | 0 | 0 | 0 | 0 | 0 | 0 | 0 | 0 | 0 | 0 | 0 | 0 | 0 | 0 | 0 | 0
F3_Commercial_WA - Miscellaneous_Existing_Space Heating_Natural Gas_Gas Boiler - Burner Control Optimization_A_Technical Potential | F3 | Commercial | WA - Miscellaneous | Existing | Space Heating | Natural Gas | Gas Boiler - Burner Control Optimization | A | Original Unit Winter Peak Savings (kW) | Technical Potential | 0 | 0 | 0 | 0 | 0 | 0 | 0 | 0 | 0 | 0 | 0 | 0 | 0 | 0 | 0 | 0 | 0 | 0 | 0 | 0 | 0 | 0 | 0 | 0 | 0 | 0 | 0
F4_Commercial_WA - Miscellaneous_Existing_Space Heating_Natural Gas_Gas Boiler - Burner Control Optimization_A_Technical Potential | F4 | Commercial | WA - Miscellaneous | Existing | Space Heating | Natural Gas | Gas Boiler - Burner Control Optimization | A | Standalone Impact on Baseline Energy (%) | Technical Potential | 0 | 0 | 0 | 8.3144e-06 | 1.2786e-05 | 2.7916e-05 | 5.2539e-05 | 8.9939e-05 | 0.00014356 | 0.00021661 | 0.00031148 | 0.00042906 | 0.00056806 | 0.00072447 | 0.00089146 | 0.0010599 | 0.0012195 | 0.0013609 | 0.0014772 | 0.0015651 | 0.0016306 | 0.0016593 | 0.001685 | 0.0016878 | 0.0016904 | 0.0016929 | 0.0016952
F5_Commercial_WA - Miscellaneous_Existing_Space Heating_Natural Gas_Gas Boiler - Burner Control Optimization_A_Technical Potential | F5 | Commercial | WA - Miscellaneous | Existing | Space Heating | Natural Gas | Gas Boiler - Burner Control Optimization | A | Standalone Impact on Baseline Summer Peak (%) | Technical Potential | 0 | 0 | 0 | 0 | 0 | 0 | 0 | 0 | 0 | 0 | 0 | 0 | 0 | 0 | 0 | 0 | 0 | 0 | 0 | 0 | 0 | 0 | 0 | 0 | 0 | 0 | 0
F6_Commercial_WA - Miscellaneous_Existing_Space Heating_Natural Gas_Gas Boiler - Burner Control Optimization_A_Technical Potential | F6 | Commercial | WA - Miscellaneous | Existing | Space Heating | Natural Gas | Gas Boiler - Burner Control Optimization | A | Standalone Impact on Baseline Winter Peak (%) | Technical Potential | 0 | 0 | 0 | 0 | 0 | 0 | 0 | 0 | 0 | 0 | 0 | 0 | 0 | 0 | 0 | 0 | 0 | 0 | 0 | 0 | 0 | 0 | 0 | 0 | 0 | 0 | 0
F7_Commercial_WA - Miscellaneous_Existing_Space Heating_Natural Gas_Gas Boiler - Burner Control Optimization_A_Technical Potential | F7 | Commercial | WA - Miscellaneous | Existing | Space Heating | Natural Gas | Gas Boiler - Burner Control Optimization | A | Incremental Energy Savings (MWh or mTherms) | Technical Potential | 0 | 0 | 0 | 0.027648 | 0.014833 | 0.050033 | 0.081155 | 0.12284 | 0.17546 | 0.23806 | 0.30783 | 0.37982 | 0.44686 | 0.50024 | 0.53104 | 0.53219 | 0.50073 | 0.43948 | 0.35715 | 0.26655 | 0.19502 | 0.079703 | 0.070639 | 0 | 0 | 0 | 0
F8_Commercial_WA - Miscellaneous_Existing_Space Heating_Natural Gas_Gas Boiler - Burner Control Optimization_A_Technical Potential | F8 | Commercial | WA - Miscellaneous | Existing | Space Heating | Natural Gas | Gas Boiler - Burner Control Optimization | A | Incremental Summer Peak Savings (MW) | Technical Potential | 0 | 0 | 0 | 0 | 0 | 0 | 0 | 0 | 0 | 0 | 0 | 0 | 0 | 0 | 0 | 0 | 0 | 0 | 0 | 0 | 0 | 0 | 0 | 0 | 0 | 0 | 0
F9_Commercial_WA - Miscellaneous_Existing_Space Heating_Natural Gas_Gas Boiler - Burner Control Optimization_A_Technical Potential | F9 | Commercial | WA - Miscellaneous | Existing | Space Heating | Natural Gas | Gas Boiler - Burner Control Optimization | A | Incremental Winter Peak Savings (MW) | Technical Potential | 0 | 0 | 0 | 0 | 0 | 0 | 0 | 0 | 0 | 0 | 0 | 0 | 0 | 0 | 0 | 0 | 0 | 0 | 0 | 0 | 0 | 0 | 0 | 0 | 0 | 0 | 0
F10_Commercial_WA - Miscellaneous_Existing_Space Heating_Natural Gas_Gas Boiler - Burner Control Optimization_A_Technical Potential | F10 | Commercial | WA - Miscellaneous | Existing | Space Heating | Natural Gas | Gas Boiler - Burner Control Optimization | A | Cumulative Energy Savings (MWh or mTherms) | Technical Potential | 0 | 0 | 0 | 0.027648 | 0.042399 | 0.09231 | 0.1732 | 0.29557 | 0.47023 | 0.70707 | 1.0131 | 1.3905 | 1.8341 | 2.3303 | 2.8564 | 3.3829 | 3.8773 | 4.3099 | 4.66 | 4.9194 | 5.1075 | 5.1807 | 5.2453 | 5.2398 | 5.2347 | 5.2301 | 5.226
F11_Commercial_WA - Miscellaneous_Existing_Space Heating_Natural Gas_Gas Boiler - Burner Control Optimization_A_Technical Potential | F11 | Commercial | WA - Miscellaneous | Existing | Space Heating | Natural Gas | Gas Boiler - Burner Control Optimization | A | Cumulative Summer Peak Savings (MW) | Technical Potential | 0 | 0 | 0 | 0 | 0 | 0 | 0 | 0 | 0 | 0 | 0 | 0 | 0 | 0 | 0 | 0 | 0 | 0 | 0 | 0 | 0 | 0 | 0 | 0 | 0 | 0 | 0
F12_Commercial_WA - Miscellaneous_Existing_Space Heating_Natural Gas_Gas Boiler - Burner Control Optimization_A_Technical Potential | F12 | Commercial | WA - Miscellaneous | Existing | Space Heating | Natural Gas | Gas Boiler - Burner Control Optimization | A | Cumulative Winter Peak Savings (MW) | Technical Potential | 0 | 0 | 0 | 0 | 0 | 0 | 0 | 0 | 0 | 0 | 0 | 0 | 0 | 0 | 0 | 0 | 0 | 0 | 0 | 0 | 0 | 0 | 0 | 0 | 0 | 0 | 0
F13_Commercial_WA - Miscellaneous_Existing_Space Heating_Natural Gas_Gas Boiler - Burner Control Optimization_A_Technical Potential | F13 | Commercial | WA - Miscellaneous | Existing | Space Heating | Natural Gas | Gas Boiler - Burner Control Optimization | A | Purchases (Incremental) | Technical Potential | 0 | 0 | 0 | 333.8212 | 179.6265 | 607.6585 | 988.4398 | 1500.3135 | 2148.7695 | 2922.9166 | 3789.1557 | 4686.5325 | 5526.5351 | 6200.4132 | 6596.0723 | 6623.61 | 6243.8695 | 5489.7577 | 4468.7693 | 3340.1864 | 2447.2327 | 1001.4637 | 888.6015 | 0 | 0 | 0 | 0
F14_Commercial_WA - Miscellaneous_Existing_Space Heating_Natural Gas_Gas Boiler - Burner Control Optimization_A_Technical Potential | F14 | Commercial | WA - Miscellaneous | Existing | Space Heating | Natural Gas | Gas Boiler - Burner Control Optimization | A | Purchases (Cumulative) | Technical Potential | 0 | 0 | 0 | 333.8212 | 513.4477 | 1121.1062 | 2109.5459 | 3609.8594 | 5758.6289 | 8681.5456 | 12470.7012 | 17157.2337 | 22683.7688 | 28884.182 | 35480.2543 | 42103.8643 | 48347.7338 | 53837.4915 | 58306.2608 | 61646.4472 | 64093.68 | 65095.1437 | 65983.7453 | 65983.7453 | 65983.7453 | 65983.7453 | 65983.7453
F1_Commercial_WA - Miscellaneous_Existing_Space Heating_Natural Gas_Gas Boiler - Stack Economizer_A_Technical Potential | F1 | Commercial | WA - Miscellaneous | Existing | Space Heating | Natural Gas | Gas Boiler - Stack Economizer | A | Original Unit Energy Savings (kWh or therms) | Technical Potential | 0 | 0 | 0.27501 | 0.27417 | 0.27336 | 0.27257 | 0.27179 | 0.27104 | 0.27031 | 0.26961 | 0.26893 | 0.26828 | 0.26766 | 0.26707 | 0.26651 | 0.26598 | 0.26548 | 0.26501 | 0.26457 | 0.26417 | 0.2638 | 0.26346 | 0.26315 | 0.26287 | 0.26262 | 0.26239 | 0.26218
F2_Commercial_WA - Miscellaneous_Existing_Space Heating_Natural Gas_Gas Boiler - Stack Economizer_A_Technical Potential | F2 | Commercial | WA - Miscellaneous | Existing | Space Heating | Natural Gas | Gas Boiler - Stack Economizer | A | Original Unit Summer Peak Savings (kW) | Technical Potential | 0 | 0 | 0 | 0 | 0 | 0 | 0 | 0 | 0 | 0 | 0 | 0 | 0 | 0 | 0 | 0 | 0 | 0 | 0 | 0 | 0 | 0 | 0 | 0 | 0 | 0 | 0
F3_Commercial_WA - Miscellaneous_Existing_Space Heating_Natural Gas_Gas Boiler - Stack Economizer_A_Technical Potential | F3 | Commercial | WA - Miscellaneous | Existing | Space Heating | Natural Gas | Gas Boiler - Stack Economizer | A | Original Unit Winter Peak Savings (kW) | Technical Potential | 0 | 0 | 0 | 0 | 0 | 0 | 0 | 0 | 0 | 0 | 0 | 0 | 0 | 0 | 0 | 0 | 0 | 0 | 0 | 0 | 0 | 0 | 0 | 0 | 0 | 0 | 0
F4_Commercial_WA - Miscellaneous_Existing_Space Heating_Natural Gas_Gas Boiler - Stack Economizer_A_Technical Potential | F4 | Commercial | WA - Miscellaneous | Existing | Space Heating | Natural Gas | Gas Boiler - Stack Economizer | A | Standalone Impact on Baseline Energy (%) | Technical Potential | 0 | 0 | 0 | 0.00011835 | 0.00026361 | 0.00044139 | 0.00064788 | 0.00088367 | 0.0011597 | 0.0014632 | 0.0017741 | 0.0020682 | 0.0023223 | 0.0025207 | 0.002659 | 0.0027442 | 0.0027873 | 0.0027933 | 0.0027996 | 0.0028056 | 0.0028114 | 0.0028169 | 0.0028219 | 0.0028266 | 0.0028311 | 0.0028352 | 0.002839
F5_Commercial_WA - Miscellaneous_Existing_Space Heating_Natural Gas_Gas Boiler - Stack Economizer_A_Technical Potential | F5 | Commercial | WA - Miscellaneous | Existing | Space Heating | Natural Gas | Gas Boiler - Stack Economizer | A | Standalone Impact on Baseline Summer Peak (%) | Technical Potential | 0 | 0 | 0 | 0 | 0 | 0 | 0 | 0 | 0 | 0 | 0 | 0 | 0 | 0 | 0 | 0 | 0 | 0 | 0 | 0 | 0 | 0 | 0 | 0 | 0 | 0 | 0
F6_Commercial_WA - Miscellaneous_Existing_Space Heating_Natural Gas_Gas Boiler - Stack Economizer_A_Technical Potential | F6 | Commercial | WA - Miscellaneous | Existing | Space Heating | Natural Gas | Gas Boiler - Stack Economizer | A | Standalone Impact on Baseline Winter Peak (%) | Technical Potential | 0 | 0 | 0 | 0 | 0 | 0 | 0 | 0 | 0 | 0 | 0 | 0 | 0 | 0 | 0 | 0 | 0 | 0 | 0 | 0 | 0 | 0 | 0 | 0 | 0 | 0 | 0
F7_Commercial_WA - Miscellaneous_Existing_Space Heating_Natural Gas_Gas Boiler - Stack Economizer_A_Technical Potential | F7 | Commercial | WA - Miscellaneous | Existing | Space Heating | Natural Gas | Gas Boiler - Stack Economizer | A | Incremental Energy Savings (MWh or mTherms) | Technical Potential | 0 | 0 | 0 | 0.39356 | 0.48179 | 0.58786 | 0.68048 | 0.77402 | 0.9025 | 0.98748 | 1.0062 | 0.94598 | 0.81127 | 0.6264 | 0.42898 | 0.25619 | 0.11943 | 0 | 0 | 0 | 0 | 0 | 0 | 0 | 0 | 0 | 0
F8_Commercial_WA - Miscellaneous_Existing_Space Heating_Natural Gas_Gas Boiler - Stack Economizer_A_Technical Potential | F8 | Commercial | WA - Miscellaneous | Existing | Space Heating | Natural Gas | Gas Boiler - Stack Economizer | A | Incremental Summer Peak Savings (MW) | Technical Potential | 0 | 0 | 0 | 0 | 0 | 0 | 0 | 0 | 0 | 0 | 0 | 0 | 0 | 0 | 0 | 0 | 0 | 0 | 0 | 0 | 0 | 0 | 0 | 0 | 0 | 0 | 0
F9_Commercial_WA - Miscellaneous_Existing_Space Heating_Natural Gas_Gas Boiler - Stack Economizer_A_Technical Potential | F9 | Commercial | WA - Miscellaneous | Existing | Space Heating | Natural Gas | Gas Boiler - Stack Economizer | A | Incremental Winter Peak Savings (MW) | Technical Potential | 0 | 0 | 0 | 0 | 0 | 0 | 0 | 0 | 0 | 0 | 0 | 0 | 0 | 0 | 0 | 0 | 0 | 0 | 0 | 0 | 0 | 0 | 0 | 0 | 0 | 0 | 0
F10_Commercial_WA - Miscellaneous_Existing_Space Heating_Natural Gas_Gas Boiler - Stack Economizer_A_Technical Potential | F10 | Commercial | WA - Miscellaneous | Existing | Space Heating | Natural Gas | Gas Boiler - Stack Economizer | A | Cumulative Energy Savings (MWh or mTherms) | Technical Potential | 0 | 0 | 0 | 0.39356 | 0.87419 | 1.4595 | 2.1358 | 2.904 | 3.7987 | 4.7763 | 5.7705 | 6.7026 | 7.4983 | 8.1081 | 8.52 | 8.7592 | 8.8622 | 8.8465 | 8.8319 | 8.8184 | 8.8061 | 8.7948 | 8.7846 | 8.7753 | 8.7669 | 8.7592 | 8.7522
F11_Commercial_WA - Miscellaneous_Existing_Space Heating_Natural Gas_Gas Boiler - Stack Economizer_A_Technical Potential | F11 | Commercial | WA - Miscellaneous | Existing | Space Heating | Natural Gas | Gas Boiler - Stack Economizer | A | Cumulative Summer Peak Savings (MW) | Technical Potential | 0 | 0 | 0 | 0 | 0 | 0 | 0 | 0 | 0 | 0 | 0 | 0 | 0 | 0 | 0 | 0 | 0 | 0 | 0 | 0 | 0 | 0 | 0 | 0 | 0 | 0 | 0
F12_Commercial_WA - Miscellaneous_Existing_Space Heating_Natural Gas_Gas Boiler - Stack Economizer_A_Technical Potential | F12 | Commercial | WA - Miscellaneous | Existing | Space Heating | Natural Gas | Gas Boiler - Stack Economizer | A | Cumulative Winter Peak Savings (MW) | Technical Potential | 0 | 0 | 0 | 0 | 0 | 0 | 0 | 0 | 0 | 0 | 0 | 0 | 0 | 0 | 0 | 0 | 0 | 0 | 0 | 0 | 0 | 0 | 0 | 0 | 0 | 0 | 0
F13_Commercial_WA - Miscellaneous_Existing_Space Heating_Natural Gas_Gas Boiler - Stack Economizer_A_Technical Potential | F13 | Commercial | WA - Miscellaneous | Existing | Space Heating | Natural Gas | Gas Boiler - Stack Economizer | A | Purchases (Incremental) | Technical Potential | 0 | 0 | 0 | 1435.4314 | 1762.4808 | 2156.7607 | 2503.6594 | 2855.7406 | 3338.704 | 3662.6101 | 3741.615 | 3526.0231 | 3030.9155 | 2345.4504 | 1609.6313 | 963.2157 | 449.8872 | 0 | 0 | 0 | 0 | 0 | 0 | 0 | 0 | 0 | 0
F14_Commercial_WA - Miscellaneous_Existing_Space Heating_Natural Gas_Gas Boiler - Stack Economizer_A_Technical Potential | F14 | Commercial | WA - Miscellaneous | Existing | Space Heating | Natural Gas | Gas Boiler - Stack Economizer | A | Purchases (Cumulative) | Technical Potential | 0 | 0 | 0 | 1435.4314 | 3197.9122 | 5354.6729 | 7858.3323 | 10714.0728 | 14052.7768 | 17715.3869 | 21457.0019 | 24983.025 | 28013.9404 | 30359.3908 | 31969.0221 | 32932.2378 | 33382.125 | 33382.125 | 33382.125 | 33382.125 | 33382.125 | 33382.125 | 33382.125 | 33382.125 | 33382.125 | 33382.125 | 33382.125
F1_Commercial_WA - Miscellaneous_Existing_Space Heating_Natural Gas_Gas Boiler - Thermostatic Radiator Valves_A_Technical Potential | F1 | Commercial | WA - Miscellaneous | Existing | Space Heating | Natural Gas | Gas Boiler - Thermostatic Radiator Valves | A | Original Unit Energy Savings (kWh or therms) | Technical Potential | 0 | 0 | 16.7743 | 16.7236 | 16.674 | 16.6256 | 16.5784 | 16.5325 | 16.4882 | 16.4453 | 16.404 | 16.3644 | 16.3265 | 16.2904 | 16.2561 | 16.2236 | 16.1931 | 16.1644 | 16.1378 | 16.1132 | 16.0906 | 16.07 | 16.0513 | 16.0344 | 16.0189 | 16.0049 | 15.9921
F2_Commercial_WA - Miscellaneous_Existing_Space Heating_Natural Gas_Gas Boiler - Thermostatic Radiator Valves_A_Technical Potential | F2 | Commercial | WA - Miscellaneous | Existing | Space Heating | Natural Gas | Gas Boiler - Thermostatic Radiator Valves | A | Original Unit Summer Peak Savings (kW) | Technical Potential | 0 | 0 | 0 | 0 | 0 | 0 | 0 | 0 | 0 | 0 | 0 | 0 | 0 | 0 | 0 | 0 | 0 | 0 | 0 | 0 | 0 | 0 | 0 | 0 | 0 | 0 | 0
F3_Commercial_WA - Miscellaneous_Existing_Space Heating_Natural Gas_Gas Boiler - Thermostatic Radiator Valves_A_Technical Potential | F3 | Commercial | WA - Miscellaneous | Existing | Space Heating | Natural Gas | Gas Boiler - Thermostatic Radiator Valves | A | Original Unit Winter Peak Savings (kW) | Technical Potential | 0 | 0 | 0 | 0 | 0 | 0 | 0 | 0 | 0 | 0 | 0 | 0 | 0 | 0 | 0 | 0 | 0 | 0 | 0 | 0 | 0 | 0 | 0 | 0 | 0 | 0 | 0
F4_Commercial_WA - Miscellaneous_Existing_Space Heating_Natural Gas_Gas Boiler - Thermostatic Radiator Valves_A_Technical Potential | F4 | Commercial | WA - Miscellaneous | Existing | Space Heating | Natural Gas | Gas Boiler - Thermostatic Radiator Valves | A | Standalone Impact on Baseline Energy (%) | Technical Potential | 0 | 0 | 0 | 0.00022399 | 0.0006836 | 0.0011432 | 0.0016032 | 0.0020637 | 0.0025252 | 0.0029878 | 0.003452 | 0.0039178 | 0.0043856 | 0.0048555 | 0.0053278 | 0.0058024 | 0.0062797 | 0.0067598 | 0.0070149 | 0.00703 | 0.0070445 | 0.0070581 | 0.0070708 | 0.0070826 | 0.0070936 | 0.0071039 | 0.0071135
F5_Commercial_WA - Miscellaneous_Existing_Space Heating_Natural Gas_Gas Boiler - Thermostatic Radiator Valves_A_Technical Potential | F5 | Commercial | WA - Miscellaneous | Existing | Space Heating | Natural Gas | Gas Boiler - Thermostatic Radiator Valves | A | Standalone Impact on Baseline Summer Peak (%) | Technical Potential | 0 | 0 | 0 | 0 | 0 | 0 | 0 | 0 | 0 | 0 | 0 | 0 | 0 | 0 | 0 | 0 | 0 | 0 | 0 | 0 | 0 | 0 | 0 | 0 | 0 | 0 | 0
F6_Commercial_WA - Miscellaneous_Existing_Space Heating_Natural Gas_Gas Boiler - Thermostatic Radiator Valves_A_Technical Potential | F6 | Commercial | WA - Miscellaneous | Existing | Space Heating | Natural Gas | Gas Boiler - Thermostatic Radiator Valves | A | Standalone Impact on Baseline Winter Peak (%) | Technical Potential | 0 | 0 | 0 | 0 | 0 | 0 | 0 | 0 | 0 | 0 | 0 | 0 | 0 | 0 | 0 | 0 | 0 | 0 | 0 | 0 | 0 | 0 | 0 | 0 | 0 | 0 | 0
F7_Commercial_WA - Miscellaneous_Existing_Space Heating_Natural Gas_Gas Boiler - Thermostatic Radiator Valves_A_Technical Potential | F7 | Commercial | WA - Miscellaneous | Existing | Space Heating | Natural Gas | Gas Boiler - Thermostatic Radiator Valves | A | Incremental Energy Savings (MWh or mTherms) | Technical Potential | 0 | 0 | 0 | 0.74483 | 1.5243 | 1.5199 | 1.5156 | 1.5114 | 1.5073 | 1.5034 | 1.4997 | 1.496 | 1.4926 | 1.4893 | 1.4861 | 1.4832 | 1.4804 | 1.4778 | 0.75657 | 2.2898e-16 | 2.9726e-15 | 0 | 0 | 0 | 0 | 0 | 0
F8_Commercial_WA - Miscellaneous_Existing_Space Heating_Natural Gas_Gas Boiler - Thermostatic Radiator Valves_A_Technical Potential | F8 | Commercial | WA - Miscellaneous | Existing | Space Heating | Natural Gas | Gas Boiler - Thermostatic Radiator Valves | A | Incremental Summer Peak Savings (MW) | Technical Potential | 0 | 0 | 0 | 0 | 0 | 0 | 0 | 0 | 0 | 0 | 0 | 0 | 0 | 0 | 0 | 0 | 0 | 0 | 0 | 0 | 0 | 0 | 0 | 0 | 0 | 0 | 0
F9_Commercial_WA - Miscellaneous_Existing_Space Heating_Natural Gas_Gas Boiler - Thermostatic Radiator Valves_A_Technical Potential | F9 | Commercial | WA - Miscellaneous | Existing | Space Heating | Natural Gas | Gas Boiler - Thermostatic Radiator Valves | A | Incremental Winter Peak Savings (MW) | Technical Potential | 0 | 0 | 0 | 0 | 0 | 0 | 0 | 0 | 0 | 0 | 0 | 0 | 0 | 0 | 0 | 0 | 0 | 0 | 0 | 0 | 0 | 0 | 0 | 0 | 0 | 0 | 0
F10_Commercial_WA - Miscellaneous_Existing_Space Heating_Natural Gas_Gas Boiler - Thermostatic Radiator Valves_A_Technical Potential | F10 | Commercial | WA - Miscellaneous | Existing | Space Heating | Natural Gas | Gas Boiler - Thermostatic Radiator Valves | A | Cumulative Energy Savings (MWh or mTherms) | Technical Potential | 0 | 0 | 0 | 0.74483 | 2.267 | 3.7803 | 5.2851 | 6.7819 | 8.2711 | 9.753 | 11.2282 | 12.6971 | 14.1602 | 15.6182 | 17.0714 | 18.5205 | 19.966 | 21.4084 | 22.1297 | 22.096 | 22.065 | 22.0368 | 22.0112 | 21.9879 | 21.9667 | 21.9475 | 21.93
F11_Commercial_WA - Miscellaneous_Existing_Space Heating_Natural Gas_Gas Boiler - Thermostatic Radiator Valves_A_Technical Potential | F11 | Commercial | WA - Miscellaneous | Existing | Space Heating | Natural Gas | Gas Boiler - Thermostatic Radiator Valves | A | Cumulative Summer Peak Savings (MW) | Technical Potential | 0 | 0 | 0 | 0 | 0 | 0 | 0 | 0 | 0 | 0 | 0 | 0 | 0 | 0 | 0 | 0 | 0 | 0 | 0 | 0 | 0 | 0 | 0 | 0 | 0 | 0 | 0
F12_Commercial_WA - Miscellaneous_Existing_Space Heating_Natural Gas_Gas Boiler - Thermostatic Radiator Valves_A_Technical Potential | F12 | Commercial | WA - Miscellaneous | Existing | Space Heating | Natural Gas | Gas Boiler - Thermostatic Radiator Valves | A | Cumulative Winter Peak Savings (MW) | Technical Potential | 0 | 0 | 0 | 0 | 0 | 0 | 0 | 0 | 0 | 0 | 0 | 0 | 0 | 0 | 0 | 0 | 0 | 0 | 0 | 0 | 0 | 0 | 0 | 0 | 0 | 0 | 0
F13_Commercial_WA - Miscellaneous_Existing_Space Heating_Natural Gas_Gas Boiler - Thermostatic Radiator Valves_A_Technical Potential | F13 | Commercial | WA - Miscellaneous | Existing | Space Heating | Natural Gas | Gas Boiler - Thermostatic Radiator Valves | A | Purchases (Incremental) | Technical Potential | 0 | 0 | 0 | 44.5378 | 91.4198 | 91.4198 | 91.4198 | 91.4198 | 91.4198 | 91.4198 | 91.4198 | 91.4198 | 91.4198 | 91.4198 | 91.4198 | 91.4198 | 91.4198 | 91.4198 | 46.8819 | 1.4211e-14 | 1.8474e-13 | 0 | 0 | 0 | 0 | 0 | 0
F14_Commercial_WA - Miscellaneous_Existing_Space Heating_Natural Gas_Gas Boiler - Thermostatic Radiator Valves_A_Technical Potential | F14 | Commercial | WA - Miscellaneous | Existing | Space Heating | Natural Gas | Gas Boiler - Thermostatic Radiator Valves | A | Purchases (Cumulative) | Technical Potential | 0 | 0 | 0 | 44.5378 | 135.9576 | 227.3774 | 318.7972 | 410.217 | 501.6368 | 593.0566 | 684.4764 | 775.8962 | 867.316 | 958.7358 | 1050.1556 | 1141.5754 | 1232.9952 | 1324.415 | 1371.2969 | 1371.2969 | 1371.2969 | 1371.2969 | 1371.2969 | 1371.2969 | 1371.2969 | 1371.2969 | 1371.2969
F1_Commercial_WA - Miscellaneous_Existing_Space Heating_Natural Gas_HVAC - Shut Off Damper_A_Technical Potential | F1 | Commercial | WA - Miscellaneous | Existing | Space Heating | Natural Gas | HVAC - Shut Off Damper | A | Original Unit Energy Savings (kWh or therms) | Technical Potential | 0 | 0 | 34.8311 | 34.7396 | 34.6439 | 34.5438 | 34.4393 | 34.3304 | 34.2171 | 34.0996 | 33.9785 | 33.8545 | 33.7283 | 33.6004 | 33.4712 | 33.3414 | 33.2114 | 33.0816 | 32.9523 | 32.831 | 32.717 | 32.6121 | 32.5155 | 32.4266 | 32.3447 | 32.2693 | 32.1999
F2_Commercial_WA - Miscellaneous_Existing_Space Heating_Natural Gas_HVAC - Shut Off Damper_A_Technical Potential | F2 | Commercial | WA - Miscellaneous | Existing | Space Heating | Natural Gas | HVAC - Shut Off Damper | A | Original Unit Summer Peak Savings (kW) | Technical Potential | 0 | 0 | 0 | 0 | 0 | 0 | 0 | 0 | 0 | 0 | 0 | 0 | 0 | 0 | 0 | 0 | 0 | 0 | 0 | 0 | 0 | 0 | 0 | 0 | 0 | 0 | 0
F3_Commercial_WA - Miscellaneous_Existing_Space Heating_Natural Gas_HVAC - Shut Off Damper_A_Technical Potential | F3 | Commercial | WA - Miscellaneous | Existing | Space Heating | Natural Gas | HVAC - Shut Off Damper | A | Original Unit Winter Peak Savings (kW) | Technical Potential | 0 | 0 | 0 | 0 | 0 | 0 | 0 | 0 | 0 | 0 | 0 | 0 | 0 | 0 | 0 | 0 | 0 | 0 | 0 | 0 | 0 | 0 | 0 | 0 | 0 | 0 | 0
F4_Commercial_WA - Miscellaneous_Existing_Space Heating_Natural Gas_HVAC - Shut Off Damper_A_Technical Potential | F4 | Commercial | WA - Miscellaneous | Existing | Space Heating | Natural Gas | HVAC - Shut Off Damper | A | Standalone Impact on Baseline Energy (%) | Technical Potential | 0 | 0 | 0 | 0.00021917 | 0.00048828 | 0.00081758 | 0.0011998 | 0.0016359 | 0.0021456 | 0.0027048 | 0.003276 | 0.0038144 | 0.0042771 | 0.0046351 | 0.0048808 | 0.0050278 | 0.0050965 | 0.0050964 | 0.0050964 | 0.0050963 | 0.0050963 | 0.0050962 | 0.0050962 | 0.0050961 | 0.0050961 | 0.0050961 | 0.005096
F5_Commercial_WA - Miscellaneous_Existing_Space Heating_Natural Gas_HVAC - Shut Off Damper_A_Technical Potential | F5 | Commercial | WA - Miscellaneous | Existing | Space Heating | Natural Gas | HVAC - Shut Off Damper | A | Standalone Impact on Baseline Summer Peak (%) | Technical Potential | 0 | 0 | 0 | 0 | 0 | 0 | 0 | 0 | 0 | 0 | 0 | 0 | 0 | 0 | 0 | 0 | 0 | 0 | 0 | 0 | 0 | 0 | 0 | 0 | 0 | 0 | 0
F6_Commercial_WA - Miscellaneous_Existing_Space Heating_Natural Gas_HVAC - Shut Off Damper_A_Technical Potential | F6 | Commercial | WA - Miscellaneous | Existing | Space Heating | Natural Gas | HVAC - Shut Off Damper | A | Standalone Impact on Baseline Winter Peak (%) | Technical Potential | 0 | 0 | 0 | 0 | 0 | 0 | 0 | 0 | 0 | 0 | 0 | 0 | 0 | 0 | 0 | 0 | 0 | 0 | 0 | 0 | 0 | 0 | 0 | 0 | 0 | 0 | 0
F7_Commercial_WA - Miscellaneous_Existing_Space Heating_Natural Gas_HVAC - Shut Off Damper_A_Technical Potential | F7 | Commercial | WA - Miscellaneous | Existing | Space Heating | Natural Gas | HVAC - Shut Off Damper | A | Incremental Energy Savings (MWh or mTherms) | Technical Potential | 0 | 0 | 0 | 0.72883 | 0.89242 | 1.0889 | 1.2602 | 1.4329 | 1.6697 | 1.8254 | 1.8581 | 1.7447 | 1.4941 | 1.1518 | 0.78744 | 0.46938 | 0.21838 | 0 | 0 | 0 | 0 | 0 | 0 | 0 | 0 | 0 | 0
F8_Commercial_WA - Miscellaneous_Existing_Space Heating_Natural Gas_HVAC - Shut Off Damper_A_Technical Potential | F8 | Commercial | WA - Miscellaneous | Existing | Space Heating | Natural Gas | HVAC - Shut Off Damper | A | Incremental Summer Peak Savings (MW) | Technical Potential | 0 | 0 | 0 | 0 | 0 | 0 | 0 | 0 | 0 | 0 | 0 | 0 | 0 | 0 | 0 | 0 | 0 | 0 | 0 | 0 | 0 | 0 | 0 | 0 | 0 | 0 | 0
F9_Commercial_WA - Miscellaneous_Existing_Space Heating_Natural Gas_HVAC - Shut Off Damper_A_Technical Potential | F9 | Commercial | WA - Miscellaneous | Existing | Space Heating | Natural Gas | HVAC - Shut Off Damper | A | Incremental Winter Peak Savings (MW) | Technical Potential | 0 | 0 | 0 | 0 | 0 | 0 | 0 | 0 | 0 | 0 | 0 | 0 | 0 | 0 | 0 | 0 | 0 | 0 | 0 | 0 | 0 | 0 | 0 | 0 | 0 | 0 | 0
F10_Commercial_WA - Miscellaneous_Existing_Space Heating_Natural Gas_HVAC - Shut Off Damper_A_Technical Potential | F10 | Commercial | WA - Miscellaneous | Existing | Space Heating | Natural Gas | HVAC - Shut Off Damper | A | Cumulative Energy Savings (MWh or mTherms) | Technical Potential | 0 | 0 | 0 | 0.72883 | 1.6192 | 2.7035 | 3.9555 | 5.3759 | 7.0279 | 8.8291 | 10.6559 | 12.3617 | 13.8097 | 14.9092 | 15.6393 | 16.0481 | 16.2039 | 16.1405 | 16.0774 | 16.0183 | 15.9626 | 15.9115 | 15.8643 | 15.8209 | 15.781 | 15.7442 | 15.7103
F11_Commercial_WA - Miscellaneous_Existing_Space Heating_Natural Gas_HVAC - Shut Off Damper_A_Technical Potential | F11 | Commercial | WA - Miscellaneous | Existing | Space Heating | Natural Gas | HVAC - Shut Off Damper | A | Cumulative Summer Peak Savings (MW) | Technical Potential | 0 | 0 | 0 | 0 | 0 | 0 | 0 | 0 | 0 | 0 | 0 | 0 | 0 | 0 | 0 | 0 | 0 | 0 | 0 | 0 | 0 | 0 | 0 | 0 | 0 | 0 | 0
F12_Commercial_WA - Miscellaneous_Existing_Space Heating_Natural Gas_HVAC - Shut Off Damper_A_Technical Potential | F12 | Commercial | WA - Miscellaneous | Existing | Space Heating | Natural Gas | HVAC - Shut Off Damper | A | Cumulative Winter Peak Savings (MW) | Technical Potential | 0 | 0 | 0 | 0 | 0 | 0 | 0 | 0 | 0 | 0 | 0 | 0 | 0 | 0 | 0 | 0 | 0 | 0 | 0 | 0 | 0 | 0 | 0 | 0 | 0 | 0 | 0
F13_Commercial_WA - Miscellaneous_Existing_Space Heating_Natural Gas_HVAC - Shut Off Damper_A_Technical Potential | F13 | Commercial | WA - Miscellaneous | Existing | Space Heating | Natural Gas | HVAC - Shut Off Damper | A | Purchases (Incremental) | Technical Potential | 0 | 0 | 0 | 20.9797 | 25.7597 | 31.5224 | 36.5925 | 41.7384 | 48.7972 | 53.5313 | 54.686 | 51.535 | 44.2987 | 34.2802 | 23.5258 | 14.078 | 6.5754 | 0 | 0 | 0 | 0 | 0 | 0 | 0 | 0 | 0 | 0
F14_Commercial_WA - Miscellaneous_Existing_Space Heating_Natural Gas_HVAC - Shut Off Damper_A_Technical Potential | F14 | Commercial | WA - Miscellaneous | Existing | Space Heating | Natural Gas | HVAC - Shut Off Damper | A | Purchases (Cumulative) | Technical Potential | 0 | 0 | 0 | 20.9797 | 46.7395 | 78.2618 | 114.8544 | 156.5928 | 205.39 | 258.9213 | 313.6073 | 365.1423 | 409.441 | 443.7212 | 467.2469 | 481.3249 | 487.9003 | 487.9003 | 487.9003 | 487.9003 | 487.9003 | 487.9003 | 487.9003 | 487.9003 | 487.9003 | 487.9003 | 487.9003
F1_Commercial_WA - Miscellaneous_Existing_Space Heating_Natural Gas_Gas Furnace - Tube Inserts_A_Technical Potential | F1 | Commercial | WA - Miscellaneous | Existing | Space Heating | Natural Gas | Gas Furnace - Tube Inserts | A | Original Unit Energy Savings (kWh or therms) | Technical Potential | 0 | 0 | 0 | 0 | 0 | 0 | 0 | 0 | 0 | 0 | 0 | 0 | 0 | 0 | 0 | 0 | 0 | 0 | 0 | 0 | 0 | 0 | 0 | 0 | 0 | 0 | 0
F2_Commercial_WA - Miscellaneous_Existing_Space Heating_Natural Gas_Gas Furnace - Tube Inserts_A_Technical Potential | F2 | Commercial | WA - Miscellaneous | Existing | Space Heating | Natural Gas | Gas Furnace - Tube Inserts | A | Original Unit Summer Peak Savings (kW) | Technical Potential | 0 | 0 | 0 | 0 | 0 | 0 | 0 | 0 | 0 | 0 | 0 | 0 | 0 | 0 | 0 | 0 | 0 | 0 | 0 | 0 | 0 | 0 | 0 | 0 | 0 | 0 | 0
F3_Commercial_WA - Miscellaneous_Existing_Space Heating_Natural Gas_Gas Furnace - Tube Inserts_A_Technical Potential | F3 | Commercial | WA - Miscellaneous | Existing | Space Heating | Natural Gas | Gas Furnace - Tube Inserts | A | Original Unit Winter Peak Savings (kW) | Technical Potential | 0 | 0 | 0 | 0 | 0 | 0 | 0 | 0 | 0 | 0 | 0 | 0 | 0 | 0 | 0 | 0 | 0 | 0 | 0 | 0 | 0 | 0 | 0 | 0 | 0 | 0 | 0
F4_Commercial_WA - Miscellaneous_Existing_Space Heating_Natural Gas_Gas Furnace - Tube Inserts_A_Technical Potential | F4 | Commercial | WA - Miscellaneous | Existing | Space Heating | Natural Gas | Gas Furnace - Tube Inserts | A | Standalone Impact on Baseline Energy (%) | Technical Potential | 0 | 0 | 0 | 0 | 0 | 0 | 0 | 0 | 0 | 0 | 0 | 0 | 0 | 0 | 0 | 0 | 0 | 0 | 0 | 0 | 0 | 0 | 0 | 0 | 0 | 0 | 0
F5_Commercial_WA - Miscellaneous_Existing_Space Heating_Natural Gas_Gas Furnace - Tube Inserts_A_Technical Potential | F5 | Commercial | WA - Miscellaneous | Existing | Space Heating | Natural Gas | Gas Furnace - Tube Inserts | A | Standalone Impact on Baseline Summer Peak (%) | Technical Potential | 0 | 0 | 0 | 0 | 0 | 0 | 0 | 0 | 0 | 0 | 0 | 0 | 0 | 0 | 0 | 0 | 0 | 0 | 0 | 0 | 0 | 0 | 0 | 0 | 0 | 0 | 0
F6_Commercial_WA - Miscellaneous_Existing_Space Heating_Natural Gas_Gas Furnace - Tube Inserts_A_Technical Potential | F6 | Commercial | WA - Miscellaneous | Existing | Space Heating | Natural Gas | Gas Furnace - Tube Inserts | A | Standalone Impact on Baseline Winter Peak (%) | Technical Potential | 0 | 0 | 0 | 0 | 0 | 0 | 0 | 0 | 0 | 0 | 0 | 0 | 0 | 0 | 0 | 0 | 0 | 0 | 0 | 0 | 0 | 0 | 0 | 0 | 0 | 0 | 0
F7_Commercial_WA - Miscellaneous_Existing_Space Heating_Natural Gas_Gas Furnace - Tube Inserts_A_Technical Potential | F7 | Commercial | WA - Miscellaneous | Existing | Space Heating | Natural Gas | Gas Furnace - Tube Inserts | A | Incremental Energy Savings (MWh or mTherms) | Technical Potential | 0 | 0 | 0 | 0 | 0 | 0 | 0 | 0 | 0 | 0 | 0 | 0 | 0 | 0 | 0 | 0 | 0 | 0 | 0 | 0 | 0 | 0 | 0 | 0 | 0 | 0 | 0
F8_Commercial_WA - Miscellaneous_Existing_Space Heating_Natural Gas_Gas Furnace - Tube Inserts_A_Technical Potential | F8 | Commercial | WA - Miscellaneous | Existing | Space Heating | Natural Gas | Gas Furnace - Tube Inserts | A | Incremental Summer Peak Savings (MW) | Technical Potential | 0 | 0 | 0 | 0 | 0 | 0 | 0 | 0 | 0 | 0 | 0 | 0 | 0 | 0 | 0 | 0 | 0 | 0 | 0 | 0 | 0 | 0 | 0 | 0 | 0 | 0 | 0
F9_Commercial_WA - Miscellaneous_Existing_Space Heating_Natural Gas_Gas Furnace - Tube Inserts_A_Technical Potential | F9 | Commercial | WA - Miscellaneous | Existing | Space Heating | Natural Gas | Gas Furnace - Tube Inserts | A | Incremental Winter Peak Savings (MW) | Technical Potential | 0 | 0 | 0 | 0 | 0 | 0 | 0 | 0 | 0 | 0 | 0 | 0 | 0 | 0 | 0 | 0 | 0 | 0 | 0 | 0 | 0 | 0 | 0 | 0 | 0 | 0 | 0
F10_Commercial_WA - Miscellaneous_Existing_Space Heating_Natural Gas_Gas Furnace - Tube Inserts_A_Technical Potential | F10 | Commercial | WA - Miscellaneous | Existing | Space Heating | Natural Gas | Gas Furnace - Tube Inserts | A | Cumulative Energy Savings (MWh or mTherms) | Technical Potential | 0 | 0 | 0 | 0 | 0 | 0 | 0 | 0 | 0 | 0 | 0 | 0 | 0 | 0 | 0 | 0 | 0 | 0 | 0 | 0 | 0 | 0 | 0 | 0 | 0 | 0 | 0
F11_Commercial_WA - Miscellaneous_Existing_Space Heating_Natural Gas_Gas Furnace - Tube Inserts_A_Technical Potential | F11 | Commercial | WA - Miscellaneous | Existing | Space Heating | Natural Gas | Gas Furnace - Tube Inserts | A | Cumulative Summer Peak Savings (MW) | Technical Potential | 0 | 0 | 0 | 0 | 0 | 0 | 0 | 0 | 0 | 0 | 0 | 0 | 0 | 0 | 0 | 0 | 0 | 0 | 0 | 0 | 0 | 0 | 0 | 0 | 0 | 0 | 0
F12_Commercial_WA - Miscellaneous_Existing_Space Heating_Natural Gas_Gas Furnace - Tube Inserts_A_Technical Potential | F12 | Commercial | WA - Miscellaneous | Existing | Space Heating | Natural Gas | Gas Furnace - Tube Inserts | A | Cumulative Winter Peak Savings (MW) | Technical Potential | 0 | 0 | 0 | 0 | 0 | 0 | 0 | 0 | 0 | 0 | 0 | 0 | 0 | 0 | 0 | 0 | 0 | 0 | 0 | 0 | 0 | 0 | 0 | 0 | 0 | 0 | 0
F13_Commercial_WA - Miscellaneous_Existing_Space Heating_Natural Gas_Gas Furnace - Tube Inserts_A_Technical Potential | F13 | Commercial | WA - Miscellaneous | Existing | Space Heating | Natural Gas | Gas Furnace - Tube Inserts | A | Purchases (Incremental) | Technical Potential | 0 | 0 | 0 | 4050.7083 | 2179.6526 | 7373.5484 | 11994.0871 | 18205.349 | 22023.2415 | 33288.0796 | 38605.4426 | 44874.0004 | 48855.6352 | 49164.1163 | 44571.4045 | 34394.2985 | 18897.2926 | 0 | 0 | 0 | 0 | 0 | 0 | 0 | 0 | 0 | 0
F14_Commercial_WA - Miscellaneous_Existing_Space Heating_Natural Gas_Gas Furnace - Tube Inserts_A_Technical Potential | F14 | Commercial | WA - Miscellaneous | Existing | Space Heating | Natural Gas | Gas Furnace - Tube Inserts | A | Purchases (Cumulative) | Technical Potential | 0 | 0 | 0 | 4050.7083 | 6230.3609 | 13603.9093 | 25597.9964 | 43803.3454 | 65826.5869 | 99114.6665 | 137720.1091 | 182594.1094 | 231449.7447 | 280613.861 | 325185.2655 | 359579.5641 | 378476.8566 | 378476.8566 | 378476.8566 | 378476.8566 | 378476.8566 | 378476.8566 | 378476.8566 | 378476.8566 | 378476.8566 | 378476.8566 | 378476.8566
F1_Commercial_WA - Miscellaneous_Existing_Space Heating_Natural Gas_Gas Boiler - Insulate Steam Lines/Condensate Tank_A_Technical Potential | F1 | Commercial | WA - Miscellaneous | Existing | Space Heating | Natural Gas | Gas Boiler - Insulate Steam Lines/Condensate Tank | A | Original Unit Energy Savings (kWh or therms) | Technical Potential | 0 | 0 | 6.3796 | 6.3603 | 6.3414 | 6.323 | 6.305 | 6.2876 | 6.2707 | 6.2544 | 6.2387 | 6.2237 | 6.2093 | 6.1955 | 6.1825 | 6.1701 | 6.1585 | 6.1476 | 6.1375 | 6.1281 | 6.1195 | 6.1117 | 6.1046 | 6.0982 | 6.0923 | 6.0869 | 6.0821
F2_Commercial_WA - Miscellaneous_Existing_Space Heating_Natural Gas_Gas Boiler - Insulate Steam Lines/Condensate Tank_A_Technical Potential | F2 | Commercial | WA - Miscellaneous | Existing | Space Heating | Natural Gas | Gas Boiler - Insulate Steam Lines/Condensate Tank | A | Original Unit Summer Peak Savings (kW) | Technical Potential | 0 | 0 | 0 | 0 | 0 | 0 | 0 | 0 | 0 | 0 | 0 | 0 | 0 | 0 | 0 | 0 | 0 | 0 | 0 | 0 | 0 | 0 | 0 | 0 | 0 | 0 | 0
F3_Commercial_WA - Miscellaneous_Existing_Space Heating_Natural Gas_Gas Boiler - Insulate Steam Lines/Condensate Tank_A_Technical Potential | F3 | Commercial | WA - Miscellaneous | Existing | Space Heating | Natural Gas | Gas Boiler - Insulate Steam Lines/Condensate Tank | A | Original Unit Winter Peak Savings (kW) | Technical Potential | 0 | 0 | 0 | 0 | 0 | 0 | 0 | 0 | 0 | 0 | 0 | 0 | 0 | 0 | 0 | 0 | 0 | 0 | 0 | 0 | 0 | 0 | 0 | 0 | 0 | 0 | 0
F4_Commercial_WA - Miscellaneous_Existing_Space Heating_Natural Gas_Gas Boiler - Insulate Steam Lines/Condensate Tank_A_Technical Potential | F4 | Commercial | WA - Miscellaneous | Existing | Space Heating | Natural Gas | Gas Boiler - Insulate Steam Lines/Condensate Tank | A | Standalone Impact on Baseline Energy (%) | Technical Potential | 0 | 0 | 0 | 0.00013415 | 0.00040941 | 0.00068469 | 0.00096015 | 0.001236 | 0.0015123 | 0.0017894 | 0.0020674 | 0.0023464 | 0.0026266 | 0.002908 | 0.0031908 | 0.0034751 | 0.003761 | 0.0040485 | 0.0042013 | 0.0042103 | 0.004219 | 0.0042271 | 0.0042347 | 0.0042418 | 0.0042484 | 0.0042546 | 0.0042603
F5_Commercial_WA - Miscellaneous_Existing_Space Heating_Natural Gas_Gas Boiler - Insulate Steam Lines/Condensate Tank_A_Technical Potential | F5 | Commercial | WA - Miscellaneous | Existing | Space Heating | Natural Gas | Gas Boiler - Insulate Steam Lines/Condensate Tank | A | Standalone Impact on Baseline Summer Peak (%) | Technical Potential | 0 | 0 | 0 | 0 | 0 | 0 | 0 | 0 | 0 | 0 | 0 | 0 | 0 | 0 | 0 | 0 | 0 | 0 | 0 | 0 | 0 | 0 | 0 | 0 | 0 | 0 | 0
F6_Commercial_WA - Miscellaneous_Existing_Space Heating_Natural Gas_Gas Boiler - Insulate Steam Lines/Condensate Tank_A_Technical Potential | F6 | Commercial | WA - Miscellaneous | Existing | Space Heating | Natural Gas | Gas Boiler - Insulate Steam Lines/Condensate Tank | A | Standalone Impact on Baseline Winter Peak (%) | Technical Potential | 0 | 0 | 0 | 0 | 0 | 0 | 0 | 0 | 0 | 0 | 0 | 0 | 0 | 0 | 0 | 0 | 0 | 0 | 0 | 0 | 0 | 0 | 0 | 0 | 0 | 0 | 0
F7_Commercial_WA - Miscellaneous_Existing_Space Heating_Natural Gas_Gas Boiler - Insulate Steam Lines/Condensate Tank_A_Technical Potential | F7 | Commercial | WA - Miscellaneous | Existing | Space Heating | Natural Gas | Gas Boiler - Insulate Steam Lines/Condensate Tank | A | Incremental Energy Savings (MWh or mTherms) | Technical Potential | 0 | 0 | 0 | 0.44609 | 0.91293 | 0.91028 | 0.9077 | 0.90519 | 0.90276 | 0.90041 | 0.89815 | 0.89598 | 0.89391 | 0.89193 | 0.89005 | 0.88827 | 0.8866 | 0.88503 | 0.45312 | 1.7417e-16 | 1.7393e-15 | 0 | 0 | 0 | 0 | 0 | 0
F8_Commercial_WA - Miscellaneous_Existing_Space Heating_Natural Gas_Gas Boiler - Insulate Steam Lines/Condensate Tank_A_Technical Potential | F8 | Commercial | WA - Miscellaneous | Existing | Space Heating | Natural Gas | Gas Boiler - Insulate Steam Lines/Condensate Tank | A | Incremental Summer Peak Savings (MW) | Technical Potential | 0 | 0 | 0 | 0 | 0 | 0 | 0 | 0 | 0 | 0 | 0 | 0 | 0 | 0 | 0 | 0 | 0 | 0 | 0 | 0 | 0 | 0 | 0 | 0 | 0 | 0 | 0
F9_Commercial_WA - Miscellaneous_Existing_Space Heating_Natural Gas_Gas Boiler - Insulate Steam Lines/Condensate Tank_A_Technical Potential | F9 | Commercial | WA - Miscellaneous | Existing | Space Heating | Natural Gas | Gas Boiler - Insulate Steam Lines/Condensate Tank | A | Incremental Winter Peak Savings (MW) | Technical Potential | 0 | 0 | 0 | 0 | 0 | 0 | 0 | 0 | 0 | 0 | 0 | 0 | 0 | 0 | 0 | 0 | 0 | 0 | 0 | 0 | 0 | 0 | 0 | 0 | 0 | 0 | 0
F10_Commercial_WA - Miscellaneous_Existing_Space Heating_Natural Gas_Gas Boiler - Insulate Steam Lines/Condensate Tank_A_Technical Potential | F10 | Commercial | WA - Miscellaneous | Existing | Space Heating | Natural Gas | Gas Boiler - Insulate Steam Lines/Condensate Tank | A | Cumulative Energy Savings (MWh or mTherms) | Technical Potential | 0 | 0 | 0 | 0.44609 | 1.3577 | 2.264 | 3.1653 | 4.0617 | 4.9536 | 5.8411 | 6.7246 | 7.6044 | 8.4806 | 9.3538 | 10.2242 | 11.092 | 11.9577 | 12.8216 | 13.2536 | 13.2334 | 13.2148 | 13.198 | 13.1826 | 13.1687 | 13.156 | 13.1445 | 13.134
F11_Commercial_WA - Miscellaneous_Existing_Space Heating_Natural Gas_Gas Boiler - Insulate Steam Lines/Condensate Tank_A_Technical Potential | F11 | Commercial | WA - Miscellaneous | Existing | Space Heating | Natural Gas | Gas Boiler - Insulate Steam Lines/Condensate Tank | A | Cumulative Summer Peak Savings (MW) | Technical Potential | 0 | 0 | 0 | 0 | 0 | 0 | 0 | 0 | 0 | 0 | 0 | 0 | 0 | 0 | 0 | 0 | 0 | 0 | 0 | 0 | 0 | 0 | 0 | 0 | 0 | 0 | 0
F12_Commercial_WA - Miscellaneous_Existing_Space Heating_Natural Gas_Gas Boiler - Insulate Steam Lines/Condensate Tank_A_Technical Potential | F12 | Commercial | WA - Miscellaneous | Existing | Space Heating | Natural Gas | Gas Boiler - Insulate Steam Lines/Condensate Tank | A | Cumulative Winter Peak Savings (MW) | Technical Potential | 0 | 0 | 0 | 0 | 0 | 0 | 0 | 0 | 0 | 0 | 0 | 0 | 0 | 0 | 0 | 0 | 0 | 0 | 0 | 0 | 0 | 0 | 0 | 0 | 0 | 0 | 0
F13_Commercial_WA - Miscellaneous_Existing_Space Heating_Natural Gas_Gas Boiler - Insulate Steam Lines/Condensate Tank_A_Technical Potential | F13 | Commercial | WA - Miscellaneous | Existing | Space Heating | Natural Gas | Gas Boiler - Insulate Steam Lines/Condensate Tank | A | Purchases (Incremental) | Technical Potential | 0 | 0 | 0 | 70.1361 | 143.9636 | 143.9636 | 143.9636 | 143.9636 | 143.9636 | 143.9636 | 143.9636 | 143.9636 | 143.9636 | 143.9636 | 143.9636 | 143.9636 | 143.9636 | 143.9636 | 73.8275 | 2.8422e-14 | 2.8422e-13 | 0 | 0 | 0 | 0 | 0 | 0
F14_Commercial_WA - Miscellaneous_Existing_Space Heating_Natural Gas_Gas Boiler - Insulate Steam Lines/Condensate Tank_A_Technical Potential | F14 | Commercial | WA - Miscellaneous | Existing | Space Heating | Natural Gas | Gas Boiler - Insulate Steam Lines/Condensate Tank | A | Purchases (Cumulative) | Technical Potential | 0 | 0 | 0 | 70.1361 | 214.0997 | 358.0632 | 502.0268 | 645.9904 | 789.9539 | 933.9175 | 1077.881 | 1221.8446 | 1365.8082 | 1509.7717 | 1653.7353 | 1797.6989 | 1941.6624 | 2085.626 | 2159.4535 | 2159.4535 | 2159.4535 | 2159.4535 | 2159.4535 | 2159.4535 | 2159.4535 | 2159.4535 | 2159.4535
F1_Commercial_WA - Miscellaneous_Existing_Space Heating_Natural Gas_Gas Boiler - Insulate Hot Water Lines_A_Technical Potential | F1 | Commercial | WA - Miscellaneous | Existing | Space Heating | Natural Gas | Gas Boiler - Insulate Hot Water Lines | A | Original Unit Energy Savings (kWh or therms) | Technical Potential | 0 | 0 | 4.2708 | 4.2579 | 4.2453 | 4.2329 | 4.2209 | 4.2092 | 4.1979 | 4.187 | 4.1765 | 4.1664 | 4.1568 | 4.1476 | 4.1388 | 4.1306 | 4.1228 | 4.1155 | 4.1087 | 4.1025 | 4.0967 | 4.0915 | 4.0867 | 4.0824 | 4.0785 | 4.0749 | 4.0716
F2_Commercial_WA - Miscellaneous_Existing_Space Heating_Natural Gas_Gas Boiler - Insulate Hot Water Lines_A_Technical Potential | F2 | Commercial | WA - Miscellaneous | Existing | Space Heating | Natural Gas | Gas Boiler - Insulate Hot Water Lines | A | Original Unit Summer Peak Savings (kW) | Technical Potential | 0 | 0 | 0 | 0 | 0 | 0 | 0 | 0 | 0 | 0 | 0 | 0 | 0 | 0 | 0 | 0 | 0 | 0 | 0 | 0 | 0 | 0 | 0 | 0 | 0 | 0 | 0
F3_Commercial_WA - Miscellaneous_Existing_Space Heating_Natural Gas_Gas Boiler - Insulate Hot Water Lines_A_Technical Potential | F3 | Commercial | WA - Miscellaneous | Existing | Space Heating | Natural Gas | Gas Boiler - Insulate Hot Water Lines | A | Original Unit Winter Peak Savings (kW) | Technical Potential | 0 | 0 | 0 | 0 | 0 | 0 | 0 | 0 | 0 | 0 | 0 | 0 | 0 | 0 | 0 | 0 | 0 | 0 | 0 | 0 | 0 | 0 | 0 | 0 | 0 | 0 | 0
F4_Commercial_WA - Miscellaneous_Existing_Space Heating_Natural Gas_Gas Boiler - Insulate Hot Water Lines_A_Technical Potential | F4 | Commercial | WA - Miscellaneous | Existing | Space Heating | Natural Gas | Gas Boiler - Insulate Hot Water Lines | A | Standalone Impact on Baseline Energy (%) | Technical Potential | 0 | 0 | 0 | 8.9805e-05 | 0.00027408 | 0.00045837 | 0.00064277 | 0.00082742 | 0.0010124 | 0.0011979 | 0.001384 | 0.0015708 | 0.0017584 | 0.0019468 | 0.0020455 | 0.0020493 | 0.0020535 | 0.0020579 | 0.0020625 | 0.002067 | 0.0020712 | 0.0020752 | 0.0020789 | 0.0020824 | 0.0020857 | 0.0020887 | 0.0020915
F5_Commercial_WA - Miscellaneous_Existing_Space Heating_Natural Gas_Gas Boiler - Insulate Hot Water Lines_A_Technical Potential | F5 | Commercial | WA - Miscellaneous | Existing | Space Heating | Natural Gas | Gas Boiler - Insulate Hot Water Lines | A | Standalone Impact on Baseline Summer Peak (%) | Technical Potential | 0 | 0 | 0 | 0 | 0 | 0 | 0 | 0 | 0 | 0 | 0 | 0 | 0 | 0 | 0 | 0 | 0 | 0 | 0 | 0 | 0 | 0 | 0 | 0 | 0 | 0 | 0
F6_Commercial_WA - Miscellaneous_Existing_Space Heating_Natural Gas_Gas Boiler - Insulate Hot Water Lines_A_Technical Potential | F6 | Commercial | WA - Miscellaneous | Existing | Space Heating | Natural Gas | Gas Boiler - Insulate Hot Water Lines | A | Standalone Impact on Baseline Winter Peak (%) | Technical Potential | 0 | 0 | 0 | 0 | 0 | 0 | 0 | 0 | 0 | 0 | 0 | 0 | 0 | 0 | 0 | 0 | 0 | 0 | 0 | 0 | 0 | 0 | 0 | 0 | 0 | 0 | 0
F7_Commercial_WA - Miscellaneous_Existing_Space Heating_Natural Gas_Gas Boiler - Insulate Hot Water Lines_A_Technical Potential | F7 | Commercial | WA - Miscellaneous | Existing | Space Heating | Natural Gas | Gas Boiler - Insulate Hot Water Lines | A | Incremental Energy Savings (MWh or mTherms) | Technical Potential | 0 | 0 | 0 | 0.29863 | 0.61116 | 0.60939 | 0.60766 | 0.60598 | 0.60435 | 0.60278 | 0.60127 | 0.59981 | 0.59842 | 0.5971 | 0.30556 | 1.174e-16 | 1.1718e-15 | 0 | 1.1678e-15 | 0 | 1.2808e-15 | 1.1629e-16 | 0 | 0 | 0 | 0 | 0
F8_Commercial_WA - Miscellaneous_Existing_Space Heating_Natural Gas_Gas Boiler - Insulate Hot Water Lines_A_Technical Potential | F8 | Commercial | WA - Miscellaneous | Existing | Space Heating | Natural Gas | Gas Boiler - Insulate Hot Water Lines | A | Incremental Summer Peak Savings (MW) | Technical Potential | 0 | 0 | 0 | 0 | 0 | 0 | 0 | 0 | 0 | 0 | 0 | 0 | 0 | 0 | 0 | 0 | 0 | 0 | 0 | 0 | 0 | 0 | 0 | 0 | 0 | 0 | 0
F9_Commercial_WA - Miscellaneous_Existing_Space Heating_Natural Gas_Gas Boiler - Insulate Hot Water Lines_A_Technical Potential | F9 | Commercial | WA - Miscellaneous | Existing | Space Heating | Natural Gas | Gas Boiler - Insulate Hot Water Lines | A | Incremental Winter Peak Savings (MW) | Technical Potential | 0 | 0 | 0 | 0 | 0 | 0 | 0 | 0 | 0 | 0 | 0 | 0 | 0 | 0 | 0 | 0 | 0 | 0 | 0 | 0 | 0 | 0 | 0 | 0 | 0 | 0 | 0
F10_Commercial_WA - Miscellaneous_Existing_Space Heating_Natural Gas_Gas Boiler - Insulate Hot Water Lines_A_Technical Potential | F10 | Commercial | WA - Miscellaneous | Existing | Space Heating | Natural Gas | Gas Boiler - Insulate Hot Water Lines | A | Cumulative Energy Savings (MWh or mTherms) | Technical Potential | 0 | 0 | 0 | 0.29863 | 0.90891 | 1.5157 | 2.119 | 2.7191 | 3.3162 | 3.9103 | 4.5018 | 5.0907 | 5.6774 | 6.2619 | 6.5543 | 6.5412 | 6.5289 | 6.5173 | 6.5066 | 6.4967 | 6.4876 | 6.4793 | 6.4717 | 6.4649 | 6.4587 | 6.453 | 6.4479
F11_Commercial_WA - Miscellaneous_Existing_Space Heating_Natural Gas_Gas Boiler - Insulate Hot Water Lines_A_Technical Potential | F11 | Commercial | WA - Miscellaneous | Existing | Space Heating | Natural Gas | Gas Boiler - Insulate Hot Water Lines | A | Cumulative Summer Peak Savings (MW) | Technical Potential | 0 | 0 | 0 | 0 | 0 | 0 | 0 | 0 | 0 | 0 | 0 | 0 | 0 | 0 | 0 | 0 | 0 | 0 | 0 | 0 | 0 | 0 | 0 | 0 | 0 | 0 | 0
F12_Commercial_WA - Miscellaneous_Existing_Space Heating_Natural Gas_Gas Boiler - Insulate Hot Water Lines_A_Technical Potential | F12 | Commercial | WA - Miscellaneous | Existing | Space Heating | Natural Gas | Gas Boiler - Insulate Hot Water Lines | A | Cumulative Winter Peak Savings (MW) | Technical Potential | 0 | 0 | 0 | 0 | 0 | 0 | 0 | 0 | 0 | 0 | 0 | 0 | 0 | 0 | 0 | 0 | 0 | 0 | 0 | 0 | 0 | 0 | 0 | 0 | 0 | 0 | 0
F13_Commercial_WA - Miscellaneous_Existing_Space Heating_Natural Gas_Gas Boiler - Insulate Hot Water Lines_A_Technical Potential | F13 | Commercial | WA - Miscellaneous | Existing | Space Heating | Natural Gas | Gas Boiler - Insulate Hot Water Lines | A | Purchases (Incremental) | Technical Potential | 0 | 0 | 0 | 70.1361 | 143.9636 | 143.9636 | 143.9636 | 143.9636 | 143.9636 | 143.9636 | 143.9636 | 143.9636 | 143.9636 | 143.9636 | 73.8275 | 2.8422e-14 | 2.8422e-13 | 0 | 2.8422e-13 | 0 | 3.1264e-13 | 2.8422e-14 | 0 | 0 | 0 | 0 | 0
F14_Commercial_WA - Miscellaneous_Existing_Space Heating_Natural Gas_Gas Boiler - Insulate Hot Water Lines_A_Technical Potential | F14 | Commercial | WA - Miscellaneous | Existing | Space Heating | Natural Gas | Gas Boiler - Insulate Hot Water Lines | A | Purchases (Cumulative) | Technical Potential | 0 | 0 | 0 | 70.1361 | 214.0997 | 358.0632 | 502.0268 | 645.9904 | 789.9539 | 933.9175 | 1077.881 | 1221.8446 | 1365.8082 | 1509.7717 | 1583.5992 | 1583.5992 | 1583.5992 | 1583.5992 | 1583.5992 | 1583.5992 | 1583.5992 | 1583.5992 | 1583.5992 | 1583.5992 | 1583.5992 | 1583.5992 | 1583.5992
F1_Commercial_WA - Miscellaneous_Existing_Space Heating_Natural Gas_Condensing RTU_A_Technical Potential | F1 | Commercial | WA - Miscellaneous | Existing | Space Heating | Natural Gas | Condensing RTU | A | Original Unit Energy Savings (kWh or therms) | Technical Potential | 0 | 0 | 0.023738 | 0.023683 | 0.023621 | 0.023553 | 0.023479 | 0.023398 | 0.02331 | 0.023215 | 0.023114 | 0.023009 | 0.022898 | 0.022784 | 0.022666 | 0.022546 | 0.022423 | 0.022299 | 0.022173 | 0.022055 | 0.021943 | 0.021839 | 0.021744 | 0.021656 | 0.021575 | 0.0215 | 0.02143
F2_Commercial_WA - Miscellaneous_Existing_Space Heating_Natural Gas_Condensing RTU_A_Technical Potential | F2 | Commercial | WA - Miscellaneous | Existing | Space Heating | Natural Gas | Condensing RTU | A | Original Unit Summer Peak Savings (kW) | Technical Potential | 0 | 0 | 0 | 0 | 0 | 0 | 0 | 0 | 0 | 0 | 0 | 0 | 0 | 0 | 0 | 0 | 0 | 0 | 0 | 0 | 0 | 0 | 0 | 0 | 0 | 0 | 0
F3_Commercial_WA - Miscellaneous_Existing_Space Heating_Natural Gas_Condensing RTU_A_Technical Potential | F3 | Commercial | WA - Miscellaneous | Existing | Space Heating | Natural Gas | Condensing RTU | A | Original Unit Winter Peak Savings (kW) | Technical Potential | 0 | 0 | 0 | 0 | 0 | 0 | 0 | 0 | 0 | 0 | 0 | 0 | 0 | 0 | 0 | 0 | 0 | 0 | 0 | 0 | 0 | 0 | 0 | 0 | 0 | 0 | 0
F4_Commercial_WA - Miscellaneous_Existing_Space Heating_Natural Gas_Condensing RTU_A_Technical Potential | F4 | Commercial | WA - Miscellaneous | Existing | Space Heating | Natural Gas | Condensing RTU | A | Standalone Impact on Baseline Energy (%) | Technical Potential | 0 | 0 | 0 | 5.3424e-05 | 0.00016311 | 0.00027279 | 0.00038241 | 0.00049192 | 0.00054788 | 0.00054753 | 0.00054709 | 0.00054658 | 0.00054599 | 0.00054533 | 0.0005446 | 0.00054381 | 0.00054297 | 0.00054206 | 0.00054111 | 0.0005402 | 0.00053933 | 0.00053851 | 0.00053775 | 0.00053704 | 0.00053637 | 0.00053575 | 0.00053518
F5_Commercial_WA - Miscellaneous_Existing_Space Heating_Natural Gas_Condensing RTU_A_Technical Potential | F5 | Commercial | WA - Miscellaneous | Existing | Space Heating | Natural Gas | Condensing RTU | A | Standalone Impact on Baseline Summer Peak (%) | Technical Potential | 0 | 0 | 0 | 0 | 0 | 0 | 0 | 0 | 0 | 0 | 0 | 0 | 0 | 0 | 0 | 0 | 0 | 0 | 0 | 0 | 0 | 0 | 0 | 0 | 0 | 0 | 0
F6_Commercial_WA - Miscellaneous_Existing_Space Heating_Natural Gas_Condensing RTU_A_Technical Potential | F6 | Commercial | WA - Miscellaneous | Existing | Space Heating | Natural Gas | Condensing RTU | A | Standalone Impact on Baseline Winter Peak (%) | Technical Potential | 0 | 0 | 0 | 0 | 0 | 0 | 0 | 0 | 0 | 0 | 0 | 0 | 0 | 0 | 0 | 0 | 0 | 0 | 0 | 0 | 0 | 0 | 0 | 0 | 0 | 0 | 0
F7_Commercial_WA - Miscellaneous_Existing_Space Heating_Natural Gas_Condensing RTU_A_Technical Potential | F7 | Commercial | WA - Miscellaneous | Existing | Space Heating | Natural Gas | Condensing RTU | A | Incremental Energy Savings (MWh or mTherms) | Technical Potential | 0 | 0 | 0 | 0.17765 | 0.36371 | 0.36266 | 0.36151 | 0.36026 | 0.18406 | 0 | 0 | 0 | 0 | 0 | 0 | 0 | 7.3419e-16 | 0 | 0 | 0 | 0 | 0 | 0 | 0 | 0 | 0 | 0
F8_Commercial_WA - Miscellaneous_Existing_Space Heating_Natural Gas_Condensing RTU_A_Technical Potential | F8 | Commercial | WA - Miscellaneous | Existing | Space Heating | Natural Gas | Condensing RTU | A | Incremental Summer Peak Savings (MW) | Technical Potential | 0 | 0 | 0 | 0 | 0 | 0 | 0 | 0 | 0 | 0 | 0 | 0 | 0 | 0 | 0 | 0 | 0 | 0 | 0 | 0 | 0 | 0 | 0 | 0 | 0 | 0 | 0
F9_Commercial_WA - Miscellaneous_Existing_Space Heating_Natural Gas_Condensing RTU_A_Technical Potential | F9 | Commercial | WA - Miscellaneous | Existing | Space Heating | Natural Gas | Condensing RTU | A | Incremental Winter Peak Savings (MW) | Technical Potential | 0 | 0 | 0 | 0 | 0 | 0 | 0 | 0 | 0 | 0 | 0 | 0 | 0 | 0 | 0 | 0 | 0 | 0 | 0 | 0 | 0 | 0 | 0 | 0 | 0 | 0 | 0
F10_Commercial_WA - Miscellaneous_Existing_Space Heating_Natural Gas_Condensing RTU_A_Technical Potential | F10 | Commercial | WA - Miscellaneous | Existing | Space Heating | Natural Gas | Condensing RTU | A | Cumulative Energy Savings (MWh or mTherms) | Technical Potential | 0 | 0 | 0 | 0.17765 | 0.5409 | 0.90201 | 1.2607 | 1.6166 | 1.7945 | 1.7873 | 1.7795 | 1.7714 | 1.7629 | 1.7541 | 1.745 | 1.7358 | 1.7263 | 1.7167 | 1.707 | 1.6979 | 1.6893 | 1.6813 | 1.674 | 1.6672 | 1.661 | 1.6552 | 1.6499
F11_Commercial_WA - Miscellaneous_Existing_Space Heating_Natural Gas_Condensing RTU_A_Technical Potential | F11 | Commercial | WA - Miscellaneous | Existing | Space Heating | Natural Gas | Condensing RTU | A | Cumulative Summer Peak Savings (MW) | Technical Potential | 0 | 0 | 0 | 0 | 0 | 0 | 0 | 0 | 0 | 0 | 0 | 0 | 0 | 0 | 0 | 0 | 0 | 0 | 0 | 0 | 0 | 0 | 0 | 0 | 0 | 0 | 0
F12_Commercial_WA - Miscellaneous_Existing_Space Heating_Natural Gas_Condensing RTU_A_Technical Potential | F12 | Commercial | WA - Miscellaneous | Existing | Space Heating | Natural Gas | Condensing RTU | A | Cumulative Winter Peak Savings (MW) | Technical Potential | 0 | 0 | 0 | 0 | 0 | 0 | 0 | 0 | 0 | 0 | 0 | 0 | 0 | 0 | 0 | 0 | 0 | 0 | 0 | 0 | 0 | 0 | 0 | 0 | 0 | 0 | 0
F13_Commercial_WA - Miscellaneous_Existing_Space Heating_Natural Gas_Condensing RTU_A_Technical Potential | F13 | Commercial | WA - Miscellaneous | Existing | Space Heating | Natural Gas | Condensing RTU | A | Purchases (Incremental) | Technical Potential | 0 | 0 | 0 | 7501.3117 | 15397.4292 | 15397.4292 | 15397.4292 | 15397.4292 | 7896.1175 | 0 | 0 | 0 | 0 | 0 | 0 | 0 | 3.2742e-11 | 0 | 0 | 0 | 0 | 0 | 0 | 0 | 0 | 0 | 0
F14_Commercial_WA - Miscellaneous_Existing_Space Heating_Natural Gas_Condensing RTU_A_Technical Potential | F14 | Commercial | WA - Miscellaneous | Existing | Space Heating | Natural Gas | Condensing RTU | A | Purchases (Cumulative) | Technical Potential | 0 | 0 | 0 | 7501.3117 | 22898.7409 | 38296.1701 | 53693.5993 | 69091.0285 | 76987.146 | 76987.146 | 76987.146 | 76987.146 | 76987.146 | 76987.146 | 76987.146 | 76987.146 | 76987.146 | 76987.146 | 76987.146 | 76987.146 | 76987.146 | 76987.146 | 76987.146 | 76987.146 | 76987.146 | 76987.146 | 76987.146
F1_Commercial_WA - Miscellaneous_Existing_Space Heating_Natural Gas_Hydronic Heating Radiator Replacement_A_Technical Potential | F1 | Commercial | WA - Miscellaneous | Existing | Space Heating | Natural Gas | Hydronic Heating Radiator Replacement | A | Original Unit Energy Savings (kWh or therms) | Technical Potential | 0 | 0 | 36.2112 | 36.1018 | 35.9947 | 35.8901 | 35.7882 | 35.6893 | 35.5935 | 35.5009 | 35.4118 | 35.3263 | 35.2445 | 35.1665 | 35.0924 | 35.0224 | 34.9564 | 34.8947 | 34.8372 | 34.784 | 34.7352 | 34.6909 | 34.6505 | 34.6139 | 34.5805 | 34.5503 | 34.5227
F2_Commercial_WA - Miscellaneous_Existing_Space Heating_Natural Gas_Hydronic Heating Radiator Replacement_A_Technical Potential | F2 | Commercial | WA - Miscellaneous | Existing | Space Heating | Natural Gas | Hydronic Heating Radiator Replacement | A | Original Unit Summer Peak Savings (kW) | Technical Potential | 0 | 0 | 0 | 0 | 0 | 0 | 0 | 0 | 0 | 0 | 0 | 0 | 0 | 0 | 0 | 0 | 0 | 0 | 0 | 0 | 0 | 0 | 0 | 0 | 0 | 0 | 0
F3_Commercial_WA - Miscellaneous_Existing_Space Heating_Natural Gas_Hydronic Heating Radiator Replacement_A_Technical Potential | F3 | Commercial | WA - Miscellaneous | Existing | Space Heating | Natural Gas | Hydronic Heating Radiator Replacement | A | Original Unit Winter Peak Savings (kW) | Technical Potential | 0 | 0 | 0 | 0 | 0 | 0 | 0 | 0 | 0 | 0 | 0 | 0 | 0 | 0 | 0 | 0 | 0 | 0 | 0 | 0 | 0 | 0 | 0 | 0 | 0 | 0 | 0
F4_Commercial_WA - Miscellaneous_Existing_Space Heating_Natural Gas_Hydronic Heating Radiator Replacement_A_Technical Potential | F4 | Commercial | WA - Miscellaneous | Existing | Space Heating | Natural Gas | Hydronic Heating Radiator Replacement | A | Standalone Impact on Baseline Energy (%) | Technical Potential | 0 | 0 | 0 | 0.00019341 | 0.00059028 | 0.00098718 | 0.0013843 | 0.001782 | 0.0021805 | 0.00258 | 0.0029808 | 0.003383 | 0.003787 | 0.0041927 | 0.0046005 | 0.0050104 | 0.0054225 | 0.005837 | 0.006254 | 0.0066722 | 0.0070915 | 0.0075115 | 0.007932 | 0.0079453 | 0.0079577 | 0.0079692 | 0.00798
F5_Commercial_WA - Miscellaneous_Existing_Space Heating_Natural Gas_Hydronic Heating Radiator Replacement_A_Technical Potential | F5 | Commercial | WA - Miscellaneous | Existing | Space Heating | Natural Gas | Hydronic Heating Radiator Replacement | A | Standalone Impact on Baseline Summer Peak (%) | Technical Potential | 0 | 0 | 0 | 0 | 0 | 0 | 0 | 0 | 0 | 0 | 0 | 0 | 0 | 0 | 0 | 0 | 0 | 0 | 0 | 0 | 0 | 0 | 0 | 0 | 0 | 0 | 0
F6_Commercial_WA - Miscellaneous_Existing_Space Heating_Natural Gas_Hydronic Heating Radiator Replacement_A_Technical Potential | F6 | Commercial | WA - Miscellaneous | Existing | Space Heating | Natural Gas | Hydronic Heating Radiator Replacement | A | Standalone Impact on Baseline Winter Peak (%) | Technical Potential | 0 | 0 | 0 | 0 | 0 | 0 | 0 | 0 | 0 | 0 | 0 | 0 | 0 | 0 | 0 | 0 | 0 | 0 | 0 | 0 | 0 | 0 | 0 | 0 | 0 | 0 | 0
F7_Commercial_WA - Miscellaneous_Existing_Space Heating_Natural Gas_Hydronic Heating Radiator Replacement_A_Technical Potential | F7 | Commercial | WA - Miscellaneous | Existing | Space Heating | Natural Gas | Hydronic Heating Radiator Replacement | A | Incremental Energy Savings (MWh or mTherms) | Technical Potential | 0 | 0 | 0 | 0.64316 | 1.3163 | 1.3124 | 1.3087 | 1.3051 | 1.3016 | 1.2982 | 1.2949 | 1.2918 | 1.2888 | 1.286 | 1.2833 | 1.2807 | 1.2783 | 1.276 | 1.2739 | 1.272 | 1.2702 | 1.2686 | 1.2671 | 0 | 0 | 0 | 0
F8_Commercial_WA - Miscellaneous_Existing_Space Heating_Natural Gas_Hydronic Heating Radiator Replacement_A_Technical Potential | F8 | Commercial | WA - Miscellaneous | Existing | Space Heating | Natural Gas | Hydronic Heating Radiator Replacement | A | Incremental Summer Peak Savings (MW) | Technical Potential | 0 | 0 | 0 | 0 | 0 | 0 | 0 | 0 | 0 | 0 | 0 | 0 | 0 | 0 | 0 | 0 | 0 | 0 | 0 | 0 | 0 | 0 | 0 | 0 | 0 | 0 | 0
F9_Commercial_WA - Miscellaneous_Existing_Space Heating_Natural Gas_Hydronic Heating Radiator Replacement_A_Technical Potential | F9 | Commercial | WA - Miscellaneous | Existing | Space Heating | Natural Gas | Hydronic Heating Radiator Replacement | A | Incremental Winter Peak Savings (MW) | Technical Potential | 0 | 0 | 0 | 0 | 0 | 0 | 0 | 0 | 0 | 0 | 0 | 0 | 0 | 0 | 0 | 0 | 0 | 0 | 0 | 0 | 0 | 0 | 0 | 0 | 0 | 0 | 0
F10_Commercial_WA - Miscellaneous_Existing_Space Heating_Natural Gas_Hydronic Heating Radiator Replacement_A_Technical Potential | F10 | Commercial | WA - Miscellaneous | Existing | Space Heating | Natural Gas | Hydronic Heating Radiator Replacement | A | Cumulative Energy Savings (MWh or mTherms) | Technical Potential | 0 | 0 | 0 | 0.64316 | 1.9575 | 3.2642 | 4.5637 | 5.8561 | 7.142 | 8.4216 | 9.6954 | 10.9638 | 12.2272 | 13.4862 | 14.741 | 15.9923 | 17.2404 | 18.486 | 19.7295 | 20.9713 | 22.2121 | 23.4523 | 24.6922 | 24.666 | 24.6423 | 24.6207 | 24.6011
F11_Commercial_WA - Miscellaneous_Existing_Space Heating_Natural Gas_Hydronic Heating Radiator Replacement_A_Technical Potential | F11 | Commercial | WA - Miscellaneous | Existing | Space Heating | Natural Gas | Hydronic Heating Radiator Replacement | A | Cumulative Summer Peak Savings (MW) | Technical Potential | 0 | 0 | 0 | 0 | 0 | 0 | 0 | 0 | 0 | 0 | 0 | 0 | 0 | 0 | 0 | 0 | 0 | 0 | 0 | 0 | 0 | 0 | 0 | 0 | 0 | 0 | 0
F12_Commercial_WA - Miscellaneous_Existing_Space Heating_Natural Gas_Hydronic Heating Radiator Replacement_A_Technical Potential | F12 | Commercial | WA - Miscellaneous | Existing | Space Heating | Natural Gas | Hydronic Heating Radiator Replacement | A | Cumulative Winter Peak Savings (MW) | Technical Potential | 0 | 0 | 0 | 0 | 0 | 0 | 0 | 0 | 0 | 0 | 0 | 0 | 0 | 0 | 0 | 0 | 0 | 0 | 0 | 0 | 0 | 0 | 0 | 0 | 0 | 0 | 0
F13_Commercial_WA - Miscellaneous_Existing_Space Heating_Natural Gas_Hydronic Heating Radiator Replacement_A_Technical Potential | F13 | Commercial | WA - Miscellaneous | Existing | Space Heating | Natural Gas | Hydronic Heating Radiator Replacement | A | Purchases (Incremental) | Technical Potential | 0 | 0 | 0 | 17.8151 | 36.5679 | 36.5679 | 36.5679 | 36.5679 | 36.5679 | 36.5679 | 36.5679 | 36.5679 | 36.5679 | 36.5679 | 36.5679 | 36.5679 | 36.5679 | 36.5679 | 36.5679 | 36.5679 | 36.5679 | 36.5679 | 36.5679 | 0 | 0 | 0 | 0
F14_Commercial_WA - Miscellaneous_Existing_Space Heating_Natural Gas_Hydronic Heating Radiator Replacement_A_Technical Potential | F14 | Commercial | WA - Miscellaneous | Existing | Space Heating | Natural Gas | Hydronic Heating Radiator Replacement | A | Purchases (Cumulative) | Technical Potential | 0 | 0 | 0 | 17.8151 | 54.3831 | 90.951 | 127.5189 | 164.0868 | 200.6547 | 237.2226 | 273.7906 | 310.3585 | 346.9264 | 383.4943 | 420.0622 | 456.6302 | 493.1981 | 529.766 | 566.3339 | 602.9018 | 639.4697 | 676.0377 | 712.6056 | 712.6056 | 712.6056 | 712.6056 | 712.6056
F1_Commercial_WA - Miscellaneous_Existing_Space Heating_Natural Gas_Thermostat - Connected_A_Technical Potential | F1 | Commercial | WA - Miscellaneous | Existing | Space Heating | Natural Gas | Thermostat - Connected | A | Original Unit Energy Savings (kWh or therms) | Technical Potential | 0 | 0 | 34.1998 | 34.1102 | 34.0164 | 33.9184 | 33.816 | 33.7094 | 33.5985 | 33.4834 | 33.3648 | 33.2434 | 33.1197 | 32.9944 | 32.868 | 32.7409 | 32.6135 | 32.4863 | 32.3597 | 32.2409 | 32.1293 | 32.0265 | 31.9319 | 31.8448 | 31.7646 | 31.6908 | 31.6228
F2_Commercial_WA - Miscellaneous_Existing_Space Heating_Natural Gas_Thermostat - Connected_A_Technical Potential | F2 | Commercial | WA - Miscellaneous | Existing | Space Heating | Natural Gas | Thermostat - Connected | A | Original Unit Summer Peak Savings (kW) | Technical Potential | 0 | 0 | 0 | 0 | 0 | 0 | 0 | 0 | 0 | 0 | 0 | 0 | 0 | 0 | 0 | 0 | 0 | 0 | 0 | 0 | 0 | 0 | 0 | 0 | 0 | 0 | 0
F3_Commercial_WA - Miscellaneous_Existing_Space Heating_Natural Gas_Thermostat - Connected_A_Technical Potential | F3 | Commercial | WA - Miscellaneous | Existing | Space Heating | Natural Gas | Thermostat - Connected | A | Original Unit Winter Peak Savings (kW) | Technical Potential | 0 | 0 | 0 | 0 | 0 | 0 | 0 | 0 | 0 | 0 | 0 | 0 | 0 | 0 | 0 | 0 | 0 | 0 | 0 | 0 | 0 | 0 | 0 | 0 | 0 | 0 | 0
F4_Commercial_WA - Miscellaneous_Existing_Space Heating_Natural Gas_Thermostat - Connected_A_Technical Potential | F4 | Commercial | WA - Miscellaneous | Existing | Space Heating | Natural Gas | Thermostat - Connected | A | Standalone Impact on Baseline Energy (%) | Technical Potential | 0 | 0 | 0 | 0.00045735 | 0.0010189 | 0.0017061 | 0.0025038 | 0.0034136 | 0.0040201 | 0.0046255 | 0.0051304 | 0.0054562 | 0.005512 | 0.005512 | 0.005512 | 0.005512 | 0.005512 | 0.005512 | 0.005512 | 0.005512 | 0.005512 | 0.005512 | 0.005512 | 0.005512 | 0.005512 | 0.005512 | 0.005512
F5_Commercial_WA - Miscellaneous_Existing_Space Heating_Natural Gas_Thermostat - Connected_A_Technical Potential | F5 | Commercial | WA - Miscellaneous | Existing | Space Heating | Natural Gas | Thermostat - Connected | A | Standalone Impact on Baseline Summer Peak (%) | Technical Potential | 0 | 0 | 0 | 0 | 0 | 0 | 0 | 0 | 0 | 0 | 0 | 0 | 0 | 0 | 0 | 0 | 0 | 0 | 0 | 0 | 0 | 0 | 0 | 0 | 0 | 0 | 0
F6_Commercial_WA - Miscellaneous_Existing_Space Heating_Natural Gas_Thermostat - Connected_A_Technical Potential | F6 | Commercial | WA - Miscellaneous | Existing | Space Heating | Natural Gas | Thermostat - Connected | A | Standalone Impact on Baseline Winter Peak (%) | Technical Potential | 0 | 0 | 0 | 0 | 0 | 0 | 0 | 0 | 0 | 0 | 0 | 0 | 0 | 0 | 0 | 0 | 0 | 0 | 0 | 0 | 0 | 0 | 0 | 0 | 0 | 0 | 0
F7_Commercial_WA - Miscellaneous_Existing_Space Heating_Natural Gas_Thermostat - Connected_A_Technical Potential | F7 | Commercial | WA - Miscellaneous | Existing | Space Heating | Natural Gas | Thermostat - Connected | A | Incremental Energy Savings (MWh or mTherms) | Technical Potential | 0 | 0 | 0 | 1.5208 | 1.8622 | 2.2722 | 2.6297 | 2.9901 | 1.9863 | 1.9762 | 1.6425 | 1.0557 | 0.18021 | 0 | 0 | 0 | 0 | 0 | 0 | 0 | 0 | 0 | 0 | 0 | 0 | 0 | 0
F8_Commercial_WA - Miscellaneous_Existing_Space Heating_Natural Gas_Thermostat - Connected_A_Technical Potential | F8 | Commercial | WA - Miscellaneous | Existing | Space Heating | Natural Gas | Thermostat - Connected | A | Incremental Summer Peak Savings (MW) | Technical Potential | 0 | 0 | 0 | 0 | 0 | 0 | 0 | 0 | 0 | 0 | 0 | 0 | 0 | 0 | 0 | 0 | 0 | 0 | 0 | 0 | 0 | 0 | 0 | 0 | 0 | 0 | 0
F9_Commercial_WA - Miscellaneous_Existing_Space Heating_Natural Gas_Thermostat - Connected_A_Technical Potential | F9 | Commercial | WA - Miscellaneous | Existing | Space Heating | Natural Gas | Thermostat - Connected | A | Incremental Winter Peak Savings (MW) | Technical Potential | 0 | 0 | 0 | 0 | 0 | 0 | 0 | 0 | 0 | 0 | 0 | 0 | 0 | 0 | 0 | 0 | 0 | 0 | 0 | 0 | 0 | 0 | 0 | 0 | 0 | 0 | 0
F10_Commercial_WA - Miscellaneous_Existing_Space Heating_Natural Gas_Thermostat - Connected_A_Technical Potential | F10 | Commercial | WA - Miscellaneous | Existing | Space Heating | Natural Gas | Thermostat - Connected | A | Cumulative Energy Savings (MWh or mTherms) | Technical Potential | 0 | 0 | 0 | 1.5208 | 3.3789 | 5.6414 | 8.2541 | 11.2182 | 13.1675 | 15.0986 | 16.6876 | 17.6825 | 17.797 | 17.7296 | 17.6617 | 17.5934 | 17.5249 | 17.4566 | 17.3885 | 17.3247 | 17.2647 | 17.2095 | 17.1587 | 17.1119 | 17.0688 | 17.0291 | 16.9926
F11_Commercial_WA - Miscellaneous_Existing_Space Heating_Natural Gas_Thermostat - Connected_A_Technical Potential | F11 | Commercial | WA - Miscellaneous | Existing | Space Heating | Natural Gas | Thermostat - Connected | A | Cumulative Summer Peak Savings (MW) | Technical Potential | 0 | 0 | 0 | 0 | 0 | 0 | 0 | 0 | 0 | 0 | 0 | 0 | 0 | 0 | 0 | 0 | 0 | 0 | 0 | 0 | 0 | 0 | 0 | 0 | 0 | 0 | 0
F12_Commercial_WA - Miscellaneous_Existing_Space Heating_Natural Gas_Thermostat - Connected_A_Technical Potential | F12 | Commercial | WA - Miscellaneous | Existing | Space Heating | Natural Gas | Thermostat - Connected | A | Cumulative Winter Peak Savings (MW) | Technical Potential | 0 | 0 | 0 | 0 | 0 | 0 | 0 | 0 | 0 | 0 | 0 | 0 | 0 | 0 | 0 | 0 | 0 | 0 | 0 | 0 | 0 | 0 | 0 | 0 | 0 | 0 | 0
F13_Commercial_WA - Miscellaneous_Existing_Space Heating_Natural Gas_Thermostat - Connected_A_Technical Potential | F13 | Commercial | WA - Miscellaneous | Existing | Space Heating | Natural Gas | Thermostat - Connected | A | Purchases (Incremental) | Technical Potential | 0 | 0 | 0 | 44.586 | 54.7445 | 66.9912 | 77.7663 | 88.7023 | 59.1176 | 59.02 | 49.2272 | 31.7557 | 5.4411 | 0 | 0 | 0 | 0 | 0 | 0 | 0 | 0 | 0 | 0 | 0 | 0 | 0 | 0
F14_Commercial_WA - Miscellaneous_Existing_Space Heating_Natural Gas_Thermostat - Connected_A_Technical Potential | F14 | Commercial | WA - Miscellaneous | Existing | Space Heating | Natural Gas | Thermostat - Connected | A | Purchases (Cumulative) | Technical Potential | 0 | 0 | 0 | 44.586 | 99.3305 | 166.3217 | 244.088 | 332.7903 | 391.9079 | 450.9279 | 500.1551 | 531.9108 | 537.3519 | 537.3519 | 537.3519 | 537.3519 | 537.3519 | 537.3519 | 537.3519 | 537.3519 | 537.3519 | 537.3519 | 537.3519 | 537.3519 | 537.3519 | 537.3519 | 537.3519
F1_Commercial_WA - Miscellaneous_Existing_Water Heating_Natural Gas_Water Heater - Thermostatic Shower Restriction Valve_A_Technical Potential | F1 | Commercial | WA - Miscellaneous | Existing | Water Heating | Natural Gas | Water Heater - Thermostatic Shower Restriction Valve | A | Original Unit Energy Savings (kWh or therms) | Technical Potential | 0 | 0 | 214.285 | 210.9285 | 207.9815 | 205.4143 | 203.2034 | 201.3299 | 199.7788 | 198.5379 | 197.5451 | 196.7509 | 196.1156 | 195.6073 | 195.2007 | 194.8754 | 194.6151 | 194.4069 | 194.2404 | 194.1071 | 194.0006 | 193.9153 | 193.8471 | 193.7925 | 193.7488 | 193.7139 | 193.6859
F2_Commercial_WA - Miscellaneous_Existing_Water Heating_Natural Gas_Water Heater - Thermostatic Shower Restriction Valve_A_Technical Potential | F2 | Commercial | WA - Miscellaneous | Existing | Water Heating | Natural Gas | Water Heater - Thermostatic Shower Restriction Valve | A | Original Unit Summer Peak Savings (kW) | Technical Potential | 0 | 0 | 0 | 0 | 0 | 0 | 0 | 0 | 0 | 0 | 0 | 0 | 0 | 0 | 0 | 0 | 0 | 0 | 0 | 0 | 0 | 0 | 0 | 0 | 0 | 0 | 0
F3_Commercial_WA - Miscellaneous_Existing_Water Heating_Natural Gas_Water Heater - Thermostatic Shower Restriction Valve_A_Technical Potential | F3 | Commercial | WA - Miscellaneous | Existing | Water Heating | Natural Gas | Water Heater - Thermostatic Shower Restriction Valve | A | Original Unit Winter Peak Savings (kW) | Technical Potential | 0 | 0 | 0 | 0 | 0 | 0 | 0 | 0 | 0 | 0 | 0 | 0 | 0 | 0 | 0 | 0 | 0 | 0 | 0 | 0 | 0 | 0 | 0 | 0 | 0 | 0 | 0
F4_Commercial_WA - Miscellaneous_Existing_Water Heating_Natural Gas_Water Heater - Thermostatic Shower Restriction Valve_A_Technical Potential | F4 | Commercial | WA - Miscellaneous | Existing | Water Heating | Natural Gas | Water Heater - Thermostatic Shower Restriction Valve | A | Standalone Impact on Baseline Energy (%) | Technical Potential | 0 | 0 | 0 | 0 | 0 | 0 | 0 | 0 | 0 | 0 | 0 | 0 | 0 | 0 | 0 | 0 | 0 | 0 | 0 | 0 | 0 | 0 | 0 | 0 | 0 | 0 | 0
F5_Commercial_WA - Miscellaneous_Existing_Water Heating_Natural Gas_Water Heater - Thermostatic Shower Restriction Valve_A_Technical Potential | F5 | Commercial | WA - Miscellaneous | Existing | Water Heating | Natural Gas | Water Heater - Thermostatic Shower Restriction Valve | A | Standalone Impact on Baseline Summer Peak (%) | Technical Potential | 0 | 0 | 0 | 0 | 0 | 0 | 0 | 0 | 0 | 0 | 0 | 0 | 0 | 0 | 0 | 0 | 0 | 0 | 0 | 0 | 0 | 0 | 0 | 0 | 0 | 0 | 0
F6_Commercial_WA - Miscellaneous_Existing_Water Heating_Natural Gas_Water Heater - Thermostatic Shower Restriction Valve_A_Technical Potential | F6 | Commercial | WA - Miscellaneous | Existing | Water Heating | Natural Gas | Water Heater - Thermostatic Shower Restriction Valve | A | Standalone Impact on Baseline Winter Peak (%) | Technical Potential | 0 | 0 | 0 | 0 | 0 | 0 | 0 | 0 | 0 | 0 | 0 | 0 | 0 | 0 | 0 | 0 | 0 | 0 | 0 | 0 | 0 | 0 | 0 | 0 | 0 | 0 | 0
F7_Commercial_WA - Miscellaneous_Existing_Water Heating_Natural Gas_Water Heater - Thermostatic Shower Restriction Valve_A_Technical Potential | F7 | Commercial | WA - Miscellaneous | Existing | Water Heating | Natural Gas | Water Heater - Thermostatic Shower Restriction Valve | A | Incremental Energy Savings (MWh or mTherms) | Technical Potential | 0 | 0 | 0 | 0 | 0 | 0 | 0 | 0 | 0 | 0 | 0 | 0 | 0 | 0 | 0 | 0 | 0 | 0 | 0 | 0 | 0 | 0 | 0 | 0 | 0 | 0 | 0
F8_Commercial_WA - Miscellaneous_Existing_Water Heating_Natural Gas_Water Heater - Thermostatic Shower Restriction Valve_A_Technical Potential | F8 | Commercial | WA - Miscellaneous | Existing | Water Heating | Natural Gas | Water Heater - Thermostatic Shower Restriction Valve | A | Incremental Summer Peak Savings (MW) | Technical Potential | 0 | 0 | 0 | 0 | 0 | 0 | 0 | 0 | 0 | 0 | 0 | 0 | 0 | 0 | 0 | 0 | 0 | 0 | 0 | 0 | 0 | 0 | 0 | 0 | 0 | 0 | 0
F9_Commercial_WA - Miscellaneous_Existing_Water Heating_Natural Gas_Water Heater - Thermostatic Shower Restriction Valve_A_Technical Potential | F9 | Commercial | WA - Miscellaneous | Existing | Water Heating | Natural Gas | Water Heater - Thermostatic Shower Restriction Valve | A | Incremental Winter Peak Savings (MW) | Technical Potential | 0 | 0 | 0 | 0 | 0 | 0 | 0 | 0 | 0 | 0 | 0 | 0 | 0 | 0 | 0 | 0 | 0 | 0 | 0 | 0 | 0 | 0 | 0 | 0 | 0 | 0 | 0
F10_Commercial_WA - Miscellaneous_Existing_Water Heating_Natural Gas_Water Heater - Thermostatic Shower Restriction Valve_A_Technical Potential | F10 | Commercial | WA - Miscellaneous | Existing | Water Heating | Natural Gas | Water Heater - Thermostatic Shower Restriction Valve | A | Cumulative Energy Savings (MWh or mTherms) | Technical Potential | 0 | 0 | 0 | 0 | 0 | 0 | 0 | 0 | 0 | 0 | 0 | 0 | 0 | 0 | 0 | 0 | 0 | 0 | 0 | 0 | 0 | 0 | 0 | 0 | 0 | 0 | 0
F11_Commercial_WA - Miscellaneous_Existing_Water Heating_Natural Gas_Water Heater - Thermostatic Shower Restriction Valve_A_Technical Potential | F11 | Commercial | WA - Miscellaneous | Existing | Water Heating | Natural Gas | Water Heater - Thermostatic Shower Restriction Valve | A | Cumulative Summer Peak Savings (MW) | Technical Potential | 0 | 0 | 0 | 0 | 0 | 0 | 0 | 0 | 0 | 0 | 0 | 0 | 0 | 0 | 0 | 0 | 0 | 0 | 0 | 0 | 0 | 0 | 0 | 0 | 0 | 0 | 0
F12_Commercial_WA - Miscellaneous_Existing_Water Heating_Natural Gas_Water Heater - Thermostatic Shower Restriction Valve_A_Technical Potential | F12 | Commercial | WA - Miscellaneous | Existing | Water Heating | Natural Gas | Water Heater - Thermostatic Shower Restriction Valve | A | Cumulative Winter Peak Savings (MW) | Technical Potential | 0 | 0 | 0 | 0 | 0 | 0 | 0 | 0 | 0 | 0 | 0 | 0 | 0 | 0 | 0 | 0 | 0 | 0 | 0 | 0 | 0 | 0 | 0 | 0 | 0 | 0 | 0
F13_Commercial_WA - Miscellaneous_Existing_Water Heating_Natural Gas_Water Heater - Thermostatic Shower Restriction Valve_A_Technical Potential | F13 | Commercial | WA - Miscellaneous | Existing | Water Heating | Natural Gas | Water Heater - Thermostatic Shower Restriction Valve | A | Purchases (Incremental) | Technical Potential | 0 | 0 | 0 | 0 | 0 | 0 | 0 | 0 | 0 | 0 | 0 | 0 | 0 | 0 | 0 | 0 | 0 | 0 | 0 | 0 | 0 | 0 | 0 | 0 | 0 | 0 | 0
F14_Commercial_WA - Miscellaneous_Existing_Water Heating_Natural Gas_Water Heater - Thermostatic Shower Restriction Valve_A_Technical Potential | F14 | Commercial | WA - Miscellaneous | Existing | Water Heating | Natural Gas | Water Heater - Thermostatic Shower Restriction Valve | A | Purchases (Cumulative) | Technical Potential | 0 | 0 | 0 | 0 | 0 | 0 | 0 | 0 | 0 | 0 | 0 | 0 | 0 | 0 | 0 | 0 | 0 | 0 | 0 | 0 | 0 | 0 | 0 | 0 | 0 | 0 | 0
F1_Commercial_WA - Miscellaneous_Existing_Water Heating_Natural Gas_Water Heater - Pre-Rinse Spray Valve_A_Technical Potential | F1 | Commercial | WA - Miscellaneous | Existing | Water Heating | Natural Gas | Water Heater - Pre-Rinse Spray Valve | A | Original Unit Energy Savings (kWh or therms) | Technical Potential | 0 | 0 | 16.1979 | 15.9442 | 15.7214 | 15.5273 | 15.3602 | 15.2186 | 15.1013 | 15.0075 | 14.9325 | 14.8725 | 14.8244 | 14.786 | 14.7553 | 14.7307 | 14.711 | 14.6953 | 14.6827 | 14.6726 | 14.6646 | 14.6581 | 14.653 | 14.6488 | 14.6455 | 14.6429 | 14.6408
F2_Commercial_WA - Miscellaneous_Existing_Water Heating_Natural Gas_Water Heater - Pre-Rinse Spray Valve_A_Technical Potential | F2 | Commercial | WA - Miscellaneous | Existing | Water Heating | Natural Gas | Water Heater - Pre-Rinse Spray Valve | A | Original Unit Summer Peak Savings (kW) | Technical Potential | 0 | 0 | 0 | 0 | 0 | 0 | 0 | 0 | 0 | 0 | 0 | 0 | 0 | 0 | 0 | 0 | 0 | 0 | 0 | 0 | 0 | 0 | 0 | 0 | 0 | 0 | 0
F3_Commercial_WA - Miscellaneous_Existing_Water Heating_Natural Gas_Water Heater - Pre-Rinse Spray Valve_A_Technical Potential | F3 | Commercial | WA - Miscellaneous | Existing | Water Heating | Natural Gas | Water Heater - Pre-Rinse Spray Valve | A | Original Unit Winter Peak Savings (kW) | Technical Potential | 0 | 0 | 0 | 0 | 0 | 0 | 0 | 0 | 0 | 0 | 0 | 0 | 0 | 0 | 0 | 0 | 0 | 0 | 0 | 0 | 0 | 0 | 0 | 0 | 0 | 0 | 0
F4_Commercial_WA - Miscellaneous_Existing_Water Heating_Natural Gas_Water Heater - Pre-Rinse Spray Valve_A_Technical Potential | F4 | Commercial | WA - Miscellaneous | Existing | Water Heating | Natural Gas | Water Heater - Pre-Rinse Spray Valve | A | Standalone Impact on Baseline Energy (%) | Technical Potential | 0 | 0 | 0 | 1.3713e-05 | 3.055e-05 | 5.1154e-05 | 7.5071e-05 | 8.8639e-05 | 0.0001037 | 0.00011808 | 0.00012991 | 0.00013631 | 0.00013631 | 0.00013631 | 0.00013631 | 0.00013631 | 0.00013631 | 0.00013631 | 0.00013631 | 0.00013631 | 0.00013631 | 0.00013631 | 0.00013631 | 0.00013631 | 0.00013631 | 0.00013631 | 0.00013631
F5_Commercial_WA - Miscellaneous_Existing_Water Heating_Natural Gas_Water Heater - Pre-Rinse Spray Valve_A_Technical Potential | F5 | Commercial | WA - Miscellaneous | Existing | Water Heating | Natural Gas | Water Heater - Pre-Rinse Spray Valve | A | Standalone Impact on Baseline Summer Peak (%) | Technical Potential | 0 | 0 | 0 | 0 | 0 | 0 | 0 | 0 | 0 | 0 | 0 | 0 | 0 | 0 | 0 | 0 | 0 | 0 | 0 | 0 | 0 | 0 | 0 | 0 | 0 | 0 | 0
F6_Commercial_WA - Miscellaneous_Existing_Water Heating_Natural Gas_Water Heater - Pre-Rinse Spray Valve_A_Technical Potential | F6 | Commercial | WA - Miscellaneous | Existing | Water Heating | Natural Gas | Water Heater - Pre-Rinse Spray Valve | A | Standalone Impact on Baseline Winter Peak (%) | Technical Potential | 0 | 0 | 0 | 0 | 0 | 0 | 0 | 0 | 0 | 0 | 0 | 0 | 0 | 0 | 0 | 0 | 0 | 0 | 0 | 0 | 0 | 0 | 0 | 0 | 0 | 0 | 0
F7_Commercial_WA - Miscellaneous_Existing_Water Heating_Natural Gas_Water Heater - Pre-Rinse Spray Valve_A_Technical Potential | F7 | Commercial | WA - Miscellaneous | Existing | Water Heating | Natural Gas | Water Heater - Pre-Rinse Spray Valve | A | Incremental Energy Savings (MWh or mTherms) | Technical Potential | 0 | 0 | 0 | 0.015666 | 0.018966 | 0.022923 | 0.026323 | 0.014795 | 0.016293 | 0.015469 | 0.012653 | 0.0068235 | 0 | 0 | 0 | 0 | 0 | 0 | 0 | 0 | 0 | 0 | 0 | 0 | 0 | 0 | 0
F8_Commercial_WA - Miscellaneous_Existing_Water Heating_Natural Gas_Water Heater - Pre-Rinse Spray Valve_A_Technical Potential | F8 | Commercial | WA - Miscellaneous | Existing | Water Heating | Natural Gas | Water Heater - Pre-Rinse Spray Valve | A | Incremental Summer Peak Savings (MW) | Technical Potential | 0 | 0 | 0 | 0 | 0 | 0 | 0 | 0 | 0 | 0 | 0 | 0 | 0 | 0 | 0 | 0 | 0 | 0 | 0 | 0 | 0 | 0 | 0 | 0 | 0 | 0 | 0
F9_Commercial_WA - Miscellaneous_Existing_Water Heating_Natural Gas_Water Heater - Pre-Rinse Spray Valve_A_Technical Potential | F9 | Commercial | WA - Miscellaneous | Existing | Water Heating | Natural Gas | Water Heater - Pre-Rinse Spray Valve | A | Incremental Winter Peak Savings (MW) | Technical Potential | 0 | 0 | 0 | 0 | 0 | 0 | 0 | 0 | 0 | 0 | 0 | 0 | 0 | 0 | 0 | 0 | 0 | 0 | 0 | 0 | 0 | 0 | 0 | 0 | 0 | 0 | 0
F10_Commercial_WA - Miscellaneous_Existing_Water Heating_Natural Gas_Water Heater - Pre-Rinse Spray Valve_A_Technical Potential | F10 | Commercial | WA - Miscellaneous | Existing | Water Heating | Natural Gas | Water Heater - Pre-Rinse Spray Valve | A | Cumulative Energy Savings (MWh or mTherms) | Technical Potential | 0 | 0 | 0 | 0.015666 | 0.034413 | 0.056911 | 0.082622 | 0.096655 | 0.1122 | 0.12698 | 0.13899 | 0.14526 | 0.14479 | 0.14441 | 0.14411 | 0.14387 | 0.14368 | 0.14353 | 0.14341 | 0.14331 | 0.14323 | 0.14317 | 0.14311 | 0.14307 | 0.14304 | 0.14302 | 0.143
F11_Commercial_WA - Miscellaneous_Existing_Water Heating_Natural Gas_Water Heater - Pre-Rinse Spray Valve_A_Technical Potential | F11 | Commercial | WA - Miscellaneous | Existing | Water Heating | Natural Gas | Water Heater - Pre-Rinse Spray Valve | A | Cumulative Summer Peak Savings (MW) | Technical Potential | 0 | 0 | 0 | 0 | 0 | 0 | 0 | 0 | 0 | 0 | 0 | 0 | 0 | 0 | 0 | 0 | 0 | 0 | 0 | 0 | 0 | 0 | 0 | 0 | 0 | 0 | 0
F12_Commercial_WA - Miscellaneous_Existing_Water Heating_Natural Gas_Water Heater - Pre-Rinse Spray Valve_A_Technical Potential | F12 | Commercial | WA - Miscellaneous | Existing | Water Heating | Natural Gas | Water Heater - Pre-Rinse Spray Valve | A | Cumulative Winter Peak Savings (MW) | Technical Potential | 0 | 0 | 0 | 0 | 0 | 0 | 0 | 0 | 0 | 0 | 0 | 0 | 0 | 0 | 0 | 0 | 0 | 0 | 0 | 0 | 0 | 0 | 0 | 0 | 0 | 0 | 0
F13_Commercial_WA - Miscellaneous_Existing_Water Heating_Natural Gas_Water Heater - Pre-Rinse Spray Valve_A_Technical Potential | F13 | Commercial | WA - Miscellaneous | Existing | Water Heating | Natural Gas | Water Heater - Pre-Rinse Spray Valve | A | Purchases (Incremental) | Technical Potential | 0 | 0 | 0 | 0.98254 | 1.2064 | 1.4763 | 1.7137 | 0.97219 | 1.0789 | 1.0307 | 0.84737 | 0.4588 | 0 | 0 | 0 | 0 | 0 | 0 | 0 | 0 | 0 | 0 | 0 | 0 | 0 | 0 | 0
F14_Commercial_WA - Miscellaneous_Existing_Water Heating_Natural Gas_Water Heater - Pre-Rinse Spray Valve_A_Technical Potential | F14 | Commercial | WA - Miscellaneous | Existing | Water Heating | Natural Gas | Water Heater - Pre-Rinse Spray Valve | A | Purchases (Cumulative) | Technical Potential | 0 | 0 | 0 | 0.98254 | 2.1889 | 3.6652 | 5.3789 | 6.3511 | 7.43 | 8.4608 | 9.3082 | 9.767 | 9.767 | 9.767 | 9.767 | 9.767 | 9.767 | 9.767 | 9.767 | 9.767 | 9.767 | 9.767 | 9.767 | 9.767 | 9.767 | 9.767 | 9.767
F1_Commercial_WA - Miscellaneous_Existing_Water Heating_Natural Gas_Water Heater - Temperature Setback_A_Technical Potential | F1 | Commercial | WA - Miscellaneous | Existing | Water Heating | Natural Gas | Water Heater - Temperature Setback | A | Original Unit Energy Savings (kWh or therms) | Technical Potential | 0 | 0 | 100.1381 | 98.5696 | 97.1923 | 95.9927 | 94.9595 | 94.084 | 93.3591 | 92.7792 | 92.3153 | 91.9442 | 91.6473 | 91.4097 | 91.2197 | 91.0677 | 90.9461 | 90.8488 | 90.771 | 90.7087 | 90.6589 | 90.619 | 90.5872 | 90.5617 | 90.5413 | 90.5249 | 90.5119
F2_Commercial_WA - Miscellaneous_Existing_Water Heating_Natural Gas_Water Heater - Temperature Setback_A_Technical Potential | F2 | Commercial | WA - Miscellaneous | Existing | Water Heating | Natural Gas | Water Heater - Temperature Setback | A | Original Unit Summer Peak Savings (kW) | Technical Potential | 0 | 0 | 0 | 0 | 0 | 0 | 0 | 0 | 0 | 0 | 0 | 0 | 0 | 0 | 0 | 0 | 0 | 0 | 0 | 0 | 0 | 0 | 0 | 0 | 0 | 0 | 0
F3_Commercial_WA - Miscellaneous_Existing_Water Heating_Natural Gas_Water Heater - Temperature Setback_A_Technical Potential | F3 | Commercial | WA - Miscellaneous | Existing | Water Heating | Natural Gas | Water Heater - Temperature Setback | A | Original Unit Winter Peak Savings (kW) | Technical Potential | 0 | 0 | 0 | 0 | 0 | 0 | 0 | 0 | 0 | 0 | 0 | 0 | 0 | 0 | 0 | 0 | 0 | 0 | 0 | 0 | 0 | 0 | 0 | 0 | 0 | 0 | 0
F4_Commercial_WA - Miscellaneous_Existing_Water Heating_Natural Gas_Water Heater - Temperature Setback_A_Technical Potential | F4 | Commercial | WA - Miscellaneous | Existing | Water Heating | Natural Gas | Water Heater - Temperature Setback | A | Standalone Impact on Baseline Energy (%) | Technical Potential | 0 | 0 | 0 | 0.0014867 | 0.0033122 | 0.0040593 | 0.0048269 | 0.0055509 | 0.0064158 | 0.0064158 | 0.0064158 | 0.0064158 | 0.0064158 | 0.0064158 | 0.0064158 | 0.0064158 | 0.0064158 | 0.0064158 | 0.0064158 | 0.0064158 | 0.0064158 | 0.0064158 | 0.0064158 | 0.0064158 | 0.0064158 | 0.0064158 | 0.0064158
F5_Commercial_WA - Miscellaneous_Existing_Water Heating_Natural Gas_Water Heater - Temperature Setback_A_Technical Potential | F5 | Commercial | WA - Miscellaneous | Existing | Water Heating | Natural Gas | Water Heater - Temperature Setback | A | Standalone Impact on Baseline Summer Peak (%) | Technical Potential | 0 | 0 | 0 | 0 | 0 | 0 | 0 | 0 | 0 | 0 | 0 | 0 | 0 | 0 | 0 | 0 | 0 | 0 | 0 | 0 | 0 | 0 | 0 | 0 | 0 | 0 | 0
F6_Commercial_WA - Miscellaneous_Existing_Water Heating_Natural Gas_Water Heater - Temperature Setback_A_Technical Potential | F6 | Commercial | WA - Miscellaneous | Existing | Water Heating | Natural Gas | Water Heater - Temperature Setback | A | Standalone Impact on Baseline Winter Peak (%) | Technical Potential | 0 | 0 | 0 | 0 | 0 | 0 | 0 | 0 | 0 | 0 | 0 | 0 | 0 | 0 | 0 | 0 | 0 | 0 | 0 | 0 | 0 | 0 | 0 | 0 | 0 | 0 | 0
F7_Commercial_WA - Miscellaneous_Existing_Water Heating_Natural Gas_Water Heater - Temperature Setback_A_Technical Potential | F7 | Commercial | WA - Miscellaneous | Existing | Water Heating | Natural Gas | Water Heater - Temperature Setback | A | Incremental Energy Savings (MWh or mTherms) | Technical Potential | 0 | 0 | 0 | 1.6985 | 2.0563 | 0.83119 | 0.84487 | 0.78942 | 0.93583 | 0 | 0 | 0 | 0 | 0 | 0 | 0 | 0 | 0 | 0 | 0 | 0 | 0 | 0 | 0 | 0 | 0 | 0
F8_Commercial_WA - Miscellaneous_Existing_Water Heating_Natural Gas_Water Heater - Temperature Setback_A_Technical Potential | F8 | Commercial | WA - Miscellaneous | Existing | Water Heating | Natural Gas | Water Heater - Temperature Setback | A | Incremental Summer Peak Savings (MW) | Technical Potential | 0 | 0 | 0 | 0 | 0 | 0 | 0 | 0 | 0 | 0 | 0 | 0 | 0 | 0 | 0 | 0 | 0 | 0 | 0 | 0 | 0 | 0 | 0 | 0 | 0 | 0 | 0
F9_Commercial_WA - Miscellaneous_Existing_Water Heating_Natural Gas_Water Heater - Temperature Setback_A_Technical Potential | F9 | Commercial | WA - Miscellaneous | Existing | Water Heating | Natural Gas | Water Heater - Temperature Setback | A | Incremental Winter Peak Savings (MW) | Technical Potential | 0 | 0 | 0 | 0 | 0 | 0 | 0 | 0 | 0 | 0 | 0 | 0 | 0 | 0 | 0 | 0 | 0 | 0 | 0 | 0 | 0 | 0 | 0 | 0 | 0 | 0 | 0
F10_Commercial_WA - Miscellaneous_Existing_Water Heating_Natural Gas_Water Heater - Temperature Setback_A_Technical Potential | F10 | Commercial | WA - Miscellaneous | Existing | Water Heating | Natural Gas | Water Heater - Temperature Setback | A | Cumulative Energy Savings (MWh or mTherms) | Technical Potential | 0 | 0 | 0 | 1.6985 | 3.731 | 4.5162 | 5.3124 | 6.0529 | 6.9421 | 6.8989 | 6.8645 | 6.8369 | 6.8148 | 6.7971 | 6.783 | 6.7717 | 6.7626 | 6.7554 | 6.7496 | 6.745 | 6.7413 | 6.7383 | 6.736 | 6.7341 | 6.7325 | 6.7313 | 6.7304
F11_Commercial_WA - Miscellaneous_Existing_Water Heating_Natural Gas_Water Heater - Temperature Setback_A_Technical Potential | F11 | Commercial | WA - Miscellaneous | Existing | Water Heating | Natural Gas | Water Heater - Temperature Setback | A | Cumulative Summer Peak Savings (MW) | Technical Potential | 0 | 0 | 0 | 0 | 0 | 0 | 0 | 0 | 0 | 0 | 0 | 0 | 0 | 0 | 0 | 0 | 0 | 0 | 0 | 0 | 0 | 0 | 0 | 0 | 0 | 0 | 0
F12_Commercial_WA - Miscellaneous_Existing_Water Heating_Natural Gas_Water Heater - Temperature Setback_A_Technical Potential | F12 | Commercial | WA - Miscellaneous | Existing | Water Heating | Natural Gas | Water Heater - Temperature Setback | A | Cumulative Winter Peak Savings (MW) | Technical Potential | 0 | 0 | 0 | 0 | 0 | 0 | 0 | 0 | 0 | 0 | 0 | 0 | 0 | 0 | 0 | 0 | 0 | 0 | 0 | 0 | 0 | 0 | 0 | 0 | 0 | 0 | 0
F13_Commercial_WA - Miscellaneous_Existing_Water Heating_Natural Gas_Water Heater - Temperature Setback_A_Technical Potential | F13 | Commercial | WA - Miscellaneous | Existing | Water Heating | Natural Gas | Water Heater - Temperature Setback | A | Purchases (Incremental) | Technical Potential | 0 | 0 | 0 | 17.2311 | 21.157 | 8.6589 | 8.8972 | 8.3906 | 10.024 | 0 | 0 | 0 | 0 | 0 | 0 | 0 | 0 | 0 | 0 | 0 | 0 | 0 | 0 | 0 | 0 | 0 | 0
F14_Commercial_WA - Miscellaneous_Existing_Water Heating_Natural Gas_Water Heater - Temperature Setback_A_Technical Potential | F14 | Commercial | WA - Miscellaneous | Existing | Water Heating | Natural Gas | Water Heater - Temperature Setback | A | Purchases (Cumulative) | Technical Potential | 0 | 0 | 0 | 17.2311 | 38.3881 | 47.047 | 55.9442 | 64.3348 | 74.3588 | 74.3588 | 74.3588 | 74.3588 | 74.3588 | 74.3588 | 74.3588 | 74.3588 | 74.3588 | 74.3588 | 74.3588 | 74.3588 | 74.3588 | 74.3588 | 74.3588 | 74.3588 | 74.3588 | 74.3588 | 74.3588
F1_Commercial_WA - Miscellaneous_Existing_Water Heating_Natural Gas_Water Heater - Faucet Aerators_A_Technical Potential | F1 | Commercial | WA - Miscellaneous | Existing | Water Heating | Natural Gas | Water Heater - Faucet Aerators | A | Original Unit Energy Savings (kWh or therms) | Technical Potential | 0 | 0 | 23.5183 | 23.1499 | 22.8265 | 22.5447 | 22.3021 | 22.0965 | 21.9262 | 21.79 | 21.6811 | 21.5939 | 21.5242 | 21.4684 | 21.4238 | 21.3881 | 21.3595 | 21.3366 | 21.3184 | 21.3037 | 21.292 | 21.2827 | 21.2752 | 21.2692 | 21.2644 | 21.2606 | 21.2575
F2_Commercial_WA - Miscellaneous_Existing_Water Heating_Natural Gas_Water Heater - Faucet Aerators_A_Technical Potential | F2 | Commercial | WA - Miscellaneous | Existing | Water Heating | Natural Gas | Water Heater - Faucet Aerators | A | Original Unit Summer Peak Savings (kW) | Technical Potential | 0 | 0 | 0 | 0 | 0 | 0 | 0 | 0 | 0 | 0 | 0 | 0 | 0 | 0 | 0 | 0 | 0 | 0 | 0 | 0 | 0 | 0 | 0 | 0 | 0 | 0 | 0
F3_Commercial_WA - Miscellaneous_Existing_Water Heating_Natural Gas_Water Heater - Faucet Aerators_A_Technical Potential | F3 | Commercial | WA - Miscellaneous | Existing | Water Heating | Natural Gas | Water Heater - Faucet Aerators | A | Original Unit Winter Peak Savings (kW) | Technical Potential | 0 | 0 | 0 | 0 | 0 | 0 | 0 | 0 | 0 | 0 | 0 | 0 | 0 | 0 | 0 | 0 | 0 | 0 | 0 | 0 | 0 | 0 | 0 | 0 | 0 | 0 | 0
F4_Commercial_WA - Miscellaneous_Existing_Water Heating_Natural Gas_Water Heater - Faucet Aerators_A_Technical Potential | F4 | Commercial | WA - Miscellaneous | Existing | Water Heating | Natural Gas | Water Heater - Faucet Aerators | A | Standalone Impact on Baseline Energy (%) | Technical Potential | 0 | 0 | 0 | 0 | 0 | 0 | 0 | 0 | 0 | 0 | 0 | 0 | 0 | 0 | 0 | 0 | 0 | 0 | 0 | 0 | 0 | 0 | 0 | 0 | 0 | 0 | 0
F5_Commercial_WA - Miscellaneous_Existing_Water Heating_Natural Gas_Water Heater - Faucet Aerators_A_Technical Potential | F5 | Commercial | WA - Miscellaneous | Existing | Water Heating | Natural Gas | Water Heater - Faucet Aerators | A | Standalone Impact on Baseline Summer Peak (%) | Technical Potential | 0 | 0 | 0 | 0 | 0 | 0 | 0 | 0 | 0 | 0 | 0 | 0 | 0 | 0 | 0 | 0 | 0 | 0 | 0 | 0 | 0 | 0 | 0 | 0 | 0 | 0 | 0
F6_Commercial_WA - Miscellaneous_Existing_Water Heating_Natural Gas_Water Heater - Faucet Aerators_A_Technical Potential | F6 | Commercial | WA - Miscellaneous | Existing | Water Heating | Natural Gas | Water Heater - Faucet Aerators | A | Standalone Impact on Baseline Winter Peak (%) | Technical Potential | 0 | 0 | 0 | 0 | 0 | 0 | 0 | 0 | 0 | 0 | 0 | 0 | 0 | 0 | 0 | 0 | 0 | 0 | 0 | 0 | 0 | 0 | 0 | 0 | 0 | 0 | 0
F7_Commercial_WA - Miscellaneous_Existing_Water Heating_Natural Gas_Water Heater - Faucet Aerators_A_Technical Potential | F7 | Commercial | WA - Miscellaneous | Existing | Water Heating | Natural Gas | Water Heater - Faucet Aerators | A | Incremental Energy Savings (MWh or mTherms) | Technical Potential | 0 | 0 | 0 | 0 | 0 | 0 | 0 | 0 | 0 | 0 | 0 | 0 | 0 | 0 | 0 | 0 | 0 | 0 | 0 | 0 | 0 | 0 | 0 | 0 | 0 | 0 | 0
F8_Commercial_WA - Miscellaneous_Existing_Water Heating_Natural Gas_Water Heater - Faucet Aerators_A_Technical Potential | F8 | Commercial | WA - Miscellaneous | Existing | Water Heating | Natural Gas | Water Heater - Faucet Aerators | A | Incremental Summer Peak Savings (MW) | Technical Potential | 0 | 0 | 0 | 0 | 0 | 0 | 0 | 0 | 0 | 0 | 0 | 0 | 0 | 0 | 0 | 0 | 0 | 0 | 0 | 0 | 0 | 0 | 0 | 0 | 0 | 0 | 0
F9_Commercial_WA - Miscellaneous_Existing_Water Heating_Natural Gas_Water Heater - Faucet Aerators_A_Technical Potential | F9 | Commercial | WA - Miscellaneous | Existing | Water Heating | Natural Gas | Water Heater - Faucet Aerators | A | Incremental Winter Peak Savings (MW) | Technical Potential | 0 | 0 | 0 | 0 | 0 | 0 | 0 | 0 | 0 | 0 | 0 | 0 | 0 | 0 | 0 | 0 | 0 | 0 | 0 | 0 | 0 | 0 | 0 | 0 | 0 | 0 | 0
F10_Commercial_WA - Miscellaneous_Existing_Water Heating_Natural Gas_Water Heater - Faucet Aerators_A_Technical Potential | F10 | Commercial | WA - Miscellaneous | Existing | Water Heating | Natural Gas | Water Heater - Faucet Aerators | A | Cumulative Energy Savings (MWh or mTherms) | Technical Potential | 0 | 0 | 0 | 0 | 0 | 0 | 0 | 0 | 0 | 0 | 0 | 0 | 0 | 0 | 0 | 0 | 0 | 0 | 0 | 0 | 0 | 0 | 0 | 0 | 0 | 0 | 0
F11_Commercial_WA - Miscellaneous_Existing_Water Heating_Natural Gas_Water Heater - Faucet Aerators_A_Technical Potential | F11 | Commercial | WA - Miscellaneous | Existing | Water Heating | Natural Gas | Water Heater - Faucet Aerators | A | Cumulative Summer Peak Savings (MW) | Technical Potential | 0 | 0 | 0 | 0 | 0 | 0 | 0 | 0 | 0 | 0 | 0 | 0 | 0 | 0 | 0 | 0 | 0 | 0 | 0 | 0 | 0 | 0 | 0 | 0 | 0 | 0 | 0
F12_Commercial_WA - Miscellaneous_Existing_Water Heating_Natural Gas_Water Heater - Faucet Aerators_A_Technical Potential | F12 | Commercial | WA - Miscellaneous | Existing | Water Heating | Natural Gas | Water Heater - Faucet Aerators | A | Cumulative Winter Peak Savings (MW) | Technical Potential | 0 | 0 | 0 | 0 | 0 | 0 | 0 | 0 | 0 | 0 | 0 | 0 | 0 | 0 | 0 | 0 | 0 | 0 | 0 | 0 | 0 | 0 | 0 | 0 | 0 | 0 | 0
F13_Commercial_WA - Miscellaneous_Existing_Water Heating_Natural Gas_Water Heater - Faucet Aerators_A_Technical Potential | F13 | Commercial | WA - Miscellaneous | Existing | Water Heating | Natural Gas | Water Heater - Faucet Aerators | A | Purchases (Incremental) | Technical Potential | 0 | 0 | 0 | 0 | 0 | 0 | 0 | 0 | 0 | 0 | 0 | 0 | 0 | 0 | 0 | 0 | 0 | 0 | 0 | 0 | 0 | 0 | 0 | 0 | 0 | 0 | 0
F14_Commercial_WA - Miscellaneous_Existing_Water Heating_Natural Gas_Water Heater - Faucet Aerators_A_Technical Potential | F14 | Commercial | WA - Miscellaneous | Existing | Water Heating | Natural Gas | Water Heater - Faucet Aerators | A | Purchases (Cumulative) | Technical Potential | 0 | 0 | 0 | 0 | 0 | 0 | 0 | 0 | 0 | 0 | 0 | 0 | 0 | 0 | 0 | 0 | 0 | 0 | 0 | 0 | 0 | 0 | 0 | 0 | 0 | 0 | 0
F1_Commercial_WA - Miscellaneous_Existing_Water Heating_Natural Gas_Water Heater - Low-Flow Showerheads_A_Technical Potential | F1 | Commercial | WA - Miscellaneous | Existing | Water Heating | Natural Gas | Water Heater - Low-Flow Showerheads | A | Original Unit Energy Savings (kWh or therms) | Technical Potential | 0 | 0 | 647.454 | 637.3126 | 628.4081 | 620.6515 | 613.9714 | 608.3108 | 603.624 | 599.8746 | 596.8751 | 594.4755 | 592.5558 | 591.0201 | 589.7915 | 588.8086 | 588.0223 | 587.3932 | 586.89 | 586.4874 | 586.1653 | 585.9077 | 585.7016 | 585.5367 | 585.4047 | 585.2992 | 585.2148
F2_Commercial_WA - Miscellaneous_Existing_Water Heating_Natural Gas_Water Heater - Low-Flow Showerheads_A_Technical Potential | F2 | Commercial | WA - Miscellaneous | Existing | Water Heating | Natural Gas | Water Heater - Low-Flow Showerheads | A | Original Unit Summer Peak Savings (kW) | Technical Potential | 0 | 0 | 0 | 0 | 0 | 0 | 0 | 0 | 0 | 0 | 0 | 0 | 0 | 0 | 0 | 0 | 0 | 0 | 0 | 0 | 0 | 0 | 0 | 0 | 0 | 0 | 0
F3_Commercial_WA - Miscellaneous_Existing_Water Heating_Natural Gas_Water Heater - Low-Flow Showerheads_A_Technical Potential | F3 | Commercial | WA - Miscellaneous | Existing | Water Heating | Natural Gas | Water Heater - Low-Flow Showerheads | A | Original Unit Winter Peak Savings (kW) | Technical Potential | 0 | 0 | 0 | 0 | 0 | 0 | 0 | 0 | 0 | 0 | 0 | 0 | 0 | 0 | 0 | 0 | 0 | 0 | 0 | 0 | 0 | 0 | 0 | 0 | 0 | 0 | 0
F4_Commercial_WA - Miscellaneous_Existing_Water Heating_Natural Gas_Water Heater - Low-Flow Showerheads_A_Technical Potential | F4 | Commercial | WA - Miscellaneous | Existing | Water Heating | Natural Gas | Water Heater - Low-Flow Showerheads | A | Standalone Impact on Baseline Energy (%) | Technical Potential | 0 | 0 | 0 | 0 | 0 | 0 | 0 | 0 | 0 | 0 | 0 | 0 | 0 | 0 | 0 | 0 | 0 | 0 | 0 | 0 | 0 | 0 | 0 | 0 | 0 | 0 | 0
F5_Commercial_WA - Miscellaneous_Existing_Water Heating_Natural Gas_Water Heater - Low-Flow Showerheads_A_Technical Potential | F5 | Commercial | WA - Miscellaneous | Existing | Water Heating | Natural Gas | Water Heater - Low-Flow Showerheads | A | Standalone Impact on Baseline Summer Peak (%) | Technical Potential | 0 | 0 | 0 | 0 | 0 | 0 | 0 | 0 | 0 | 0 | 0 | 0 | 0 | 0 | 0 | 0 | 0 | 0 | 0 | 0 | 0 | 0 | 0 | 0 | 0 | 0 | 0
F6_Commercial_WA - Miscellaneous_Existing_Water Heating_Natural Gas_Water Heater - Low-Flow Showerheads_A_Technical Potential | F6 | Commercial | WA - Miscellaneous | Existing | Water Heating | Natural Gas | Water Heater - Low-Flow Showerheads | A | Standalone Impact on Baseline Winter Peak (%) | Technical Potential | 0 | 0 | 0 | 0 | 0 | 0 | 0 | 0 | 0 | 0 | 0 | 0 | 0 | 0 | 0 | 0 | 0 | 0 | 0 | 0 | 0 | 0 | 0 | 0 | 0 | 0 | 0
F7_Commercial_WA - Miscellaneous_Existing_Water Heating_Natural Gas_Water Heater - Low-Flow Showerheads_A_Technical Potential | F7 | Commercial | WA - Miscellaneous | Existing | Water Heating | Natural Gas | Water Heater - Low-Flow Showerheads | A | Incremental Energy Savings (MWh or mTherms) | Technical Potential | 0 | 0 | 0 | 0 | 0 | 0 | 0 | 0 | 0 | 0 | 0 | 0 | 0 | 0 | 0 | 0 | 0 | 0 | 0 | 0 | 0 | 0 | 0 | 0 | 0 | 0 | 0
F8_Commercial_WA - Miscellaneous_Existing_Water Heating_Natural Gas_Water Heater - Low-Flow Showerheads_A_Technical Potential | F8 | Commercial | WA - Miscellaneous | Existing | Water Heating | Natural Gas | Water Heater - Low-Flow Showerheads | A | Incremental Summer Peak Savings (MW) | Technical Potential | 0 | 0 | 0 | 0 | 0 | 0 | 0 | 0 | 0 | 0 | 0 | 0 | 0 | 0 | 0 | 0 | 0 | 0 | 0 | 0 | 0 | 0 | 0 | 0 | 0 | 0 | 0
F9_Commercial_WA - Miscellaneous_Existing_Water Heating_Natural Gas_Water Heater - Low-Flow Showerheads_A_Technical Potential | F9 | Commercial | WA - Miscellaneous | Existing | Water Heating | Natural Gas | Water Heater - Low-Flow Showerheads | A | Incremental Winter Peak Savings (MW) | Technical Potential | 0 | 0 | 0 | 0 | 0 | 0 | 0 | 0 | 0 | 0 | 0 | 0 | 0 | 0 | 0 | 0 | 0 | 0 | 0 | 0 | 0 | 0 | 0 | 0 | 0 | 0 | 0
F10_Commercial_WA - Miscellaneous_Existing_Water Heating_Natural Gas_Water Heater - Low-Flow Showerheads_A_Technical Potential | F10 | Commercial | WA - Miscellaneous | Existing | Water Heating | Natural Gas | Water Heater - Low-Flow Showerheads | A | Cumulative Energy Savings (MWh or mTherms) | Technical Potential | 0 | 0 | 0 | 0 | 0 | 0 | 0 | 0 | 0 | 0 | 0 | 0 | 0 | 0 | 0 | 0 | 0 | 0 | 0 | 0 | 0 | 0 | 0 | 0 | 0 | 0 | 0
F11_Commercial_WA - Miscellaneous_Existing_Water Heating_Natural Gas_Water Heater - Low-Flow Showerheads_A_Technical Potential | F11 | Commercial | WA - Miscellaneous | Existing | Water Heating | Natural Gas | Water Heater - Low-Flow Showerheads | A | Cumulative Summer Peak Savings (MW) | Technical Potential | 0 | 0 | 0 | 0 | 0 | 0 | 0 | 0 | 0 | 0 | 0 | 0 | 0 | 0 | 0 | 0 | 0 | 0 | 0 | 0 | 0 | 0 | 0 | 0 | 0 | 0 | 0
F12_Commercial_WA - Miscellaneous_Existing_Water Heating_Natural Gas_Water Heater - Low-Flow Showerheads_A_Technical Potential | F12 | Commercial | WA - Miscellaneous | Existing | Water Heating | Natural Gas | Water Heater - Low-Flow Showerheads | A | Cumulative Winter Peak Savings (MW) | Technical Potential | 0 | 0 | 0 | 0 | 0 | 0 | 0 | 0 | 0 | 0 | 0 | 0 | 0 | 0 | 0 | 0 | 0 | 0 | 0 | 0 | 0 | 0 | 0 | 0 | 0 | 0 | 0
F13_Commercial_WA - Miscellaneous_Existing_Water Heating_Natural Gas_Water Heater - Low-Flow Showerheads_A_Technical Potential | F13 | Commercial | WA - Miscellaneous | Existing | Water Heating | Natural Gas | Water Heater - Low-Flow Showerheads | A | Purchases (Incremental) | Technical Potential | 0 | 0 | 0 | 0 | 0 | 0 | 0 | 0 | 0 | 0 | 0 | 0 | 0 | 0 | 0 | 0 | 0 | 0 | 0 | 0 | 0 | 0 | 0 | 0 | 0 | 0 | 0
F14_Commercial_WA - Miscellaneous_Existing_Water Heating_Natural Gas_Water Heater - Low-Flow Showerheads_A_Technical Potential | F14 | Commercial | WA - Miscellaneous | Existing | Water Heating | Natural Gas | Water Heater - Low-Flow Showerheads | A | Purchases (Cumulative) | Technical Potential | 0 | 0 | 0 | 0 | 0 | 0 | 0 | 0 | 0 | 0 | 0 | 0 | 0 | 0 | 0 | 0 | 0 | 0 | 0 | 0 | 0 | 0 | 0 | 0 | 0 | 0 | 0
F1_Commercial_WA - Miscellaneous_Existing_Water Heating_Natural Gas_Water Heater - Tank Blanket/Insulation_A_Technical Potential | F1 | Commercial | WA - Miscellaneous | Existing | Water Heating | Natural Gas | Water Heater - Tank Blanket/Insulation | A | Original Unit Energy Savings (kWh or therms) | Technical Potential | 0 | 0 | 193.4658 | 190.4354 | 187.7747 | 185.4569 | 183.4608 | 181.7694 | 180.3689 | 179.2486 | 178.3523 | 177.6353 | 177.0617 | 176.6028 | 176.2356 | 175.9419 | 175.707 | 175.519 | 175.3686 | 175.2483 | 175.1521 | 175.0751 | 175.0135 | 174.9643 | 174.9248 | 174.8933 | 174.8681
F2_Commercial_WA - Miscellaneous_Existing_Water Heating_Natural Gas_Water Heater - Tank Blanket/Insulation_A_Technical Potential | F2 | Commercial | WA - Miscellaneous | Existing | Water Heating | Natural Gas | Water Heater - Tank Blanket/Insulation | A | Original Unit Summer Peak Savings (kW) | Technical Potential | 0 | 0 | 0 | 0 | 0 | 0 | 0 | 0 | 0 | 0 | 0 | 0 | 0 | 0 | 0 | 0 | 0 | 0 | 0 | 0 | 0 | 0 | 0 | 0 | 0 | 0 | 0
F3_Commercial_WA - Miscellaneous_Existing_Water Heating_Natural Gas_Water Heater - Tank Blanket/Insulation_A_Technical Potential | F3 | Commercial | WA - Miscellaneous | Existing | Water Heating | Natural Gas | Water Heater - Tank Blanket/Insulation | A | Original Unit Winter Peak Savings (kW) | Technical Potential | 0 | 0 | 0 | 0 | 0 | 0 | 0 | 0 | 0 | 0 | 0 | 0 | 0 | 0 | 0 | 0 | 0 | 0 | 0 | 0 | 0 | 0 | 0 | 0 | 0 | 0 | 0
F4_Commercial_WA - Miscellaneous_Existing_Water Heating_Natural Gas_Water Heater - Tank Blanket/Insulation_A_Technical Potential | F4 | Commercial | WA - Miscellaneous | Existing | Water Heating | Natural Gas | Water Heater - Tank Blanket/Insulation | A | Standalone Impact on Baseline Energy (%) | Technical Potential | 0 | 0 | 0 | 0.0008448 | 0.0018821 | 0.0031514 | 0.0046249 | 0.0063056 | 0.0082706 | 0.010426 | 0.012628 | 0.014703 | 0.016487 | 0.017868 | 0.018815 | 0.019382 | 0.019647 | 0.019647 | 0.019647 | 0.019647 | 0.019647 | 0.019647 | 0.019647 | 0.019647 | 0.019647 | 0.019647 | 0.019647
F5_Commercial_WA - Miscellaneous_Existing_Water Heating_Natural Gas_Water Heater - Tank Blanket/Insulation_A_Technical Potential | F5 | Commercial | WA - Miscellaneous | Existing | Water Heating | Natural Gas | Water Heater - Tank Blanket/Insulation | A | Standalone Impact on Baseline Summer Peak (%) | Technical Potential | 0 | 0 | 0 | 0 | 0 | 0 | 0 | 0 | 0 | 0 | 0 | 0 | 0 | 0 | 0 | 0 | 0 | 0 | 0 | 0 | 0 | 0 | 0 | 0 | 0 | 0 | 0
F6_Commercial_WA - Miscellaneous_Existing_Water Heating_Natural Gas_Water Heater - Tank Blanket/Insulation_A_Technical Potential | F6 | Commercial | WA - Miscellaneous | Existing | Water Heating | Natural Gas | Water Heater - Tank Blanket/Insulation | A | Standalone Impact on Baseline Winter Peak (%) | Technical Potential | 0 | 0 | 0 | 0 | 0 | 0 | 0 | 0 | 0 | 0 | 0 | 0 | 0 | 0 | 0 | 0 | 0 | 0 | 0 | 0 | 0 | 0 | 0 | 0 | 0 | 0 | 0
F7_Commercial_WA - Miscellaneous_Existing_Water Heating_Natural Gas_Water Heater - Tank Blanket/Insulation_A_Technical Potential | F7 | Commercial | WA - Miscellaneous | Existing | Water Heating | Natural Gas | Water Heater - Tank Blanket/Insulation | A | Incremental Energy Savings (MWh or mTherms) | Technical Potential | 0 | 0 | 0 | 0.96512 | 1.1685 | 1.4122 | 1.6217 | 1.8327 | 2.1261 | 2.3179 | 2.3561 | 2.2114 | 1.8947 | 1.4624 | 1.0015 | 0.59833 | 0.27909 | 0 | 0 | 0 | 0 | 0 | 0 | 0 | 0 | 0 | 0
F8_Commercial_WA - Miscellaneous_Existing_Water Heating_Natural Gas_Water Heater - Tank Blanket/Insulation_A_Technical Potential | F8 | Commercial | WA - Miscellaneous | Existing | Water Heating | Natural Gas | Water Heater - Tank Blanket/Insulation | A | Incremental Summer Peak Savings (MW) | Technical Potential | 0 | 0 | 0 | 0 | 0 | 0 | 0 | 0 | 0 | 0 | 0 | 0 | 0 | 0 | 0 | 0 | 0 | 0 | 0 | 0 | 0 | 0 | 0 | 0 | 0 | 0 | 0
F9_Commercial_WA - Miscellaneous_Existing_Water Heating_Natural Gas_Water Heater - Tank Blanket/Insulation_A_Technical Potential | F9 | Commercial | WA - Miscellaneous | Existing | Water Heating | Natural Gas | Water Heater - Tank Blanket/Insulation | A | Incremental Winter Peak Savings (MW) | Technical Potential | 0 | 0 | 0 | 0 | 0 | 0 | 0 | 0 | 0 | 0 | 0 | 0 | 0 | 0 | 0 | 0 | 0 | 0 | 0 | 0 | 0 | 0 | 0 | 0 | 0 | 0 | 0
F10_Commercial_WA - Miscellaneous_Existing_Water Heating_Natural Gas_Water Heater - Tank Blanket/Insulation_A_Technical Potential | F10 | Commercial | WA - Miscellaneous | Existing | Water Heating | Natural Gas | Water Heater - Tank Blanket/Insulation | A | Cumulative Energy Savings (MWh or mTherms) | Technical Potential | 0 | 0 | 0 | 0.96512 | 2.1201 | 3.5061 | 5.0901 | 6.8758 | 8.949 | 11.2113 | 13.5113 | 15.6684 | 17.5126 | 18.9296 | 19.8918 | 20.457 | 20.7088 | 20.6866 | 20.6689 | 20.6547 | 20.6434 | 20.6343 | 20.627 | 20.6212 | 20.6166 | 20.6129 | 20.6099
F11_Commercial_WA - Miscellaneous_Existing_Water Heating_Natural Gas_Water Heater - Tank Blanket/Insulation_A_Technical Potential | F11 | Commercial | WA - Miscellaneous | Existing | Water Heating | Natural Gas | Water Heater - Tank Blanket/Insulation | A | Cumulative Summer Peak Savings (MW) | Technical Potential | 0 | 0 | 0 | 0 | 0 | 0 | 0 | 0 | 0 | 0 | 0 | 0 | 0 | 0 | 0 | 0 | 0 | 0 | 0 | 0 | 0 | 0 | 0 | 0 | 0 | 0 | 0
F12_Commercial_WA - Miscellaneous_Existing_Water Heating_Natural Gas_Water Heater - Tank Blanket/Insulation_A_Technical Potential | F12 | Commercial | WA - Miscellaneous | Existing | Water Heating | Natural Gas | Water Heater - Tank Blanket/Insulation | A | Cumulative Winter Peak Savings (MW) | Technical Potential | 0 | 0 | 0 | 0 | 0 | 0 | 0 | 0 | 0 | 0 | 0 | 0 | 0 | 0 | 0 | 0 | 0 | 0 | 0 | 0 | 0 | 0 | 0 | 0 | 0 | 0 | 0
F13_Commercial_WA - Miscellaneous_Existing_Water Heating_Natural Gas_Water Heater - Tank Blanket/Insulation_A_Technical Potential | F13 | Commercial | WA - Miscellaneous | Existing | Water Heating | Natural Gas | Water Heater - Tank Blanket/Insulation | A | Purchases (Incremental) | Technical Potential | 0 | 0 | 0 | 5.068 | 6.2226 | 7.6147 | 8.8395 | 10.0825 | 11.7877 | 12.9313 | 13.2102 | 12.449 | 10.701 | 8.2809 | 5.683 | 3.4007 | 1.5884 | 0 | 0 | 0 | 0 | 0 | 0 | 0 | 0 | 0 | 0
F14_Commercial_WA - Miscellaneous_Existing_Water Heating_Natural Gas_Water Heater - Tank Blanket/Insulation_A_Technical Potential | F14 | Commercial | WA - Miscellaneous | Existing | Water Heating | Natural Gas | Water Heater - Tank Blanket/Insulation | A | Purchases (Cumulative) | Technical Potential | 0 | 0 | 0 | 5.068 | 11.2906 | 18.9053 | 27.7448 | 37.8273 | 49.615 | 62.5463 | 75.7565 | 88.2056 | 98.9066 | 107.1875 | 112.8705 | 116.2712 | 117.8596 | 117.8596 | 117.8596 | 117.8596 | 117.8596 | 117.8596 | 117.8596 | 117.8596 | 117.8596 | 117.8596 | 117.8596
F1_Commercial_WA - Miscellaneous_Existing_Water Heating_Natural Gas_Water Heater - Drainwater Heat Recovery_A_Technical Potential | F1 | Commercial | WA - Miscellaneous | Existing | Water Heating | Natural Gas | Water Heater - Drainwater Heat Recovery | A | Original Unit Energy Savings (kWh or therms) | Technical Potential | 0 | 0 | 120.5089 | 118.6212 | 116.9639 | 115.5202 | 114.2768 | 113.2232 | 112.3509 | 111.653 | 111.0947 | 110.6481 | 110.2908 | 110.0049 | 109.7763 | 109.5933 | 109.447 | 109.3299 | 109.2362 | 109.1613 | 109.1014 | 109.0534 | 109.015 | 108.9843 | 108.9598 | 108.9401 | 108.9244
F2_Commercial_WA - Miscellaneous_Existing_Water Heating_Natural Gas_Water Heater - Drainwater Heat Recovery_A_Technical Potential | F2 | Commercial | WA - Miscellaneous | Existing | Water Heating | Natural Gas | Water Heater - Drainwater Heat Recovery | A | Original Unit Summer Peak Savings (kW) | Technical Potential | 0 | 0 | 0 | 0 | 0 | 0 | 0 | 0 | 0 | 0 | 0 | 0 | 0 | 0 | 0 | 0 | 0 | 0 | 0 | 0 | 0 | 0 | 0 | 0 | 0 | 0 | 0
F3_Commercial_WA - Miscellaneous_Existing_Water Heating_Natural Gas_Water Heater - Drainwater Heat Recovery_A_Technical Potential | F3 | Commercial | WA - Miscellaneous | Existing | Water Heating | Natural Gas | Water Heater - Drainwater Heat Recovery | A | Original Unit Winter Peak Savings (kW) | Technical Potential | 0 | 0 | 0 | 0 | 0 | 0 | 0 | 0 | 0 | 0 | 0 | 0 | 0 | 0 | 0 | 0 | 0 | 0 | 0 | 0 | 0 | 0 | 0 | 0 | 0 | 0 | 0
F4_Commercial_WA - Miscellaneous_Existing_Water Heating_Natural Gas_Water Heater - Drainwater Heat Recovery_A_Technical Potential | F4 | Commercial | WA - Miscellaneous | Existing | Water Heating | Natural Gas | Water Heater - Drainwater Heat Recovery | A | Standalone Impact on Baseline Energy (%) | Technical Potential | 0 | 0 | 0 | 0 | 0 | 0 | 0 | 0 | 0 | 0 | 0 | 0 | 0 | 0 | 0 | 0 | 0 | 0 | 0 | 0 | 0 | 0 | 0 | 0 | 0 | 0 | 0
F5_Commercial_WA - Miscellaneous_Existing_Water Heating_Natural Gas_Water Heater - Drainwater Heat Recovery_A_Technical Potential | F5 | Commercial | WA - Miscellaneous | Existing | Water Heating | Natural Gas | Water Heater - Drainwater Heat Recovery | A | Standalone Impact on Baseline Summer Peak (%) | Technical Potential | 0 | 0 | 0 | 0 | 0 | 0 | 0 | 0 | 0 | 0 | 0 | 0 | 0 | 0 | 0 | 0 | 0 | 0 | 0 | 0 | 0 | 0 | 0 | 0 | 0 | 0 | 0
F6_Commercial_WA - Miscellaneous_Existing_Water Heating_Natural Gas_Water Heater - Drainwater Heat Recovery_A_Technical Potential | F6 | Commercial | WA - Miscellaneous | Existing | Water Heating | Natural Gas | Water Heater - Drainwater Heat Recovery | A | Standalone Impact on Baseline Winter Peak (%) | Technical Potential | 0 | 0 | 0 | 0 | 0 | 0 | 0 | 0 | 0 | 0 | 0 | 0 | 0 | 0 | 0 | 0 | 0 | 0 | 0 | 0 | 0 | 0 | 0 | 0 | 0 | 0 | 0
F7_Commercial_WA - Miscellaneous_Existing_Water Heating_Natural Gas_Water Heater - Drainwater Heat Recovery_A_Technical Potential | F7 | Commercial | WA - Miscellaneous | Existing | Water Heating | Natural Gas | Water Heater - Drainwater Heat Recovery | A | Incremental Energy Savings (MWh or mTherms) | Technical Potential | 0 | 0 | 0 | 0 | 0 | 0 | 0 | 0 | 0 | 0 | 0 | 0 | 0 | 0 | 0 | 0 | 0 | 0 | 0 | 0 | 0 | 0 | 0 | 0 | 0 | 0 | 0
F8_Commercial_WA - Miscellaneous_Existing_Water Heating_Natural Gas_Water Heater - Drainwater Heat Recovery_A_Technical Potential | F8 | Commercial | WA - Miscellaneous | Existing | Water Heating | Natural Gas | Water Heater - Drainwater Heat Recovery | A | Incremental Summer Peak Savings (MW) | Technical Potential | 0 | 0 | 0 | 0 | 0 | 0 | 0 | 0 | 0 | 0 | 0 | 0 | 0 | 0 | 0 | 0 | 0 | 0 | 0 | 0 | 0 | 0 | 0 | 0 | 0 | 0 | 0
F9_Commercial_WA - Miscellaneous_Existing_Water Heating_Natural Gas_Water Heater - Drainwater Heat Recovery_A_Technical Potential | F9 | Commercial | WA - Miscellaneous | Existing | Water Heating | Natural Gas | Water Heater - Drainwater Heat Recovery | A | Incremental Winter Peak Savings (MW) | Technical Potential | 0 | 0 | 0 | 0 | 0 | 0 | 0 | 0 | 0 | 0 | 0 | 0 | 0 | 0 | 0 | 0 | 0 | 0 | 0 | 0 | 0 | 0 | 0 | 0 | 0 | 0 | 0
F10_Commercial_WA - Miscellaneous_Existing_Water Heating_Natural Gas_Water Heater - Drainwater Heat Recovery_A_Technical Potential | F10 | Commercial | WA - Miscellaneous | Existing | Water Heating | Natural Gas | Water Heater - Drainwater Heat Recovery | A | Cumulative Energy Savings (MWh or mTherms) | Technical Potential | 0 | 0 | 0 | 0 | 0 | 0 | 0 | 0 | 0 | 0 | 0 | 0 | 0 | 0 | 0 | 0 | 0 | 0 | 0 | 0 | 0 | 0 | 0 | 0 | 0 | 0 | 0
F11_Commercial_WA - Miscellaneous_Existing_Water Heating_Natural Gas_Water Heater - Drainwater Heat Recovery_A_Technical Potential | F11 | Commercial | WA - Miscellaneous | Existing | Water Heating | Natural Gas | Water Heater - Drainwater Heat Recovery | A | Cumulative Summer Peak Savings (MW) | Technical Potential | 0 | 0 | 0 | 0 | 0 | 0 | 0 | 0 | 0 | 0 | 0 | 0 | 0 | 0 | 0 | 0 | 0 | 0 | 0 | 0 | 0 | 0 | 0 | 0 | 0 | 0 | 0
F12_Commercial_WA - Miscellaneous_Existing_Water Heating_Natural Gas_Water Heater - Drainwater Heat Recovery_A_Technical Potential | F12 | Commercial | WA - Miscellaneous | Existing | Water Heating | Natural Gas | Water Heater - Drainwater Heat Recovery | A | Cumulative Winter Peak Savings (MW) | Technical Potential | 0 | 0 | 0 | 0 | 0 | 0 | 0 | 0 | 0 | 0 | 0 | 0 | 0 | 0 | 0 | 0 | 0 | 0 | 0 | 0 | 0 | 0 | 0 | 0 | 0 | 0 | 0
F13_Commercial_WA - Miscellaneous_Existing_Water Heating_Natural Gas_Water Heater - Drainwater Heat Recovery_A_Technical Potential | F13 | Commercial | WA - Miscellaneous | Existing | Water Heating | Natural Gas | Water Heater - Drainwater Heat Recovery | A | Purchases (Incremental) | Technical Potential | 0 | 0 | 0 | 0 | 0 | 0 | 0 | 0 | 0 | 0 | 0 | 0 | 0 | 0 | 0 | 0 | 0 | 0 | 0 | 0 | 0 | 0 | 0 | 0 | 0 | 0 | 0
F14_Commercial_WA - Miscellaneous_Existing_Water Heating_Natural Gas_Water Heater - Drainwater Heat Recovery_A_Technical Potential | F14 | Commercial | WA - Miscellaneous | Existing | Water Heating | Natural Gas | Water Heater - Drainwater Heat Recovery | A | Purchases (Cumulative) | Technical Potential | 0 | 0 | 0 | 0 | 0 | 0 | 0 | 0 | 0 | 0 | 0 | 0 | 0 | 0 | 0 | 0 | 0 | 0 | 0 | 0 | 0 | 0 | 0 | 0 | 0 | 0 | 0
F1_Commercial_WA - Miscellaneous_Existing_Water Heating_Natural Gas_Water Heater - Circulation Pump Controls_A_Technical Potential | F1 | Commercial | WA - Miscellaneous | Existing | Water Heating | Natural Gas | Water Heater - Circulation Pump Controls | A | Original Unit Energy Savings (kWh or therms) | Technical Potential | 0 | 0 | 6327.4932 | 6228.3819 | 6141.3594 | 6065.5548 | 6000.271 | 5944.9506 | 5899.1476 | 5862.5052 | 5833.1913 | 5809.7401 | 5790.9792 | 5775.9705 | 5763.9635 | 5754.3579 | 5746.6735 | 5740.5259 | 5735.6078 | 5731.6734 | 5728.5258 | 5726.0078 | 5723.9933 | 5722.3818 | 5721.0925 | 5720.0611 | 5719.236
F2_Commercial_WA - Miscellaneous_Existing_Water Heating_Natural Gas_Water Heater - Circulation Pump Controls_A_Technical Potential | F2 | Commercial | WA - Miscellaneous | Existing | Water Heating | Natural Gas | Water Heater - Circulation Pump Controls | A | Original Unit Summer Peak Savings (kW) | Technical Potential | 0 | 0 | 0 | 0 | 0 | 0 | 0 | 0 | 0 | 0 | 0 | 0 | 0 | 0 | 0 | 0 | 0 | 0 | 0 | 0 | 0 | 0 | 0 | 0 | 0 | 0 | 0
F3_Commercial_WA - Miscellaneous_Existing_Water Heating_Natural Gas_Water Heater - Circulation Pump Controls_A_Technical Potential | F3 | Commercial | WA - Miscellaneous | Existing | Water Heating | Natural Gas | Water Heater - Circulation Pump Controls | A | Original Unit Winter Peak Savings (kW) | Technical Potential | 0 | 0 | 0 | 0 | 0 | 0 | 0 | 0 | 0 | 0 | 0 | 0 | 0 | 0 | 0 | 0 | 0 | 0 | 0 | 0 | 0 | 0 | 0 | 0 | 0 | 0 | 0
F4_Commercial_WA - Miscellaneous_Existing_Water Heating_Natural Gas_Water Heater - Circulation Pump Controls_A_Technical Potential | F4 | Commercial | WA - Miscellaneous | Existing | Water Heating | Natural Gas | Water Heater - Circulation Pump Controls | A | Standalone Impact on Baseline Energy (%) | Technical Potential | 0 | 0 | 0 | 0.0047265 | 0.01053 | 0.017632 | 0.025876 | 0.035279 | 0.046272 | 0.058332 | 0.070652 | 0.082263 | 0.092243 | 0.099966 | 0.10054 | 0.10054 | 0.10054 | 0.10054 | 0.10054 | 0.10054 | 0.10054 | 0.10054 | 0.10054 | 0.10054 | 0.10054 | 0.10054 | 0.10054
F5_Commercial_WA - Miscellaneous_Existing_Water Heating_Natural Gas_Water Heater - Circulation Pump Controls_A_Technical Potential | F5 | Commercial | WA - Miscellaneous | Existing | Water Heating | Natural Gas | Water Heater - Circulation Pump Controls | A | Standalone Impact on Baseline Summer Peak (%) | Technical Potential | 0 | 0 | 0 | 0 | 0 | 0 | 0 | 0 | 0 | 0 | 0 | 0 | 0 | 0 | 0 | 0 | 0 | 0 | 0 | 0 | 0 | 0 | 0 | 0 | 0 | 0 | 0
F6_Commercial_WA - Miscellaneous_Existing_Water Heating_Natural Gas_Water Heater - Circulation Pump Controls_A_Technical Potential | F6 | Commercial | WA - Miscellaneous | Existing | Water Heating | Natural Gas | Water Heater - Circulation Pump Controls | A | Standalone Impact on Baseline Winter Peak (%) | Technical Potential | 0 | 0 | 0 | 0 | 0 | 0 | 0 | 0 | 0 | 0 | 0 | 0 | 0 | 0 | 0 | 0 | 0 | 0 | 0 | 0 | 0 | 0 | 0 | 0 | 0 | 0 | 0
F7_Commercial_WA - Miscellaneous_Existing_Water Heating_Natural Gas_Water Heater - Circulation Pump Controls_A_Technical Potential | F7 | Commercial | WA - Miscellaneous | Existing | Water Heating | Natural Gas | Water Heater - Circulation Pump Controls | A | Incremental Energy Savings (MWh or mTherms) | Technical Potential | 0 | 0 | 0 | 5.3997 | 6.5373 | 7.901 | 9.0731 | 10.2536 | 11.8953 | 12.9683 | 13.1818 | 12.3723 | 10.6007 | 8.182 | 0.60643 | 0 | 0 | 0 | 0 | 0 | 0 | 0 | 0 | 0 | 0 | 0 | 0
F8_Commercial_WA - Miscellaneous_Existing_Water Heating_Natural Gas_Water Heater - Circulation Pump Controls_A_Technical Potential | F8 | Commercial | WA - Miscellaneous | Existing | Water Heating | Natural Gas | Water Heater - Circulation Pump Controls | A | Incremental Summer Peak Savings (MW) | Technical Potential | 0 | 0 | 0 | 0 | 0 | 0 | 0 | 0 | 0 | 0 | 0 | 0 | 0 | 0 | 0 | 0 | 0 | 0 | 0 | 0 | 0 | 0 | 0 | 0 | 0 | 0 | 0
F9_Commercial_WA - Miscellaneous_Existing_Water Heating_Natural Gas_Water Heater - Circulation Pump Controls_A_Technical Potential | F9 | Commercial | WA - Miscellaneous | Existing | Water Heating | Natural Gas | Water Heater - Circulation Pump Controls | A | Incremental Winter Peak Savings (MW) | Technical Potential | 0 | 0 | 0 | 0 | 0 | 0 | 0 | 0 | 0 | 0 | 0 | 0 | 0 | 0 | 0 | 0 | 0 | 0 | 0 | 0 | 0 | 0 | 0 | 0 | 0 | 0 | 0
F10_Commercial_WA - Miscellaneous_Existing_Water Heating_Natural Gas_Water Heater - Circulation Pump Controls_A_Technical Potential | F10 | Commercial | WA - Miscellaneous | Existing | Water Heating | Natural Gas | Water Heater - Circulation Pump Controls | A | Cumulative Energy Savings (MWh or mTherms) | Technical Potential | 0 | 0 | 0 | 5.3997 | 11.8615 | 19.6161 | 28.4781 | 38.4691 | 50.0681 | 62.7254 | 75.5935 | 87.6619 | 97.9796 | 105.9077 | 106.2939 | 106.1168 | 105.9751 | 105.8617 | 105.771 | 105.6985 | 105.6404 | 105.594 | 105.5568 | 105.5271 | 105.5033 | 105.4843 | 105.4691
F11_Commercial_WA - Miscellaneous_Existing_Water Heating_Natural Gas_Water Heater - Circulation Pump Controls_A_Technical Potential | F11 | Commercial | WA - Miscellaneous | Existing | Water Heating | Natural Gas | Water Heater - Circulation Pump Controls | A | Cumulative Summer Peak Savings (MW) | Technical Potential | 0 | 0 | 0 | 0 | 0 | 0 | 0 | 0 | 0 | 0 | 0 | 0 | 0 | 0 | 0 | 0 | 0 | 0 | 0 | 0 | 0 | 0 | 0 | 0 | 0 | 0 | 0
F12_Commercial_WA - Miscellaneous_Existing_Water Heating_Natural Gas_Water Heater - Circulation Pump Controls_A_Technical Potential | F12 | Commercial | WA - Miscellaneous | Existing | Water Heating | Natural Gas | Water Heater - Circulation Pump Controls | A | Cumulative Winter Peak Savings (MW) | Technical Potential | 0 | 0 | 0 | 0 | 0 | 0 | 0 | 0 | 0 | 0 | 0 | 0 | 0 | 0 | 0 | 0 | 0 | 0 | 0 | 0 | 0 | 0 | 0 | 0 | 0 | 0 | 0
F13_Commercial_WA - Miscellaneous_Existing_Water Heating_Natural Gas_Water Heater - Circulation Pump Controls_A_Technical Potential | F13 | Commercial | WA - Miscellaneous | Existing | Water Heating | Natural Gas | Water Heater - Circulation Pump Controls | A | Purchases (Incremental) | Technical Potential | 0 | 0 | 0 | 0.86695 | 1.0645 | 1.3026 | 1.5121 | 1.7248 | 2.0164 | 2.2121 | 2.2598 | 2.1296 | 1.8306 | 1.4166 | 0.10521 | 0 | 0 | 0 | 0 | 0 | 0 | 0 | 0 | 0 | 0 | 0 | 0
F14_Commercial_WA - Miscellaneous_Existing_Water Heating_Natural Gas_Water Heater - Circulation Pump Controls_A_Technical Potential | F14 | Commercial | WA - Miscellaneous | Existing | Water Heating | Natural Gas | Water Heater - Circulation Pump Controls | A | Purchases (Cumulative) | Technical Potential | 0 | 0 | 0 | 0.86695 | 1.9314 | 3.234 | 4.7461 | 6.4709 | 8.4873 | 10.6994 | 12.9592 | 15.0888 | 16.9193 | 18.3359 | 18.4411 | 18.4411 | 18.4411 | 18.4411 | 18.4411 | 18.4411 | 18.4411 | 18.4411 | 18.4411 | 18.4411 | 18.4411 | 18.4411 | 18.4411
F1_Commercial_WA - Miscellaneous_Existing_Water Heating_Natural Gas_Water Heater - Pipe Insulation_A_Technical Potential | F1 | Commercial | WA - Miscellaneous | Existing | Water Heating | Natural Gas | Water Heater - Pipe Insulation | A | Original Unit Energy Savings (kWh or therms) | Technical Potential | 0 | 0 | 4.8372 | 4.7614 | 4.6949 | 4.637 | 4.587 | 4.5448 | 4.5097 | 4.4817 | 4.4593 | 4.4414 | 4.4271 | 4.4156 | 4.4064 | 4.3991 | 4.3932 | 4.3885 | 4.3847 | 4.3817 | 4.3793 | 4.3774 | 4.3758 | 4.3746 | 4.3736 | 4.3728 | 4.3722
F2_Commercial_WA - Miscellaneous_Existing_Water Heating_Natural Gas_Water Heater - Pipe Insulation_A_Technical Potential | F2 | Commercial | WA - Miscellaneous | Existing | Water Heating | Natural Gas | Water Heater - Pipe Insulation | A | Original Unit Summer Peak Savings (kW) | Technical Potential | 0 | 0 | 0 | 0 | 0 | 0 | 0 | 0 | 0 | 0 | 0 | 0 | 0 | 0 | 0 | 0 | 0 | 0 | 0 | 0 | 0 | 0 | 0 | 0 | 0 | 0 | 0
F3_Commercial_WA - Miscellaneous_Existing_Water Heating_Natural Gas_Water Heater - Pipe Insulation_A_Technical Potential | F3 | Commercial | WA - Miscellaneous | Existing | Water Heating | Natural Gas | Water Heater - Pipe Insulation | A | Original Unit Winter Peak Savings (kW) | Technical Potential | 0 | 0 | 0 | 0 | 0 | 0 | 0 | 0 | 0 | 0 | 0 | 0 | 0 | 0 | 0 | 0 | 0 | 0 | 0 | 0 | 0 | 0 | 0 | 0 | 0 | 0 | 0
F4_Commercial_WA - Miscellaneous_Existing_Water Heating_Natural Gas_Water Heater - Pipe Insulation_A_Technical Potential | F4 | Commercial | WA - Miscellaneous | Existing | Water Heating | Natural Gas | Water Heater - Pipe Insulation | A | Standalone Impact on Baseline Energy (%) | Technical Potential | 0 | 0 | 0 | 6.0848e-05 | 0.00013556 | 0.00022699 | 0.00033312 | 0.00045417 | 0.0005957 | 0.00075096 | 0.00090957 | 0.001059 | 0.0011875 | 0.0012869 | 0.0013552 | 0.001396 | 0.0014151 | 0.0014151 | 0.0014151 | 0.0014151 | 0.0014151 | 0.0014151 | 0.0014151 | 0.0014151 | 0.0014151 | 0.0014151 | 0.0014151
F5_Commercial_WA - Miscellaneous_Existing_Water Heating_Natural Gas_Water Heater - Pipe Insulation_A_Technical Potential | F5 | Commercial | WA - Miscellaneous | Existing | Water Heating | Natural Gas | Water Heater - Pipe Insulation | A | Standalone Impact on Baseline Summer Peak (%) | Technical Potential | 0 | 0 | 0 | 0 | 0 | 0 | 0 | 0 | 0 | 0 | 0 | 0 | 0 | 0 | 0 | 0 | 0 | 0 | 0 | 0 | 0 | 0 | 0 | 0 | 0 | 0 | 0
F6_Commercial_WA - Miscellaneous_Existing_Water Heating_Natural Gas_Water Heater - Pipe Insulation_A_Technical Potential | F6 | Commercial | WA - Miscellaneous | Existing | Water Heating | Natural Gas | Water Heater - Pipe Insulation | A | Standalone Impact on Baseline Winter Peak (%) | Technical Potential | 0 | 0 | 0 | 0 | 0 | 0 | 0 | 0 | 0 | 0 | 0 | 0 | 0 | 0 | 0 | 0 | 0 | 0 | 0 | 0 | 0 | 0 | 0 | 0 | 0 | 0 | 0
F7_Commercial_WA - Miscellaneous_Existing_Water Heating_Natural Gas_Water Heater - Pipe Insulation_A_Technical Potential | F7 | Commercial | WA - Miscellaneous | Existing | Water Heating | Natural Gas | Water Heater - Pipe Insulation | A | Incremental Energy Savings (MWh or mTherms) | Technical Potential | 0 | 0 | 0 | 0.069514 | 0.08416 | 0.10172 | 0.11681 | 0.132 | 0.15314 | 0.16695 | 0.1697 | 0.15928 | 0.13647 | 0.10533 | 0.072138 | 0.043096 | 0.020102 | 0 | 0 | 0 | 0 | 0 | 0 | 0 | 0 | 0 | 0
F8_Commercial_WA - Miscellaneous_Existing_Water Heating_Natural Gas_Water Heater - Pipe Insulation_A_Technical Potential | F8 | Commercial | WA - Miscellaneous | Existing | Water Heating | Natural Gas | Water Heater - Pipe Insulation | A | Incremental Summer Peak Savings (MW) | Technical Potential | 0 | 0 | 0 | 0 | 0 | 0 | 0 | 0 | 0 | 0 | 0 | 0 | 0 | 0 | 0 | 0 | 0 | 0 | 0 | 0 | 0 | 0 | 0 | 0 | 0 | 0 | 0
F9_Commercial_WA - Miscellaneous_Existing_Water Heating_Natural Gas_Water Heater - Pipe Insulation_A_Technical Potential | F9 | Commercial | WA - Miscellaneous | Existing | Water Heating | Natural Gas | Water Heater - Pipe Insulation | A | Incremental Winter Peak Savings (MW) | Technical Potential | 0 | 0 | 0 | 0 | 0 | 0 | 0 | 0 | 0 | 0 | 0 | 0 | 0 | 0 | 0 | 0 | 0 | 0 | 0 | 0 | 0 | 0 | 0 | 0 | 0 | 0 | 0
F10_Commercial_WA - Miscellaneous_Existing_Water Heating_Natural Gas_Water Heater - Pipe Insulation_A_Technical Potential | F10 | Commercial | WA - Miscellaneous | Existing | Water Heating | Natural Gas | Water Heater - Pipe Insulation | A | Cumulative Energy Savings (MWh or mTherms) | Technical Potential | 0 | 0 | 0 | 0.069514 | 0.1527 | 0.25253 | 0.36662 | 0.49524 | 0.64457 | 0.80751 | 0.97318 | 1.1285 | 1.2614 | 1.3634 | 1.4327 | 1.4734 | 1.4916 | 1.49 | 1.4887 | 1.4877 | 1.4869 | 1.4862 | 1.4857 | 1.4853 | 1.4849 | 1.4847 | 1.4845
F11_Commercial_WA - Miscellaneous_Existing_Water Heating_Natural Gas_Water Heater - Pipe Insulation_A_Technical Potential | F11 | Commercial | WA - Miscellaneous | Existing | Water Heating | Natural Gas | Water Heater - Pipe Insulation | A | Cumulative Summer Peak Savings (MW) | Technical Potential | 0 | 0 | 0 | 0 | 0 | 0 | 0 | 0 | 0 | 0 | 0 | 0 | 0 | 0 | 0 | 0 | 0 | 0 | 0 | 0 | 0 | 0 | 0 | 0 | 0 | 0 | 0
F12_Commercial_WA - Miscellaneous_Existing_Water Heating_Natural Gas_Water Heater - Pipe Insulation_A_Technical Potential | F12 | Commercial | WA - Miscellaneous | Existing | Water Heating | Natural Gas | Water Heater - Pipe Insulation | A | Cumulative Winter Peak Savings (MW) | Technical Potential | 0 | 0 | 0 | 0 | 0 | 0 | 0 | 0 | 0 | 0 | 0 | 0 | 0 | 0 | 0 | 0 | 0 | 0 | 0 | 0 | 0 | 0 | 0 | 0 | 0 | 0 | 0
F13_Commercial_WA - Miscellaneous_Existing_Water Heating_Natural Gas_Water Heater - Pipe Insulation_A_Technical Potential | F13 | Commercial | WA - Miscellaneous | Existing | Water Heating | Natural Gas | Water Heater - Pipe Insulation | A | Purchases (Incremental) | Technical Potential | 0 | 0 | 0 | 14.5994 | 17.9258 | 21.9359 | 25.4641 | 29.0451 | 33.9572 | 37.2515 | 38.0551 | 35.8623 | 30.8267 | 23.855 | 16.3712 | 9.7966 | 4.5757 | 0 | 0 | 0 | 0 | 0 | 0 | 0 | 0 | 0 | 0
F14_Commercial_WA - Miscellaneous_Existing_Water Heating_Natural Gas_Water Heater - Pipe Insulation_A_Technical Potential | F14 | Commercial | WA - Miscellaneous | Existing | Water Heating | Natural Gas | Water Heater - Pipe Insulation | A | Purchases (Cumulative) | Technical Potential | 0 | 0 | 0 | 14.5994 | 32.5252 | 54.4611 | 79.9252 | 108.9703 | 142.9274 | 180.179 | 218.234 | 254.0964 | 284.9231 | 308.7781 | 325.1493 | 334.9459 | 339.5216 | 339.5216 | 339.5216 | 339.5216 | 339.5216 | 339.5216 | 339.5216 | 339.5216 | 339.5216 | 339.5216 | 339.5216
F1_Commercial_WA - Miscellaneous_Existing_Water Heating_Natural Gas_Water Heater - Motion Control Faucet_A_Technical Potential | F1 | Commercial | WA - Miscellaneous | Existing | Water Heating | Natural Gas | Water Heater - Motion Control Faucet | A | Original Unit Energy Savings (kWh or therms) | Technical Potential | 0 | 0 | 0 | 0 | 0 | 0 | 0 | 0 | 0 | 0 | 0 | 0 | 0 | 0 | 0 | 0 | 0 | 0 | 0 | 0 | 0 | 0 | 0 | 0 | 0 | 0 | 0
F2_Commercial_WA - Miscellaneous_Existing_Water Heating_Natural Gas_Water Heater - Motion Control Faucet_A_Technical Potential | F2 | Commercial | WA - Miscellaneous | Existing | Water Heating | Natural Gas | Water Heater - Motion Control Faucet | A | Original Unit Summer Peak Savings (kW) | Technical Potential | 0 | 0 | 0 | 0 | 0 | 0 | 0 | 0 | 0 | 0 | 0 | 0 | 0 | 0 | 0 | 0 | 0 | 0 | 0 | 0 | 0 | 0 | 0 | 0 | 0 | 0 | 0
F3_Commercial_WA - Miscellaneous_Existing_Water Heating_Natural Gas_Water Heater - Motion Control Faucet_A_Technical Potential | F3 | Commercial | WA - Miscellaneous | Existing | Water Heating | Natural Gas | Water Heater - Motion Control Faucet | A | Original Unit Winter Peak Savings (kW) | Technical Potential | 0 | 0 | 0 | 0 | 0 | 0 | 0 | 0 | 0 | 0 | 0 | 0 | 0 | 0 | 0 | 0 | 0 | 0 | 0 | 0 | 0 | 0 | 0 | 0 | 0 | 0 | 0
F4_Commercial_WA - Miscellaneous_Existing_Water Heating_Natural Gas_Water Heater - Motion Control Faucet_A_Technical Potential | F4 | Commercial | WA - Miscellaneous | Existing | Water Heating | Natural Gas | Water Heater - Motion Control Faucet | A | Standalone Impact on Baseline Energy (%) | Technical Potential | 0 | 0 | 0 | 0 | 0 | 0 | 0 | 0 | 0 | 0 | 0 | 0 | 0 | 0 | 0 | 0 | 0 | 0 | 0 | 0 | 0 | 0 | 0 | 0 | 0 | 0 | 0
F5_Commercial_WA - Miscellaneous_Existing_Water Heating_Natural Gas_Water Heater - Motion Control Faucet_A_Technical Potential | F5 | Commercial | WA - Miscellaneous | Existing | Water Heating | Natural Gas | Water Heater - Motion Control Faucet | A | Standalone Impact on Baseline Summer Peak (%) | Technical Potential | 0 | 0 | 0 | 0 | 0 | 0 | 0 | 0 | 0 | 0 | 0 | 0 | 0 | 0 | 0 | 0 | 0 | 0 | 0 | 0 | 0 | 0 | 0 | 0 | 0 | 0 | 0
F6_Commercial_WA - Miscellaneous_Existing_Water Heating_Natural Gas_Water Heater - Motion Control Faucet_A_Technical Potential | F6 | Commercial | WA - Miscellaneous | Existing | Water Heating | Natural Gas | Water Heater - Motion Control Faucet | A | Standalone Impact on Baseline Winter Peak (%) | Technical Potential | 0 | 0 | 0 | 0 | 0 | 0 | 0 | 0 | 0 | 0 | 0 | 0 | 0 | 0 | 0 | 0 | 0 | 0 | 0 | 0 | 0 | 0 | 0 | 0 | 0 | 0 | 0
F7_Commercial_WA - Miscellaneous_Existing_Water Heating_Natural Gas_Water Heater - Motion Control Faucet_A_Technical Potential | F7 | Commercial | WA - Miscellaneous | Existing | Water Heating | Natural Gas | Water Heater - Motion Control Faucet | A | Incremental Energy Savings (MWh or mTherms) | Technical Potential | 0 | 0 | 0 | 0 | 0 | 0 | 0 | 0 | 0 | 0 | 0 | 0 | 0 | 0 | 0 | 0 | 0 | 0 | 0 | 0 | 0 | 0 | 0 | 0 | 0 | 0 | 0
F8_Commercial_WA - Miscellaneous_Existing_Water Heating_Natural Gas_Water Heater - Motion Control Faucet_A_Technical Potential | F8 | Commercial | WA - Miscellaneous | Existing | Water Heating | Natural Gas | Water Heater - Motion Control Faucet | A | Incremental Summer Peak Savings (MW) | Technical Potential | 0 | 0 | 0 | 0 | 0 | 0 | 0 | 0 | 0 | 0 | 0 | 0 | 0 | 0 | 0 | 0 | 0 | 0 | 0 | 0 | 0 | 0 | 0 | 0 | 0 | 0 | 0
F9_Commercial_WA - Miscellaneous_Existing_Water Heating_Natural Gas_Water Heater - Motion Control Faucet_A_Technical Potential | F9 | Commercial | WA - Miscellaneous | Existing | Water Heating | Natural Gas | Water Heater - Motion Control Faucet | A | Incremental Winter Peak Savings (MW) | Technical Potential | 0 | 0 | 0 | 0 | 0 | 0 | 0 | 0 | 0 | 0 | 0 | 0 | 0 | 0 | 0 | 0 | 0 | 0 | 0 | 0 | 0 | 0 | 0 | 0 | 0 | 0 | 0
F10_Commercial_WA - Miscellaneous_Existing_Water Heating_Natural Gas_Water Heater - Motion Control Faucet_A_Technical Potential | F10 | Commercial | WA - Miscellaneous | Existing | Water Heating | Natural Gas | Water Heater - Motion Control Faucet | A | Cumulative Energy Savings (MWh or mTherms) | Technical Potential | 0 | 0 | 0 | 0 | 0 | 0 | 0 | 0 | 0 | 0 | 0 | 0 | 0 | 0 | 0 | 0 | 0 | 0 | 0 | 0 | 0 | 0 | 0 | 0 | 0 | 0 | 0
F11_Commercial_WA - Miscellaneous_Existing_Water Heating_Natural Gas_Water Heater - Motion Control Faucet_A_Technical Potential | F11 | Commercial | WA - Miscellaneous | Existing | Water Heating | Natural Gas | Water Heater - Motion Control Faucet | A | Cumulative Summer Peak Savings (MW) | Technical Potential | 0 | 0 | 0 | 0 | 0 | 0 | 0 | 0 | 0 | 0 | 0 | 0 | 0 | 0 | 0 | 0 | 0 | 0 | 0 | 0 | 0 | 0 | 0 | 0 | 0 | 0 | 0
F12_Commercial_WA - Miscellaneous_Existing_Water Heating_Natural Gas_Water Heater - Motion Control Faucet_A_Technical Potential | F12 | Commercial | WA - Miscellaneous | Existing | Water Heating | Natural Gas | Water Heater - Motion Control Faucet | A | Cumulative Winter Peak Savings (MW) | Technical Potential | 0 | 0 | 0 | 0 | 0 | 0 | 0 | 0 | 0 | 0 | 0 | 0 | 0 | 0 | 0 | 0 | 0 | 0 | 0 | 0 | 0 | 0 | 0 | 0 | 0 | 0 | 0
F13_Commercial_WA - Miscellaneous_Existing_Water Heating_Natural Gas_Water Heater - Motion Control Faucet_A_Technical Potential | F13 | Commercial | WA - Miscellaneous | Existing | Water Heating | Natural Gas | Water Heater - Motion Control Faucet | A | Purchases (Incremental) | Technical Potential | 0 | 0 | 0 | 63668.4744 | 78174.7326 | 95662.9954 | 111049.6646 | 126666.2051 | 84419.545 | 84280.1244 | 70296.1163 | 45346.8812 | 7769.8734 | 0 | 0 | 0 | 0 | 0 | 0 | 0 | 0 | 0 | 0 | 0 | 0 | 0 | 0
F14_Commercial_WA - Miscellaneous_Existing_Water Heating_Natural Gas_Water Heater - Motion Control Faucet_A_Technical Potential | F14 | Commercial | WA - Miscellaneous | Existing | Water Heating | Natural Gas | Water Heater - Motion Control Faucet | A | Purchases (Cumulative) | Technical Potential | 0 | 0 | 0 | 63668.4744 | 141843.207 | 237506.2024 | 348555.867 | 475222.0721 | 559641.617 | 643921.7414 | 714217.8577 | 759564.7389 | 767334.6123 | 767334.6123 | 767334.6123 | 767334.6123 | 767334.6123 | 767334.6123 | 767334.6123 | 767334.6123 | 767334.6123 | 767334.6123 | 767334.6123 | 767334.6123 | 767334.6123 | 767334.6123 | 767334.6123
F1_Commercial_WA - Miscellaneous_Existing_Water Heating_Natural Gas_Water Heater - Solar System_A_Technical Potential | F1 | Commercial | WA - Miscellaneous | Existing | Water Heating | Natural Gas | Water Heater - Solar System | A | Original Unit Energy Savings (kWh or therms) | Technical Potential | 0 | 0 | 38.6922 | 38.0862 | 37.554 | 37.0905 | 36.6913 | 36.353 | 36.0729 | 35.8489 | 35.6696 | 35.5262 | 35.4115 | 35.3197 | 35.2463 | 35.1876 | 35.1406 | 35.103 | 35.0729 | 35.0488 | 35.0296 | 35.0142 | 35.0019 | 34.992 | 34.9841 | 34.9778 | 34.9728
F2_Commercial_WA - Miscellaneous_Existing_Water Heating_Natural Gas_Water Heater - Solar System_A_Technical Potential | F2 | Commercial | WA - Miscellaneous | Existing | Water Heating | Natural Gas | Water Heater - Solar System | A | Original Unit Summer Peak Savings (kW) | Technical Potential | 0 | 0 | 0 | 0 | 0 | 0 | 0 | 0 | 0 | 0 | 0 | 0 | 0 | 0 | 0 | 0 | 0 | 0 | 0 | 0 | 0 | 0 | 0 | 0 | 0 | 0 | 0
F3_Commercial_WA - Miscellaneous_Existing_Water Heating_Natural Gas_Water Heater - Solar System_A_Technical Potential | F3 | Commercial | WA - Miscellaneous | Existing | Water Heating | Natural Gas | Water Heater - Solar System | A | Original Unit Winter Peak Savings (kW) | Technical Potential | 0 | 0 | 0 | 0 | 0 | 0 | 0 | 0 | 0 | 0 | 0 | 0 | 0 | 0 | 0 | 0 | 0 | 0 | 0 | 0 | 0 | 0 | 0 | 0 | 0 | 0 | 0
F4_Commercial_WA - Miscellaneous_Existing_Water Heating_Natural Gas_Water Heater - Solar System_A_Technical Potential | F4 | Commercial | WA - Miscellaneous | Existing | Water Heating | Natural Gas | Water Heater - Solar System | A | Standalone Impact on Baseline Energy (%) | Technical Potential | 0 | 0 | 0 | 0.0016633 | 0.0036224 | 0.0059382 | 0.0085508 | 0.011462 | 0.0148 | 0.018406 | 0.02232 | 0.026129 | 0.029451 | 0.032029 | 0.03379 | 0.03516 | 0.035755 | 0.035755 | 0.035755 | 0.035755 | 0.035755 | 0.035755 | 0.035755 | 0.035755 | 0.035755 | 0.035755 | 0.035755
F5_Commercial_WA - Miscellaneous_Existing_Water Heating_Natural Gas_Water Heater - Solar System_A_Technical Potential | F5 | Commercial | WA - Miscellaneous | Existing | Water Heating | Natural Gas | Water Heater - Solar System | A | Standalone Impact on Baseline Summer Peak (%) | Technical Potential | 0 | 0 | 0 | 0 | 0 | 0 | 0 | 0 | 0 | 0 | 0 | 0 | 0 | 0 | 0 | 0 | 0 | 0 | 0 | 0 | 0 | 0 | 0 | 0 | 0 | 0 | 0
F6_Commercial_WA - Miscellaneous_Existing_Water Heating_Natural Gas_Water Heater - Solar System_A_Technical Potential | F6 | Commercial | WA - Miscellaneous | Existing | Water Heating | Natural Gas | Water Heater - Solar System | A | Standalone Impact on Baseline Winter Peak (%) | Technical Potential | 0 | 0 | 0 | 0 | 0 | 0 | 0 | 0 | 0 | 0 | 0 | 0 | 0 | 0 | 0 | 0 | 0 | 0 | 0 | 0 | 0 | 0 | 0 | 0 | 0 | 0 | 0
F7_Commercial_WA - Miscellaneous_Existing_Water Heating_Natural Gas_Water Heater - Solar System_A_Technical Potential | F7 | Commercial | WA - Miscellaneous | Existing | Water Heating | Natural Gas | Water Heater - Solar System | A | Incremental Energy Savings (MWh or mTherms) | Technical Potential | 0 | 0 | 0 | 1.9002 | 2.2068 | 2.5765 | 2.8754 | 3.1742 | 3.6125 | 3.8774 | 4.1871 | 4.0592 | 3.5285 | 2.7311 | 1.8618 | 1.4462 | 0.62716 | 0 | 0 | 0 | 0 | 0 | 0 | 0 | 0 | 0 | 0
F8_Commercial_WA - Miscellaneous_Existing_Water Heating_Natural Gas_Water Heater - Solar System_A_Technical Potential | F8 | Commercial | WA - Miscellaneous | Existing | Water Heating | Natural Gas | Water Heater - Solar System | A | Incremental Summer Peak Savings (MW) | Technical Potential | 0 | 0 | 0 | 0 | 0 | 0 | 0 | 0 | 0 | 0 | 0 | 0 | 0 | 0 | 0 | 0 | 0 | 0 | 0 | 0 | 0 | 0 | 0 | 0 | 0 | 0 | 0
F9_Commercial_WA - Miscellaneous_Existing_Water Heating_Natural Gas_Water Heater - Solar System_A_Technical Potential | F9 | Commercial | WA - Miscellaneous | Existing | Water Heating | Natural Gas | Water Heater - Solar System | A | Incremental Winter Peak Savings (MW) | Technical Potential | 0 | 0 | 0 | 0 | 0 | 0 | 0 | 0 | 0 | 0 | 0 | 0 | 0 | 0 | 0 | 0 | 0 | 0 | 0 | 0 | 0 | 0 | 0 | 0 | 0 | 0 | 0
F10_Commercial_WA - Miscellaneous_Existing_Water Heating_Natural Gas_Water Heater - Solar System_A_Technical Potential | F10 | Commercial | WA - Miscellaneous | Existing | Water Heating | Natural Gas | Water Heater - Solar System | A | Cumulative Energy Savings (MWh or mTherms) | Technical Potential | 0 | 0 | 0 | 1.9002 | 4.0805 | 6.6066 | 9.4108 | 12.4983 | 16.0145 | 19.7924 | 23.8806 | 27.8438 | 31.2823 | 33.9324 | 35.7236 | 37.1103 | 37.6879 | 37.6476 | 37.6153 | 37.5895 | 37.5689 | 37.5523 | 37.5391 | 37.5286 | 37.5201 | 37.5133 | 37.5079
F11_Commercial_WA - Miscellaneous_Existing_Water Heating_Natural Gas_Water Heater - Solar System_A_Technical Potential | F11 | Commercial | WA - Miscellaneous | Existing | Water Heating | Natural Gas | Water Heater - Solar System | A | Cumulative Summer Peak Savings (MW) | Technical Potential | 0 | 0 | 0 | 0 | 0 | 0 | 0 | 0 | 0 | 0 | 0 | 0 | 0 | 0 | 0 | 0 | 0 | 0 | 0 | 0 | 0 | 0 | 0 | 0 | 0 | 0 | 0
F12_Commercial_WA - Miscellaneous_Existing_Water Heating_Natural Gas_Water Heater - Solar System_A_Technical Potential | F12 | Commercial | WA - Miscellaneous | Existing | Water Heating | Natural Gas | Water Heater - Solar System | A | Cumulative Winter Peak Savings (MW) | Technical Potential | 0 | 0 | 0 | 0 | 0 | 0 | 0 | 0 | 0 | 0 | 0 | 0 | 0 | 0 | 0 | 0 | 0 | 0 | 0 | 0 | 0 | 0 | 0 | 0 | 0 | 0 | 0
F13_Commercial_WA - Miscellaneous_Existing_Water Heating_Natural Gas_Water Heater - Solar System_A_Technical Potential | F13 | Commercial | WA - Miscellaneous | Existing | Water Heating | Natural Gas | Water Heater - Solar System | A | Purchases (Incremental) | Technical Potential | 0 | 0 | 0 | 49.8929 | 58.7632 | 69.4643 | 78.3667 | 87.3155 | 100.1447 | 108.1598 | 117.3866 | 114.2588 | 99.6419 | 77.3257 | 52.8221 | 41.0999 | 17.8472 | 0 | 0 | 0 | 0 | 0 | 0 | 0 | 0 | 0 | 0
F14_Commercial_WA - Miscellaneous_Existing_Water Heating_Natural Gas_Water Heater - Solar System_A_Technical Potential | F14 | Commercial | WA - Miscellaneous | Existing | Water Heating | Natural Gas | Water Heater - Solar System | A | Purchases (Cumulative) | Technical Potential | 0 | 0 | 0 | 49.8929 | 108.6561 | 178.1204 | 256.4871 | 343.8026 | 443.9473 | 552.1071 | 669.4937 | 783.7525 | 883.3944 | 960.7201 | 1013.5422 | 1054.642 | 1072.4892 | 1072.4892 | 1072.4892 | 1072.4892 | 1072.4892 | 1072.4892 | 1072.4892 | 1072.4892 | 1072.4892 | 1072.4892 | 1072.4892
F1_Commercial_WA - Miscellaneous_Existing_Water Heating_Natural Gas_Commercial Laundry - Ozone Treatment_A_Technical Potential | F1 | Commercial | WA - Miscellaneous | Existing | Water Heating | Natural Gas | Commercial Laundry - Ozone Treatment | A | Original Unit Energy Savings (kWh or therms) | Technical Potential | 0 | 0 | 1766.4481 | 1738.7792 | 1714.4851 | 1693.3227 | 1675.0974 | 1659.6535 | 1646.8667 | 1636.6372 | 1628.4537 | 1621.9068 | 1616.6693 | 1612.4793 | 1609.1273 | 1606.4457 | 1604.3005 | 1602.5842 | 1601.2113 | 1600.1129 | 1599.2342 | 1598.5312 | 1597.9689 | 1597.519 | 1597.159 | 1596.8711 | 1596.6408
F2_Commercial_WA - Miscellaneous_Existing_Water Heating_Natural Gas_Commercial Laundry - Ozone Treatment_A_Technical Potential | F2 | Commercial | WA - Miscellaneous | Existing | Water Heating | Natural Gas | Commercial Laundry - Ozone Treatment | A | Original Unit Summer Peak Savings (kW) | Technical Potential | 0 | 0 | 0 | 0 | 0 | 0 | 0 | 0 | 0 | 0 | 0 | 0 | 0 | 0 | 0 | 0 | 0 | 0 | 0 | 0 | 0 | 0 | 0 | 0 | 0 | 0 | 0
F3_Commercial_WA - Miscellaneous_Existing_Water Heating_Natural Gas_Commercial Laundry - Ozone Treatment_A_Technical Potential | F3 | Commercial | WA - Miscellaneous | Existing | Water Heating | Natural Gas | Commercial Laundry - Ozone Treatment | A | Original Unit Winter Peak Savings (kW) | Technical Potential | 0 | 0 | 0 | 0 | 0 | 0 | 0 | 0 | 0 | 0 | 0 | 0 | 0 | 0 | 0 | 0 | 0 | 0 | 0 | 0 | 0 | 0 | 0 | 0 | 0 | 0 | 0
F4_Commercial_WA - Miscellaneous_Existing_Water Heating_Natural Gas_Commercial Laundry - Ozone Treatment_A_Technical Potential | F4 | Commercial | WA - Miscellaneous | Existing | Water Heating | Natural Gas | Commercial Laundry - Ozone Treatment | A | Standalone Impact on Baseline Energy (%) | Technical Potential | 0 | 0 | 0 | 0.00035187 | 0.0007839 | 0.0013126 | 0.0019263 | 0.0026263 | 0.0034448 | 0.0043426 | 0.0052598 | 0.0061241 | 0.0068671 | 0.0070901 | 0.0070901 | 0.0070901 | 0.0070901 | 0.0070901 | 0.0070901 | 0.0070901 | 0.0070901 | 0.0070901 | 0.0070901 | 0.0070901 | 0.0070901 | 0.0070901 | 0.0070901
F5_Commercial_WA - Miscellaneous_Existing_Water Heating_Natural Gas_Commercial Laundry - Ozone Treatment_A_Technical Potential | F5 | Commercial | WA - Miscellaneous | Existing | Water Heating | Natural Gas | Commercial Laundry - Ozone Treatment | A | Standalone Impact on Baseline Summer Peak (%) | Technical Potential | 0 | 0 | 0 | 0 | 0 | 0 | 0 | 0 | 0 | 0 | 0 | 0 | 0 | 0 | 0 | 0 | 0 | 0 | 0 | 0 | 0 | 0 | 0 | 0 | 0 | 0 | 0
F6_Commercial_WA - Miscellaneous_Existing_Water Heating_Natural Gas_Commercial Laundry - Ozone Treatment_A_Technical Potential | F6 | Commercial | WA - Miscellaneous | Existing | Water Heating | Natural Gas | Commercial Laundry - Ozone Treatment | A | Standalone Impact on Baseline Winter Peak (%) | Technical Potential | 0 | 0 | 0 | 0 | 0 | 0 | 0 | 0 | 0 | 0 | 0 | 0 | 0 | 0 | 0 | 0 | 0 | 0 | 0 | 0 | 0 | 0 | 0 | 0 | 0 | 0 | 0
F7_Commercial_WA - Miscellaneous_Existing_Water Heating_Natural Gas_Commercial Laundry - Ozone Treatment_A_Technical Potential | F7 | Commercial | WA - Miscellaneous | Existing | Water Heating | Natural Gas | Commercial Laundry - Ozone Treatment | A | Incremental Energy Savings (MWh or mTherms) | Technical Potential | 0 | 0 | 0 | 0.40198 | 0.48667 | 0.58819 | 0.67545 | 0.76333 | 0.88555 | 0.96543 | 0.98132 | 0.92106 | 0.78917 | 0.23633 | 0 | 0 | 0 | 0 | 0 | 0 | 0 | 0 | 0 | 0 | 0 | 0 | 0
F8_Commercial_WA - Miscellaneous_Existing_Water Heating_Natural Gas_Commercial Laundry - Ozone Treatment_A_Technical Potential | F8 | Commercial | WA - Miscellaneous | Existing | Water Heating | Natural Gas | Commercial Laundry - Ozone Treatment | A | Incremental Summer Peak Savings (MW) | Technical Potential | 0 | 0 | 0 | 0 | 0 | 0 | 0 | 0 | 0 | 0 | 0 | 0 | 0 | 0 | 0 | 0 | 0 | 0 | 0 | 0 | 0 | 0 | 0 | 0 | 0 | 0 | 0
F9_Commercial_WA - Miscellaneous_Existing_Water Heating_Natural Gas_Commercial Laundry - Ozone Treatment_A_Technical Potential | F9 | Commercial | WA - Miscellaneous | Existing | Water Heating | Natural Gas | Commercial Laundry - Ozone Treatment | A | Incremental Winter Peak Savings (MW) | Technical Potential | 0 | 0 | 0 | 0 | 0 | 0 | 0 | 0 | 0 | 0 | 0 | 0 | 0 | 0 | 0 | 0 | 0 | 0 | 0 | 0 | 0 | 0 | 0 | 0 | 0 | 0 | 0
F10_Commercial_WA - Miscellaneous_Existing_Water Heating_Natural Gas_Commercial Laundry - Ozone Treatment_A_Technical Potential | F10 | Commercial | WA - Miscellaneous | Existing | Water Heating | Natural Gas | Commercial Laundry - Ozone Treatment | A | Cumulative Energy Savings (MWh or mTherms) | Technical Potential | 0 | 0 | 0 | 0.40198 | 0.88304 | 1.4603 | 2.1201 | 2.8638 | 3.7273 | 4.6696 | 5.6276 | 6.526 | 7.2941 | 7.5116 | 7.4959 | 7.4835 | 7.4735 | 7.4655 | 7.4591 | 7.4539 | 7.4499 | 7.4466 | 7.444 | 7.4419 | 7.4402 | 7.4388 | 7.4378
F11_Commercial_WA - Miscellaneous_Existing_Water Heating_Natural Gas_Commercial Laundry - Ozone Treatment_A_Technical Potential | F11 | Commercial | WA - Miscellaneous | Existing | Water Heating | Natural Gas | Commercial Laundry - Ozone Treatment | A | Cumulative Summer Peak Savings (MW) | Technical Potential | 0 | 0 | 0 | 0 | 0 | 0 | 0 | 0 | 0 | 0 | 0 | 0 | 0 | 0 | 0 | 0 | 0 | 0 | 0 | 0 | 0 | 0 | 0 | 0 | 0 | 0 | 0
F12_Commercial_WA - Miscellaneous_Existing_Water Heating_Natural Gas_Commercial Laundry - Ozone Treatment_A_Technical Potential | F12 | Commercial | WA - Miscellaneous | Existing | Water Heating | Natural Gas | Commercial Laundry - Ozone Treatment | A | Cumulative Winter Peak Savings (MW) | Technical Potential | 0 | 0 | 0 | 0 | 0 | 0 | 0 | 0 | 0 | 0 | 0 | 0 | 0 | 0 | 0 | 0 | 0 | 0 | 0 | 0 | 0 | 0 | 0 | 0 | 0 | 0 | 0
F13_Commercial_WA - Miscellaneous_Existing_Water Heating_Natural Gas_Commercial Laundry - Ozone Treatment_A_Technical Potential | F13 | Commercial | WA - Miscellaneous | Existing | Water Heating | Natural Gas | Commercial Laundry - Ozone Treatment | A | Purchases (Incremental) | Technical Potential | 0 | 0 | 0 | 0.23119 | 0.28386 | 0.34736 | 0.40323 | 0.45994 | 0.53772 | 0.58989 | 0.60261 | 0.56789 | 0.48815 | 0.14656 | 0 | 0 | 0 | 0 | 0 | 0 | 0 | 0 | 0 | 0 | 0 | 0 | 0
F14_Commercial_WA - Miscellaneous_Existing_Water Heating_Natural Gas_Commercial Laundry - Ozone Treatment_A_Technical Potential | F14 | Commercial | WA - Miscellaneous | Existing | Water Heating | Natural Gas | Commercial Laundry - Ozone Treatment | A | Purchases (Cumulative) | Technical Potential | 0 | 0 | 0 | 0.23119 | 0.51504 | 0.8624 | 1.2656 | 1.7256 | 2.2633 | 2.8532 | 3.4558 | 4.0237 | 4.5118 | 4.6584 | 4.6584 | 4.6584 | 4.6584 | 4.6584 | 4.6584 | 4.6584 | 4.6584 | 4.6584 | 4.6584 | 4.6584 | 4.6584 | 4.6584 | 4.6584
F1_Commercial_WA - Miscellaneous_Existing_Water Heating_Natural Gas_Commercial Laundry - ENERGY STAR Washer_A_Technical Potential | F1 | Commercial | WA - Miscellaneous | Existing | Water Heating | Natural Gas | Commercial Laundry - ENERGY STAR Washer | A | Original Unit Energy Savings (kWh or therms) | Technical Potential | 0 | 0 | 34.2159 | 33.6799 | 33.2094 | 32.7995 | 32.4464 | 32.1473 | 31.8996 | 31.7015 | 31.5429 | 31.4161 | 31.3147 | 31.2335 | 31.1686 | 31.1167 | 31.0751 | 31.0419 | 31.0153 | 30.994 | 30.977 | 30.9634 | 30.9525 | 30.9437 | 30.9368 | 30.9312 | 30.9267
F2_Commercial_WA - Miscellaneous_Existing_Water Heating_Natural Gas_Commercial Laundry - ENERGY STAR Washer_A_Technical Potential | F2 | Commercial | WA - Miscellaneous | Existing | Water Heating | Natural Gas | Commercial Laundry - ENERGY STAR Washer | A | Original Unit Summer Peak Savings (kW) | Technical Potential | 0 | 0 | 0 | 0 | 0 | 0 | 0 | 0 | 0 | 0 | 0 | 0 | 0 | 0 | 0 | 0 | 0 | 0 | 0 | 0 | 0 | 0 | 0 | 0 | 0 | 0 | 0
F3_Commercial_WA - Miscellaneous_Existing_Water Heating_Natural Gas_Commercial Laundry - ENERGY STAR Washer_A_Technical Potential | F3 | Commercial | WA - Miscellaneous | Existing | Water Heating | Natural Gas | Commercial Laundry - ENERGY STAR Washer | A | Original Unit Winter Peak Savings (kW) | Technical Potential | 0 | 0 | 0 | 0 | 0 | 0 | 0 | 0 | 0 | 0 | 0 | 0 | 0 | 0 | 0 | 0 | 0 | 0 | 0 | 0 | 0 | 0 | 0 | 0 | 0 | 0 | 0
F4_Commercial_WA - Miscellaneous_Existing_Water Heating_Natural Gas_Commercial Laundry - ENERGY STAR Washer_A_Technical Potential | F4 | Commercial | WA - Miscellaneous | Existing | Water Heating | Natural Gas | Commercial Laundry - ENERGY STAR Washer | A | Standalone Impact on Baseline Energy (%) | Technical Potential | 0 | 0 | 0 | 2.1247e-06 | 4.7335e-06 | 7.926e-06 | 1.1632e-05 | 1.5859e-05 | 2.0801e-05 | 2.6222e-05 | 2.9636e-05 | 3.2246e-05 | 3.354e-05 | 3.354e-05 | 3.354e-05 | 3.354e-05 | 3.354e-05 | 3.354e-05 | 3.354e-05 | 3.354e-05 | 3.354e-05 | 3.354e-05 | 3.354e-05 | 3.354e-05 | 3.354e-05 | 3.354e-05 | 3.354e-05
F5_Commercial_WA - Miscellaneous_Existing_Water Heating_Natural Gas_Commercial Laundry - ENERGY STAR Washer_A_Technical Potential | F5 | Commercial | WA - Miscellaneous | Existing | Water Heating | Natural Gas | Commercial Laundry - ENERGY STAR Washer | A | Standalone Impact on Baseline Summer Peak (%) | Technical Potential | 0 | 0 | 0 | 0 | 0 | 0 | 0 | 0 | 0 | 0 | 0 | 0 | 0 | 0 | 0 | 0 | 0 | 0 | 0 | 0 | 0 | 0 | 0 | 0 | 0 | 0 | 0
F6_Commercial_WA - Miscellaneous_Existing_Water Heating_Natural Gas_Commercial Laundry - ENERGY STAR Washer_A_Technical Potential | F6 | Commercial | WA - Miscellaneous | Existing | Water Heating | Natural Gas | Commercial Laundry - ENERGY STAR Washer | A | Standalone Impact on Baseline Winter Peak (%) | Technical Potential | 0 | 0 | 0 | 0 | 0 | 0 | 0 | 0 | 0 | 0 | 0 | 0 | 0 | 0 | 0 | 0 | 0 | 0 | 0 | 0 | 0 | 0 | 0 | 0 | 0 | 0 | 0
F7_Commercial_WA - Miscellaneous_Existing_Water Heating_Natural Gas_Commercial Laundry - ENERGY STAR Washer_A_Technical Potential | F7 | Commercial | WA - Miscellaneous | Existing | Water Heating | Natural Gas | Commercial Laundry - ENERGY STAR Washer | A | Incremental Energy Savings (MWh or mTherms) | Technical Potential | 0 | 0 | 0 | 0.0024273 | 0.0029387 | 0.0035518 | 0.0040787 | 0.0046093 | 0.0053473 | 0.0058297 | 0.0036523 | 0.0027817 | 0.0013744 | 0 | 0 | 0 | 0 | 0 | 0 | 0 | 0 | 0 | 0 | 0 | 0 | 0 | 0
F8_Commercial_WA - Miscellaneous_Existing_Water Heating_Natural Gas_Commercial Laundry - ENERGY STAR Washer_A_Technical Potential | F8 | Commercial | WA - Miscellaneous | Existing | Water Heating | Natural Gas | Commercial Laundry - ENERGY STAR Washer | A | Incremental Summer Peak Savings (MW) | Technical Potential | 0 | 0 | 0 | 0 | 0 | 0 | 0 | 0 | 0 | 0 | 0 | 0 | 0 | 0 | 0 | 0 | 0 | 0 | 0 | 0 | 0 | 0 | 0 | 0 | 0 | 0 | 0
F9_Commercial_WA - Miscellaneous_Existing_Water Heating_Natural Gas_Commercial Laundry - ENERGY STAR Washer_A_Technical Potential | F9 | Commercial | WA - Miscellaneous | Existing | Water Heating | Natural Gas | Commercial Laundry - ENERGY STAR Washer | A | Incremental Winter Peak Savings (MW) | Technical Potential | 0 | 0 | 0 | 0 | 0 | 0 | 0 | 0 | 0 | 0 | 0 | 0 | 0 | 0 | 0 | 0 | 0 | 0 | 0 | 0 | 0 | 0 | 0 | 0 | 0 | 0 | 0
F10_Commercial_WA - Miscellaneous_Existing_Water Heating_Natural Gas_Commercial Laundry - ENERGY STAR Washer_A_Technical Potential | F10 | Commercial | WA - Miscellaneous | Existing | Water Heating | Natural Gas | Commercial Laundry - ENERGY STAR Washer | A | Cumulative Energy Savings (MWh or mTherms) | Technical Potential | 0 | 0 | 0 | 0.0024273 | 0.0053321 | 0.0088181 | 0.012802 | 0.017293 | 0.022507 | 0.028197 | 0.031708 | 0.034363 | 0.035626 | 0.035534 | 0.03546 | 0.035401 | 0.035354 | 0.035316 | 0.035286 | 0.035261 | 0.035242 | 0.035226 | 0.035214 | 0.035204 | 0.035196 | 0.03519 | 0.035185
F11_Commercial_WA - Miscellaneous_Existing_Water Heating_Natural Gas_Commercial Laundry - ENERGY STAR Washer_A_Technical Potential | F11 | Commercial | WA - Miscellaneous | Existing | Water Heating | Natural Gas | Commercial Laundry - ENERGY STAR Washer | A | Cumulative Summer Peak Savings (MW) | Technical Potential | 0 | 0 | 0 | 0 | 0 | 0 | 0 | 0 | 0 | 0 | 0 | 0 | 0 | 0 | 0 | 0 | 0 | 0 | 0 | 0 | 0 | 0 | 0 | 0 | 0 | 0 | 0
F12_Commercial_WA - Miscellaneous_Existing_Water Heating_Natural Gas_Commercial Laundry - ENERGY STAR Washer_A_Technical Potential | F12 | Commercial | WA - Miscellaneous | Existing | Water Heating | Natural Gas | Commercial Laundry - ENERGY STAR Washer | A | Cumulative Winter Peak Savings (MW) | Technical Potential | 0 | 0 | 0 | 0 | 0 | 0 | 0 | 0 | 0 | 0 | 0 | 0 | 0 | 0 | 0 | 0 | 0 | 0 | 0 | 0 | 0 | 0 | 0 | 0 | 0 | 0 | 0
F13_Commercial_WA - Miscellaneous_Existing_Water Heating_Natural Gas_Commercial Laundry - ENERGY STAR Washer_A_Technical Potential | F13 | Commercial | WA - Miscellaneous | Existing | Water Heating | Natural Gas | Commercial Laundry - ENERGY STAR Washer | A | Purchases (Incremental) | Technical Potential | 0 | 0 | 0 | 0.072071 | 0.088491 | 0.10829 | 0.1257 | 0.14338 | 0.16763 | 0.18389 | 0.11579 | 0.088544 | 0.04389 | 0 | 0 | 0 | 0 | 0 | 0 | 0 | 0 | 0 | 0 | 0 | 0 | 0 | 0
F14_Commercial_WA - Miscellaneous_Existing_Water Heating_Natural Gas_Commercial Laundry - ENERGY STAR Washer_A_Technical Potential | F14 | Commercial | WA - Miscellaneous | Existing | Water Heating | Natural Gas | Commercial Laundry - ENERGY STAR Washer | A | Purchases (Cumulative) | Technical Potential | 0 | 0 | 0 | 0.072071 | 0.16056 | 0.26885 | 0.39455 | 0.53793 | 0.70557 | 0.88946 | 1.0052 | 1.0938 | 1.1377 | 1.1377 | 1.1377 | 1.1377 | 1.1377 | 1.1377 | 1.1377 | 1.1377 | 1.1377 | 1.1377 | 1.1377 | 1.1377 | 1.1377 | 1.1377 | 1.1377
F1_Commercial_WA - Miscellaneous_Existing_Water Heating_Natural Gas_Water Heater - Efficient Dishwasher_A_Technical Potential | F1 | Commercial | WA - Miscellaneous | Existing | Water Heating | Natural Gas | Water Heater - Efficient Dishwasher | A | Original Unit Energy Savings (kWh or therms) | Technical Potential | 0 | 0 | 99.0727 | 97.5208 | 96.1583 | 94.9714 | 93.9492 | 93.083 | 92.3658 | 91.7921 | 91.3331 | 90.9659 | 90.6722 | 90.4372 | 90.2492 | 90.0988 | 89.9785 | 89.8822 | 89.8052 | 89.7436 | 89.6943 | 89.6549 | 89.6234 | 89.5981 | 89.5779 | 89.5618 | 89.5489
F2_Commercial_WA - Miscellaneous_Existing_Water Heating_Natural Gas_Water Heater - Efficient Dishwasher_A_Technical Potential | F2 | Commercial | WA - Miscellaneous | Existing | Water Heating | Natural Gas | Water Heater - Efficient Dishwasher | A | Original Unit Summer Peak Savings (kW) | Technical Potential | 0 | 0 | 0 | 0 | 0 | 0 | 0 | 0 | 0 | 0 | 0 | 0 | 0 | 0 | 0 | 0 | 0 | 0 | 0 | 0 | 0 | 0 | 0 | 0 | 0 | 0 | 0
F3_Commercial_WA - Miscellaneous_Existing_Water Heating_Natural Gas_Water Heater - Efficient Dishwasher_A_Technical Potential | F3 | Commercial | WA - Miscellaneous | Existing | Water Heating | Natural Gas | Water Heater - Efficient Dishwasher | A | Original Unit Winter Peak Savings (kW) | Technical Potential | 0 | 0 | 0 | 0 | 0 | 0 | 0 | 0 | 0 | 0 | 0 | 0 | 0 | 0 | 0 | 0 | 0 | 0 | 0 | 0 | 0 | 0 | 0 | 0 | 0 | 0 | 0
F4_Commercial_WA - Miscellaneous_Existing_Water Heating_Natural Gas_Water Heater - Efficient Dishwasher_A_Technical Potential | F4 | Commercial | WA - Miscellaneous | Existing | Water Heating | Natural Gas | Water Heater - Efficient Dishwasher | A | Standalone Impact on Baseline Energy (%) | Technical Potential | 0 | 0 | 0 | 0.00022202 | 0.00049462 | 0.0008282 | 0.0012154 | 0.0016571 | 0.0021735 | 0.00274 | 0.0033187 | 0.0038641 | 0.0043329 | 0.0046956 | 0.0049446 | 0.0049446 | 0.0049446 | 0.0049446 | 0.0049446 | 0.0049446 | 0.0049446 | 0.0049446 | 0.0049446 | 0.0049446 | 0.0049446 | 0.0049446 | 0.0049446
F5_Commercial_WA - Miscellaneous_Existing_Water Heating_Natural Gas_Water Heater - Efficient Dishwasher_A_Technical Potential | F5 | Commercial | WA - Miscellaneous | Existing | Water Heating | Natural Gas | Water Heater - Efficient Dishwasher | A | Standalone Impact on Baseline Summer Peak (%) | Technical Potential | 0 | 0 | 0 | 0 | 0 | 0 | 0 | 0 | 0 | 0 | 0 | 0 | 0 | 0 | 0 | 0 | 0 | 0 | 0 | 0 | 0 | 0 | 0 | 0 | 0 | 0 | 0
F6_Commercial_WA - Miscellaneous_Existing_Water Heating_Natural Gas_Water Heater - Efficient Dishwasher_A_Technical Potential | F6 | Commercial | WA - Miscellaneous | Existing | Water Heating | Natural Gas | Water Heater - Efficient Dishwasher | A | Standalone Impact on Baseline Winter Peak (%) | Technical Potential | 0 | 0 | 0 | 0 | 0 | 0 | 0 | 0 | 0 | 0 | 0 | 0 | 0 | 0 | 0 | 0 | 0 | 0 | 0 | 0 | 0 | 0 | 0 | 0 | 0 | 0 | 0
F7_Commercial_WA - Miscellaneous_Existing_Water Heating_Natural Gas_Water Heater - Efficient Dishwasher_A_Technical Potential | F7 | Commercial | WA - Miscellaneous | Existing | Water Heating | Natural Gas | Water Heater - Efficient Dishwasher | A | Incremental Energy Savings (MWh or mTherms) | Technical Potential | 0 | 0 | 0 | 0.25364 | 0.30707 | 0.37113 | 0.42619 | 0.48164 | 0.55875 | 0.60915 | 0.61918 | 0.58116 | 0.49794 | 0.38433 | 0.26321 | 0 | 0 | 0 | 0 | 0 | 0 | 0 | 0 | 0 | 0 | 0 | 0
F8_Commercial_WA - Miscellaneous_Existing_Water Heating_Natural Gas_Water Heater - Efficient Dishwasher_A_Technical Potential | F8 | Commercial | WA - Miscellaneous | Existing | Water Heating | Natural Gas | Water Heater - Efficient Dishwasher | A | Incremental Summer Peak Savings (MW) | Technical Potential | 0 | 0 | 0 | 0 | 0 | 0 | 0 | 0 | 0 | 0 | 0 | 0 | 0 | 0 | 0 | 0 | 0 | 0 | 0 | 0 | 0 | 0 | 0 | 0 | 0 | 0 | 0
F9_Commercial_WA - Miscellaneous_Existing_Water Heating_Natural Gas_Water Heater - Efficient Dishwasher_A_Technical Potential | F9 | Commercial | WA - Miscellaneous | Existing | Water Heating | Natural Gas | Water Heater - Efficient Dishwasher | A | Incremental Winter Peak Savings (MW) | Technical Potential | 0 | 0 | 0 | 0 | 0 | 0 | 0 | 0 | 0 | 0 | 0 | 0 | 0 | 0 | 0 | 0 | 0 | 0 | 0 | 0 | 0 | 0 | 0 | 0 | 0 | 0 | 0
F10_Commercial_WA - Miscellaneous_Existing_Water Heating_Natural Gas_Water Heater - Efficient Dishwasher_A_Technical Potential | F10 | Commercial | WA - Miscellaneous | Existing | Water Heating | Natural Gas | Water Heater - Efficient Dishwasher | A | Cumulative Energy Savings (MWh or mTherms) | Technical Potential | 0 | 0 | 0 | 0.25364 | 0.55716 | 0.92142 | 1.3377 | 1.807 | 2.3518 | 2.9464 | 3.5508 | 4.1177 | 4.6023 | 4.9747 | 5.2276 | 5.2189 | 5.2119 | 5.2064 | 5.2019 | 5.1983 | 5.1955 | 5.1932 | 5.1914 | 5.1899 | 5.1887 | 5.1878 | 5.187
F11_Commercial_WA - Miscellaneous_Existing_Water Heating_Natural Gas_Water Heater - Efficient Dishwasher_A_Technical Potential | F11 | Commercial | WA - Miscellaneous | Existing | Water Heating | Natural Gas | Water Heater - Efficient Dishwasher | A | Cumulative Summer Peak Savings (MW) | Technical Potential | 0 | 0 | 0 | 0 | 0 | 0 | 0 | 0 | 0 | 0 | 0 | 0 | 0 | 0 | 0 | 0 | 0 | 0 | 0 | 0 | 0 | 0 | 0 | 0 | 0 | 0 | 0
F12_Commercial_WA - Miscellaneous_Existing_Water Heating_Natural Gas_Water Heater - Efficient Dishwasher_A_Technical Potential | F12 | Commercial | WA - Miscellaneous | Existing | Water Heating | Natural Gas | Water Heater - Efficient Dishwasher | A | Cumulative Winter Peak Savings (MW) | Technical Potential | 0 | 0 | 0 | 0 | 0 | 0 | 0 | 0 | 0 | 0 | 0 | 0 | 0 | 0 | 0 | 0 | 0 | 0 | 0 | 0 | 0 | 0 | 0 | 0 | 0 | 0 | 0
F13_Commercial_WA - Miscellaneous_Existing_Water Heating_Natural Gas_Water Heater - Efficient Dishwasher_A_Technical Potential | F13 | Commercial | WA - Miscellaneous | Existing | Water Heating | Natural Gas | Water Heater - Efficient Dishwasher | A | Purchases (Incremental) | Technical Potential | 0 | 0 | 0 | 2.6008 | 3.1934 | 3.9078 | 4.5363 | 5.1743 | 6.0493 | 6.6362 | 6.7794 | 6.3887 | 5.4917 | 4.2497 | 2.9165 | 0 | 0 | 0 | 0 | 0 | 0 | 0 | 0 | 0 | 0 | 0 | 0
F14_Commercial_WA - Miscellaneous_Existing_Water Heating_Natural Gas_Water Heater - Efficient Dishwasher_A_Technical Potential | F14 | Commercial | WA - Miscellaneous | Existing | Water Heating | Natural Gas | Water Heater - Efficient Dishwasher | A | Purchases (Cumulative) | Technical Potential | 0 | 0 | 0 | 2.6008 | 5.7942 | 9.7021 | 14.2384 | 19.4127 | 25.462 | 32.0982 | 38.8776 | 45.2664 | 50.758 | 55.0077 | 57.9242 | 57.9242 | 57.9242 | 57.9242 | 57.9242 | 57.9242 | 57.9242 | 57.9242 | 57.9242 | 57.9242 | 57.9242 | 57.9242 | 57.9242
F1_Commercial_WA - Miscellaneous_Existing_Water Heating_Natural Gas_Commercial Laundry - Alternative Dry-Cleaning Methods_A_Technical Potential | F1 | Commercial | WA - Miscellaneous | Existing | Water Heating | Natural Gas | Commercial Laundry - Alternative Dry-Cleaning Methods | A | Original Unit Energy Savings (kWh or therms) | Technical Potential | 0 | 0 | 0 | 0 | 0 | 0 | 0 | 0 | 0 | 0 | 0 | 0 | 0 | 0 | 0 | 0 | 0 | 0 | 0 | 0 | 0 | 0 | 0 | 0 | 0 | 0 | 0
F2_Commercial_WA - Miscellaneous_Existing_Water Heating_Natural Gas_Commercial Laundry - Alternative Dry-Cleaning Methods_A_Technical Potential | F2 | Commercial | WA - Miscellaneous | Existing | Water Heating | Natural Gas | Commercial Laundry - Alternative Dry-Cleaning Methods | A | Original Unit Summer Peak Savings (kW) | Technical Potential | 0 | 0 | 0 | 0 | 0 | 0 | 0 | 0 | 0 | 0 | 0 | 0 | 0 | 0 | 0 | 0 | 0 | 0 | 0 | 0 | 0 | 0 | 0 | 0 | 0 | 0 | 0
F3_Commercial_WA - Miscellaneous_Existing_Water Heating_Natural Gas_Commercial Laundry - Alternative Dry-Cleaning Methods_A_Technical Potential | F3 | Commercial | WA - Miscellaneous | Existing | Water Heating | Natural Gas | Commercial Laundry - Alternative Dry-Cleaning Methods | A | Original Unit Winter Peak Savings (kW) | Technical Potential | 0 | 0 | 0 | 0 | 0 | 0 | 0 | 0 | 0 | 0 | 0 | 0 | 0 | 0 | 0 | 0 | 0 | 0 | 0 | 0 | 0 | 0 | 0 | 0 | 0 | 0 | 0
F4_Commercial_WA - Miscellaneous_Existing_Water Heating_Natural Gas_Commercial Laundry - Alternative Dry-Cleaning Methods_A_Technical Potential | F4 | Commercial | WA - Miscellaneous | Existing | Water Heating | Natural Gas | Commercial Laundry - Alternative Dry-Cleaning Methods | A | Standalone Impact on Baseline Energy (%) | Technical Potential | 0 | 0 | 0 | 0 | 0 | 0 | 0 | 0 | 0 | 0 | 0 | 0 | 0 | 0 | 0 | 0 | 0 | 0 | 0 | 0 | 0 | 0 | 0 | 0 | 0 | 0 | 0
F5_Commercial_WA - Miscellaneous_Existing_Water Heating_Natural Gas_Commercial Laundry - Alternative Dry-Cleaning Methods_A_Technical Potential | F5 | Commercial | WA - Miscellaneous | Existing | Water Heating | Natural Gas | Commercial Laundry - Alternative Dry-Cleaning Methods | A | Standalone Impact on Baseline Summer Peak (%) | Technical Potential | 0 | 0 | 0 | 0 | 0 | 0 | 0 | 0 | 0 | 0 | 0 | 0 | 0 | 0 | 0 | 0 | 0 | 0 | 0 | 0 | 0 | 0 | 0 | 0 | 0 | 0 | 0
F6_Commercial_WA - Miscellaneous_Existing_Water Heating_Natural Gas_Commercial Laundry - Alternative Dry-Cleaning Methods_A_Technical Potential | F6 | Commercial | WA - Miscellaneous | Existing | Water Heating | Natural Gas | Commercial Laundry - Alternative Dry-Cleaning Methods | A | Standalone Impact on Baseline Winter Peak (%) | Technical Potential | 0 | 0 | 0 | 0 | 0 | 0 | 0 | 0 | 0 | 0 | 0 | 0 | 0 | 0 | 0 | 0 | 0 | 0 | 0 | 0 | 0 | 0 | 0 | 0 | 0 | 0 | 0
F7_Commercial_WA - Miscellaneous_Existing_Water Heating_Natural Gas_Commercial Laundry - Alternative Dry-Cleaning Methods_A_Technical Potential | F7 | Commercial | WA - Miscellaneous | Existing | Water Heating | Natural Gas | Commercial Laundry - Alternative Dry-Cleaning Methods | A | Incremental Energy Savings (MWh or mTherms) | Technical Potential | 0 | 0 | 0 | 0 | 0 | 0 | 0 | 0 | 0 | 0 | 0 | 0 | 0 | 0 | 0 | 0 | 0 | 0 | 0 | 0 | 0 | 0 | 0 | 0 | 0 | 0 | 0
F8_Commercial_WA - Miscellaneous_Existing_Water Heating_Natural Gas_Commercial Laundry - Alternative Dry-Cleaning Methods_A_Technical Potential | F8 | Commercial | WA - Miscellaneous | Existing | Water Heating | Natural Gas | Commercial Laundry - Alternative Dry-Cleaning Methods | A | Incremental Summer Peak Savings (MW) | Technical Potential | 0 | 0 | 0 | 0 | 0 | 0 | 0 | 0 | 0 | 0 | 0 | 0 | 0 | 0 | 0 | 0 | 0 | 0 | 0 | 0 | 0 | 0 | 0 | 0 | 0 | 0 | 0
F9_Commercial_WA - Miscellaneous_Existing_Water Heating_Natural Gas_Commercial Laundry - Alternative Dry-Cleaning Methods_A_Technical Potential | F9 | Commercial | WA - Miscellaneous | Existing | Water Heating | Natural Gas | Commercial Laundry - Alternative Dry-Cleaning Methods | A | Incremental Winter Peak Savings (MW) | Technical Potential | 0 | 0 | 0 | 0 | 0 | 0 | 0 | 0 | 0 | 0 | 0 | 0 | 0 | 0 | 0 | 0 | 0 | 0 | 0 | 0 | 0 | 0 | 0 | 0 | 0 | 0 | 0
F10_Commercial_WA - Miscellaneous_Existing_Water Heating_Natural Gas_Commercial Laundry - Alternative Dry-Cleaning Methods_A_Technical Potential | F10 | Commercial | WA - Miscellaneous | Existing | Water Heating | Natural Gas | Commercial Laundry - Alternative Dry-Cleaning Methods | A | Cumulative Energy Savings (MWh or mTherms) | Technical Potential | 0 | 0 | 0 | 0 | 0 | 0 | 0 | 0 | 0 | 0 | 0 | 0 | 0 | 0 | 0 | 0 | 0 | 0 | 0 | 0 | 0 | 0 | 0 | 0 | 0 | 0 | 0
F11_Commercial_WA - Miscellaneous_Existing_Water Heating_Natural Gas_Commercial Laundry - Alternative Dry-Cleaning Methods_A_Technical Potential | F11 | Commercial | WA - Miscellaneous | Existing | Water Heating | Natural Gas | Commercial Laundry - Alternative Dry-Cleaning Methods | A | Cumulative Summer Peak Savings (MW) | Technical Potential | 0 | 0 | 0 | 0 | 0 | 0 | 0 | 0 | 0 | 0 | 0 | 0 | 0 | 0 | 0 | 0 | 0 | 0 | 0 | 0 | 0 | 0 | 0 | 0 | 0 | 0 | 0
F12_Commercial_WA - Miscellaneous_Existing_Water Heating_Natural Gas_Commercial Laundry - Alternative Dry-Cleaning Methods_A_Technical Potential | F12 | Commercial | WA - Miscellaneous | Existing | Water Heating | Natural Gas | Commercial Laundry - Alternative Dry-Cleaning Methods | A | Cumulative Winter Peak Savings (MW) | Technical Potential | 0 | 0 | 0 | 0 | 0 | 0 | 0 | 0 | 0 | 0 | 0 | 0 | 0 | 0 | 0 | 0 | 0 | 0 | 0 | 0 | 0 | 0 | 0 | 0 | 0 | 0 | 0
F13_Commercial_WA - Miscellaneous_Existing_Water Heating_Natural Gas_Commercial Laundry - Alternative Dry-Cleaning Methods_A_Technical Potential | F13 | Commercial | WA - Miscellaneous | Existing | Water Heating | Natural Gas | Commercial Laundry - Alternative Dry-Cleaning Methods | A | Purchases (Incremental) | Technical Potential | 0 | 0 | 0 | 0.23119 | 0.28386 | 0.34736 | 0.40323 | 0.45994 | 0.53772 | 0.58989 | 0.60261 | 0.56789 | 0.48815 | 0.37775 | 0.25924 | 0.15513 | 0.072457 | 0 | 0 | 0 | 0 | 0 | 0 | 0 | 0 | 0 | 0
F14_Commercial_WA - Miscellaneous_Existing_Water Heating_Natural Gas_Commercial Laundry - Alternative Dry-Cleaning Methods_A_Technical Potential | F14 | Commercial | WA - Miscellaneous | Existing | Water Heating | Natural Gas | Commercial Laundry - Alternative Dry-Cleaning Methods | A | Purchases (Cumulative) | Technical Potential | 0 | 0 | 0 | 0.23119 | 0.51504 | 0.8624 | 1.2656 | 1.7256 | 2.2633 | 2.8532 | 3.4558 | 4.0237 | 4.5118 | 4.8896 | 5.1488 | 5.3039 | 5.3764 | 5.3764 | 5.3764 | 5.3764 | 5.3764 | 5.3764 | 5.3764 | 5.3764 | 5.3764 | 5.3764 | 5.3764
F1_Commercial_WA - Miscellaneous_Existing_Space Heating_Natural Gas_Advanced Kitchen Ventilation Controls_A_Technical Potential | F1 | Commercial | WA - Miscellaneous | Existing | Space Heating | Natural Gas | Advanced Kitchen Ventilation Controls | A | Original Unit Energy Savings (kWh or therms) | Technical Potential | 0 | 0 | 0.041038 | 0.04093 | 0.040818 | 0.0407 | 0.040577 | 0.040449 | 0.040316 | 0.040178 | 0.040036 | 0.03989 | 0.039742 | 0.039591 | 0.03944 | 0.039287 | 0.039134 | 0.038982 | 0.03883 | 0.038687 | 0.038553 | 0.03843 | 0.038316 | 0.038212 | 0.038116 | 0.038027 | 0.037945
F2_Commercial_WA - Miscellaneous_Existing_Space Heating_Natural Gas_Advanced Kitchen Ventilation Controls_A_Technical Potential | F2 | Commercial | WA - Miscellaneous | Existing | Space Heating | Natural Gas | Advanced Kitchen Ventilation Controls | A | Original Unit Summer Peak Savings (kW) | Technical Potential | 0 | 0 | 0 | 0 | 0 | 0 | 0 | 0 | 0 | 0 | 0 | 0 | 0 | 0 | 0 | 0 | 0 | 0 | 0 | 0 | 0 | 0 | 0 | 0 | 0 | 0 | 0
F3_Commercial_WA - Miscellaneous_Existing_Space Heating_Natural Gas_Advanced Kitchen Ventilation Controls_A_Technical Potential | F3 | Commercial | WA - Miscellaneous | Existing | Space Heating | Natural Gas | Advanced Kitchen Ventilation Controls | A | Original Unit Winter Peak Savings (kW) | Technical Potential | 0 | 0 | 0 | 0 | 0 | 0 | 0 | 0 | 0 | 0 | 0 | 0 | 0 | 0 | 0 | 0 | 0 | 0 | 0 | 0 | 0 | 0 | 0 | 0 | 0 | 0 | 0
F4_Commercial_WA - Miscellaneous_Existing_Space Heating_Natural Gas_Advanced Kitchen Ventilation Controls_A_Technical Potential | F4 | Commercial | WA - Miscellaneous | Existing | Space Heating | Natural Gas | Advanced Kitchen Ventilation Controls | A | Standalone Impact on Baseline Energy (%) | Technical Potential | 0 | 0 | 0 | 0.00013674 | 0.00041742 | 0.0006981 | 0.00097878 | 0.0012595 | 0.0015401 | 0.0018208 | 0.0021015 | 0.0023822 | 0.0026629 | 0.0029435 | 0.0032242 | 0.0035049 | 0.0037856 | 0.0040663 | 0.0042102 | 0.0042102 | 0.0042102 | 0.0042102 | 0.0042102 | 0.0042102 | 0.0042102 | 0.0042102 | 0.0042102
F5_Commercial_WA - Miscellaneous_Existing_Space Heating_Natural Gas_Advanced Kitchen Ventilation Controls_A_Technical Potential | F5 | Commercial | WA - Miscellaneous | Existing | Space Heating | Natural Gas | Advanced Kitchen Ventilation Controls | A | Standalone Impact on Baseline Summer Peak (%) | Technical Potential | 0 | 0 | 0 | 0 | 0 | 0 | 0 | 0 | 0 | 0 | 0 | 0 | 0 | 0 | 0 | 0 | 0 | 0 | 0 | 0 | 0 | 0 | 0 | 0 | 0 | 0 | 0
F6_Commercial_WA - Miscellaneous_Existing_Space Heating_Natural Gas_Advanced Kitchen Ventilation Controls_A_Technical Potential | F6 | Commercial | WA - Miscellaneous | Existing | Space Heating | Natural Gas | Advanced Kitchen Ventilation Controls | A | Standalone Impact on Baseline Winter Peak (%) | Technical Potential | 0 | 0 | 0 | 0 | 0 | 0 | 0 | 0 | 0 | 0 | 0 | 0 | 0 | 0 | 0 | 0 | 0 | 0 | 0 | 0 | 0 | 0 | 0 | 0 | 0 | 0 | 0
F7_Commercial_WA - Miscellaneous_Existing_Space Heating_Natural Gas_Advanced Kitchen Ventilation Controls_A_Technical Potential | F7 | Commercial | WA - Miscellaneous | Existing | Space Heating | Natural Gas | Advanced Kitchen Ventilation Controls | A | Incremental Energy Savings (MWh or mTherms) | Technical Potential | 0 | 0 | 0 | 0.45471 | 0.93079 | 0.92811 | 0.92531 | 0.92239 | 0.91936 | 0.91621 | 0.91296 | 0.90964 | 0.90626 | 0.90283 | 0.89937 | 0.89589 | 0.8924 | 0.88892 | 0.45408 | 0 | 1.6831e-15 | 0 | 0 | 0 | 0 | 0 | 0
F8_Commercial_WA - Miscellaneous_Existing_Space Heating_Natural Gas_Advanced Kitchen Ventilation Controls_A_Technical Potential | F8 | Commercial | WA - Miscellaneous | Existing | Space Heating | Natural Gas | Advanced Kitchen Ventilation Controls | A | Incremental Summer Peak Savings (MW) | Technical Potential | 0 | 0 | 0 | 0 | 0 | 0 | 0 | 0 | 0 | 0 | 0 | 0 | 0 | 0 | 0 | 0 | 0 | 0 | 0 | 0 | 0 | 0 | 0 | 0 | 0 | 0 | 0
F9_Commercial_WA - Miscellaneous_Existing_Space Heating_Natural Gas_Advanced Kitchen Ventilation Controls_A_Technical Potential | F9 | Commercial | WA - Miscellaneous | Existing | Space Heating | Natural Gas | Advanced Kitchen Ventilation Controls | A | Incremental Winter Peak Savings (MW) | Technical Potential | 0 | 0 | 0 | 0 | 0 | 0 | 0 | 0 | 0 | 0 | 0 | 0 | 0 | 0 | 0 | 0 | 0 | 0 | 0 | 0 | 0 | 0 | 0 | 0 | 0 | 0 | 0
F10_Commercial_WA - Miscellaneous_Existing_Space Heating_Natural Gas_Advanced Kitchen Ventilation Controls_A_Technical Potential | F10 | Commercial | WA - Miscellaneous | Existing | Space Heating | Natural Gas | Advanced Kitchen Ventilation Controls | A | Cumulative Energy Savings (MWh or mTherms) | Technical Potential | 0 | 0 | 0 | 0.45471 | 1.3843 | 2.3084 | 3.2267 | 4.1389 | 5.0447 | 5.9436 | 6.8355 | 7.7203 | 8.5978 | 9.4681 | 10.3312 | 11.1871 | 12.036 | 12.878 | 13.2819 | 13.2331 | 13.1873 | 13.1451 | 13.1063 | 13.0706 | 13.0376 | 13.0073 | 12.9794
F11_Commercial_WA - Miscellaneous_Existing_Space Heating_Natural Gas_Advanced Kitchen Ventilation Controls_A_Technical Potential | F11 | Commercial | WA - Miscellaneous | Existing | Space Heating | Natural Gas | Advanced Kitchen Ventilation Controls | A | Cumulative Summer Peak Savings (MW) | Technical Potential | 0 | 0 | 0 | 0 | 0 | 0 | 0 | 0 | 0 | 0 | 0 | 0 | 0 | 0 | 0 | 0 | 0 | 0 | 0 | 0 | 0 | 0 | 0 | 0 | 0 | 0 | 0
F12_Commercial_WA - Miscellaneous_Existing_Space Heating_Natural Gas_Advanced Kitchen Ventilation Controls_A_Technical Potential | F12 | Commercial | WA - Miscellaneous | Existing | Space Heating | Natural Gas | Advanced Kitchen Ventilation Controls | A | Cumulative Winter Peak Savings (MW) | Technical Potential | 0 | 0 | 0 | 0 | 0 | 0 | 0 | 0 | 0 | 0 | 0 | 0 | 0 | 0 | 0 | 0 | 0 | 0 | 0 | 0 | 0 | 0 | 0 | 0 | 0 | 0 | 0
F13_Commercial_WA - Miscellaneous_Existing_Space Heating_Natural Gas_Advanced Kitchen Ventilation Controls_A_Technical Potential | F13 | Commercial | WA - Miscellaneous | Existing | Space Heating | Natural Gas | Advanced Kitchen Ventilation Controls | A | Purchases (Incremental) | Technical Potential | 0 | 0 | 0 | 11109.467 | 22803.6428 | 22803.6428 | 22803.6428 | 22803.6428 | 22803.6428 | 22803.6428 | 22803.6428 | 22803.6428 | 22803.6428 | 22803.6428 | 22803.6428 | 22803.6428 | 22803.6428 | 22803.6428 | 11694.1758 | 0 | 4.3656e-11 | 0 | 0 | 0 | 0 | 0 | 0
F14_Commercial_WA - Miscellaneous_Existing_Space Heating_Natural Gas_Advanced Kitchen Ventilation Controls_A_Technical Potential | F14 | Commercial | WA - Miscellaneous | Existing | Space Heating | Natural Gas | Advanced Kitchen Ventilation Controls | A | Purchases (Cumulative) | Technical Potential | 0 | 0 | 0 | 11109.467 | 33913.1098 | 56716.7526 | 79520.3953 | 102324.0381 | 125127.6809 | 147931.3237 | 170734.9665 | 193538.6092 | 216342.252 | 239145.8948 | 261949.5376 | 284753.1804 | 307556.8231 | 330360.4659 | 342054.6417 | 342054.6417 | 342054.6417 | 342054.6417 | 342054.6417 | 342054.6417 | 342054.6417 | 342054.6417 | 342054.6417
F1_Commercial_WA - Miscellaneous_Existing_Space Heating_Natural Gas_Infiltration Control - Loading Dock Sealing_A_Technical Potential | F1 | Commercial | WA - Miscellaneous | Existing | Space Heating | Natural Gas | Infiltration Control - Loading Dock Sealing | A | Original Unit Energy Savings (kWh or therms) | Technical Potential | 0 | 0 | 214.6735 | 214.1113 | 213.5226 | 212.9071 | 212.2646 | 211.5952 | 210.8991 | 210.1766 | 209.4322 | 208.67 | 207.8939 | 207.1073 | 206.3136 | 205.5157 | 204.7163 | 203.918 | 203.1231 | 202.3776 | 201.6769 | 201.0319 | 200.438 | 199.8913 | 199.3879 | 198.9244 | 198.4976
F2_Commercial_WA - Miscellaneous_Existing_Space Heating_Natural Gas_Infiltration Control - Loading Dock Sealing_A_Technical Potential | F2 | Commercial | WA - Miscellaneous | Existing | Space Heating | Natural Gas | Infiltration Control - Loading Dock Sealing | A | Original Unit Summer Peak Savings (kW) | Technical Potential | 0 | 0 | 0 | 0 | 0 | 0 | 0 | 0 | 0 | 0 | 0 | 0 | 0 | 0 | 0 | 0 | 0 | 0 | 0 | 0 | 0 | 0 | 0 | 0 | 0 | 0 | 0
F3_Commercial_WA - Miscellaneous_Existing_Space Heating_Natural Gas_Infiltration Control - Loading Dock Sealing_A_Technical Potential | F3 | Commercial | WA - Miscellaneous | Existing | Space Heating | Natural Gas | Infiltration Control - Loading Dock Sealing | A | Original Unit Winter Peak Savings (kW) | Technical Potential | 0 | 0 | 0 | 0 | 0 | 0 | 0 | 0 | 0 | 0 | 0 | 0 | 0 | 0 | 0 | 0 | 0 | 0 | 0 | 0 | 0 | 0 | 0 | 0 | 0 | 0 | 0
F4_Commercial_WA - Miscellaneous_Existing_Space Heating_Natural Gas_Infiltration Control - Loading Dock Sealing_A_Technical Potential | F4 | Commercial | WA - Miscellaneous | Existing | Space Heating | Natural Gas | Infiltration Control - Loading Dock Sealing | A | Standalone Impact on Baseline Energy (%) | Technical Potential | 0 | 0 | 0 | 0 | 0 | 0 | 0 | 0 | 0 | 0 | 0 | 0 | 0 | 0 | 0 | 0 | 0 | 0 | 0 | 0 | 0 | 0 | 0 | 0 | 0 | 0 | 0
F5_Commercial_WA - Miscellaneous_Existing_Space Heating_Natural Gas_Infiltration Control - Loading Dock Sealing_A_Technical Potential | F5 | Commercial | WA - Miscellaneous | Existing | Space Heating | Natural Gas | Infiltration Control - Loading Dock Sealing | A | Standalone Impact on Baseline Summer Peak (%) | Technical Potential | 0 | 0 | 0 | 0 | 0 | 0 | 0 | 0 | 0 | 0 | 0 | 0 | 0 | 0 | 0 | 0 | 0 | 0 | 0 | 0 | 0 | 0 | 0 | 0 | 0 | 0 | 0
F6_Commercial_WA - Miscellaneous_Existing_Space Heating_Natural Gas_Infiltration Control - Loading Dock Sealing_A_Technical Potential | F6 | Commercial | WA - Miscellaneous | Existing | Space Heating | Natural Gas | Infiltration Control - Loading Dock Sealing | A | Standalone Impact on Baseline Winter Peak (%) | Technical Potential | 0 | 0 | 0 | 0 | 0 | 0 | 0 | 0 | 0 | 0 | 0 | 0 | 0 | 0 | 0 | 0 | 0 | 0 | 0 | 0 | 0 | 0 | 0 | 0 | 0 | 0 | 0
F7_Commercial_WA - Miscellaneous_Existing_Space Heating_Natural Gas_Infiltration Control - Loading Dock Sealing_A_Technical Potential | F7 | Commercial | WA - Miscellaneous | Existing | Space Heating | Natural Gas | Infiltration Control - Loading Dock Sealing | A | Incremental Energy Savings (MWh or mTherms) | Technical Potential | 0 | 0 | 0 | 0 | 0 | 0 | 0 | 0 | 0 | 0 | 0 | 0 | 0 | 0 | 0 | 0 | 0 | 0 | 0 | 0 | 0 | 0 | 0 | 0 | 0 | 0 | 0
F8_Commercial_WA - Miscellaneous_Existing_Space Heating_Natural Gas_Infiltration Control - Loading Dock Sealing_A_Technical Potential | F8 | Commercial | WA - Miscellaneous | Existing | Space Heating | Natural Gas | Infiltration Control - Loading Dock Sealing | A | Incremental Summer Peak Savings (MW) | Technical Potential | 0 | 0 | 0 | 0 | 0 | 0 | 0 | 0 | 0 | 0 | 0 | 0 | 0 | 0 | 0 | 0 | 0 | 0 | 0 | 0 | 0 | 0 | 0 | 0 | 0 | 0 | 0
F9_Commercial_WA - Miscellaneous_Existing_Space Heating_Natural Gas_Infiltration Control - Loading Dock Sealing_A_Technical Potential | F9 | Commercial | WA - Miscellaneous | Existing | Space Heating | Natural Gas | Infiltration Control - Loading Dock Sealing | A | Incremental Winter Peak Savings (MW) | Technical Potential | 0 | 0 | 0 | 0 | 0 | 0 | 0 | 0 | 0 | 0 | 0 | 0 | 0 | 0 | 0 | 0 | 0 | 0 | 0 | 0 | 0 | 0 | 0 | 0 | 0 | 0 | 0
F10_Commercial_WA - Miscellaneous_Existing_Space Heating_Natural Gas_Infiltration Control - Loading Dock Sealing_A_Technical Potential | F10 | Commercial | WA - Miscellaneous | Existing | Space Heating | Natural Gas | Infiltration Control - Loading Dock Sealing | A | Cumulative Energy Savings (MWh or mTherms) | Technical Potential | 0 | 0 | 0 | 0 | 0 | 0 | 0 | 0 | 0 | 0 | 0 | 0 | 0 | 0 | 0 | 0 | 0 | 0 | 0 | 0 | 0 | 0 | 0 | 0 | 0 | 0 | 0
F11_Commercial_WA - Miscellaneous_Existing_Space Heating_Natural Gas_Infiltration Control - Loading Dock Sealing_A_Technical Potential | F11 | Commercial | WA - Miscellaneous | Existing | Space Heating | Natural Gas | Infiltration Control - Loading Dock Sealing | A | Cumulative Summer Peak Savings (MW) | Technical Potential | 0 | 0 | 0 | 0 | 0 | 0 | 0 | 0 | 0 | 0 | 0 | 0 | 0 | 0 | 0 | 0 | 0 | 0 | 0 | 0 | 0 | 0 | 0 | 0 | 0 | 0 | 0
F12_Commercial_WA - Miscellaneous_Existing_Space Heating_Natural Gas_Infiltration Control - Loading Dock Sealing_A_Technical Potential | F12 | Commercial | WA - Miscellaneous | Existing | Space Heating | Natural Gas | Infiltration Control - Loading Dock Sealing | A | Cumulative Winter Peak Savings (MW) | Technical Potential | 0 | 0 | 0 | 0 | 0 | 0 | 0 | 0 | 0 | 0 | 0 | 0 | 0 | 0 | 0 | 0 | 0 | 0 | 0 | 0 | 0 | 0 | 0 | 0 | 0 | 0 | 0
F13_Commercial_WA - Miscellaneous_Existing_Space Heating_Natural Gas_Infiltration Control - Loading Dock Sealing_A_Technical Potential | F13 | Commercial | WA - Miscellaneous | Existing | Space Heating | Natural Gas | Infiltration Control - Loading Dock Sealing | A | Purchases (Incremental) | Technical Potential | 0 | 0 | 0 | 0 | 0 | 0 | 0 | 0 | 0 | 0 | 0 | 0 | 0 | 0 | 0 | 0 | 0 | 0 | 0 | 0 | 0 | 0 | 0 | 0 | 0 | 0 | 0
F14_Commercial_WA - Miscellaneous_Existing_Space Heating_Natural Gas_Infiltration Control - Loading Dock Sealing_A_Technical Potential | F14 | Commercial | WA - Miscellaneous | Existing | Space Heating | Natural Gas | Infiltration Control - Loading Dock Sealing | A | Purchases (Cumulative) | Technical Potential | 0 | 0 | 0 | 0 | 0 | 0 | 0 | 0 | 0 | 0 | 0 | 0 | 0 | 0 | 0 | 0 | 0 | 0 | 0 | 0 | 0 | 0 | 0 | 0 | 0 | 0 | 0
F1_Commercial_WA - Miscellaneous_Existing_Space Heating_Natural Gas_Greenhouse Heat Curtain_A_Technical Potential | F1 | Commercial | WA - Miscellaneous | Existing | Space Heating | Natural Gas | Greenhouse Heat Curtain | A | Original Unit Energy Savings (kWh or therms) | Technical Potential | 0 | 0 | 187.4388 | 186.9479 | 186.4339 | 185.8965 | 185.3355 | 184.7511 | 184.1432 | 183.5124 | 182.8624 | 182.1969 | 181.5193 | 180.8325 | 180.1395 | 179.4428 | 178.7448 | 178.0478 | 177.3538 | 176.7028 | 176.091 | 175.5278 | 175.0093 | 174.5319 | 174.0924 | 173.6877 | 173.3151
F2_Commercial_WA - Miscellaneous_Existing_Space Heating_Natural Gas_Greenhouse Heat Curtain_A_Technical Potential | F2 | Commercial | WA - Miscellaneous | Existing | Space Heating | Natural Gas | Greenhouse Heat Curtain | A | Original Unit Summer Peak Savings (kW) | Technical Potential | 0 | 0 | 0 | 0 | 0 | 0 | 0 | 0 | 0 | 0 | 0 | 0 | 0 | 0 | 0 | 0 | 0 | 0 | 0 | 0 | 0 | 0 | 0 | 0 | 0 | 0 | 0
F3_Commercial_WA - Miscellaneous_Existing_Space Heating_Natural Gas_Greenhouse Heat Curtain_A_Technical Potential | F3 | Commercial | WA - Miscellaneous | Existing | Space Heating | Natural Gas | Greenhouse Heat Curtain | A | Original Unit Winter Peak Savings (kW) | Technical Potential | 0 | 0 | 0 | 0 | 0 | 0 | 0 | 0 | 0 | 0 | 0 | 0 | 0 | 0 | 0 | 0 | 0 | 0 | 0 | 0 | 0 | 0 | 0 | 0 | 0 | 0 | 0
F4_Commercial_WA - Miscellaneous_Existing_Space Heating_Natural Gas_Greenhouse Heat Curtain_A_Technical Potential | F4 | Commercial | WA - Miscellaneous | Existing | Space Heating | Natural Gas | Greenhouse Heat Curtain | A | Standalone Impact on Baseline Energy (%) | Technical Potential | 0 | 0 | 0 | 0 | 0 | 0 | 0 | 0 | 0 | 0 | 0 | 0 | 0 | 0 | 0 | 0 | 0 | 0 | 0 | 0 | 0 | 0 | 0 | 0 | 0 | 0 | 0
F5_Commercial_WA - Miscellaneous_Existing_Space Heating_Natural Gas_Greenhouse Heat Curtain_A_Technical Potential | F5 | Commercial | WA - Miscellaneous | Existing | Space Heating | Natural Gas | Greenhouse Heat Curtain | A | Standalone Impact on Baseline Summer Peak (%) | Technical Potential | 0 | 0 | 0 | 0 | 0 | 0 | 0 | 0 | 0 | 0 | 0 | 0 | 0 | 0 | 0 | 0 | 0 | 0 | 0 | 0 | 0 | 0 | 0 | 0 | 0 | 0 | 0
F6_Commercial_WA - Miscellaneous_Existing_Space Heating_Natural Gas_Greenhouse Heat Curtain_A_Technical Potential | F6 | Commercial | WA - Miscellaneous | Existing | Space Heating | Natural Gas | Greenhouse Heat Curtain | A | Standalone Impact on Baseline Winter Peak (%) | Technical Potential | 0 | 0 | 0 | 0 | 0 | 0 | 0 | 0 | 0 | 0 | 0 | 0 | 0 | 0 | 0 | 0 | 0 | 0 | 0 | 0 | 0 | 0 | 0 | 0 | 0 | 0 | 0
F7_Commercial_WA - Miscellaneous_Existing_Space Heating_Natural Gas_Greenhouse Heat Curtain_A_Technical Potential | F7 | Commercial | WA - Miscellaneous | Existing | Space Heating | Natural Gas | Greenhouse Heat Curtain | A | Incremental Energy Savings (MWh or mTherms) | Technical Potential | 0 | 0 | 0 | 0 | 0 | 0 | 0 | 0 | 0 | 0 | 0 | 0 | 0 | 0 | 0 | 0 | 0 | 0 | 0 | 0 | 0 | 0 | 0 | 0 | 0 | 0 | 0
F8_Commercial_WA - Miscellaneous_Existing_Space Heating_Natural Gas_Greenhouse Heat Curtain_A_Technical Potential | F8 | Commercial | WA - Miscellaneous | Existing | Space Heating | Natural Gas | Greenhouse Heat Curtain | A | Incremental Summer Peak Savings (MW) | Technical Potential | 0 | 0 | 0 | 0 | 0 | 0 | 0 | 0 | 0 | 0 | 0 | 0 | 0 | 0 | 0 | 0 | 0 | 0 | 0 | 0 | 0 | 0 | 0 | 0 | 0 | 0 | 0
F9_Commercial_WA - Miscellaneous_Existing_Space Heating_Natural Gas_Greenhouse Heat Curtain_A_Technical Potential | F9 | Commercial | WA - Miscellaneous | Existing | Space Heating | Natural Gas | Greenhouse Heat Curtain | A | Incremental Winter Peak Savings (MW) | Technical Potential | 0 | 0 | 0 | 0 | 0 | 0 | 0 | 0 | 0 | 0 | 0 | 0 | 0 | 0 | 0 | 0 | 0 | 0 | 0 | 0 | 0 | 0 | 0 | 0 | 0 | 0 | 0
F10_Commercial_WA - Miscellaneous_Existing_Space Heating_Natural Gas_Greenhouse Heat Curtain_A_Technical Potential | F10 | Commercial | WA - Miscellaneous | Existing | Space Heating | Natural Gas | Greenhouse Heat Curtain | A | Cumulative Energy Savings (MWh or mTherms) | Technical Potential | 0 | 0 | 0 | 0 | 0 | 0 | 0 | 0 | 0 | 0 | 0 | 0 | 0 | 0 | 0 | 0 | 0 | 0 | 0 | 0 | 0 | 0 | 0 | 0 | 0 | 0 | 0
F11_Commercial_WA - Miscellaneous_Existing_Space Heating_Natural Gas_Greenhouse Heat Curtain_A_Technical Potential | F11 | Commercial | WA - Miscellaneous | Existing | Space Heating | Natural Gas | Greenhouse Heat Curtain | A | Cumulative Summer Peak Savings (MW) | Technical Potential | 0 | 0 | 0 | 0 | 0 | 0 | 0 | 0 | 0 | 0 | 0 | 0 | 0 | 0 | 0 | 0 | 0 | 0 | 0 | 0 | 0 | 0 | 0 | 0 | 0 | 0 | 0
F12_Commercial_WA - Miscellaneous_Existing_Space Heating_Natural Gas_Greenhouse Heat Curtain_A_Technical Potential | F12 | Commercial | WA - Miscellaneous | Existing | Space Heating | Natural Gas | Greenhouse Heat Curtain | A | Cumulative Winter Peak Savings (MW) | Technical Potential | 0 | 0 | 0 | 0 | 0 | 0 | 0 | 0 | 0 | 0 | 0 | 0 | 0 | 0 | 0 | 0 | 0 | 0 | 0 | 0 | 0 | 0 | 0 | 0 | 0 | 0 | 0
F13_Commercial_WA - Miscellaneous_Existing_Space Heating_Natural Gas_Greenhouse Heat Curtain_A_Technical Potential | F13 | Commercial | WA - Miscellaneous | Existing | Space Heating | Natural Gas | Greenhouse Heat Curtain | A | Purchases (Incremental) | Technical Potential | 0 | 0 | 0 | 0 | 0 | 0 | 0 | 0 | 0 | 0 | 0 | 0 | 0 | 0 | 0 | 0 | 0 | 0 | 0 | 0 | 0 | 0 | 0 | 0 | 0 | 0 | 0
F14_Commercial_WA - Miscellaneous_Existing_Space Heating_Natural Gas_Greenhouse Heat Curtain_A_Technical Potential | F14 | Commercial | WA - Miscellaneous | Existing | Space Heating | Natural Gas | Greenhouse Heat Curtain | A | Purchases (Cumulative) | Technical Potential | 0 | 0 | 0 | 0 | 0 | 0 | 0 | 0 | 0 | 0 | 0 | 0 | 0 | 0 | 0 | 0 | 0 | 0 | 0 | 0 | 0 | 0 | 0 | 0 | 0 | 0 | 0
F1_Commercial_WA - Miscellaneous_Existing_Space Heating_Natural Gas_Ventilation - Parking Garages, Demand Controlled_A_Technical Potential | F1 | Commercial | WA - Miscellaneous | Existing | Space Heating | Natural Gas | Ventilation - Parking Garages, Demand Controlled | A | Original Unit Energy Savings (kWh or therms) | Technical Potential | 0 | 0 | 0 | 0 | 0 | 0 | 0 | 0 | 0 | 0 | 0 | 0 | 0 | 0 | 0 | 0 | 0 | 0 | 0 | 0 | 0 | 0 | 0 | 0 | 0 | 0 | 0
F2_Commercial_WA - Miscellaneous_Existing_Space Heating_Natural Gas_Ventilation - Parking Garages, Demand Controlled_A_Technical Potential | F2 | Commercial | WA - Miscellaneous | Existing | Space Heating | Natural Gas | Ventilation - Parking Garages, Demand Controlled | A | Original Unit Summer Peak Savings (kW) | Technical Potential | 0 | 0 | 0 | 0 | 0 | 0 | 0 | 0 | 0 | 0 | 0 | 0 | 0 | 0 | 0 | 0 | 0 | 0 | 0 | 0 | 0 | 0 | 0 | 0 | 0 | 0 | 0
F3_Commercial_WA - Miscellaneous_Existing_Space Heating_Natural Gas_Ventilation - Parking Garages, Demand Controlled_A_Technical Potential | F3 | Commercial | WA - Miscellaneous | Existing | Space Heating | Natural Gas | Ventilation - Parking Garages, Demand Controlled | A | Original Unit Winter Peak Savings (kW) | Technical Potential | 0 | 0 | 0 | 0 | 0 | 0 | 0 | 0 | 0 | 0 | 0 | 0 | 0 | 0 | 0 | 0 | 0 | 0 | 0 | 0 | 0 | 0 | 0 | 0 | 0 | 0 | 0
F4_Commercial_WA - Miscellaneous_Existing_Space Heating_Natural Gas_Ventilation - Parking Garages, Demand Controlled_A_Technical Potential | F4 | Commercial | WA - Miscellaneous | Existing | Space Heating | Natural Gas | Ventilation - Parking Garages, Demand Controlled | A | Standalone Impact on Baseline Energy (%) | Technical Potential | 0 | 0 | 0 | 0 | 0 | 0 | 0 | 0 | 0 | 0 | 0 | 0 | 0 | 0 | 0 | 0 | 0 | 0 | 0 | 0 | 0 | 0 | 0 | 0 | 0 | 0 | 0
F5_Commercial_WA - Miscellaneous_Existing_Space Heating_Natural Gas_Ventilation - Parking Garages, Demand Controlled_A_Technical Potential | F5 | Commercial | WA - Miscellaneous | Existing | Space Heating | Natural Gas | Ventilation - Parking Garages, Demand Controlled | A | Standalone Impact on Baseline Summer Peak (%) | Technical Potential | 0 | 0 | 0 | 0 | 0 | 0 | 0 | 0 | 0 | 0 | 0 | 0 | 0 | 0 | 0 | 0 | 0 | 0 | 0 | 0 | 0 | 0 | 0 | 0 | 0 | 0 | 0
F6_Commercial_WA - Miscellaneous_Existing_Space Heating_Natural Gas_Ventilation - Parking Garages, Demand Controlled_A_Technical Potential | F6 | Commercial | WA - Miscellaneous | Existing | Space Heating | Natural Gas | Ventilation - Parking Garages, Demand Controlled | A | Standalone Impact on Baseline Winter Peak (%) | Technical Potential | 0 | 0 | 0 | 0 | 0 | 0 | 0 | 0 | 0 | 0 | 0 | 0 | 0 | 0 | 0 | 0 | 0 | 0 | 0 | 0 | 0 | 0 | 0 | 0 | 0 | 0 | 0
F7_Commercial_WA - Miscellaneous_Existing_Space Heating_Natural Gas_Ventilation - Parking Garages, Demand Controlled_A_Technical Potential | F7 | Commercial | WA - Miscellaneous | Existing | Space Heating | Natural Gas | Ventilation - Parking Garages, Demand Controlled | A | Incremental Energy Savings (MWh or mTherms) | Technical Potential | 0 | 0 | 0 | 0 | 0 | 0 | 0 | 0 | 0 | 0 | 0 | 0 | 0 | 0 | 0 | 0 | 0 | 0 | 0 | 0 | 0 | 0 | 0 | 0 | 0 | 0 | 0
F8_Commercial_WA - Miscellaneous_Existing_Space Heating_Natural Gas_Ventilation - Parking Garages, Demand Controlled_A_Technical Potential | F8 | Commercial | WA - Miscellaneous | Existing | Space Heating | Natural Gas | Ventilation - Parking Garages, Demand Controlled | A | Incremental Summer Peak Savings (MW) | Technical Potential | 0 | 0 | 0 | 0 | 0 | 0 | 0 | 0 | 0 | 0 | 0 | 0 | 0 | 0 | 0 | 0 | 0 | 0 | 0 | 0 | 0 | 0 | 0 | 0 | 0 | 0 | 0
F9_Commercial_WA - Miscellaneous_Existing_Space Heating_Natural Gas_Ventilation - Parking Garages, Demand Controlled_A_Technical Potential | F9 | Commercial | WA - Miscellaneous | Existing | Space Heating | Natural Gas | Ventilation - Parking Garages, Demand Controlled | A | Incremental Winter Peak Savings (MW) | Technical Potential | 0 | 0 | 0 | 0 | 0 | 0 | 0 | 0 | 0 | 0 | 0 | 0 | 0 | 0 | 0 | 0 | 0 | 0 | 0 | 0 | 0 | 0 | 0 | 0 | 0 | 0 | 0
F10_Commercial_WA - Miscellaneous_Existing_Space Heating_Natural Gas_Ventilation - Parking Garages, Demand Controlled_A_Technical Potential | F10 | Commercial | WA - Miscellaneous | Existing | Space Heating | Natural Gas | Ventilation - Parking Garages, Demand Controlled | A | Cumulative Energy Savings (MWh or mTherms) | Technical Potential | 0 | 0 | 0 | 0 | 0 | 0 | 0 | 0 | 0 | 0 | 0 | 0 | 0 | 0 | 0 | 0 | 0 | 0 | 0 | 0 | 0 | 0 | 0 | 0 | 0 | 0 | 0
F11_Commercial_WA - Miscellaneous_Existing_Space Heating_Natural Gas_Ventilation - Parking Garages, Demand Controlled_A_Technical Potential | F11 | Commercial | WA - Miscellaneous | Existing | Space Heating | Natural Gas | Ventilation - Parking Garages, Demand Controlled | A | Cumulative Summer Peak Savings (MW) | Technical Potential | 0 | 0 | 0 | 0 | 0 | 0 | 0 | 0 | 0 | 0 | 0 | 0 | 0 | 0 | 0 | 0 | 0 | 0 | 0 | 0 | 0 | 0 | 0 | 0 | 0 | 0 | 0
F12_Commercial_WA - Miscellaneous_Existing_Space Heating_Natural Gas_Ventilation - Parking Garages, Demand Controlled_A_Technical Potential | F12 | Commercial | WA - Miscellaneous | Existing | Space Heating | Natural Gas | Ventilation - Parking Garages, Demand Controlled | A | Cumulative Winter Peak Savings (MW) | Technical Potential | 0 | 0 | 0 | 0 | 0 | 0 | 0 | 0 | 0 | 0 | 0 | 0 | 0 | 0 | 0 | 0 | 0 | 0 | 0 | 0 | 0 | 0 | 0 | 0 | 0 | 0 | 0
F13_Commercial_WA - Miscellaneous_Existing_Space Heating_Natural Gas_Ventilation - Parking Garages, Demand Controlled_A_Technical Potential | F13 | Commercial | WA - Miscellaneous | Existing | Space Heating | Natural Gas | Ventilation - Parking Garages, Demand Controlled | A | Purchases (Incremental) | Technical Potential | 0 | 0 | 0 | 0 | 0 | 0 | 0 | 0 | 0 | 0 | 0 | 0 | 0 | 0 | 0 | 0 | 0 | 0 | 0 | 0 | 0 | 0 | 0 | 0 | 0 | 0 | 0
F14_Commercial_WA - Miscellaneous_Existing_Space Heating_Natural Gas_Ventilation - Parking Garages, Demand Controlled_A_Technical Potential | F14 | Commercial | WA - Miscellaneous | Existing | Space Heating | Natural Gas | Ventilation - Parking Garages, Demand Controlled | A | Purchases (Cumulative) | Technical Potential | 0 | 0 | 0 | 0 | 0 | 0 | 0 | 0 | 0 | 0 | 0 | 0 | 0 | 0 | 0 | 0 | 0 | 0 | 0 | 0 | 0 | 0 | 0 | 0 | 0 | 0 | 0
F1_Commercial_WA - Miscellaneous_Existing_Miscellaneous_Natural Gas_Pool Heater - Night Covers_A_Technical Potential | F1 | Commercial | WA - Miscellaneous | Existing | Miscellaneous | Natural Gas | Pool Heater - Night Covers | A | Original Unit Energy Savings (kWh or therms) | Technical Potential | 0 | 0 | 0.00010507 | 0.00010507 | 0.00010507 | 0.00010507 | 0.00010507 | 0.00010507 | 0.00010507 | 0.00010507 | 0.00010507 | 0.00010507 | 0.00010507 | 0.00010507 | 0.00010507 | 0.00010507 | 0.00010507 | 0.00010507 | 0.00010507 | 0.00010507 | 0.00010507 | 0.00010507 | 0.00010507 | 0.00010507 | 0.00010507 | 0.00010507 | 0.00010507
F2_Commercial_WA - Miscellaneous_Existing_Miscellaneous_Natural Gas_Pool Heater - Night Covers_A_Technical Potential | F2 | Commercial | WA - Miscellaneous | Existing | Miscellaneous | Natural Gas | Pool Heater - Night Covers | A | Original Unit Summer Peak Savings (kW) | Technical Potential | 0 | 0 | 0 | 0 | 0 | 0 | 0 | 0 | 0 | 0 | 0 | 0 | 0 | 0 | 0 | 0 | 0 | 0 | 0 | 0 | 0 | 0 | 0 | 0 | 0 | 0 | 0
F3_Commercial_WA - Miscellaneous_Existing_Miscellaneous_Natural Gas_Pool Heater - Night Covers_A_Technical Potential | F3 | Commercial | WA - Miscellaneous | Existing | Miscellaneous | Natural Gas | Pool Heater - Night Covers | A | Original Unit Winter Peak Savings (kW) | Technical Potential | 0 | 0 | 0 | 0 | 0 | 0 | 0 | 0 | 0 | 0 | 0 | 0 | 0 | 0 | 0 | 0 | 0 | 0 | 0 | 0 | 0 | 0 | 0 | 0 | 0 | 0 | 0
F4_Commercial_WA - Miscellaneous_Existing_Miscellaneous_Natural Gas_Pool Heater - Night Covers_A_Technical Potential | F4 | Commercial | WA - Miscellaneous | Existing | Miscellaneous | Natural Gas | Pool Heater - Night Covers | A | Standalone Impact on Baseline Energy (%) | Technical Potential | 0 | 0 | 0 | 3.8513e-08 | 7.7025e-08 | 1.1554e-07 | 1.5405e-07 | 1.9256e-07 | 1.9256e-07 | 1.9256e-07 | 1.9256e-07 | 1.9256e-07 | 1.9256e-07 | 1.9256e-07 | 1.9256e-07 | 1.9256e-07 | 1.9256e-07 | 1.9256e-07 | 1.9256e-07 | 1.9256e-07 | 1.9256e-07 | 1.9256e-07 | 1.9256e-07 | 1.9256e-07 | 1.9256e-07 | 1.9256e-07 | 1.9256e-07
F5_Commercial_WA - Miscellaneous_Existing_Miscellaneous_Natural Gas_Pool Heater - Night Covers_A_Technical Potential | F5 | Commercial | WA - Miscellaneous | Existing | Miscellaneous | Natural Gas | Pool Heater - Night Covers | A | Standalone Impact on Baseline Summer Peak (%) | Technical Potential | 0 | 0 | 0 | 0 | 0 | 0 | 0 | 0 | 0 | 0 | 0 | 0 | 0 | 0 | 0 | 0 | 0 | 0 | 0 | 0 | 0 | 0 | 0 | 0 | 0 | 0 | 0
F6_Commercial_WA - Miscellaneous_Existing_Miscellaneous_Natural Gas_Pool Heater - Night Covers_A_Technical Potential | F6 | Commercial | WA - Miscellaneous | Existing | Miscellaneous | Natural Gas | Pool Heater - Night Covers | A | Standalone Impact on Baseline Winter Peak (%) | Technical Potential | 0 | 0 | 0 | 0 | 0 | 0 | 0 | 0 | 0 | 0 | 0 | 0 | 0 | 0 | 0 | 0 | 0 | 0 | 0 | 0 | 0 | 0 | 0 | 0 | 0 | 0 | 0
F7_Commercial_WA - Miscellaneous_Existing_Miscellaneous_Natural Gas_Pool Heater - Night Covers_A_Technical Potential | F7 | Commercial | WA - Miscellaneous | Existing | Miscellaneous | Natural Gas | Pool Heater - Night Covers | A | Incremental Energy Savings (MWh or mTherms) | Technical Potential | 0 | 0 | 0 | 3.0353e-05 | 3.0353e-05 | 3.0353e-05 | 3.0353e-05 | 3.0353e-05 | 0 | 0 | 0 | 0 | 0 | 0 | 0 | 0 | 0 | 0 | 0 | 0 | 0 | 0 | 0 | 0 | 0 | 0 | 0
F8_Commercial_WA - Miscellaneous_Existing_Miscellaneous_Natural Gas_Pool Heater - Night Covers_A_Technical Potential | F8 | Commercial | WA - Miscellaneous | Existing | Miscellaneous | Natural Gas | Pool Heater - Night Covers | A | Incremental Summer Peak Savings (MW) | Technical Potential | 0 | 0 | 0 | 0 | 0 | 0 | 0 | 0 | 0 | 0 | 0 | 0 | 0 | 0 | 0 | 0 | 0 | 0 | 0 | 0 | 0 | 0 | 0 | 0 | 0 | 0 | 0
F9_Commercial_WA - Miscellaneous_Existing_Miscellaneous_Natural Gas_Pool Heater - Night Covers_A_Technical Potential | F9 | Commercial | WA - Miscellaneous | Existing | Miscellaneous | Natural Gas | Pool Heater - Night Covers | A | Incremental Winter Peak Savings (MW) | Technical Potential | 0 | 0 | 0 | 0 | 0 | 0 | 0 | 0 | 0 | 0 | 0 | 0 | 0 | 0 | 0 | 0 | 0 | 0 | 0 | 0 | 0 | 0 | 0 | 0 | 0 | 0 | 0
F10_Commercial_WA - Miscellaneous_Existing_Miscellaneous_Natural Gas_Pool Heater - Night Covers_A_Technical Potential | F10 | Commercial | WA - Miscellaneous | Existing | Miscellaneous | Natural Gas | Pool Heater - Night Covers | A | Cumulative Energy Savings (MWh or mTherms) | Technical Potential | 0 | 0 | 0 | 3.0353e-05 | 6.0706e-05 | 9.1059e-05 | 0.00012141 | 0.00015177 | 0.00015177 | 0.00015177 | 0.00015177 | 0.00015177 | 0.00015177 | 0.00015177 | 0.00015177 | 0.00015177 | 0.00015177 | 0.00015177 | 0.00015177 | 0.00015177 | 0.00015177 | 0.00015177 | 0.00015177 | 0.00015177 | 0.00015177 | 0.00015177 | 0.00015177
F11_Commercial_WA - Miscellaneous_Existing_Miscellaneous_Natural Gas_Pool Heater - Night Covers_A_Technical Potential | F11 | Commercial | WA - Miscellaneous | Existing | Miscellaneous | Natural Gas | Pool Heater - Night Covers | A | Cumulative Summer Peak Savings (MW) | Technical Potential | 0 | 0 | 0 | 0 | 0 | 0 | 0 | 0 | 0 | 0 | 0 | 0 | 0 | 0 | 0 | 0 | 0 | 0 | 0 | 0 | 0 | 0 | 0 | 0 | 0 | 0 | 0
F12_Commercial_WA - Miscellaneous_Existing_Miscellaneous_Natural Gas_Pool Heater - Night Covers_A_Technical Potential | F12 | Commercial | WA - Miscellaneous | Existing | Miscellaneous | Natural Gas | Pool Heater - Night Covers | A | Cumulative Winter Peak Savings (MW) | Technical Potential | 0 | 0 | 0 | 0 | 0 | 0 | 0 | 0 | 0 | 0 | 0 | 0 | 0 | 0 | 0 | 0 | 0 | 0 | 0 | 0 | 0 | 0 | 0 | 0 | 0 | 0 | 0
F13_Commercial_WA - Miscellaneous_Existing_Miscellaneous_Natural Gas_Pool Heater - Night Covers_A_Technical Potential | F13 | Commercial | WA - Miscellaneous | Existing | Miscellaneous | Natural Gas | Pool Heater - Night Covers | A | Purchases (Incremental) | Technical Potential | 0 | 0 | 0 | 288.8851 | 288.8851 | 288.8851 | 288.8851 | 288.8851 | 0 | 0 | 0 | 0 | 0 | 0 | 0 | 0 | 0 | 0 | 0 | 0 | 0 | 0 | 0 | 0 | 0 | 0 | 0
F14_Commercial_WA - Miscellaneous_Existing_Miscellaneous_Natural Gas_Pool Heater - Night Covers_A_Technical Potential | F14 | Commercial | WA - Miscellaneous | Existing | Miscellaneous | Natural Gas | Pool Heater - Night Covers | A | Purchases (Cumulative) | Technical Potential | 0 | 0 | 0 | 288.8851 | 577.7701 | 866.6552 | 1155.5402 | 1444.4253 | 1444.4253 | 1444.4253 | 1444.4253 | 1444.4253 | 1444.4253 | 1444.4253 | 1444.4253 | 1444.4253 | 1444.4253 | 1444.4253 | 1444.4253 | 1444.4253 | 1444.4253 | 1444.4253 | 1444.4253 | 1444.4253 | 1444.4253 | 1444.4253 | 1444.4253
F1_Commercial_WA - Miscellaneous_Existing_Space Heating_Natural Gas_Advanced New Construction Designs_A_Technical Potential | F1 | Commercial | WA - Miscellaneous | Existing | Space Heating | Natural Gas | Advanced New Construction Designs | A | Original Unit Energy Savings (kWh or therms) | Technical Potential | 0 | 0 | 0 | 0 | 0 | 0 | 0 | 0 | 0 | 0 | 0 | 0 | 0 | 0 | 0 | 0 | 0 | 0 | 0 | 0 | 0 | 0 | 0 | 0 | 0 | 0 | 0
F2_Commercial_WA - Miscellaneous_Existing_Space Heating_Natural Gas_Advanced New Construction Designs_A_Technical Potential | F2 | Commercial | WA - Miscellaneous | Existing | Space Heating | Natural Gas | Advanced New Construction Designs | A | Original Unit Summer Peak Savings (kW) | Technical Potential | 0 | 0 | 0 | 0 | 0 | 0 | 0 | 0 | 0 | 0 | 0 | 0 | 0 | 0 | 0 | 0 | 0 | 0 | 0 | 0 | 0 | 0 | 0 | 0 | 0 | 0 | 0
F3_Commercial_WA - Miscellaneous_Existing_Space Heating_Natural Gas_Advanced New Construction Designs_A_Technical Potential | F3 | Commercial | WA - Miscellaneous | Existing | Space Heating | Natural Gas | Advanced New Construction Designs | A | Original Unit Winter Peak Savings (kW) | Technical Potential | 0 | 0 | 0 | 0 | 0 | 0 | 0 | 0 | 0 | 0 | 0 | 0 | 0 | 0 | 0 | 0 | 0 | 0 | 0 | 0 | 0 | 0 | 0 | 0 | 0 | 0 | 0
F4_Commercial_WA - Miscellaneous_Existing_Space Heating_Natural Gas_Advanced New Construction Designs_A_Technical Potential | F4 | Commercial | WA - Miscellaneous | Existing | Space Heating | Natural Gas | Advanced New Construction Designs | A | Standalone Impact on Baseline Energy (%) | Technical Potential | 0 | 0 | 0 | 0 | 0 | 0 | 0 | 0 | 0 | 0 | 0 | 0 | 0 | 0 | 0 | 0 | 0 | 0 | 0 | 0 | 0 | 0 | 0 | 0 | 0 | 0 | 0
F5_Commercial_WA - Miscellaneous_Existing_Space Heating_Natural Gas_Advanced New Construction Designs_A_Technical Potential | F5 | Commercial | WA - Miscellaneous | Existing | Space Heating | Natural Gas | Advanced New Construction Designs | A | Standalone Impact on Baseline Summer Peak (%) | Technical Potential | 0 | 0 | 0 | 0 | 0 | 0 | 0 | 0 | 0 | 0 | 0 | 0 | 0 | 0 | 0 | 0 | 0 | 0 | 0 | 0 | 0 | 0 | 0 | 0 | 0 | 0 | 0
F6_Commercial_WA - Miscellaneous_Existing_Space Heating_Natural Gas_Advanced New Construction Designs_A_Technical Potential | F6 | Commercial | WA - Miscellaneous | Existing | Space Heating | Natural Gas | Advanced New Construction Designs | A | Standalone Impact on Baseline Winter Peak (%) | Technical Potential | 0 | 0 | 0 | 0 | 0 | 0 | 0 | 0 | 0 | 0 | 0 | 0 | 0 | 0 | 0 | 0 | 0 | 0 | 0 | 0 | 0 | 0 | 0 | 0 | 0 | 0 | 0
F7_Commercial_WA - Miscellaneous_Existing_Space Heating_Natural Gas_Advanced New Construction Designs_A_Technical Potential | F7 | Commercial | WA - Miscellaneous | Existing | Space Heating | Natural Gas | Advanced New Construction Designs | A | Incremental Energy Savings (MWh or mTherms) | Technical Potential | 0 | 0 | 0 | 0 | 0 | 0 | 0 | 0 | 0 | 0 | 0 | 0 | 0 | 0 | 0 | 0 | 0 | 0 | 0 | 0 | 0 | 0 | 0 | 0 | 0 | 0 | 0
F8_Commercial_WA - Miscellaneous_Existing_Space Heating_Natural Gas_Advanced New Construction Designs_A_Technical Potential | F8 | Commercial | WA - Miscellaneous | Existing | Space Heating | Natural Gas | Advanced New Construction Designs | A | Incremental Summer Peak Savings (MW) | Technical Potential | 0 | 0 | 0 | 0 | 0 | 0 | 0 | 0 | 0 | 0 | 0 | 0 | 0 | 0 | 0 | 0 | 0 | 0 | 0 | 0 | 0 | 0 | 0 | 0 | 0 | 0 | 0
F9_Commercial_WA - Miscellaneous_Existing_Space Heating_Natural Gas_Advanced New Construction Designs_A_Technical Potential | F9 | Commercial | WA - Miscellaneous | Existing | Space Heating | Natural Gas | Advanced New Construction Designs | A | Incremental Winter Peak Savings (MW) | Technical Potential | 0 | 0 | 0 | 0 | 0 | 0 | 0 | 0 | 0 | 0 | 0 | 0 | 0 | 0 | 0 | 0 | 0 | 0 | 0 | 0 | 0 | 0 | 0 | 0 | 0 | 0 | 0
F10_Commercial_WA - Miscellaneous_Existing_Space Heating_Natural Gas_Advanced New Construction Designs_A_Technical Potential | F10 | Commercial | WA - Miscellaneous | Existing | Space Heating | Natural Gas | Advanced New Construction Designs | A | Cumulative Energy Savings (MWh or mTherms) | Technical Potential | 0 | 0 | 0 | 0 | 0 | 0 | 0 | 0 | 0 | 0 | 0 | 0 | 0 | 0 | 0 | 0 | 0 | 0 | 0 | 0 | 0 | 0 | 0 | 0 | 0 | 0 | 0
F11_Commercial_WA - Miscellaneous_Existing_Space Heating_Natural Gas_Advanced New Construction Designs_A_Technical Potential | F11 | Commercial | WA - Miscellaneous | Existing | Space Heating | Natural Gas | Advanced New Construction Designs | A | Cumulative Summer Peak Savings (MW) | Technical Potential | 0 | 0 | 0 | 0 | 0 | 0 | 0 | 0 | 0 | 0 | 0 | 0 | 0 | 0 | 0 | 0 | 0 | 0 | 0 | 0 | 0 | 0 | 0 | 0 | 0 | 0 | 0
F12_Commercial_WA - Miscellaneous_Existing_Space Heating_Natural Gas_Advanced New Construction Designs_A_Technical Potential | F12 | Commercial | WA - Miscellaneous | Existing | Space Heating | Natural Gas | Advanced New Construction Designs | A | Cumulative Winter Peak Savings (MW) | Technical Potential | 0 | 0 | 0 | 0 | 0 | 0 | 0 | 0 | 0 | 0 | 0 | 0 | 0 | 0 | 0 | 0 | 0 | 0 | 0 | 0 | 0 | 0 | 0 | 0 | 0 | 0 | 0
F13_Commercial_WA - Miscellaneous_Existing_Space Heating_Natural Gas_Advanced New Construction Designs_A_Technical Potential | F13 | Commercial | WA - Miscellaneous | Existing | Space Heating | Natural Gas | Advanced New Construction Designs | A | Purchases (Incremental) | Technical Potential | 0 | 0 | 0 | 0 | 0 | 0 | 0 | 0 | 0 | 0 | 0 | 0 | 0 | 0 | 0 | 0 | 0 | 0 | 0 | 0 | 0 | 0 | 0 | 0 | 0 | 0 | 0
F14_Commercial_WA - Miscellaneous_Existing_Space Heating_Natural Gas_Advanced New Construction Designs_A_Technical Potential | F14 | Commercial | WA - Miscellaneous | Existing | Space Heating | Natural Gas | Advanced New Construction Designs | A | Purchases (Cumulative) | Technical Potential | 0 | 0 | 0 | 0 | 0 | 0 | 0 | 0 | 0 | 0 | 0 | 0 | 0 | 0 | 0 | 0 | 0 | 0 | 0 | 0 | 0 | 0 | 0 | 0 | 0 | 0 | 0
F1_Commercial_WA - Miscellaneous_Existing_Water Heating_Natural Gas_Advanced New Construction Designs_A_Technical Potential | F1 | Commercial | WA - Miscellaneous | Existing | Water Heating | Natural Gas | Advanced New Construction Designs | A | Original Unit Energy Savings (kWh or therms) | Technical Potential | 0 | 0 | 0 | 0 | 0 | 0 | 0 | 0 | 0 | 0 | 0 | 0 | 0 | 0 | 0 | 0 | 0 | 0 | 0 | 0 | 0 | 0 | 0 | 0 | 0 | 0 | 0
F2_Commercial_WA - Miscellaneous_Existing_Water Heating_Natural Gas_Advanced New Construction Designs_A_Technical Potential | F2 | Commercial | WA - Miscellaneous | Existing | Water Heating | Natural Gas | Advanced New Construction Designs | A | Original Unit Summer Peak Savings (kW) | Technical Potential | 0 | 0 | 0 | 0 | 0 | 0 | 0 | 0 | 0 | 0 | 0 | 0 | 0 | 0 | 0 | 0 | 0 | 0 | 0 | 0 | 0 | 0 | 0 | 0 | 0 | 0 | 0
F3_Commercial_WA - Miscellaneous_Existing_Water Heating_Natural Gas_Advanced New Construction Designs_A_Technical Potential | F3 | Commercial | WA - Miscellaneous | Existing | Water Heating | Natural Gas | Advanced New Construction Designs | A | Original Unit Winter Peak Savings (kW) | Technical Potential | 0 | 0 | 0 | 0 | 0 | 0 | 0 | 0 | 0 | 0 | 0 | 0 | 0 | 0 | 0 | 0 | 0 | 0 | 0 | 0 | 0 | 0 | 0 | 0 | 0 | 0 | 0
F4_Commercial_WA - Miscellaneous_Existing_Water Heating_Natural Gas_Advanced New Construction Designs_A_Technical Potential | F4 | Commercial | WA - Miscellaneous | Existing | Water Heating | Natural Gas | Advanced New Construction Designs | A | Standalone Impact on Baseline Energy (%) | Technical Potential | 0 | 0 | 0 | 0 | 0 | 0 | 0 | 0 | 0 | 0 | 0 | 0 | 0 | 0 | 0 | 0 | 0 | 0 | 0 | 0 | 0 | 0 | 0 | 0 | 0 | 0 | 0
F5_Commercial_WA - Miscellaneous_Existing_Water Heating_Natural Gas_Advanced New Construction Designs_A_Technical Potential | F5 | Commercial | WA - Miscellaneous | Existing | Water Heating | Natural Gas | Advanced New Construction Designs | A | Standalone Impact on Baseline Summer Peak (%) | Technical Potential | 0 | 0 | 0 | 0 | 0 | 0 | 0 | 0 | 0 | 0 | 0 | 0 | 0 | 0 | 0 | 0 | 0 | 0 | 0 | 0 | 0 | 0 | 0 | 0 | 0 | 0 | 0
F6_Commercial_WA - Miscellaneous_Existing_Water Heating_Natural Gas_Advanced New Construction Designs_A_Technical Potential | F6 | Commercial | WA - Miscellaneous | Existing | Water Heating | Natural Gas | Advanced New Construction Designs | A | Standalone Impact on Baseline Winter Peak (%) | Technical Potential | 0 | 0 | 0 | 0 | 0 | 0 | 0 | 0 | 0 | 0 | 0 | 0 | 0 | 0 | 0 | 0 | 0 | 0 | 0 | 0 | 0 | 0 | 0 | 0 | 0 | 0 | 0
F7_Commercial_WA - Miscellaneous_Existing_Water Heating_Natural Gas_Advanced New Construction Designs_A_Technical Potential | F7 | Commercial | WA - Miscellaneous | Existing | Water Heating | Natural Gas | Advanced New Construction Designs | A | Incremental Energy Savings (MWh or mTherms) | Technical Potential | 0 | 0 | 0 | 0 | 0 | 0 | 0 | 0 | 0 | 0 | 0 | 0 | 0 | 0 | 0 | 0 | 0 | 0 | 0 | 0 | 0 | 0 | 0 | 0 | 0 | 0 | 0
F8_Commercial_WA - Miscellaneous_Existing_Water Heating_Natural Gas_Advanced New Construction Designs_A_Technical Potential | F8 | Commercial | WA - Miscellaneous | Existing | Water Heating | Natural Gas | Advanced New Construction Designs | A | Incremental Summer Peak Savings (MW) | Technical Potential | 0 | 0 | 0 | 0 | 0 | 0 | 0 | 0 | 0 | 0 | 0 | 0 | 0 | 0 | 0 | 0 | 0 | 0 | 0 | 0 | 0 | 0 | 0 | 0 | 0 | 0 | 0
F9_Commercial_WA - Miscellaneous_Existing_Water Heating_Natural Gas_Advanced New Construction Designs_A_Technical Potential | F9 | Commercial | WA - Miscellaneous | Existing | Water Heating | Natural Gas | Advanced New Construction Designs | A | Incremental Winter Peak Savings (MW) | Technical Potential | 0 | 0 | 0 | 0 | 0 | 0 | 0 | 0 | 0 | 0 | 0 | 0 | 0 | 0 | 0 | 0 | 0 | 0 | 0 | 0 | 0 | 0 | 0 | 0 | 0 | 0 | 0
F10_Commercial_WA - Miscellaneous_Existing_Water Heating_Natural Gas_Advanced New Construction Designs_A_Technical Potential | F10 | Commercial | WA - Miscellaneous | Existing | Water Heating | Natural Gas | Advanced New Construction Designs | A | Cumulative Energy Savings (MWh or mTherms) | Technical Potential | 0 | 0 | 0 | 0 | 0 | 0 | 0 | 0 | 0 | 0 | 0 | 0 | 0 | 0 | 0 | 0 | 0 | 0 | 0 | 0 | 0 | 0 | 0 | 0 | 0 | 0 | 0
F11_Commercial_WA - Miscellaneous_Existing_Water Heating_Natural Gas_Advanced New Construction Designs_A_Technical Potential | F11 | Commercial | WA - Miscellaneous | Existing | Water Heating | Natural Gas | Advanced New Construction Designs | A | Cumulative Summer Peak Savings (MW) | Technical Potential | 0 | 0 | 0 | 0 | 0 | 0 | 0 | 0 | 0 | 0 | 0 | 0 | 0 | 0 | 0 | 0 | 0 | 0 | 0 | 0 | 0 | 0 | 0 | 0 | 0 | 0 | 0
F12_Commercial_WA - Miscellaneous_Existing_Water Heating_Natural Gas_Advanced New Construction Designs_A_Technical Potential | F12 | Commercial | WA - Miscellaneous | Existing | Water Heating | Natural Gas | Advanced New Construction Designs | A | Cumulative Winter Peak Savings (MW) | Technical Potential | 0 | 0 | 0 | 0 | 0 | 0 | 0 | 0 | 0 | 0 | 0 | 0 | 0 | 0 | 0 | 0 | 0 | 0 | 0 | 0 | 0 | 0 | 0 | 0 | 0 | 0 | 0
F13_Commercial_WA - Miscellaneous_Existing_Water Heating_Natural Gas_Advanced New Construction Designs_A_Technical Potential | F13 | Commercial | WA - Miscellaneous | Existing | Water Heating | Natural Gas | Advanced New Construction Designs | A | Purchases (Incremental) | Technical Potential | 0 | 0 | 0 | 0 | 0 | 0 | 0 | 0 | 0 | 0 | 0 | 0 | 0 | 0 | 0 | 0 | 0 | 0 | 0 | 0 | 0 | 0 | 0 | 0 | 0 | 0 | 0
F14_Commercial_WA - Miscellaneous_Existing_Water Heating_Natural Gas_Advanced New Construction Designs_A_Technical Potential | F14 | Commercial | WA - Miscellaneous | Existing | Water Heating | Natural Gas | Advanced New Construction Designs | A | Purchases (Cumulative) | Technical Potential | 0 | 0 | 0 | 0 | 0 | 0 | 0 | 0 | 0 | 0 | 0 | 0 | 0 | 0 | 0 | 0 | 0 | 0 | 0 | 0 | 0 | 0 | 0 | 0 | 0 | 0 | 0
F1_Commercial_WA - Miscellaneous_Existing_Space Heating_Natural Gas_Strategic Energy Management_A_Technical Potential | F1 | Commercial | WA - Miscellaneous | Existing | Space Heating | Natural Gas | Strategic Energy Management | A | Original Unit Energy Savings (kWh or therms) | Technical Potential | 0 | 0 | 0.025066 | 0.025 | 0.024931 | 0.024859 | 0.024784 | 0.024706 | 0.024625 | 0.024541 | 0.024454 | 0.024365 | 0.024274 | 0.024182 | 0.02409 | 0.023996 | 0.023903 | 0.02381 | 0.023717 | 0.02363 | 0.023548 | 0.023473 | 0.023403 | 0.02334 | 0.023281 | 0.023227 | 0.023177
F2_Commercial_WA - Miscellaneous_Existing_Space Heating_Natural Gas_Strategic Energy Management_A_Technical Potential | F2 | Commercial | WA - Miscellaneous | Existing | Space Heating | Natural Gas | Strategic Energy Management | A | Original Unit Summer Peak Savings (kW) | Technical Potential | 0 | 0 | 0 | 0 | 0 | 0 | 0 | 0 | 0 | 0 | 0 | 0 | 0 | 0 | 0 | 0 | 0 | 0 | 0 | 0 | 0 | 0 | 0 | 0 | 0 | 0 | 0
F3_Commercial_WA - Miscellaneous_Existing_Space Heating_Natural Gas_Strategic Energy Management_A_Technical Potential | F3 | Commercial | WA - Miscellaneous | Existing | Space Heating | Natural Gas | Strategic Energy Management | A | Original Unit Winter Peak Savings (kW) | Technical Potential | 0 | 0 | 0 | 0 | 0 | 0 | 0 | 0 | 0 | 0 | 0 | 0 | 0 | 0 | 0 | 0 | 0 | 0 | 0 | 0 | 0 | 0 | 0 | 0 | 0 | 0 | 0
F4_Commercial_WA - Miscellaneous_Existing_Space Heating_Natural Gas_Strategic Energy Management_A_Technical Potential | F4 | Commercial | WA - Miscellaneous | Existing | Space Heating | Natural Gas | Strategic Energy Management | A | Standalone Impact on Baseline Energy (%) | Technical Potential | 0 | 0 | 0 | 0.00025892 | 0.00079037 | 0.0013218 | 0.0015944 | 0.0015944 | 0.0015944 | 0.0015944 | 0.0015944 | 0.0015944 | 0.0015944 | 0.0015944 | 0.0015944 | 0.0015944 | 0.0015944 | 0.0015944 | 0.0015944 | 0.0015944 | 0.0015944 | 0.0015944 | 0.0015944 | 0.0015944 | 0.0015944 | 0.0015944 | 0.0015944
F5_Commercial_WA - Miscellaneous_Existing_Space Heating_Natural Gas_Strategic Energy Management_A_Technical Potential | F5 | Commercial | WA - Miscellaneous | Existing | Space Heating | Natural Gas | Strategic Energy Management | A | Standalone Impact on Baseline Summer Peak (%) | Technical Potential | 0 | 0 | 0 | 0 | 0 | 0 | 0 | 0 | 0 | 0 | 0 | 0 | 0 | 0 | 0 | 0 | 0 | 0 | 0 | 0 | 0 | 0 | 0 | 0 | 0 | 0 | 0
F6_Commercial_WA - Miscellaneous_Existing_Space Heating_Natural Gas_Strategic Energy Management_A_Technical Potential | F6 | Commercial | WA - Miscellaneous | Existing | Space Heating | Natural Gas | Strategic Energy Management | A | Standalone Impact on Baseline Winter Peak (%) | Technical Potential | 0 | 0 | 0 | 0 | 0 | 0 | 0 | 0 | 0 | 0 | 0 | 0 | 0 | 0 | 0 | 0 | 0 | 0 | 0 | 0 | 0 | 0 | 0 | 0 | 0 | 0 | 0
F7_Commercial_WA - Miscellaneous_Existing_Space Heating_Natural Gas_Strategic Energy Management_A_Technical Potential | F7 | Commercial | WA - Miscellaneous | Existing | Space Heating | Natural Gas | Strategic Energy Management | A | Incremental Energy Savings (MWh or mTherms) | Technical Potential | 0 | 0 | 0 | 0.86098 | 1.7624 | 1.7573 | 0.89848 | 0 | 3.5834e-16 | 0 | 0 | 0 | 0 | 0 | 0 | 0 | 0 | 0 | 0 | 0 | 0 | 0 | 0 | 0 | 0 | 0 | 0
F8_Commercial_WA - Miscellaneous_Existing_Space Heating_Natural Gas_Strategic Energy Management_A_Technical Potential | F8 | Commercial | WA - Miscellaneous | Existing | Space Heating | Natural Gas | Strategic Energy Management | A | Incremental Summer Peak Savings (MW) | Technical Potential | 0 | 0 | 0 | 0 | 0 | 0 | 0 | 0 | 0 | 0 | 0 | 0 | 0 | 0 | 0 | 0 | 0 | 0 | 0 | 0 | 0 | 0 | 0 | 0 | 0 | 0 | 0
F9_Commercial_WA - Miscellaneous_Existing_Space Heating_Natural Gas_Strategic Energy Management_A_Technical Potential | F9 | Commercial | WA - Miscellaneous | Existing | Space Heating | Natural Gas | Strategic Energy Management | A | Incremental Winter Peak Savings (MW) | Technical Potential | 0 | 0 | 0 | 0 | 0 | 0 | 0 | 0 | 0 | 0 | 0 | 0 | 0 | 0 | 0 | 0 | 0 | 0 | 0 | 0 | 0 | 0 | 0 | 0 | 0 | 0 | 0
F10_Commercial_WA - Miscellaneous_Existing_Space Heating_Natural Gas_Strategic Energy Management_A_Technical Potential | F10 | Commercial | WA - Miscellaneous | Existing | Space Heating | Natural Gas | Strategic Energy Management | A | Cumulative Energy Savings (MWh or mTherms) | Technical Potential | 0 | 0 | 0 | 0.86098 | 2.621 | 4.3708 | 5.2561 | 5.2395 | 5.2223 | 5.2044 | 5.186 | 5.1671 | 5.1479 | 5.1284 | 5.1088 | 5.089 | 5.0692 | 5.0494 | 5.0298 | 5.0113 | 4.9939 | 4.978 | 4.9633 | 4.9497 | 4.9373 | 4.9258 | 4.9152
F11_Commercial_WA - Miscellaneous_Existing_Space Heating_Natural Gas_Strategic Energy Management_A_Technical Potential | F11 | Commercial | WA - Miscellaneous | Existing | Space Heating | Natural Gas | Strategic Energy Management | A | Cumulative Summer Peak Savings (MW) | Technical Potential | 0 | 0 | 0 | 0 | 0 | 0 | 0 | 0 | 0 | 0 | 0 | 0 | 0 | 0 | 0 | 0 | 0 | 0 | 0 | 0 | 0 | 0 | 0 | 0 | 0 | 0 | 0
F12_Commercial_WA - Miscellaneous_Existing_Space Heating_Natural Gas_Strategic Energy Management_A_Technical Potential | F12 | Commercial | WA - Miscellaneous | Existing | Space Heating | Natural Gas | Strategic Energy Management | A | Cumulative Winter Peak Savings (MW) | Technical Potential | 0 | 0 | 0 | 0 | 0 | 0 | 0 | 0 | 0 | 0 | 0 | 0 | 0 | 0 | 0 | 0 | 0 | 0 | 0 | 0 | 0 | 0 | 0 | 0 | 0 | 0 | 0
F13_Commercial_WA - Miscellaneous_Existing_Space Heating_Natural Gas_Strategic Energy Management_A_Technical Potential | F13 | Commercial | WA - Miscellaneous | Existing | Space Heating | Natural Gas | Strategic Energy Management | A | Purchases (Incremental) | Technical Potential | 0 | 0 | 0 | 34439.3477 | 70691.2926 | 70691.2926 | 36251.9449 | 0 | 1.4552e-11 | 0 | 0 | 0 | 0 | 0 | 0 | 0 | 0 | 0 | 0 | 0 | 0 | 0 | 0 | 0 | 0 | 0 | 0
F14_Commercial_WA - Miscellaneous_Existing_Space Heating_Natural Gas_Strategic Energy Management_A_Technical Potential | F14 | Commercial | WA - Miscellaneous | Existing | Space Heating | Natural Gas | Strategic Energy Management | A | Purchases (Cumulative) | Technical Potential | 0 | 0 | 0 | 34439.3477 | 105130.6403 | 175821.9329 | 212073.8779 | 212073.8779 | 212073.8779 | 212073.8779 | 212073.8779 | 212073.8779 | 212073.8779 | 212073.8779 | 212073.8779 | 212073.8779 | 212073.8779 | 212073.8779 | 212073.8779 | 212073.8779 | 212073.8779 | 212073.8779 | 212073.8779 | 212073.8779 | 212073.8779 | 212073.8779 | 212073.8779
F1_Commercial_WA - Miscellaneous_Existing_Water Heating_Natural Gas_Strategic Energy Management_A_Technical Potential | F1 | Commercial | WA - Miscellaneous | Existing | Water Heating | Natural Gas | Strategic Energy Management | A | Original Unit Energy Savings (kWh or therms) | Technical Potential | 0 | 0 | 0.023092 | 0.02273 | 0.022413 | 0.022136 | 0.021898 | 0.021696 | 0.021529 | 0.021395 | 0.021288 | 0.021203 | 0.021134 | 0.021079 | 0.021036 | 0.021001 | 0.020972 | 0.02095 | 0.020932 | 0.020918 | 0.020906 | 0.020897 | 0.02089 | 0.020884 | 0.020879 | 0.020875 | 0.020872
F2_Commercial_WA - Miscellaneous_Existing_Water Heating_Natural Gas_Strategic Energy Management_A_Technical Potential | F2 | Commercial | WA - Miscellaneous | Existing | Water Heating | Natural Gas | Strategic Energy Management | A | Original Unit Summer Peak Savings (kW) | Technical Potential | 0 | 0 | 0 | 0 | 0 | 0 | 0 | 0 | 0 | 0 | 0 | 0 | 0 | 0 | 0 | 0 | 0 | 0 | 0 | 0 | 0 | 0 | 0 | 0 | 0 | 0 | 0
F3_Commercial_WA - Miscellaneous_Existing_Water Heating_Natural Gas_Strategic Energy Management_A_Technical Potential | F3 | Commercial | WA - Miscellaneous | Existing | Water Heating | Natural Gas | Strategic Energy Management | A | Original Unit Winter Peak Savings (kW) | Technical Potential | 0 | 0 | 0 | 0 | 0 | 0 | 0 | 0 | 0 | 0 | 0 | 0 | 0 | 0 | 0 | 0 | 0 | 0 | 0 | 0 | 0 | 0 | 0 | 0 | 0 | 0 | 0
F4_Commercial_WA - Miscellaneous_Existing_Water Heating_Natural Gas_Strategic Energy Management_A_Technical Potential | F4 | Commercial | WA - Miscellaneous | Existing | Water Heating | Natural Gas | Strategic Energy Management | A | Standalone Impact on Baseline Energy (%) | Technical Potential | 0 | 0 | 0 | 0.00050737 | 0.0015488 | 0.0025903 | 0.0031243 | 0.0031243 | 0.0031243 | 0.0031243 | 0.0031243 | 0.0031243 | 0.0031243 | 0.0031243 | 0.0031243 | 0.0031243 | 0.0031243 | 0.0031243 | 0.0031243 | 0.0031243 | 0.0031243 | 0.0031243 | 0.0031243 | 0.0031243 | 0.0031243 | 0.0031243 | 0.0031243
F5_Commercial_WA - Miscellaneous_Existing_Water Heating_Natural Gas_Strategic Energy Management_A_Technical Potential | F5 | Commercial | WA - Miscellaneous | Existing | Water Heating | Natural Gas | Strategic Energy Management | A | Standalone Impact on Baseline Summer Peak (%) | Technical Potential | 0 | 0 | 0 | 0 | 0 | 0 | 0 | 0 | 0 | 0 | 0 | 0 | 0 | 0 | 0 | 0 | 0 | 0 | 0 | 0 | 0 | 0 | 0 | 0 | 0 | 0 | 0
F6_Commercial_WA - Miscellaneous_Existing_Water Heating_Natural Gas_Strategic Energy Management_A_Technical Potential | F6 | Commercial | WA - Miscellaneous | Existing | Water Heating | Natural Gas | Strategic Energy Management | A | Standalone Impact on Baseline Winter Peak (%) | Technical Potential | 0 | 0 | 0 | 0 | 0 | 0 | 0 | 0 | 0 | 0 | 0 | 0 | 0 | 0 | 0 | 0 | 0 | 0 | 0 | 0 | 0 | 0 | 0 | 0 | 0 | 0 | 0
F7_Commercial_WA - Miscellaneous_Existing_Water Heating_Natural Gas_Strategic Energy Management_A_Technical Potential | F7 | Commercial | WA - Miscellaneous | Existing | Water Heating | Natural Gas | Strategic Energy Management | A | Incremental Energy Savings (MWh or mTherms) | Technical Potential | 0 | 0 | 0 | 0.57963 | 1.1732 | 1.1587 | 0.58779 | 3.1572e-16 | 0 | 0 | 0 | 0 | 0 | 0 | 0 | 0 | 0 | 0 | 0 | 0 | 0 | 0 | 0 | 0 | 0 | 0 | 0
F8_Commercial_WA - Miscellaneous_Existing_Water Heating_Natural Gas_Strategic Energy Management_A_Technical Potential | F8 | Commercial | WA - Miscellaneous | Existing | Water Heating | Natural Gas | Strategic Energy Management | A | Incremental Summer Peak Savings (MW) | Technical Potential | 0 | 0 | 0 | 0 | 0 | 0 | 0 | 0 | 0 | 0 | 0 | 0 | 0 | 0 | 0 | 0 | 0 | 0 | 0 | 0 | 0 | 0 | 0 | 0 | 0 | 0 | 0
F9_Commercial_WA - Miscellaneous_Existing_Water Heating_Natural Gas_Strategic Energy Management_A_Technical Potential | F9 | Commercial | WA - Miscellaneous | Existing | Water Heating | Natural Gas | Strategic Energy Management | A | Incremental Winter Peak Savings (MW) | Technical Potential | 0 | 0 | 0 | 0 | 0 | 0 | 0 | 0 | 0 | 0 | 0 | 0 | 0 | 0 | 0 | 0 | 0 | 0 | 0 | 0 | 0 | 0 | 0 | 0 | 0 | 0 | 0
F10_Commercial_WA - Miscellaneous_Existing_Water Heating_Natural Gas_Strategic Energy Management_A_Technical Potential | F10 | Commercial | WA - Miscellaneous | Existing | Water Heating | Natural Gas | Strategic Energy Management | A | Cumulative Energy Savings (MWh or mTherms) | Technical Potential | 0 | 0 | 0 | 0.57963 | 1.7447 | 2.8818 | 3.4386 | 3.4069 | 3.3806 | 3.3596 | 3.3428 | 3.3294 | 3.3187 | 3.3101 | 3.3032 | 3.2977 | 3.2933 | 3.2897 | 3.2869 | 3.2847 | 3.2829 | 3.2814 | 3.2803 | 3.2793 | 3.2786 | 3.278 | 3.2775
F11_Commercial_WA - Miscellaneous_Existing_Water Heating_Natural Gas_Strategic Energy Management_A_Technical Potential | F11 | Commercial | WA - Miscellaneous | Existing | Water Heating | Natural Gas | Strategic Energy Management | A | Cumulative Summer Peak Savings (MW) | Technical Potential | 0 | 0 | 0 | 0 | 0 | 0 | 0 | 0 | 0 | 0 | 0 | 0 | 0 | 0 | 0 | 0 | 0 | 0 | 0 | 0 | 0 | 0 | 0 | 0 | 0 | 0 | 0
F12_Commercial_WA - Miscellaneous_Existing_Water Heating_Natural Gas_Strategic Energy Management_A_Technical Potential | F12 | Commercial | WA - Miscellaneous | Existing | Water Heating | Natural Gas | Strategic Energy Management | A | Cumulative Winter Peak Savings (MW) | Technical Potential | 0 | 0 | 0 | 0 | 0 | 0 | 0 | 0 | 0 | 0 | 0 | 0 | 0 | 0 | 0 | 0 | 0 | 0 | 0 | 0 | 0 | 0 | 0 | 0 | 0 | 0 | 0
F13_Commercial_WA - Miscellaneous_Existing_Water Heating_Natural Gas_Strategic Energy Management_A_Technical Potential | F13 | Commercial | WA - Miscellaneous | Existing | Water Heating | Natural Gas | Strategic Energy Management | A | Purchases (Incremental) | Technical Potential | 0 | 0 | 0 | 25500.2934 | 52342.7074 | 52342.7074 | 26842.4141 | 1.4552e-11 | 0 | 0 | 0 | 0 | 0 | 0 | 0 | 0 | 0 | 0 | 0 | 0 | 0 | 0 | 0 | 0 | 0 | 0 | 0
F14_Commercial_WA - Miscellaneous_Existing_Water Heating_Natural Gas_Strategic Energy Management_A_Technical Potential | F14 | Commercial | WA - Miscellaneous | Existing | Water Heating | Natural Gas | Strategic Energy Management | A | Purchases (Cumulative) | Technical Potential | 0 | 0 | 0 | 25500.2934 | 77843.0008 | 130185.7082 | 157028.1223 | 157028.1223 | 157028.1223 | 157028.1223 | 157028.1223 | 157028.1223 | 157028.1223 | 157028.1223 | 157028.1223 | 157028.1223 | 157028.1223 | 157028.1223 | 157028.1223 | 157028.1223 | 157028.1223 | 157028.1223 | 157028.1223 | 157028.1223 | 157028.1223 | 157028.1223 | 157028.1223
F1_Commercial_WA - Miscellaneous_Existing_Space Heating_Natural Gas_Retrocommissioning_A_Technical Potential | F1 | Commercial | WA - Miscellaneous | Existing | Space Heating | Natural Gas | Retrocommissioning | A | Original Unit Energy Savings (kWh or therms) | Technical Potential | 0 | 0 | 0.030778 | 0.030698 | 0.030613 | 0.030525 | 0.030433 | 0.030337 | 0.030237 | 0.030134 | 0.030027 | 0.029918 | 0.029806 | 0.029693 | 0.02958 | 0.029465 | 0.029351 | 0.029236 | 0.029122 | 0.029015 | 0.028915 | 0.028822 | 0.028737 | 0.028659 | 0.028587 | 0.02852 | 0.028459
F2_Commercial_WA - Miscellaneous_Existing_Space Heating_Natural Gas_Retrocommissioning_A_Technical Potential | F2 | Commercial | WA - Miscellaneous | Existing | Space Heating | Natural Gas | Retrocommissioning | A | Original Unit Summer Peak Savings (kW) | Technical Potential | 0 | 0 | 0 | 0 | 0 | 0 | 0 | 0 | 0 | 0 | 0 | 0 | 0 | 0 | 0 | 0 | 0 | 0 | 0 | 0 | 0 | 0 | 0 | 0 | 0 | 0 | 0
F3_Commercial_WA - Miscellaneous_Existing_Space Heating_Natural Gas_Retrocommissioning_A_Technical Potential | F3 | Commercial | WA - Miscellaneous | Existing | Space Heating | Natural Gas | Retrocommissioning | A | Original Unit Winter Peak Savings (kW) | Technical Potential | 0 | 0 | 0 | 0 | 0 | 0 | 0 | 0 | 0 | 0 | 0 | 0 | 0 | 0 | 0 | 0 | 0 | 0 | 0 | 0 | 0 | 0 | 0 | 0 | 0 | 0 | 0
F4_Commercial_WA - Miscellaneous_Existing_Space Heating_Natural Gas_Retrocommissioning_A_Technical Potential | F4 | Commercial | WA - Miscellaneous | Existing | Space Heating | Natural Gas | Retrocommissioning | A | Standalone Impact on Baseline Energy (%) | Technical Potential | 0 | 0 | 0 | 0.00059824 | 0.0018262 | 0.0030542 | 0.0036839 | 0.0036839 | 0.0036839 | 0.0036839 | 0.0036839 | 0.0036839 | 0.0036839 | 0.0036839 | 0.0036839 | 0.0036839 | 0.0036839 | 0.0036839 | 0.0036839 | 0.0036839 | 0.0036839 | 0.0036839 | 0.0036839 | 0.0036839 | 0.0036839 | 0.0036839 | 0.0036839
F5_Commercial_WA - Miscellaneous_Existing_Space Heating_Natural Gas_Retrocommissioning_A_Technical Potential | F5 | Commercial | WA - Miscellaneous | Existing | Space Heating | Natural Gas | Retrocommissioning | A | Standalone Impact on Baseline Summer Peak (%) | Technical Potential | 0 | 0 | 0 | 0 | 0 | 0 | 0 | 0 | 0 | 0 | 0 | 0 | 0 | 0 | 0 | 0 | 0 | 0 | 0 | 0 | 0 | 0 | 0 | 0 | 0 | 0 | 0
F6_Commercial_WA - Miscellaneous_Existing_Space Heating_Natural Gas_Retrocommissioning_A_Technical Potential | F6 | Commercial | WA - Miscellaneous | Existing | Space Heating | Natural Gas | Retrocommissioning | A | Standalone Impact on Baseline Winter Peak (%) | Technical Potential | 0 | 0 | 0 | 0 | 0 | 0 | 0 | 0 | 0 | 0 | 0 | 0 | 0 | 0 | 0 | 0 | 0 | 0 | 0 | 0 | 0 | 0 | 0 | 0 | 0 | 0 | 0
F7_Commercial_WA - Miscellaneous_Existing_Space Heating_Natural Gas_Retrocommissioning_A_Technical Potential | F7 | Commercial | WA - Miscellaneous | Existing | Space Heating | Natural Gas | Retrocommissioning | A | Incremental Energy Savings (MWh or mTherms) | Technical Potential | 0 | 0 | 0 | 1.9894 | 4.0722 | 4.0605 | 2.076 | 0 | 8.8002e-16 | 0 | 0 | 0 | 0 | 0 | 0 | 0 | 0 | 0 | 0 | 0 | 0 | 0 | 0 | 0 | 0 | 0 | 0
F8_Commercial_WA - Miscellaneous_Existing_Space Heating_Natural Gas_Retrocommissioning_A_Technical Potential | F8 | Commercial | WA - Miscellaneous | Existing | Space Heating | Natural Gas | Retrocommissioning | A | Incremental Summer Peak Savings (MW) | Technical Potential | 0 | 0 | 0 | 0 | 0 | 0 | 0 | 0 | 0 | 0 | 0 | 0 | 0 | 0 | 0 | 0 | 0 | 0 | 0 | 0 | 0 | 0 | 0 | 0 | 0 | 0 | 0
F9_Commercial_WA - Miscellaneous_Existing_Space Heating_Natural Gas_Retrocommissioning_A_Technical Potential | F9 | Commercial | WA - Miscellaneous | Existing | Space Heating | Natural Gas | Retrocommissioning | A | Incremental Winter Peak Savings (MW) | Technical Potential | 0 | 0 | 0 | 0 | 0 | 0 | 0 | 0 | 0 | 0 | 0 | 0 | 0 | 0 | 0 | 0 | 0 | 0 | 0 | 0 | 0 | 0 | 0 | 0 | 0 | 0 | 0
F10_Commercial_WA - Miscellaneous_Existing_Space Heating_Natural Gas_Retrocommissioning_A_Technical Potential | F10 | Commercial | WA - Miscellaneous | Existing | Space Heating | Natural Gas | Retrocommissioning | A | Cumulative Energy Savings (MWh or mTherms) | Technical Potential | 0 | 0 | 0 | 1.9894 | 6.0561 | 10.0991 | 12.1447 | 12.1064 | 12.0665 | 12.0252 | 11.9826 | 11.939 | 11.8946 | 11.8496 | 11.8042 | 11.7585 | 11.7128 | 11.6671 | 11.6216 | 11.579 | 11.5389 | 11.502 | 11.468 | 11.4367 | 11.4079 | 11.3814 | 11.357
F11_Commercial_WA - Miscellaneous_Existing_Space Heating_Natural Gas_Retrocommissioning_A_Technical Potential | F11 | Commercial | WA - Miscellaneous | Existing | Space Heating | Natural Gas | Retrocommissioning | A | Cumulative Summer Peak Savings (MW) | Technical Potential | 0 | 0 | 0 | 0 | 0 | 0 | 0 | 0 | 0 | 0 | 0 | 0 | 0 | 0 | 0 | 0 | 0 | 0 | 0 | 0 | 0 | 0 | 0 | 0 | 0 | 0 | 0
F12_Commercial_WA - Miscellaneous_Existing_Space Heating_Natural Gas_Retrocommissioning_A_Technical Potential | F12 | Commercial | WA - Miscellaneous | Existing | Space Heating | Natural Gas | Retrocommissioning | A | Cumulative Winter Peak Savings (MW) | Technical Potential | 0 | 0 | 0 | 0 | 0 | 0 | 0 | 0 | 0 | 0 | 0 | 0 | 0 | 0 | 0 | 0 | 0 | 0 | 0 | 0 | 0 | 0 | 0 | 0 | 0 | 0 | 0
F13_Commercial_WA - Miscellaneous_Existing_Space Heating_Natural Gas_Retrocommissioning_A_Technical Potential | F13 | Commercial | WA - Miscellaneous | Existing | Space Heating | Natural Gas | Retrocommissioning | A | Purchases (Incremental) | Technical Potential | 0 | 0 | 0 | 64805.2241 | 133021.2496 | 133021.2496 | 68216.0254 | 0 | 2.9104e-11 | 0 | 0 | 0 | 0 | 0 | 0 | 0 | 0 | 0 | 0 | 0 | 0 | 0 | 0 | 0 | 0 | 0 | 0
F14_Commercial_WA - Miscellaneous_Existing_Space Heating_Natural Gas_Retrocommissioning_A_Technical Potential | F14 | Commercial | WA - Miscellaneous | Existing | Space Heating | Natural Gas | Retrocommissioning | A | Purchases (Cumulative) | Technical Potential | 0 | 0 | 0 | 64805.2241 | 197826.4737 | 330847.7232 | 399063.7487 | 399063.7487 | 399063.7487 | 399063.7487 | 399063.7487 | 399063.7487 | 399063.7487 | 399063.7487 | 399063.7487 | 399063.7487 | 399063.7487 | 399063.7487 | 399063.7487 | 399063.7487 | 399063.7487 | 399063.7487 | 399063.7487 | 399063.7487 | 399063.7487 | 399063.7487 | 399063.7487
F1_Commercial_WA - Miscellaneous_Existing_Water Heating_Natural Gas_Retrocommissioning_A_Technical Potential | F1 | Commercial | WA - Miscellaneous | Existing | Water Heating | Natural Gas | Retrocommissioning | A | Original Unit Energy Savings (kWh or therms) | Technical Potential | 0 | 0 | 0.028355 | 0.027911 | 0.027521 | 0.027181 | 0.026889 | 0.026641 | 0.026436 | 0.026271 | 0.02614 | 0.026035 | 0.025951 | 0.025884 | 0.02583 | 0.025787 | 0.025752 | 0.025725 | 0.025703 | 0.025685 | 0.025671 | 0.02566 | 0.025651 | 0.025643 | 0.025638 | 0.025633 | 0.025629
F2_Commercial_WA - Miscellaneous_Existing_Water Heating_Natural Gas_Retrocommissioning_A_Technical Potential | F2 | Commercial | WA - Miscellaneous | Existing | Water Heating | Natural Gas | Retrocommissioning | A | Original Unit Summer Peak Savings (kW) | Technical Potential | 0 | 0 | 0 | 0 | 0 | 0 | 0 | 0 | 0 | 0 | 0 | 0 | 0 | 0 | 0 | 0 | 0 | 0 | 0 | 0 | 0 | 0 | 0 | 0 | 0 | 0 | 0
F3_Commercial_WA - Miscellaneous_Existing_Water Heating_Natural Gas_Retrocommissioning_A_Technical Potential | F3 | Commercial | WA - Miscellaneous | Existing | Water Heating | Natural Gas | Retrocommissioning | A | Original Unit Winter Peak Savings (kW) | Technical Potential | 0 | 0 | 0 | 0 | 0 | 0 | 0 | 0 | 0 | 0 | 0 | 0 | 0 | 0 | 0 | 0 | 0 | 0 | 0 | 0 | 0 | 0 | 0 | 0 | 0 | 0 | 0
F4_Commercial_WA - Miscellaneous_Existing_Water Heating_Natural Gas_Retrocommissioning_A_Technical Potential | F4 | Commercial | WA - Miscellaneous | Existing | Water Heating | Natural Gas | Retrocommissioning | A | Standalone Impact on Baseline Energy (%) | Technical Potential | 0 | 0 | 0 | 0.0011723 | 0.0035787 | 0.005985 | 0.007219 | 0.007219 | 0.007219 | 0.007219 | 0.007219 | 0.007219 | 0.007219 | 0.007219 | 0.007219 | 0.007219 | 0.007219 | 0.007219 | 0.007219 | 0.007219 | 0.007219 | 0.007219 | 0.007219 | 0.007219 | 0.007219 | 0.007219 | 0.007219
F5_Commercial_WA - Miscellaneous_Existing_Water Heating_Natural Gas_Retrocommissioning_A_Technical Potential | F5 | Commercial | WA - Miscellaneous | Existing | Water Heating | Natural Gas | Retrocommissioning | A | Standalone Impact on Baseline Summer Peak (%) | Technical Potential | 0 | 0 | 0 | 0 | 0 | 0 | 0 | 0 | 0 | 0 | 0 | 0 | 0 | 0 | 0 | 0 | 0 | 0 | 0 | 0 | 0 | 0 | 0 | 0 | 0 | 0 | 0
F6_Commercial_WA - Miscellaneous_Existing_Water Heating_Natural Gas_Retrocommissioning_A_Technical Potential | F6 | Commercial | WA - Miscellaneous | Existing | Water Heating | Natural Gas | Retrocommissioning | A | Standalone Impact on Baseline Winter Peak (%) | Technical Potential | 0 | 0 | 0 | 0 | 0 | 0 | 0 | 0 | 0 | 0 | 0 | 0 | 0 | 0 | 0 | 0 | 0 | 0 | 0 | 0 | 0 | 0 | 0 | 0 | 0 | 0 | 0
F7_Commercial_WA - Miscellaneous_Existing_Water Heating_Natural Gas_Retrocommissioning_A_Technical Potential | F7 | Commercial | WA - Miscellaneous | Existing | Water Heating | Natural Gas | Retrocommissioning | A | Incremental Energy Savings (MWh or mTherms) | Technical Potential | 0 | 0 | 0 | 1.3393 | 2.7107 | 2.6772 | 1.3581 | 3.8767e-16 | 0 | 0 | 0 | 0 | 0 | 0 | 0 | 0 | 0 | 0 | 0 | 0 | 0 | 0 | 0 | 0 | 0 | 0 | 0
F8_Commercial_WA - Miscellaneous_Existing_Water Heating_Natural Gas_Retrocommissioning_A_Technical Potential | F8 | Commercial | WA - Miscellaneous | Existing | Water Heating | Natural Gas | Retrocommissioning | A | Incremental Summer Peak Savings (MW) | Technical Potential | 0 | 0 | 0 | 0 | 0 | 0 | 0 | 0 | 0 | 0 | 0 | 0 | 0 | 0 | 0 | 0 | 0 | 0 | 0 | 0 | 0 | 0 | 0 | 0 | 0 | 0 | 0
F9_Commercial_WA - Miscellaneous_Existing_Water Heating_Natural Gas_Retrocommissioning_A_Technical Potential | F9 | Commercial | WA - Miscellaneous | Existing | Water Heating | Natural Gas | Retrocommissioning | A | Incremental Winter Peak Savings (MW) | Technical Potential | 0 | 0 | 0 | 0 | 0 | 0 | 0 | 0 | 0 | 0 | 0 | 0 | 0 | 0 | 0 | 0 | 0 | 0 | 0 | 0 | 0 | 0 | 0 | 0 | 0 | 0 | 0
F10_Commercial_WA - Miscellaneous_Existing_Water Heating_Natural Gas_Retrocommissioning_A_Technical Potential | F10 | Commercial | WA - Miscellaneous | Existing | Water Heating | Natural Gas | Retrocommissioning | A | Cumulative Energy Savings (MWh or mTherms) | Technical Potential | 0 | 0 | 0 | 1.3393 | 4.0312 | 6.6587 | 7.9451 | 7.8719 | 7.8112 | 7.7627 | 7.7239 | 7.6929 | 7.668 | 7.6481 | 7.6322 | 7.6195 | 7.6093 | 7.6012 | 7.5947 | 7.5895 | 7.5853 | 7.582 | 7.5793 | 7.5772 | 7.5755 | 7.5741 | 7.573
F11_Commercial_WA - Miscellaneous_Existing_Water Heating_Natural Gas_Retrocommissioning_A_Technical Potential | F11 | Commercial | WA - Miscellaneous | Existing | Water Heating | Natural Gas | Retrocommissioning | A | Cumulative Summer Peak Savings (MW) | Technical Potential | 0 | 0 | 0 | 0 | 0 | 0 | 0 | 0 | 0 | 0 | 0 | 0 | 0 | 0 | 0 | 0 | 0 | 0 | 0 | 0 | 0 | 0 | 0 | 0 | 0 | 0 | 0
F12_Commercial_WA - Miscellaneous_Existing_Water Heating_Natural Gas_Retrocommissioning_A_Technical Potential | F12 | Commercial | WA - Miscellaneous | Existing | Water Heating | Natural Gas | Retrocommissioning | A | Cumulative Winter Peak Savings (MW) | Technical Potential | 0 | 0 | 0 | 0 | 0 | 0 | 0 | 0 | 0 | 0 | 0 | 0 | 0 | 0 | 0 | 0 | 0 | 0 | 0 | 0 | 0 | 0 | 0 | 0 | 0 | 0 | 0
F13_Commercial_WA - Miscellaneous_Existing_Water Heating_Natural Gas_Retrocommissioning_A_Technical Potential | F13 | Commercial | WA - Miscellaneous | Existing | Water Heating | Natural Gas | Retrocommissioning | A | Purchases (Incremental) | Technical Potential | 0 | 0 | 0 | 47984.423 | 98494.3419 | 98494.3419 | 50509.9189 | 1.4552e-11 | 0 | 0 | 0 | 0 | 0 | 0 | 0 | 0 | 0 | 0 | 0 | 0 | 0 | 0 | 0 | 0 | 0 | 0 | 0
F14_Commercial_WA - Miscellaneous_Existing_Water Heating_Natural Gas_Retrocommissioning_A_Technical Potential | F14 | Commercial | WA - Miscellaneous | Existing | Water Heating | Natural Gas | Retrocommissioning | A | Purchases (Cumulative) | Technical Potential | 0 | 0 | 0 | 47984.423 | 146478.7649 | 244973.1068 | 295483.0258 | 295483.0258 | 295483.0258 | 295483.0258 | 295483.0258 | 295483.0258 | 295483.0258 | 295483.0258 | 295483.0258 | 295483.0258 | 295483.0258 | 295483.0258 | 295483.0258 | 295483.0258 | 295483.0258 | 295483.0258 | 295483.0258 | 295483.0258 | 295483.0258 | 295483.0258 | 295483.0258
F1_Commercial_WA - Miscellaneous_New_Space Heating_Natural Gas_Insulation - Ceiling_A_Technical Potential | F1 | Commercial | WA - Miscellaneous | New | Space Heating | Natural Gas | Insulation - Ceiling | A | Original Unit Energy Savings (kWh or therms) | Technical Potential | 0 | 0 | 0 | 0 | 0 | 0 | 0 | 0 | 0 | 0 | 0 | 0 | 0 | 0 | 0 | 0 | 0 | 0 | 0 | 0 | 0 | 0 | 0 | 0 | 0 | 0 | 0
F2_Commercial_WA - Miscellaneous_New_Space Heating_Natural Gas_Insulation - Ceiling_A_Technical Potential | F2 | Commercial | WA - Miscellaneous | New | Space Heating | Natural Gas | Insulation - Ceiling | A | Original Unit Summer Peak Savings (kW) | Technical Potential | 0 | 0 | 0 | 0 | 0 | 0 | 0 | 0 | 0 | 0 | 0 | 0 | 0 | 0 | 0 | 0 | 0 | 0 | 0 | 0 | 0 | 0 | 0 | 0 | 0 | 0 | 0
F3_Commercial_WA - Miscellaneous_New_Space Heating_Natural Gas_Insulation - Ceiling_A_Technical Potential | F3 | Commercial | WA - Miscellaneous | New | Space Heating | Natural Gas | Insulation - Ceiling | A | Original Unit Winter Peak Savings (kW) | Technical Potential | 0 | 0 | 0 | 0 | 0 | 0 | 0 | 0 | 0 | 0 | 0 | 0 | 0 | 0 | 0 | 0 | 0 | 0 | 0 | 0 | 0 | 0 | 0 | 0 | 0 | 0 | 0
F4_Commercial_WA - Miscellaneous_New_Space Heating_Natural Gas_Insulation - Ceiling_A_Technical Potential | F4 | Commercial | WA - Miscellaneous | New | Space Heating | Natural Gas | Insulation - Ceiling | A | Standalone Impact on Baseline Energy (%) | Technical Potential | 0 | 0 | 0 | 0 | 0 | 0 | 0 | 0 | 0 | 0 | 0 | 0 | 0 | 0 | 0 | 0 | 0 | 0 | 0 | 0 | 0 | 0 | 0 | 0 | 0 | 0 | 0
F5_Commercial_WA - Miscellaneous_New_Space Heating_Natural Gas_Insulation - Ceiling_A_Technical Potential | F5 | Commercial | WA - Miscellaneous | New | Space Heating | Natural Gas | Insulation - Ceiling | A | Standalone Impact on Baseline Summer Peak (%) | Technical Potential | 0 | 0 | 0 | 0 | 0 | 0 | 0 | 0 | 0 | 0 | 0 | 0 | 0 | 0 | 0 | 0 | 0 | 0 | 0 | 0 | 0 | 0 | 0 | 0 | 0 | 0 | 0
F6_Commercial_WA - Miscellaneous_New_Space Heating_Natural Gas_Insulation - Ceiling_A_Technical Potential | F6 | Commercial | WA - Miscellaneous | New | Space Heating | Natural Gas | Insulation - Ceiling | A | Standalone Impact on Baseline Winter Peak (%) | Technical Potential | 0 | 0 | 0 | 0 | 0 | 0 | 0 | 0 | 0 | 0 | 0 | 0 | 0 | 0 | 0 | 0 | 0 | 0 | 0 | 0 | 0 | 0 | 0 | 0 | 0 | 0 | 0
F7_Commercial_WA - Miscellaneous_New_Space Heating_Natural Gas_Insulation - Ceiling_A_Technical Potential | F7 | Commercial | WA - Miscellaneous | New | Space Heating | Natural Gas | Insulation - Ceiling | A | Incremental Energy Savings (MWh or mTherms) | Technical Potential | 0 | 0 | 0 | 0 | 0 | 0 | 0 | 0 | 0 | 0 | 0 | 0 | 0 | 0 | 0 | 0 | 0 | 0 | 0 | 0 | 0 | 0 | 0 | 0 | 0 | 0 | 0
F8_Commercial_WA - Miscellaneous_New_Space Heating_Natural Gas_Insulation - Ceiling_A_Technical Potential | F8 | Commercial | WA - Miscellaneous | New | Space Heating | Natural Gas | Insulation - Ceiling | A | Incremental Summer Peak Savings (MW) | Technical Potential | 0 | 0 | 0 | 0 | 0 | 0 | 0 | 0 | 0 | 0 | 0 | 0 | 0 | 0 | 0 | 0 | 0 | 0 | 0 | 0 | 0 | 0 | 0 | 0 | 0 | 0 | 0
F9_Commercial_WA - Miscellaneous_New_Space Heating_Natural Gas_Insulation - Ceiling_A_Technical Potential | F9 | Commercial | WA - Miscellaneous | New | Space Heating | Natural Gas | Insulation - Ceiling | A | Incremental Winter Peak Savings (MW) | Technical Potential | 0 | 0 | 0 | 0 | 0 | 0 | 0 | 0 | 0 | 0 | 0 | 0 | 0 | 0 | 0 | 0 | 0 | 0 | 0 | 0 | 0 | 0 | 0 | 0 | 0 | 0 | 0
F10_Commercial_WA - Miscellaneous_New_Space Heating_Natural Gas_Insulation - Ceiling_A_Technical Potential | F10 | Commercial | WA - Miscellaneous | New | Space Heating | Natural Gas | Insulation - Ceiling | A | Cumulative Energy Savings (MWh or mTherms) | Technical Potential | 0 | 0 | 0 | 0 | 0 | 0 | 0 | 0 | 0 | 0 | 0 | 0 | 0 | 0 | 0 | 0 | 0 | 0 | 0 | 0 | 0 | 0 | 0 | 0 | 0 | 0 | 0
F11_Commercial_WA - Miscellaneous_New_Space Heating_Natural Gas_Insulation - Ceiling_A_Technical Potential | F11 | Commercial | WA - Miscellaneous | New | Space Heating | Natural Gas | Insulation - Ceiling | A | Cumulative Summer Peak Savings (MW) | Technical Potential | 0 | 0 | 0 | 0 | 0 | 0 | 0 | 0 | 0 | 0 | 0 | 0 | 0 | 0 | 0 | 0 | 0 | 0 | 0 | 0 | 0 | 0 | 0 | 0 | 0 | 0 | 0
F12_Commercial_WA - Miscellaneous_New_Space Heating_Natural Gas_Insulation - Ceiling_A_Technical Potential | F12 | Commercial | WA - Miscellaneous | New | Space Heating | Natural Gas | Insulation - Ceiling | A | Cumulative Winter Peak Savings (MW) | Technical Potential | 0 | 0 | 0 | 0 | 0 | 0 | 0 | 0 | 0 | 0 | 0 | 0 | 0 | 0 | 0 | 0 | 0 | 0 | 0 | 0 | 0 | 0 | 0 | 0 | 0 | 0 | 0
F13_Commercial_WA - Miscellaneous_New_Space Heating_Natural Gas_Insulation - Ceiling_A_Technical Potential | F13 | Commercial | WA - Miscellaneous | New | Space Heating | Natural Gas | Insulation - Ceiling | A | Purchases (Incremental) | Technical Potential | 0 | 0 | 0 | 0 | 0 | 0 | 0 | 0 | 0 | 0 | 0 | 0 | 0 | 0 | 0 | 0 | 0 | 0 | 0 | 0 | 0 | 0 | 0 | 0 | 0 | 0 | 0
F14_Commercial_WA - Miscellaneous_New_Space Heating_Natural Gas_Insulation - Ceiling_A_Technical Potential | F14 | Commercial | WA - Miscellaneous | New | Space Heating | Natural Gas | Insulation - Ceiling | A | Purchases (Cumulative) | Technical Potential | 0 | 0 | 0 | 0 | 0 | 0 | 0 | 0 | 0 | 0 | 0 | 0 | 0 | 0 | 0 | 0 | 0 | 0 | 0 | 0 | 0 | 0 | 0 | 0 | 0 | 0 | 0
F1_Commercial_WA - Miscellaneous_New_Space Heating_Natural Gas_Insulation - Ducting_A_Technical Potential | F1 | Commercial | WA - Miscellaneous | New | Space Heating | Natural Gas | Insulation - Ducting | A | Original Unit Energy Savings (kWh or therms) | Technical Potential | 0 | 0 | 0 | 0 | 0 | 0 | 0 | 0 | 0 | 0 | 0 | 0 | 0 | 0 | 0 | 0 | 0 | 0 | 0 | 0 | 0 | 0 | 0 | 0 | 0 | 0 | 0
F2_Commercial_WA - Miscellaneous_New_Space Heating_Natural Gas_Insulation - Ducting_A_Technical Potential | F2 | Commercial | WA - Miscellaneous | New | Space Heating | Natural Gas | Insulation - Ducting | A | Original Unit Summer Peak Savings (kW) | Technical Potential | 0 | 0 | 0 | 0 | 0 | 0 | 0 | 0 | 0 | 0 | 0 | 0 | 0 | 0 | 0 | 0 | 0 | 0 | 0 | 0 | 0 | 0 | 0 | 0 | 0 | 0 | 0
F3_Commercial_WA - Miscellaneous_New_Space Heating_Natural Gas_Insulation - Ducting_A_Technical Potential | F3 | Commercial | WA - Miscellaneous | New | Space Heating | Natural Gas | Insulation - Ducting | A | Original Unit Winter Peak Savings (kW) | Technical Potential | 0 | 0 | 0 | 0 | 0 | 0 | 0 | 0 | 0 | 0 | 0 | 0 | 0 | 0 | 0 | 0 | 0 | 0 | 0 | 0 | 0 | 0 | 0 | 0 | 0 | 0 | 0
F4_Commercial_WA - Miscellaneous_New_Space Heating_Natural Gas_Insulation - Ducting_A_Technical Potential | F4 | Commercial | WA - Miscellaneous | New | Space Heating | Natural Gas | Insulation - Ducting | A | Standalone Impact on Baseline Energy (%) | Technical Potential | 0 | 0 | 0 | 0 | 0 | 0 | 0 | 0 | 0 | 0 | 0 | 0 | 0 | 0 | 0 | 0 | 0 | 0 | 0 | 0 | 0 | 0 | 0 | 0 | 0 | 0 | 0
F5_Commercial_WA - Miscellaneous_New_Space Heating_Natural Gas_Insulation - Ducting_A_Technical Potential | F5 | Commercial | WA - Miscellaneous | New | Space Heating | Natural Gas | Insulation - Ducting | A | Standalone Impact on Baseline Summer Peak (%) | Technical Potential | 0 | 0 | 0 | 0 | 0 | 0 | 0 | 0 | 0 | 0 | 0 | 0 | 0 | 0 | 0 | 0 | 0 | 0 | 0 | 0 | 0 | 0 | 0 | 0 | 0 | 0 | 0
F6_Commercial_WA - Miscellaneous_New_Space Heating_Natural Gas_Insulation - Ducting_A_Technical Potential | F6 | Commercial | WA - Miscellaneous | New | Space Heating | Natural Gas | Insulation - Ducting | A | Standalone Impact on Baseline Winter Peak (%) | Technical Potential | 0 | 0 | 0 | 0 | 0 | 0 | 0 | 0 | 0 | 0 | 0 | 0 | 0 | 0 | 0 | 0 | 0 | 0 | 0 | 0 | 0 | 0 | 0 | 0 | 0 | 0 | 0
F7_Commercial_WA - Miscellaneous_New_Space Heating_Natural Gas_Insulation - Ducting_A_Technical Potential | F7 | Commercial | WA - Miscellaneous | New | Space Heating | Natural Gas | Insulation - Ducting | A | Incremental Energy Savings (MWh or mTherms) | Technical Potential | 0 | 0 | 0 | 0 | 0 | 0 | 0 | 0 | 0 | 0 | 0 | 0 | 0 | 0 | 0 | 0 | 0 | 0 | 0 | 0 | 0 | 0 | 0 | 0 | 0 | 0 | 0
F8_Commercial_WA - Miscellaneous_New_Space Heating_Natural Gas_Insulation - Ducting_A_Technical Potential | F8 | Commercial | WA - Miscellaneous | New | Space Heating | Natural Gas | Insulation - Ducting | A | Incremental Summer Peak Savings (MW) | Technical Potential | 0 | 0 | 0 | 0 | 0 | 0 | 0 | 0 | 0 | 0 | 0 | 0 | 0 | 0 | 0 | 0 | 0 | 0 | 0 | 0 | 0 | 0 | 0 | 0 | 0 | 0 | 0
F9_Commercial_WA - Miscellaneous_New_Space Heating_Natural Gas_Insulation - Ducting_A_Technical Potential | F9 | Commercial | WA - Miscellaneous | New | Space Heating | Natural Gas | Insulation - Ducting | A | Incremental Winter Peak Savings (MW) | Technical Potential | 0 | 0 | 0 | 0 | 0 | 0 | 0 | 0 | 0 | 0 | 0 | 0 | 0 | 0 | 0 | 0 | 0 | 0 | 0 | 0 | 0 | 0 | 0 | 0 | 0 | 0 | 0
F10_Commercial_WA - Miscellaneous_New_Space Heating_Natural Gas_Insulation - Ducting_A_Technical Potential | F10 | Commercial | WA - Miscellaneous | New | Space Heating | Natural Gas | Insulation - Ducting | A | Cumulative Energy Savings (MWh or mTherms) | Technical Potential | 0 | 0 | 0 | 0 | 0 | 0 | 0 | 0 | 0 | 0 | 0 | 0 | 0 | 0 | 0 | 0 | 0 | 0 | 0 | 0 | 0 | 0 | 0 | 0 | 0 | 0 | 0
F11_Commercial_WA - Miscellaneous_New_Space Heating_Natural Gas_Insulation - Ducting_A_Technical Potential | F11 | Commercial | WA - Miscellaneous | New | Space Heating | Natural Gas | Insulation - Ducting | A | Cumulative Summer Peak Savings (MW) | Technical Potential | 0 | 0 | 0 | 0 | 0 | 0 | 0 | 0 | 0 | 0 | 0 | 0 | 0 | 0 | 0 | 0 | 0 | 0 | 0 | 0 | 0 | 0 | 0 | 0 | 0 | 0 | 0
F12_Commercial_WA - Miscellaneous_New_Space Heating_Natural Gas_Insulation - Ducting_A_Technical Potential | F12 | Commercial | WA - Miscellaneous | New | Space Heating | Natural Gas | Insulation - Ducting | A | Cumulative Winter Peak Savings (MW) | Technical Potential | 0 | 0 | 0 | 0 | 0 | 0 | 0 | 0 | 0 | 0 | 0 | 0 | 0 | 0 | 0 | 0 | 0 | 0 | 0 | 0 | 0 | 0 | 0 | 0 | 0 | 0 | 0
F13_Commercial_WA - Miscellaneous_New_Space Heating_Natural Gas_Insulation - Ducting_A_Technical Potential | F13 | Commercial | WA - Miscellaneous | New | Space Heating | Natural Gas | Insulation - Ducting | A | Purchases (Incremental) | Technical Potential | 0 | 0 | 0 | 0 | 0 | 0 | 0 | 0 | 0 | 0 | 0 | 0 | 0 | 0 | 0 | 0 | 0 | 0 | 0 | 0 | 0 | 0 | 0 | 0 | 0 | 0 | 0
F14_Commercial_WA - Miscellaneous_New_Space Heating_Natural Gas_Insulation - Ducting_A_Technical Potential | F14 | Commercial | WA - Miscellaneous | New | Space Heating | Natural Gas | Insulation - Ducting | A | Purchases (Cumulative) | Technical Potential | 0 | 0 | 0 | 0 | 0 | 0 | 0 | 0 | 0 | 0 | 0 | 0 | 0 | 0 | 0 | 0 | 0 | 0 | 0 | 0 | 0 | 0 | 0 | 0 | 0 | 0 | 0
F1_Commercial_WA - Miscellaneous_New_Space Heating_Natural Gas_Insulation - Wall Cavity_A_Technical Potential | F1 | Commercial | WA - Miscellaneous | New | Space Heating | Natural Gas | Insulation - Wall Cavity | A | Original Unit Energy Savings (kWh or therms) | Technical Potential | 0 | 0 | 0 | 0 | 0 | 0 | 0 | 0 | 0 | 0 | 0 | 0 | 0 | 0 | 0 | 0 | 0 | 0 | 0 | 0 | 0 | 0 | 0 | 0 | 0 | 0 | 0
F2_Commercial_WA - Miscellaneous_New_Space Heating_Natural Gas_Insulation - Wall Cavity_A_Technical Potential | F2 | Commercial | WA - Miscellaneous | New | Space Heating | Natural Gas | Insulation - Wall Cavity | A | Original Unit Summer Peak Savings (kW) | Technical Potential | 0 | 0 | 0 | 0 | 0 | 0 | 0 | 0 | 0 | 0 | 0 | 0 | 0 | 0 | 0 | 0 | 0 | 0 | 0 | 0 | 0 | 0 | 0 | 0 | 0 | 0 | 0
F3_Commercial_WA - Miscellaneous_New_Space Heating_Natural Gas_Insulation - Wall Cavity_A_Technical Potential | F3 | Commercial | WA - Miscellaneous | New | Space Heating | Natural Gas | Insulation - Wall Cavity | A | Original Unit Winter Peak Savings (kW) | Technical Potential | 0 | 0 | 0 | 0 | 0 | 0 | 0 | 0 | 0 | 0 | 0 | 0 | 0 | 0 | 0 | 0 | 0 | 0 | 0 | 0 | 0 | 0 | 0 | 0 | 0 | 0 | 0
F4_Commercial_WA - Miscellaneous_New_Space Heating_Natural Gas_Insulation - Wall Cavity_A_Technical Potential | F4 | Commercial | WA - Miscellaneous | New | Space Heating | Natural Gas | Insulation - Wall Cavity | A | Standalone Impact on Baseline Energy (%) | Technical Potential | 0 | 0 | 0 | 0 | 0 | 0 | 0 | 0 | 0 | 0 | 0 | 0 | 0 | 0 | 0 | 0 | 0 | 0 | 0 | 0 | 0 | 0 | 0 | 0 | 0 | 0 | 0
F5_Commercial_WA - Miscellaneous_New_Space Heating_Natural Gas_Insulation - Wall Cavity_A_Technical Potential | F5 | Commercial | WA - Miscellaneous | New | Space Heating | Natural Gas | Insulation - Wall Cavity | A | Standalone Impact on Baseline Summer Peak (%) | Technical Potential | 0 | 0 | 0 | 0 | 0 | 0 | 0 | 0 | 0 | 0 | 0 | 0 | 0 | 0 | 0 | 0 | 0 | 0 | 0 | 0 | 0 | 0 | 0 | 0 | 0 | 0 | 0
F6_Commercial_WA - Miscellaneous_New_Space Heating_Natural Gas_Insulation - Wall Cavity_A_Technical Potential | F6 | Commercial | WA - Miscellaneous | New | Space Heating | Natural Gas | Insulation - Wall Cavity | A | Standalone Impact on Baseline Winter Peak (%) | Technical Potential | 0 | 0 | 0 | 0 | 0 | 0 | 0 | 0 | 0 | 0 | 0 | 0 | 0 | 0 | 0 | 0 | 0 | 0 | 0 | 0 | 0 | 0 | 0 | 0 | 0 | 0 | 0
F7_Commercial_WA - Miscellaneous_New_Space Heating_Natural Gas_Insulation - Wall Cavity_A_Technical Potential | F7 | Commercial | WA - Miscellaneous | New | Space Heating | Natural Gas | Insulation - Wall Cavity | A | Incremental Energy Savings (MWh or mTherms) | Technical Potential | 0 | 0 | 0 | 0 | 0 | 0 | 0 | 0 | 0 | 0 | 0 | 0 | 0 | 0 | 0 | 0 | 0 | 0 | 0 | 0 | 0 | 0 | 0 | 0 | 0 | 0 | 0
F8_Commercial_WA - Miscellaneous_New_Space Heating_Natural Gas_Insulation - Wall Cavity_A_Technical Potential | F8 | Commercial | WA - Miscellaneous | New | Space Heating | Natural Gas | Insulation - Wall Cavity | A | Incremental Summer Peak Savings (MW) | Technical Potential | 0 | 0 | 0 | 0 | 0 | 0 | 0 | 0 | 0 | 0 | 0 | 0 | 0 | 0 | 0 | 0 | 0 | 0 | 0 | 0 | 0 | 0 | 0 | 0 | 0 | 0 | 0
F9_Commercial_WA - Miscellaneous_New_Space Heating_Natural Gas_Insulation - Wall Cavity_A_Technical Potential | F9 | Commercial | WA - Miscellaneous | New | Space Heating | Natural Gas | Insulation - Wall Cavity | A | Incremental Winter Peak Savings (MW) | Technical Potential | 0 | 0 | 0 | 0 | 0 | 0 | 0 | 0 | 0 | 0 | 0 | 0 | 0 | 0 | 0 | 0 | 0 | 0 | 0 | 0 | 0 | 0 | 0 | 0 | 0 | 0 | 0
F10_Commercial_WA - Miscellaneous_New_Space Heating_Natural Gas_Insulation - Wall Cavity_A_Technical Potential | F10 | Commercial | WA - Miscellaneous | New | Space Heating | Natural Gas | Insulation - Wall Cavity | A | Cumulative Energy Savings (MWh or mTherms) | Technical Potential | 0 | 0 | 0 | 0 | 0 | 0 | 0 | 0 | 0 | 0 | 0 | 0 | 0 | 0 | 0 | 0 | 0 | 0 | 0 | 0 | 0 | 0 | 0 | 0 | 0 | 0 | 0
F11_Commercial_WA - Miscellaneous_New_Space Heating_Natural Gas_Insulation - Wall Cavity_A_Technical Potential | F11 | Commercial | WA - Miscellaneous | New | Space Heating | Natural Gas | Insulation - Wall Cavity | A | Cumulative Summer Peak Savings (MW) | Technical Potential | 0 | 0 | 0 | 0 | 0 | 0 | 0 | 0 | 0 | 0 | 0 | 0 | 0 | 0 | 0 | 0 | 0 | 0 | 0 | 0 | 0 | 0 | 0 | 0 | 0 | 0 | 0
F12_Commercial_WA - Miscellaneous_New_Space Heating_Natural Gas_Insulation - Wall Cavity_A_Technical Potential | F12 | Commercial | WA - Miscellaneous | New | Space Heating | Natural Gas | Insulation - Wall Cavity | A | Cumulative Winter Peak Savings (MW) | Technical Potential | 0 | 0 | 0 | 0 | 0 | 0 | 0 | 0 | 0 | 0 | 0 | 0 | 0 | 0 | 0 | 0 | 0 | 0 | 0 | 0 | 0 | 0 | 0 | 0 | 0 | 0 | 0
F13_Commercial_WA - Miscellaneous_New_Space Heating_Natural Gas_Insulation - Wall Cavity_A_Technical Potential | F13 | Commercial | WA - Miscellaneous | New | Space Heating | Natural Gas | Insulation - Wall Cavity | A | Purchases (Incremental) | Technical Potential | 0 | 0 | 0 | 0 | 0 | 0 | 0 | 0 | 0 | 0 | 0 | 0 | 0 | 0 | 0 | 0 | 0 | 0 | 0 | 0 | 0 | 0 | 0 | 0 | 0 | 0 | 0
F14_Commercial_WA - Miscellaneous_New_Space Heating_Natural Gas_Insulation - Wall Cavity_A_Technical Potential | F14 | Commercial | WA - Miscellaneous | New | Space Heating | Natural Gas | Insulation - Wall Cavity | A | Purchases (Cumulative) | Technical Potential | 0 | 0 | 0 | 0 | 0 | 0 | 0 | 0 | 0 | 0 | 0 | 0 | 0 | 0 | 0 | 0 | 0 | 0 | 0 | 0 | 0 | 0 | 0 | 0 | 0 | 0 | 0
F1_Commercial_WA - Miscellaneous_New_Space Heating_Natural Gas_Green Roof - Vegetated Rooftop_A_Technical Potential | F1 | Commercial | WA - Miscellaneous | New | Space Heating | Natural Gas | Green Roof - Vegetated Rooftop | A | Original Unit Energy Savings (kWh or therms) | Technical Potential | 0 | 0 | 0 | 0 | 0 | 0 | 0 | 0 | 0 | 0 | 0 | 0 | 0 | 0 | 0 | 0 | 0 | 0 | 0 | 0 | 0 | 0 | 0 | 0 | 0 | 0 | 0
F2_Commercial_WA - Miscellaneous_New_Space Heating_Natural Gas_Green Roof - Vegetated Rooftop_A_Technical Potential | F2 | Commercial | WA - Miscellaneous | New | Space Heating | Natural Gas | Green Roof - Vegetated Rooftop | A | Original Unit Summer Peak Savings (kW) | Technical Potential | 0 | 0 | 0 | 0 | 0 | 0 | 0 | 0 | 0 | 0 | 0 | 0 | 0 | 0 | 0 | 0 | 0 | 0 | 0 | 0 | 0 | 0 | 0 | 0 | 0 | 0 | 0
F3_Commercial_WA - Miscellaneous_New_Space Heating_Natural Gas_Green Roof - Vegetated Rooftop_A_Technical Potential | F3 | Commercial | WA - Miscellaneous | New | Space Heating | Natural Gas | Green Roof - Vegetated Rooftop | A | Original Unit Winter Peak Savings (kW) | Technical Potential | 0 | 0 | 0 | 0 | 0 | 0 | 0 | 0 | 0 | 0 | 0 | 0 | 0 | 0 | 0 | 0 | 0 | 0 | 0 | 0 | 0 | 0 | 0 | 0 | 0 | 0 | 0
F4_Commercial_WA - Miscellaneous_New_Space Heating_Natural Gas_Green Roof - Vegetated Rooftop_A_Technical Potential | F4 | Commercial | WA - Miscellaneous | New | Space Heating | Natural Gas | Green Roof - Vegetated Rooftop | A | Standalone Impact on Baseline Energy (%) | Technical Potential | 0 | 0 | 0 | 0 | 0 | 0 | 0 | 0 | 0 | 0 | 0 | 0 | 0 | 0 | 0 | 0 | 0 | 0 | 0 | 0 | 0 | 0 | 0 | 0 | 0 | 0 | 0
F5_Commercial_WA - Miscellaneous_New_Space Heating_Natural Gas_Green Roof - Vegetated Rooftop_A_Technical Potential | F5 | Commercial | WA - Miscellaneous | New | Space Heating | Natural Gas | Green Roof - Vegetated Rooftop | A | Standalone Impact on Baseline Summer Peak (%) | Technical Potential | 0 | 0 | 0 | 0 | 0 | 0 | 0 | 0 | 0 | 0 | 0 | 0 | 0 | 0 | 0 | 0 | 0 | 0 | 0 | 0 | 0 | 0 | 0 | 0 | 0 | 0 | 0
F6_Commercial_WA - Miscellaneous_New_Space Heating_Natural Gas_Green Roof - Vegetated Rooftop_A_Technical Potential | F6 | Commercial | WA - Miscellaneous | New | Space Heating | Natural Gas | Green Roof - Vegetated Rooftop | A | Standalone Impact on Baseline Winter Peak (%) | Technical Potential | 0 | 0 | 0 | 0 | 0 | 0 | 0 | 0 | 0 | 0 | 0 | 0 | 0 | 0 | 0 | 0 | 0 | 0 | 0 | 0 | 0 | 0 | 0 | 0 | 0 | 0 | 0
F7_Commercial_WA - Miscellaneous_New_Space Heating_Natural Gas_Green Roof - Vegetated Rooftop_A_Technical Potential | F7 | Commercial | WA - Miscellaneous | New | Space Heating | Natural Gas | Green Roof - Vegetated Rooftop | A | Incremental Energy Savings (MWh or mTherms) | Technical Potential | 0 | 0 | 0 | 0 | 0 | 0 | 0 | 0 | 0 | 0 | 0 | 0 | 0 | 0 | 0 | 0 | 0 | 0 | 0 | 0 | 0 | 0 | 0 | 0 | 0 | 0 | 0
F8_Commercial_WA - Miscellaneous_New_Space Heating_Natural Gas_Green Roof - Vegetated Rooftop_A_Technical Potential | F8 | Commercial | WA - Miscellaneous | New | Space Heating | Natural Gas | Green Roof - Vegetated Rooftop | A | Incremental Summer Peak Savings (MW) | Technical Potential | 0 | 0 | 0 | 0 | 0 | 0 | 0 | 0 | 0 | 0 | 0 | 0 | 0 | 0 | 0 | 0 | 0 | 0 | 0 | 0 | 0 | 0 | 0 | 0 | 0 | 0 | 0
F9_Commercial_WA - Miscellaneous_New_Space Heating_Natural Gas_Green Roof - Vegetated Rooftop_A_Technical Potential | F9 | Commercial | WA - Miscellaneous | New | Space Heating | Natural Gas | Green Roof - Vegetated Rooftop | A | Incremental Winter Peak Savings (MW) | Technical Potential | 0 | 0 | 0 | 0 | 0 | 0 | 0 | 0 | 0 | 0 | 0 | 0 | 0 | 0 | 0 | 0 | 0 | 0 | 0 | 0 | 0 | 0 | 0 | 0 | 0 | 0 | 0
F10_Commercial_WA - Miscellaneous_New_Space Heating_Natural Gas_Green Roof - Vegetated Rooftop_A_Technical Potential | F10 | Commercial | WA - Miscellaneous | New | Space Heating | Natural Gas | Green Roof - Vegetated Rooftop | A | Cumulative Energy Savings (MWh or mTherms) | Technical Potential | 0 | 0 | 0 | 0 | 0 | 0 | 0 | 0 | 0 | 0 | 0 | 0 | 0 | 0 | 0 | 0 | 0 | 0 | 0 | 0 | 0 | 0 | 0 | 0 | 0 | 0 | 0
F11_Commercial_WA - Miscellaneous_New_Space Heating_Natural Gas_Green Roof - Vegetated Rooftop_A_Technical Potential | F11 | Commercial | WA - Miscellaneous | New | Space Heating | Natural Gas | Green Roof - Vegetated Rooftop | A | Cumulative Summer Peak Savings (MW) | Technical Potential | 0 | 0 | 0 | 0 | 0 | 0 | 0 | 0 | 0 | 0 | 0 | 0 | 0 | 0 | 0 | 0 | 0 | 0 | 0 | 0 | 0 | 0 | 0 | 0 | 0 | 0 | 0
F12_Commercial_WA - Miscellaneous_New_Space Heating_Natural Gas_Green Roof - Vegetated Rooftop_A_Technical Potential | F12 | Commercial | WA - Miscellaneous | New | Space Heating | Natural Gas | Green Roof - Vegetated Rooftop | A | Cumulative Winter Peak Savings (MW) | Technical Potential | 0 | 0 | 0 | 0 | 0 | 0 | 0 | 0 | 0 | 0 | 0 | 0 | 0 | 0 | 0 | 0 | 0 | 0 | 0 | 0 | 0 | 0 | 0 | 0 | 0 | 0 | 0
F13_Commercial_WA - Miscellaneous_New_Space Heating_Natural Gas_Green Roof - Vegetated Rooftop_A_Technical Potential | F13 | Commercial | WA - Miscellaneous | New | Space Heating | Natural Gas | Green Roof - Vegetated Rooftop | A | Purchases (Incremental) | Technical Potential | 0 | 0 | 0 | 0 | 0 | 0 | 0 | 0 | 0 | 0 | 0 | 0 | 0 | 0 | 0 | 0 | 0 | 0 | 0 | 0 | 0 | 0 | 0 | 0 | 0 | 0 | 0
F14_Commercial_WA - Miscellaneous_New_Space Heating_Natural Gas_Green Roof - Vegetated Rooftop_A_Technical Potential | F14 | Commercial | WA - Miscellaneous | New | Space Heating | Natural Gas | Green Roof - Vegetated Rooftop | A | Purchases (Cumulative) | Technical Potential | 0 | 0 | 0 | 0 | 0 | 0 | 0 | 0 | 0 | 0 | 0 | 0 | 0 | 0 | 0 | 0 | 0 | 0 | 0 | 0 | 0 | 0 | 0 | 0 | 0 | 0 | 0
F1_Commercial_WA - Miscellaneous_New_Space Heating_Natural Gas_Ducting - Repair and Sealing_A_Technical Potential | F1 | Commercial | WA - Miscellaneous | New | Space Heating | Natural Gas | Ducting - Repair and Sealing | A | Original Unit Energy Savings (kWh or therms) | Technical Potential | 0 | 0 | 0 | 0 | 0 | 0 | 0 | 0 | 0 | 0 | 0 | 0 | 0 | 0 | 0 | 0 | 0 | 0 | 0 | 0 | 0 | 0 | 0 | 0 | 0 | 0 | 0
F2_Commercial_WA - Miscellaneous_New_Space Heating_Natural Gas_Ducting - Repair and Sealing_A_Technical Potential | F2 | Commercial | WA - Miscellaneous | New | Space Heating | Natural Gas | Ducting - Repair and Sealing | A | Original Unit Summer Peak Savings (kW) | Technical Potential | 0 | 0 | 0 | 0 | 0 | 0 | 0 | 0 | 0 | 0 | 0 | 0 | 0 | 0 | 0 | 0 | 0 | 0 | 0 | 0 | 0 | 0 | 0 | 0 | 0 | 0 | 0
F3_Commercial_WA - Miscellaneous_New_Space Heating_Natural Gas_Ducting - Repair and Sealing_A_Technical Potential | F3 | Commercial | WA - Miscellaneous | New | Space Heating | Natural Gas | Ducting - Repair and Sealing | A | Original Unit Winter Peak Savings (kW) | Technical Potential | 0 | 0 | 0 | 0 | 0 | 0 | 0 | 0 | 0 | 0 | 0 | 0 | 0 | 0 | 0 | 0 | 0 | 0 | 0 | 0 | 0 | 0 | 0 | 0 | 0 | 0 | 0
F4_Commercial_WA - Miscellaneous_New_Space Heating_Natural Gas_Ducting - Repair and Sealing_A_Technical Potential | F4 | Commercial | WA - Miscellaneous | New | Space Heating | Natural Gas | Ducting - Repair and Sealing | A | Standalone Impact on Baseline Energy (%) | Technical Potential | 0 | 0 | 0 | 0 | 0 | 0 | 0 | 0 | 0 | 0 | 0 | 0 | 0 | 0 | 0 | 0 | 0 | 0 | 0 | 0 | 0 | 0 | 0 | 0 | 0 | 0 | 0
F5_Commercial_WA - Miscellaneous_New_Space Heating_Natural Gas_Ducting - Repair and Sealing_A_Technical Potential | F5 | Commercial | WA - Miscellaneous | New | Space Heating | Natural Gas | Ducting - Repair and Sealing | A | Standalone Impact on Baseline Summer Peak (%) | Technical Potential | 0 | 0 | 0 | 0 | 0 | 0 | 0 | 0 | 0 | 0 | 0 | 0 | 0 | 0 | 0 | 0 | 0 | 0 | 0 | 0 | 0 | 0 | 0 | 0 | 0 | 0 | 0
F6_Commercial_WA - Miscellaneous_New_Space Heating_Natural Gas_Ducting - Repair and Sealing_A_Technical Potential | F6 | Commercial | WA - Miscellaneous | New | Space Heating | Natural Gas | Ducting - Repair and Sealing | A | Standalone Impact on Baseline Winter Peak (%) | Technical Potential | 0 | 0 | 0 | 0 | 0 | 0 | 0 | 0 | 0 | 0 | 0 | 0 | 0 | 0 | 0 | 0 | 0 | 0 | 0 | 0 | 0 | 0 | 0 | 0 | 0 | 0 | 0
F7_Commercial_WA - Miscellaneous_New_Space Heating_Natural Gas_Ducting - Repair and Sealing_A_Technical Potential | F7 | Commercial | WA - Miscellaneous | New | Space Heating | Natural Gas | Ducting - Repair and Sealing | A | Incremental Energy Savings (MWh or mTherms) | Technical Potential | 0 | 0 | 0 | 0 | 0 | 0 | 0 | 0 | 0 | 0 | 0 | 0 | 0 | 0 | 0 | 0 | 0 | 0 | 0 | 0 | 0 | 0 | 0 | 0 | 0 | 0 | 0
F8_Commercial_WA - Miscellaneous_New_Space Heating_Natural Gas_Ducting - Repair and Sealing_A_Technical Potential | F8 | Commercial | WA - Miscellaneous | New | Space Heating | Natural Gas | Ducting - Repair and Sealing | A | Incremental Summer Peak Savings (MW) | Technical Potential | 0 | 0 | 0 | 0 | 0 | 0 | 0 | 0 | 0 | 0 | 0 | 0 | 0 | 0 | 0 | 0 | 0 | 0 | 0 | 0 | 0 | 0 | 0 | 0 | 0 | 0 | 0
F9_Commercial_WA - Miscellaneous_New_Space Heating_Natural Gas_Ducting - Repair and Sealing_A_Technical Potential | F9 | Commercial | WA - Miscellaneous | New | Space Heating | Natural Gas | Ducting - Repair and Sealing | A | Incremental Winter Peak Savings (MW) | Technical Potential | 0 | 0 | 0 | 0 | 0 | 0 | 0 | 0 | 0 | 0 | 0 | 0 | 0 | 0 | 0 | 0 | 0 | 0 | 0 | 0 | 0 | 0 | 0 | 0 | 0 | 0 | 0
F10_Commercial_WA - Miscellaneous_New_Space Heating_Natural Gas_Ducting - Repair and Sealing_A_Technical Potential | F10 | Commercial | WA - Miscellaneous | New | Space Heating | Natural Gas | Ducting - Repair and Sealing | A | Cumulative Energy Savings (MWh or mTherms) | Technical Potential | 0 | 0 | 0 | 0 | 0 | 0 | 0 | 0 | 0 | 0 | 0 | 0 | 0 | 0 | 0 | 0 | 0 | 0 | 0 | 0 | 0 | 0 | 0 | 0 | 0 | 0 | 0
F11_Commercial_WA - Miscellaneous_New_Space Heating_Natural Gas_Ducting - Repair and Sealing_A_Technical Potential | F11 | Commercial | WA - Miscellaneous | New | Space Heating | Natural Gas | Ducting - Repair and Sealing | A | Cumulative Summer Peak Savings (MW) | Technical Potential | 0 | 0 | 0 | 0 | 0 | 0 | 0 | 0 | 0 | 0 | 0 | 0 | 0 | 0 | 0 | 0 | 0 | 0 | 0 | 0 | 0 | 0 | 0 | 0 | 0 | 0 | 0
F12_Commercial_WA - Miscellaneous_New_Space Heating_Natural Gas_Ducting - Repair and Sealing_A_Technical Potential | F12 | Commercial | WA - Miscellaneous | New | Space Heating | Natural Gas | Ducting - Repair and Sealing | A | Cumulative Winter Peak Savings (MW) | Technical Potential | 0 | 0 | 0 | 0 | 0 | 0 | 0 | 0 | 0 | 0 | 0 | 0 | 0 | 0 | 0 | 0 | 0 | 0 | 0 | 0 | 0 | 0 | 0 | 0 | 0 | 0 | 0
F13_Commercial_WA - Miscellaneous_New_Space Heating_Natural Gas_Ducting - Repair and Sealing_A_Technical Potential | F13 | Commercial | WA - Miscellaneous | New | Space Heating | Natural Gas | Ducting - Repair and Sealing | A | Purchases (Incremental) | Technical Potential | 0 | 0 | 0 | 0 | 0 | 0 | 0 | 0 | 0 | 0 | 0 | 0 | 0 | 0 | 0 | 0 | 0 | 0 | 0 | 0 | 0 | 0 | 0 | 0 | 0 | 0 | 0
F14_Commercial_WA - Miscellaneous_New_Space Heating_Natural Gas_Ducting - Repair and Sealing_A_Technical Potential | F14 | Commercial | WA - Miscellaneous | New | Space Heating | Natural Gas | Ducting - Repair and Sealing | A | Purchases (Cumulative) | Technical Potential | 0 | 0 | 0 | 0 | 0 | 0 | 0 | 0 | 0 | 0 | 0 | 0 | 0 | 0 | 0 | 0 | 0 | 0 | 0 | 0 | 0 | 0 | 0 | 0 | 0 | 0 | 0
F1_Commercial_WA - Miscellaneous_New_Space Heating_Natural Gas_Windows - High Efficiency Glazing_A_Technical Potential | F1 | Commercial | WA - Miscellaneous | New | Space Heating | Natural Gas | Windows - High Efficiency Glazing | A | Original Unit Energy Savings (kWh or therms) | Technical Potential | 0 | 0 | 0 | 0 | 0 | 0 | 0 | 0 | 0 | 0 | 0 | 0 | 0 | 0 | 0 | 0 | 0 | 0 | 0 | 0 | 0 | 0 | 0 | 0 | 0 | 0 | 0
F2_Commercial_WA - Miscellaneous_New_Space Heating_Natural Gas_Windows - High Efficiency Glazing_A_Technical Potential | F2 | Commercial | WA - Miscellaneous | New | Space Heating | Natural Gas | Windows - High Efficiency Glazing | A | Original Unit Summer Peak Savings (kW) | Technical Potential | 0 | 0 | 0 | 0 | 0 | 0 | 0 | 0 | 0 | 0 | 0 | 0 | 0 | 0 | 0 | 0 | 0 | 0 | 0 | 0 | 0 | 0 | 0 | 0 | 0 | 0 | 0
F3_Commercial_WA - Miscellaneous_New_Space Heating_Natural Gas_Windows - High Efficiency Glazing_A_Technical Potential | F3 | Commercial | WA - Miscellaneous | New | Space Heating | Natural Gas | Windows - High Efficiency Glazing | A | Original Unit Winter Peak Savings (kW) | Technical Potential | 0 | 0 | 0 | 0 | 0 | 0 | 0 | 0 | 0 | 0 | 0 | 0 | 0 | 0 | 0 | 0 | 0 | 0 | 0 | 0 | 0 | 0 | 0 | 0 | 0 | 0 | 0
F4_Commercial_WA - Miscellaneous_New_Space Heating_Natural Gas_Windows - High Efficiency Glazing_A_Technical Potential | F4 | Commercial | WA - Miscellaneous | New | Space Heating | Natural Gas | Windows - High Efficiency Glazing | A | Standalone Impact on Baseline Energy (%) | Technical Potential | 0 | 0 | 0 | 0 | 0 | 0 | 0 | 0 | 0 | 0 | 0 | 0 | 0 | 0 | 0 | 0 | 0 | 0 | 0 | 0 | 0 | 0 | 0 | 0 | 0 | 0 | 0
F5_Commercial_WA - Miscellaneous_New_Space Heating_Natural Gas_Windows - High Efficiency Glazing_A_Technical Potential | F5 | Commercial | WA - Miscellaneous | New | Space Heating | Natural Gas | Windows - High Efficiency Glazing | A | Standalone Impact on Baseline Summer Peak (%) | Technical Potential | 0 | 0 | 0 | 0 | 0 | 0 | 0 | 0 | 0 | 0 | 0 | 0 | 0 | 0 | 0 | 0 | 0 | 0 | 0 | 0 | 0 | 0 | 0 | 0 | 0 | 0 | 0
F6_Commercial_WA - Miscellaneous_New_Space Heating_Natural Gas_Windows - High Efficiency Glazing_A_Technical Potential | F6 | Commercial | WA - Miscellaneous | New | Space Heating | Natural Gas | Windows - High Efficiency Glazing | A | Standalone Impact on Baseline Winter Peak (%) | Technical Potential | 0 | 0 | 0 | 0 | 0 | 0 | 0 | 0 | 0 | 0 | 0 | 0 | 0 | 0 | 0 | 0 | 0 | 0 | 0 | 0 | 0 | 0 | 0 | 0 | 0 | 0 | 0
F7_Commercial_WA - Miscellaneous_New_Space Heating_Natural Gas_Windows - High Efficiency Glazing_A_Technical Potential | F7 | Commercial | WA - Miscellaneous | New | Space Heating | Natural Gas | Windows - High Efficiency Glazing | A | Incremental Energy Savings (MWh or mTherms) | Technical Potential | 0 | 0 | 0 | 0 | 0 | 0 | 0 | 0 | 0 | 0 | 0 | 0 | 0 | 0 | 0 | 0 | 0 | 0 | 0 | 0 | 0 | 0 | 0 | 0 | 0 | 0 | 0
F8_Commercial_WA - Miscellaneous_New_Space Heating_Natural Gas_Windows - High Efficiency Glazing_A_Technical Potential | F8 | Commercial | WA - Miscellaneous | New | Space Heating | Natural Gas | Windows - High Efficiency Glazing | A | Incremental Summer Peak Savings (MW) | Technical Potential | 0 | 0 | 0 | 0 | 0 | 0 | 0 | 0 | 0 | 0 | 0 | 0 | 0 | 0 | 0 | 0 | 0 | 0 | 0 | 0 | 0 | 0 | 0 | 0 | 0 | 0 | 0
F9_Commercial_WA - Miscellaneous_New_Space Heating_Natural Gas_Windows - High Efficiency Glazing_A_Technical Potential | F9 | Commercial | WA - Miscellaneous | New | Space Heating | Natural Gas | Windows - High Efficiency Glazing | A | Incremental Winter Peak Savings (MW) | Technical Potential | 0 | 0 | 0 | 0 | 0 | 0 | 0 | 0 | 0 | 0 | 0 | 0 | 0 | 0 | 0 | 0 | 0 | 0 | 0 | 0 | 0 | 0 | 0 | 0 | 0 | 0 | 0
F10_Commercial_WA - Miscellaneous_New_Space Heating_Natural Gas_Windows - High Efficiency Glazing_A_Technical Potential | F10 | Commercial | WA - Miscellaneous | New | Space Heating | Natural Gas | Windows - High Efficiency Glazing | A | Cumulative Energy Savings (MWh or mTherms) | Technical Potential | 0 | 0 | 0 | 0 | 0 | 0 | 0 | 0 | 0 | 0 | 0 | 0 | 0 | 0 | 0 | 0 | 0 | 0 | 0 | 0 | 0 | 0 | 0 | 0 | 0 | 0 | 0
F11_Commercial_WA - Miscellaneous_New_Space Heating_Natural Gas_Windows - High Efficiency Glazing_A_Technical Potential | F11 | Commercial | WA - Miscellaneous | New | Space Heating | Natural Gas | Windows - High Efficiency Glazing | A | Cumulative Summer Peak Savings (MW) | Technical Potential | 0 | 0 | 0 | 0 | 0 | 0 | 0 | 0 | 0 | 0 | 0 | 0 | 0 | 0 | 0 | 0 | 0 | 0 | 0 | 0 | 0 | 0 | 0 | 0 | 0 | 0 | 0
F12_Commercial_WA - Miscellaneous_New_Space Heating_Natural Gas_Windows - High Efficiency Glazing_A_Technical Potential | F12 | Commercial | WA - Miscellaneous | New | Space Heating | Natural Gas | Windows - High Efficiency Glazing | A | Cumulative Winter Peak Savings (MW) | Technical Potential | 0 | 0 | 0 | 0 | 0 | 0 | 0 | 0 | 0 | 0 | 0 | 0 | 0 | 0 | 0 | 0 | 0 | 0 | 0 | 0 | 0 | 0 | 0 | 0 | 0 | 0 | 0
F13_Commercial_WA - Miscellaneous_New_Space Heating_Natural Gas_Windows - High Efficiency Glazing_A_Technical Potential | F13 | Commercial | WA - Miscellaneous | New | Space Heating | Natural Gas | Windows - High Efficiency Glazing | A | Purchases (Incremental) | Technical Potential | 0 | 0 | 0 | 0 | 0 | 0 | 0 | 0 | 0 | 0 | 0 | 0 | 0 | 0 | 0 | 0 | 0 | 0 | 0 | 0 | 0 | 0 | 0 | 0 | 0 | 0 | 0
F14_Commercial_WA - Miscellaneous_New_Space Heating_Natural Gas_Windows - High Efficiency Glazing_A_Technical Potential | F14 | Commercial | WA - Miscellaneous | New | Space Heating | Natural Gas | Windows - High Efficiency Glazing | A | Purchases (Cumulative) | Technical Potential | 0 | 0 | 0 | 0 | 0 | 0 | 0 | 0 | 0 | 0 | 0 | 0 | 0 | 0 | 0 | 0 | 0 | 0 | 0 | 0 | 0 | 0 | 0 | 0 | 0 | 0 | 0
F1_Commercial_WA - Miscellaneous_New_Space Heating_Natural Gas_Windows - Secondary Glazing Systems_A_Technical Potential | F1 | Commercial | WA - Miscellaneous | New | Space Heating | Natural Gas | Windows - Secondary Glazing Systems | A | Original Unit Energy Savings (kWh or therms) | Technical Potential | 0 | 0 | 0 | 0 | 0 | 0 | 0 | 0 | 0 | 0 | 0 | 0 | 0 | 0 | 0 | 0 | 0 | 0 | 0 | 0 | 0 | 0 | 0 | 0 | 0 | 0 | 0
F2_Commercial_WA - Miscellaneous_New_Space Heating_Natural Gas_Windows - Secondary Glazing Systems_A_Technical Potential | F2 | Commercial | WA - Miscellaneous | New | Space Heating | Natural Gas | Windows - Secondary Glazing Systems | A | Original Unit Summer Peak Savings (kW) | Technical Potential | 0 | 0 | 0 | 0 | 0 | 0 | 0 | 0 | 0 | 0 | 0 | 0 | 0 | 0 | 0 | 0 | 0 | 0 | 0 | 0 | 0 | 0 | 0 | 0 | 0 | 0 | 0
F3_Commercial_WA - Miscellaneous_New_Space Heating_Natural Gas_Windows - Secondary Glazing Systems_A_Technical Potential | F3 | Commercial | WA - Miscellaneous | New | Space Heating | Natural Gas | Windows - Secondary Glazing Systems | A | Original Unit Winter Peak Savings (kW) | Technical Potential | 0 | 0 | 0 | 0 | 0 | 0 | 0 | 0 | 0 | 0 | 0 | 0 | 0 | 0 | 0 | 0 | 0 | 0 | 0 | 0 | 0 | 0 | 0 | 0 | 0 | 0 | 0
F4_Commercial_WA - Miscellaneous_New_Space Heating_Natural Gas_Windows - Secondary Glazing Systems_A_Technical Potential | F4 | Commercial | WA - Miscellaneous | New | Space Heating | Natural Gas | Windows - Secondary Glazing Systems | A | Standalone Impact on Baseline Energy (%) | Technical Potential | 0 | 0 | 0 | 0 | 0 | 0 | 0 | 0 | 0 | 0 | 0 | 0 | 0 | 0 | 0 | 0 | 0 | 0 | 0 | 0 | 0 | 0 | 0 | 0 | 0 | 0 | 0
F5_Commercial_WA - Miscellaneous_New_Space Heating_Natural Gas_Windows - Secondary Glazing Systems_A_Technical Potential | F5 | Commercial | WA - Miscellaneous | New | Space Heating | Natural Gas | Windows - Secondary Glazing Systems | A | Standalone Impact on Baseline Summer Peak (%) | Technical Potential | 0 | 0 | 0 | 0 | 0 | 0 | 0 | 0 | 0 | 0 | 0 | 0 | 0 | 0 | 0 | 0 | 0 | 0 | 0 | 0 | 0 | 0 | 0 | 0 | 0 | 0 | 0
F6_Commercial_WA - Miscellaneous_New_Space Heating_Natural Gas_Windows - Secondary Glazing Systems_A_Technical Potential | F6 | Commercial | WA - Miscellaneous | New | Space Heating | Natural Gas | Windows - Secondary Glazing Systems | A | Standalone Impact on Baseline Winter Peak (%) | Technical Potential | 0 | 0 | 0 | 0 | 0 | 0 | 0 | 0 | 0 | 0 | 0 | 0 | 0 | 0 | 0 | 0 | 0 | 0 | 0 | 0 | 0 | 0 | 0 | 0 | 0 | 0 | 0
F7_Commercial_WA - Miscellaneous_New_Space Heating_Natural Gas_Windows - Secondary Glazing Systems_A_Technical Potential | F7 | Commercial | WA - Miscellaneous | New | Space Heating | Natural Gas | Windows - Secondary Glazing Systems | A | Incremental Energy Savings (MWh or mTherms) | Technical Potential | 0 | 0 | 0 | 0 | 0 | 0 | 0 | 0 | 0 | 0 | 0 | 0 | 0 | 0 | 0 | 0 | 0 | 0 | 0 | 0 | 0 | 0 | 0 | 0 | 0 | 0 | 0
F8_Commercial_WA - Miscellaneous_New_Space Heating_Natural Gas_Windows - Secondary Glazing Systems_A_Technical Potential | F8 | Commercial | WA - Miscellaneous | New | Space Heating | Natural Gas | Windows - Secondary Glazing Systems | A | Incremental Summer Peak Savings (MW) | Technical Potential | 0 | 0 | 0 | 0 | 0 | 0 | 0 | 0 | 0 | 0 | 0 | 0 | 0 | 0 | 0 | 0 | 0 | 0 | 0 | 0 | 0 | 0 | 0 | 0 | 0 | 0 | 0
F9_Commercial_WA - Miscellaneous_New_Space Heating_Natural Gas_Windows - Secondary Glazing Systems_A_Technical Potential | F9 | Commercial | WA - Miscellaneous | New | Space Heating | Natural Gas | Windows - Secondary Glazing Systems | A | Incremental Winter Peak Savings (MW) | Technical Potential | 0 | 0 | 0 | 0 | 0 | 0 | 0 | 0 | 0 | 0 | 0 | 0 | 0 | 0 | 0 | 0 | 0 | 0 | 0 | 0 | 0 | 0 | 0 | 0 | 0 | 0 | 0
F10_Commercial_WA - Miscellaneous_New_Space Heating_Natural Gas_Windows - Secondary Glazing Systems_A_Technical Potential | F10 | Commercial | WA - Miscellaneous | New | Space Heating | Natural Gas | Windows - Secondary Glazing Systems | A | Cumulative Energy Savings (MWh or mTherms) | Technical Potential | 0 | 0 | 0 | 0 | 0 | 0 | 0 | 0 | 0 | 0 | 0 | 0 | 0 | 0 | 0 | 0 | 0 | 0 | 0 | 0 | 0 | 0 | 0 | 0 | 0 | 0 | 0
F11_Commercial_WA - Miscellaneous_New_Space Heating_Natural Gas_Windows - Secondary Glazing Systems_A_Technical Potential | F11 | Commercial | WA - Miscellaneous | New | Space Heating | Natural Gas | Windows - Secondary Glazing Systems | A | Cumulative Summer Peak Savings (MW) | Technical Potential | 0 | 0 | 0 | 0 | 0 | 0 | 0 | 0 | 0 | 0 | 0 | 0 | 0 | 0 | 0 | 0 | 0 | 0 | 0 | 0 | 0 | 0 | 0 | 0 | 0 | 0 | 0
F12_Commercial_WA - Miscellaneous_New_Space Heating_Natural Gas_Windows - Secondary Glazing Systems_A_Technical Potential | F12 | Commercial | WA - Miscellaneous | New | Space Heating | Natural Gas | Windows - Secondary Glazing Systems | A | Cumulative Winter Peak Savings (MW) | Technical Potential | 0 | 0 | 0 | 0 | 0 | 0 | 0 | 0 | 0 | 0 | 0 | 0 | 0 | 0 | 0 | 0 | 0 | 0 | 0 | 0 | 0 | 0 | 0 | 0 | 0 | 0 | 0
F13_Commercial_WA - Miscellaneous_New_Space Heating_Natural Gas_Windows - Secondary Glazing Systems_A_Technical Potential | F13 | Commercial | WA - Miscellaneous | New | Space Heating | Natural Gas | Windows - Secondary Glazing Systems | A | Purchases (Incremental) | Technical Potential | 0 | 0 | 0 | 0 | 0 | 0 | 0 | 0 | 0 | 0 | 0 | 0 | 0 | 0 | 0 | 0 | 0 | 0 | 0 | 0 | 0 | 0 | 0 | 0 | 0 | 0 | 0
F14_Commercial_WA - Miscellaneous_New_Space Heating_Natural Gas_Windows - Secondary Glazing Systems_A_Technical Potential | F14 | Commercial | WA - Miscellaneous | New | Space Heating | Natural Gas | Windows - Secondary Glazing Systems | A | Purchases (Cumulative) | Technical Potential | 0 | 0 | 0 | 0 | 0 | 0 | 0 | 0 | 0 | 0 | 0 | 0 | 0 | 0 | 0 | 0 | 0 | 0 | 0 | 0 | 0 | 0 | 0 | 0 | 0 | 0 | 0
F1_Commercial_WA - Miscellaneous_New_Space Heating_Natural Gas_HVAC - Energy Recovery Ventilator_A_Technical Potential | F1 | Commercial | WA - Miscellaneous | New | Space Heating | Natural Gas | HVAC - Energy Recovery Ventilator | A | Original Unit Energy Savings (kWh or therms) | Technical Potential | 0 | 0 | 0 | 0 | 0 | 0 | 0 | 0 | 0 | 0 | 0 | 0 | 0 | 0 | 0 | 0 | 0 | 0 | 0 | 0 | 0 | 0 | 0 | 0 | 0 | 0 | 0
F2_Commercial_WA - Miscellaneous_New_Space Heating_Natural Gas_HVAC - Energy Recovery Ventilator_A_Technical Potential | F2 | Commercial | WA - Miscellaneous | New | Space Heating | Natural Gas | HVAC - Energy Recovery Ventilator | A | Original Unit Summer Peak Savings (kW) | Technical Potential | 0 | 0 | 0 | 0 | 0 | 0 | 0 | 0 | 0 | 0 | 0 | 0 | 0 | 0 | 0 | 0 | 0 | 0 | 0 | 0 | 0 | 0 | 0 | 0 | 0 | 0 | 0
F3_Commercial_WA - Miscellaneous_New_Space Heating_Natural Gas_HVAC - Energy Recovery Ventilator_A_Technical Potential | F3 | Commercial | WA - Miscellaneous | New | Space Heating | Natural Gas | HVAC - Energy Recovery Ventilator | A | Original Unit Winter Peak Savings (kW) | Technical Potential | 0 | 0 | 0 | 0 | 0 | 0 | 0 | 0 | 0 | 0 | 0 | 0 | 0 | 0 | 0 | 0 | 0 | 0 | 0 | 0 | 0 | 0 | 0 | 0 | 0 | 0 | 0
F4_Commercial_WA - Miscellaneous_New_Space Heating_Natural Gas_HVAC - Energy Recovery Ventilator_A_Technical Potential | F4 | Commercial | WA - Miscellaneous | New | Space Heating | Natural Gas | HVAC - Energy Recovery Ventilator | A | Standalone Impact on Baseline Energy (%) | Technical Potential | 0 | 0 | 0 | 0 | 0 | 0 | 0 | 0 | 0 | 0 | 0 | 0 | 0 | 0 | 0 | 0 | 0 | 0 | 0 | 0 | 0 | 0 | 0 | 0 | 0 | 0 | 0
F5_Commercial_WA - Miscellaneous_New_Space Heating_Natural Gas_HVAC - Energy Recovery Ventilator_A_Technical Potential | F5 | Commercial | WA - Miscellaneous | New | Space Heating | Natural Gas | HVAC - Energy Recovery Ventilator | A | Standalone Impact on Baseline Summer Peak (%) | Technical Potential | 0 | 0 | 0 | 0 | 0 | 0 | 0 | 0 | 0 | 0 | 0 | 0 | 0 | 0 | 0 | 0 | 0 | 0 | 0 | 0 | 0 | 0 | 0 | 0 | 0 | 0 | 0
F6_Commercial_WA - Miscellaneous_New_Space Heating_Natural Gas_HVAC - Energy Recovery Ventilator_A_Technical Potential | F6 | Commercial | WA - Miscellaneous | New | Space Heating | Natural Gas | HVAC - Energy Recovery Ventilator | A | Standalone Impact on Baseline Winter Peak (%) | Technical Potential | 0 | 0 | 0 | 0 | 0 | 0 | 0 | 0 | 0 | 0 | 0 | 0 | 0 | 0 | 0 | 0 | 0 | 0 | 0 | 0 | 0 | 0 | 0 | 0 | 0 | 0 | 0
F7_Commercial_WA - Miscellaneous_New_Space Heating_Natural Gas_HVAC - Energy Recovery Ventilator_A_Technical Potential | F7 | Commercial | WA - Miscellaneous | New | Space Heating | Natural Gas | HVAC - Energy Recovery Ventilator | A | Incremental Energy Savings (MWh or mTherms) | Technical Potential | 0 | 0 | 0 | 0 | 0 | 0 | 0 | 0 | 0 | 0 | 0 | 0 | 0 | 0 | 0 | 0 | 0 | 0 | 0 | 0 | 0 | 0 | 0 | 0 | 0 | 0 | 0
F8_Commercial_WA - Miscellaneous_New_Space Heating_Natural Gas_HVAC - Energy Recovery Ventilator_A_Technical Potential | F8 | Commercial | WA - Miscellaneous | New | Space Heating | Natural Gas | HVAC - Energy Recovery Ventilator | A | Incremental Summer Peak Savings (MW) | Technical Potential | 0 | 0 | 0 | 0 | 0 | 0 | 0 | 0 | 0 | 0 | 0 | 0 | 0 | 0 | 0 | 0 | 0 | 0 | 0 | 0 | 0 | 0 | 0 | 0 | 0 | 0 | 0
F9_Commercial_WA - Miscellaneous_New_Space Heating_Natural Gas_HVAC - Energy Recovery Ventilator_A_Technical Potential | F9 | Commercial | WA - Miscellaneous | New | Space Heating | Natural Gas | HVAC - Energy Recovery Ventilator | A | Incremental Winter Peak Savings (MW) | Technical Potential | 0 | 0 | 0 | 0 | 0 | 0 | 0 | 0 | 0 | 0 | 0 | 0 | 0 | 0 | 0 | 0 | 0 | 0 | 0 | 0 | 0 | 0 | 0 | 0 | 0 | 0 | 0
F10_Commercial_WA - Miscellaneous_New_Space Heating_Natural Gas_HVAC - Energy Recovery Ventilator_A_Technical Potential | F10 | Commercial | WA - Miscellaneous | New | Space Heating | Natural Gas | HVAC - Energy Recovery Ventilator | A | Cumulative Energy Savings (MWh or mTherms) | Technical Potential | 0 | 0 | 0 | 0 | 0 | 0 | 0 | 0 | 0 | 0 | 0 | 0 | 0 | 0 | 0 | 0 | 0 | 0 | 0 | 0 | 0 | 0 | 0 | 0 | 0 | 0 | 0
F11_Commercial_WA - Miscellaneous_New_Space Heating_Natural Gas_HVAC - Energy Recovery Ventilator_A_Technical Potential | F11 | Commercial | WA - Miscellaneous | New | Space Heating | Natural Gas | HVAC - Energy Recovery Ventilator | A | Cumulative Summer Peak Savings (MW) | Technical Potential | 0 | 0 | 0 | 0 | 0 | 0 | 0 | 0 | 0 | 0 | 0 | 0 | 0 | 0 | 0 | 0 | 0 | 0 | 0 | 0 | 0 | 0 | 0 | 0 | 0 | 0 | 0
F12_Commercial_WA - Miscellaneous_New_Space Heating_Natural Gas_HVAC - Energy Recovery Ventilator_A_Technical Potential | F12 | Commercial | WA - Miscellaneous | New | Space Heating | Natural Gas | HVAC - Energy Recovery Ventilator | A | Cumulative Winter Peak Savings (MW) | Technical Potential | 0 | 0 | 0 | 0 | 0 | 0 | 0 | 0 | 0 | 0 | 0 | 0 | 0 | 0 | 0 | 0 | 0 | 0 | 0 | 0 | 0 | 0 | 0 | 0 | 0 | 0 | 0
F13_Commercial_WA - Miscellaneous_New_Space Heating_Natural Gas_HVAC - Energy Recovery Ventilator_A_Technical Potential | F13 | Commercial | WA - Miscellaneous | New | Space Heating | Natural Gas | HVAC - Energy Recovery Ventilator | A | Purchases (Incremental) | Technical Potential | 0 | 0 | 0 | 0 | 0 | 0 | 0 | 0 | 0 | 0 | 0 | 0 | 0 | 0 | 0 | 0 | 0 | 0 | 0 | 0 | 0 | 0 | 0 | 0 | 0 | 0 | 0
F14_Commercial_WA - Miscellaneous_New_Space Heating_Natural Gas_HVAC - Energy Recovery Ventilator_A_Technical Potential | F14 | Commercial | WA - Miscellaneous | New | Space Heating | Natural Gas | HVAC - Energy Recovery Ventilator | A | Purchases (Cumulative) | Technical Potential | 0 | 0 | 0 | 0 | 0 | 0 | 0 | 0 | 0 | 0 | 0 | 0 | 0 | 0 | 0 | 0 | 0 | 0 | 0 | 0 | 0 | 0 | 0 | 0 | 0 | 0 | 0
F1_Commercial_WA - Miscellaneous_New_Space Heating_Natural Gas_Building Shell - Air Sealing (Infiltration Control)_A_Technical Potential | F1 | Commercial | WA - Miscellaneous | New | Space Heating | Natural Gas | Building Shell - Air Sealing (Infiltration Control) | A | Original Unit Energy Savings (kWh or therms) | Technical Potential | 0 | 0 | 0 | 0 | 0 | 0 | 0 | 0 | 0 | 0 | 0 | 0 | 0 | 0 | 0 | 0 | 0 | 0 | 0 | 0 | 0 | 0 | 0 | 0 | 0 | 0 | 0
F2_Commercial_WA - Miscellaneous_New_Space Heating_Natural Gas_Building Shell - Air Sealing (Infiltration Control)_A_Technical Potential | F2 | Commercial | WA - Miscellaneous | New | Space Heating | Natural Gas | Building Shell - Air Sealing (Infiltration Control) | A | Original Unit Summer Peak Savings (kW) | Technical Potential | 0 | 0 | 0 | 0 | 0 | 0 | 0 | 0 | 0 | 0 | 0 | 0 | 0 | 0 | 0 | 0 | 0 | 0 | 0 | 0 | 0 | 0 | 0 | 0 | 0 | 0 | 0
F3_Commercial_WA - Miscellaneous_New_Space Heating_Natural Gas_Building Shell - Air Sealing (Infiltration Control)_A_Technical Potential | F3 | Commercial | WA - Miscellaneous | New | Space Heating | Natural Gas | Building Shell - Air Sealing (Infiltration Control) | A | Original Unit Winter Peak Savings (kW) | Technical Potential | 0 | 0 | 0 | 0 | 0 | 0 | 0 | 0 | 0 | 0 | 0 | 0 | 0 | 0 | 0 | 0 | 0 | 0 | 0 | 0 | 0 | 0 | 0 | 0 | 0 | 0 | 0
F4_Commercial_WA - Miscellaneous_New_Space Heating_Natural Gas_Building Shell - Air Sealing (Infiltration Control)_A_Technical Potential | F4 | Commercial | WA - Miscellaneous | New | Space Heating | Natural Gas | Building Shell - Air Sealing (Infiltration Control) | A | Standalone Impact on Baseline Energy (%) | Technical Potential | 0 | 0 | 0 | 0 | 0 | 0 | 0 | 0 | 0 | 0 | 0 | 0 | 0 | 0 | 0 | 0 | 0 | 0 | 0 | 0 | 0 | 0 | 0 | 0 | 0 | 0 | 0
F5_Commercial_WA - Miscellaneous_New_Space Heating_Natural Gas_Building Shell - Air Sealing (Infiltration Control)_A_Technical Potential | F5 | Commercial | WA - Miscellaneous | New | Space Heating | Natural Gas | Building Shell - Air Sealing (Infiltration Control) | A | Standalone Impact on Baseline Summer Peak (%) | Technical Potential | 0 | 0 | 0 | 0 | 0 | 0 | 0 | 0 | 0 | 0 | 0 | 0 | 0 | 0 | 0 | 0 | 0 | 0 | 0 | 0 | 0 | 0 | 0 | 0 | 0 | 0 | 0
F6_Commercial_WA - Miscellaneous_New_Space Heating_Natural Gas_Building Shell - Air Sealing (Infiltration Control)_A_Technical Potential | F6 | Commercial | WA - Miscellaneous | New | Space Heating | Natural Gas | Building Shell - Air Sealing (Infiltration Control) | A | Standalone Impact on Baseline Winter Peak (%) | Technical Potential | 0 | 0 | 0 | 0 | 0 | 0 | 0 | 0 | 0 | 0 | 0 | 0 | 0 | 0 | 0 | 0 | 0 | 0 | 0 | 0 | 0 | 0 | 0 | 0 | 0 | 0 | 0
F7_Commercial_WA - Miscellaneous_New_Space Heating_Natural Gas_Building Shell - Air Sealing (Infiltration Control)_A_Technical Potential | F7 | Commercial | WA - Miscellaneous | New | Space Heating | Natural Gas | Building Shell - Air Sealing (Infiltration Control) | A | Incremental Energy Savings (MWh or mTherms) | Technical Potential | 0 | 0 | 0 | 0 | 0 | 0 | 0 | 0 | 0 | 0 | 0 | 0 | 0 | 0 | 0 | 0 | 0 | 0 | 0 | 0 | 0 | 0 | 0 | 0 | 0 | 0 | 0
F8_Commercial_WA - Miscellaneous_New_Space Heating_Natural Gas_Building Shell - Air Sealing (Infiltration Control)_A_Technical Potential | F8 | Commercial | WA - Miscellaneous | New | Space Heating | Natural Gas | Building Shell - Air Sealing (Infiltration Control) | A | Incremental Summer Peak Savings (MW) | Technical Potential | 0 | 0 | 0 | 0 | 0 | 0 | 0 | 0 | 0 | 0 | 0 | 0 | 0 | 0 | 0 | 0 | 0 | 0 | 0 | 0 | 0 | 0 | 0 | 0 | 0 | 0 | 0
F9_Commercial_WA - Miscellaneous_New_Space Heating_Natural Gas_Building Shell - Air Sealing (Infiltration Control)_A_Technical Potential | F9 | Commercial | WA - Miscellaneous | New | Space Heating | Natural Gas | Building Shell - Air Sealing (Infiltration Control) | A | Incremental Winter Peak Savings (MW) | Technical Potential | 0 | 0 | 0 | 0 | 0 | 0 | 0 | 0 | 0 | 0 | 0 | 0 | 0 | 0 | 0 | 0 | 0 | 0 | 0 | 0 | 0 | 0 | 0 | 0 | 0 | 0 | 0
F10_Commercial_WA - Miscellaneous_New_Space Heating_Natural Gas_Building Shell - Air Sealing (Infiltration Control)_A_Technical Potential | F10 | Commercial | WA - Miscellaneous | New | Space Heating | Natural Gas | Building Shell - Air Sealing (Infiltration Control) | A | Cumulative Energy Savings (MWh or mTherms) | Technical Potential | 0 | 0 | 0 | 0 | 0 | 0 | 0 | 0 | 0 | 0 | 0 | 0 | 0 | 0 | 0 | 0 | 0 | 0 | 0 | 0 | 0 | 0 | 0 | 0 | 0 | 0 | 0
F11_Commercial_WA - Miscellaneous_New_Space Heating_Natural Gas_Building Shell - Air Sealing (Infiltration Control)_A_Technical Potential | F11 | Commercial | WA - Miscellaneous | New | Space Heating | Natural Gas | Building Shell - Air Sealing (Infiltration Control) | A | Cumulative Summer Peak Savings (MW) | Technical Potential | 0 | 0 | 0 | 0 | 0 | 0 | 0 | 0 | 0 | 0 | 0 | 0 | 0 | 0 | 0 | 0 | 0 | 0 | 0 | 0 | 0 | 0 | 0 | 0 | 0 | 0 | 0
F12_Commercial_WA - Miscellaneous_New_Space Heating_Natural Gas_Building Shell - Air Sealing (Infiltration Control)_A_Technical Potential | F12 | Commercial | WA - Miscellaneous | New | Space Heating | Natural Gas | Building Shell - Air Sealing (Infiltration Control) | A | Cumulative Winter Peak Savings (MW) | Technical Potential | 0 | 0 | 0 | 0 | 0 | 0 | 0 | 0 | 0 | 0 | 0 | 0 | 0 | 0 | 0 | 0 | 0 | 0 | 0 | 0 | 0 | 0 | 0 | 0 | 0 | 0 | 0
F13_Commercial_WA - Miscellaneous_New_Space Heating_Natural Gas_Building Shell - Air Sealing (Infiltration Control)_A_Technical Potential | F13 | Commercial | WA - Miscellaneous | New | Space Heating | Natural Gas | Building Shell - Air Sealing (Infiltration Control) | A | Purchases (Incremental) | Technical Potential | 0 | 0 | 0 | 0 | 0 | 0 | 0 | 0 | 0 | 0 | 0 | 0 | 0 | 0 | 0 | 0 | 0 | 0 | 0 | 0 | 0 | 0 | 0 | 0 | 0 | 0 | 0
F14_Commercial_WA - Miscellaneous_New_Space Heating_Natural Gas_Building Shell - Air Sealing (Infiltration Control)_A_Technical Potential | F14 | Commercial | WA - Miscellaneous | New | Space Heating | Natural Gas | Building Shell - Air Sealing (Infiltration Control) | A | Purchases (Cumulative) | Technical Potential | 0 | 0 | 0 | 0 | 0 | 0 | 0 | 0 | 0 | 0 | 0 | 0 | 0 | 0 | 0 | 0 | 0 | 0 | 0 | 0 | 0 | 0 | 0 | 0 | 0 | 0 | 0
F1_Commercial_WA - Miscellaneous_New_Space Heating_Natural Gas_Ventilation - Demand Controlled_A_Technical Potential | F1 | Commercial | WA - Miscellaneous | New | Space Heating | Natural Gas | Ventilation - Demand Controlled | A | Original Unit Energy Savings (kWh or therms) | Technical Potential | 0 | 0 | 0 | 0 | 0 | 0 | 0 | 0 | 0 | 0 | 0 | 0 | 0 | 0 | 0 | 0 | 0 | 0 | 0 | 0 | 0 | 0 | 0 | 0 | 0 | 0 | 0
F2_Commercial_WA - Miscellaneous_New_Space Heating_Natural Gas_Ventilation - Demand Controlled_A_Technical Potential | F2 | Commercial | WA - Miscellaneous | New | Space Heating | Natural Gas | Ventilation - Demand Controlled | A | Original Unit Summer Peak Savings (kW) | Technical Potential | 0 | 0 | 0 | 0 | 0 | 0 | 0 | 0 | 0 | 0 | 0 | 0 | 0 | 0 | 0 | 0 | 0 | 0 | 0 | 0 | 0 | 0 | 0 | 0 | 0 | 0 | 0
F3_Commercial_WA - Miscellaneous_New_Space Heating_Natural Gas_Ventilation - Demand Controlled_A_Technical Potential | F3 | Commercial | WA - Miscellaneous | New | Space Heating | Natural Gas | Ventilation - Demand Controlled | A | Original Unit Winter Peak Savings (kW) | Technical Potential | 0 | 0 | 0 | 0 | 0 | 0 | 0 | 0 | 0 | 0 | 0 | 0 | 0 | 0 | 0 | 0 | 0 | 0 | 0 | 0 | 0 | 0 | 0 | 0 | 0 | 0 | 0
F4_Commercial_WA - Miscellaneous_New_Space Heating_Natural Gas_Ventilation - Demand Controlled_A_Technical Potential | F4 | Commercial | WA - Miscellaneous | New | Space Heating | Natural Gas | Ventilation - Demand Controlled | A | Standalone Impact on Baseline Energy (%) | Technical Potential | 0 | 0 | 0 | 0 | 0 | 0 | 0 | 0 | 0 | 0 | 0 | 0 | 0 | 0 | 0 | 0 | 0 | 0 | 0 | 0 | 0 | 0 | 0 | 0 | 0 | 0 | 0
F5_Commercial_WA - Miscellaneous_New_Space Heating_Natural Gas_Ventilation - Demand Controlled_A_Technical Potential | F5 | Commercial | WA - Miscellaneous | New | Space Heating | Natural Gas | Ventilation - Demand Controlled | A | Standalone Impact on Baseline Summer Peak (%) | Technical Potential | 0 | 0 | 0 | 0 | 0 | 0 | 0 | 0 | 0 | 0 | 0 | 0 | 0 | 0 | 0 | 0 | 0 | 0 | 0 | 0 | 0 | 0 | 0 | 0 | 0 | 0 | 0
F6_Commercial_WA - Miscellaneous_New_Space Heating_Natural Gas_Ventilation - Demand Controlled_A_Technical Potential | F6 | Commercial | WA - Miscellaneous | New | Space Heating | Natural Gas | Ventilation - Demand Controlled | A | Standalone Impact on Baseline Winter Peak (%) | Technical Potential | 0 | 0 | 0 | 0 | 0 | 0 | 0 | 0 | 0 | 0 | 0 | 0 | 0 | 0 | 0 | 0 | 0 | 0 | 0 | 0 | 0 | 0 | 0 | 0 | 0 | 0 | 0
F7_Commercial_WA - Miscellaneous_New_Space Heating_Natural Gas_Ventilation - Demand Controlled_A_Technical Potential | F7 | Commercial | WA - Miscellaneous | New | Space Heating | Natural Gas | Ventilation - Demand Controlled | A | Incremental Energy Savings (MWh or mTherms) | Technical Potential | 0 | 0 | 0 | 0 | 0 | 0 | 0 | 0 | 0 | 0 | 0 | 0 | 0 | 0 | 0 | 0 | 0 | 0 | 0 | 0 | 0 | 0 | 0 | 0 | 0 | 0 | 0
F8_Commercial_WA - Miscellaneous_New_Space Heating_Natural Gas_Ventilation - Demand Controlled_A_Technical Potential | F8 | Commercial | WA - Miscellaneous | New | Space Heating | Natural Gas | Ventilation - Demand Controlled | A | Incremental Summer Peak Savings (MW) | Technical Potential | 0 | 0 | 0 | 0 | 0 | 0 | 0 | 0 | 0 | 0 | 0 | 0 | 0 | 0 | 0 | 0 | 0 | 0 | 0 | 0 | 0 | 0 | 0 | 0 | 0 | 0 | 0
F9_Commercial_WA - Miscellaneous_New_Space Heating_Natural Gas_Ventilation - Demand Controlled_A_Technical Potential | F9 | Commercial | WA - Miscellaneous | New | Space Heating | Natural Gas | Ventilation - Demand Controlled | A | Incremental Winter Peak Savings (MW) | Technical Potential | 0 | 0 | 0 | 0 | 0 | 0 | 0 | 0 | 0 | 0 | 0 | 0 | 0 | 0 | 0 | 0 | 0 | 0 | 0 | 0 | 0 | 0 | 0 | 0 | 0 | 0 | 0
F10_Commercial_WA - Miscellaneous_New_Space Heating_Natural Gas_Ventilation - Demand Controlled_A_Technical Potential | F10 | Commercial | WA - Miscellaneous | New | Space Heating | Natural Gas | Ventilation - Demand Controlled | A | Cumulative Energy Savings (MWh or mTherms) | Technical Potential | 0 | 0 | 0 | 0 | 0 | 0 | 0 | 0 | 0 | 0 | 0 | 0 | 0 | 0 | 0 | 0 | 0 | 0 | 0 | 0 | 0 | 0 | 0 | 0 | 0 | 0 | 0
F11_Commercial_WA - Miscellaneous_New_Space Heating_Natural Gas_Ventilation - Demand Controlled_A_Technical Potential | F11 | Commercial | WA - Miscellaneous | New | Space Heating | Natural Gas | Ventilation - Demand Controlled | A | Cumulative Summer Peak Savings (MW) | Technical Potential | 0 | 0 | 0 | 0 | 0 | 0 | 0 | 0 | 0 | 0 | 0 | 0 | 0 | 0 | 0 | 0 | 0 | 0 | 0 | 0 | 0 | 0 | 0 | 0 | 0 | 0 | 0
F12_Commercial_WA - Miscellaneous_New_Space Heating_Natural Gas_Ventilation - Demand Controlled_A_Technical Potential | F12 | Commercial | WA - Miscellaneous | New | Space Heating | Natural Gas | Ventilation - Demand Controlled | A | Cumulative Winter Peak Savings (MW) | Technical Potential | 0 | 0 | 0 | 0 | 0 | 0 | 0 | 0 | 0 | 0 | 0 | 0 | 0 | 0 | 0 | 0 | 0 | 0 | 0 | 0 | 0 | 0 | 0 | 0 | 0 | 0 | 0
F13_Commercial_WA - Miscellaneous_New_Space Heating_Natural Gas_Ventilation - Demand Controlled_A_Technical Potential | F13 | Commercial | WA - Miscellaneous | New | Space Heating | Natural Gas | Ventilation - Demand Controlled | A | Purchases (Incremental) | Technical Potential | 0 | 0 | 0 | 0 | 0 | 0 | 0 | 0 | 0 | 0 | 0 | 0 | 0 | 0 | 0 | 0 | 0 | 0 | 0 | 0 | 0 | 0 | 0 | 0 | 0 | 0 | 0
F14_Commercial_WA - Miscellaneous_New_Space Heating_Natural Gas_Ventilation - Demand Controlled_A_Technical Potential | F14 | Commercial | WA - Miscellaneous | New | Space Heating | Natural Gas | Ventilation - Demand Controlled | A | Purchases (Cumulative) | Technical Potential | 0 | 0 | 0 | 0 | 0 | 0 | 0 | 0 | 0 | 0 | 0 | 0 | 0 | 0 | 0 | 0 | 0 | 0 | 0 | 0 | 0 | 0 | 0 | 0 | 0 | 0 | 0
F1_Commercial_WA - Miscellaneous_New_Space Heating_Natural Gas_HVAC - Dedicated Outdoor Air System (DOAS)_A_Technical Potential | F1 | Commercial | WA - Miscellaneous | New | Space Heating | Natural Gas | HVAC - Dedicated Outdoor Air System (DOAS) | A | Original Unit Energy Savings (kWh or therms) | Technical Potential | 0 | 0 | 0 | 0 | 0 | 0 | 0 | 0 | 0 | 0 | 0 | 0 | 0 | 0 | 0 | 0 | 0 | 0 | 0 | 0 | 0 | 0 | 0 | 0 | 0 | 0 | 0
F2_Commercial_WA - Miscellaneous_New_Space Heating_Natural Gas_HVAC - Dedicated Outdoor Air System (DOAS)_A_Technical Potential | F2 | Commercial | WA - Miscellaneous | New | Space Heating | Natural Gas | HVAC - Dedicated Outdoor Air System (DOAS) | A | Original Unit Summer Peak Savings (kW) | Technical Potential | 0 | 0 | 0 | 0 | 0 | 0 | 0 | 0 | 0 | 0 | 0 | 0 | 0 | 0 | 0 | 0 | 0 | 0 | 0 | 0 | 0 | 0 | 0 | 0 | 0 | 0 | 0
F3_Commercial_WA - Miscellaneous_New_Space Heating_Natural Gas_HVAC - Dedicated Outdoor Air System (DOAS)_A_Technical Potential | F3 | Commercial | WA - Miscellaneous | New | Space Heating | Natural Gas | HVAC - Dedicated Outdoor Air System (DOAS) | A | Original Unit Winter Peak Savings (kW) | Technical Potential | 0 | 0 | 0 | 0 | 0 | 0 | 0 | 0 | 0 | 0 | 0 | 0 | 0 | 0 | 0 | 0 | 0 | 0 | 0 | 0 | 0 | 0 | 0 | 0 | 0 | 0 | 0
F4_Commercial_WA - Miscellaneous_New_Space Heating_Natural Gas_HVAC - Dedicated Outdoor Air System (DOAS)_A_Technical Potential | F4 | Commercial | WA - Miscellaneous | New | Space Heating | Natural Gas | HVAC - Dedicated Outdoor Air System (DOAS) | A | Standalone Impact on Baseline Energy (%) | Technical Potential | 0 | 0 | 0 | 0 | 0 | 0 | 0 | 0 | 0 | 0 | 0 | 0 | 0 | 0 | 0 | 0 | 0 | 0 | 0 | 0 | 0 | 0 | 0 | 0 | 0 | 0 | 0
F5_Commercial_WA - Miscellaneous_New_Space Heating_Natural Gas_HVAC - Dedicated Outdoor Air System (DOAS)_A_Technical Potential | F5 | Commercial | WA - Miscellaneous | New | Space Heating | Natural Gas | HVAC - Dedicated Outdoor Air System (DOAS) | A | Standalone Impact on Baseline Summer Peak (%) | Technical Potential | 0 | 0 | 0 | 0 | 0 | 0 | 0 | 0 | 0 | 0 | 0 | 0 | 0 | 0 | 0 | 0 | 0 | 0 | 0 | 0 | 0 | 0 | 0 | 0 | 0 | 0 | 0
F6_Commercial_WA - Miscellaneous_New_Space Heating_Natural Gas_HVAC - Dedicated Outdoor Air System (DOAS)_A_Technical Potential | F6 | Commercial | WA - Miscellaneous | New | Space Heating | Natural Gas | HVAC - Dedicated Outdoor Air System (DOAS) | A | Standalone Impact on Baseline Winter Peak (%) | Technical Potential | 0 | 0 | 0 | 0 | 0 | 0 | 0 | 0 | 0 | 0 | 0 | 0 | 0 | 0 | 0 | 0 | 0 | 0 | 0 | 0 | 0 | 0 | 0 | 0 | 0 | 0 | 0
F7_Commercial_WA - Miscellaneous_New_Space Heating_Natural Gas_HVAC - Dedicated Outdoor Air System (DOAS)_A_Technical Potential | F7 | Commercial | WA - Miscellaneous | New | Space Heating | Natural Gas | HVAC - Dedicated Outdoor Air System (DOAS) | A | Incremental Energy Savings (MWh or mTherms) | Technical Potential | 0 | 0 | 0 | 0 | 0 | 0 | 0 | 0 | 0 | 0 | 0 | 0 | 0 | 0 | 0 | 0 | 0 | 0 | 0 | 0 | 0 | 0 | 0 | 0 | 0 | 0 | 0
F8_Commercial_WA - Miscellaneous_New_Space Heating_Natural Gas_HVAC - Dedicated Outdoor Air System (DOAS)_A_Technical Potential | F8 | Commercial | WA - Miscellaneous | New | Space Heating | Natural Gas | HVAC - Dedicated Outdoor Air System (DOAS) | A | Incremental Summer Peak Savings (MW) | Technical Potential | 0 | 0 | 0 | 0 | 0 | 0 | 0 | 0 | 0 | 0 | 0 | 0 | 0 | 0 | 0 | 0 | 0 | 0 | 0 | 0 | 0 | 0 | 0 | 0 | 0 | 0 | 0
F9_Commercial_WA - Miscellaneous_New_Space Heating_Natural Gas_HVAC - Dedicated Outdoor Air System (DOAS)_A_Technical Potential | F9 | Commercial | WA - Miscellaneous | New | Space Heating | Natural Gas | HVAC - Dedicated Outdoor Air System (DOAS) | A | Incremental Winter Peak Savings (MW) | Technical Potential | 0 | 0 | 0 | 0 | 0 | 0 | 0 | 0 | 0 | 0 | 0 | 0 | 0 | 0 | 0 | 0 | 0 | 0 | 0 | 0 | 0 | 0 | 0 | 0 | 0 | 0 | 0
F10_Commercial_WA - Miscellaneous_New_Space Heating_Natural Gas_HVAC - Dedicated Outdoor Air System (DOAS)_A_Technical Potential | F10 | Commercial | WA - Miscellaneous | New | Space Heating | Natural Gas | HVAC - Dedicated Outdoor Air System (DOAS) | A | Cumulative Energy Savings (MWh or mTherms) | Technical Potential | 0 | 0 | 0 | 0 | 0 | 0 | 0 | 0 | 0 | 0 | 0 | 0 | 0 | 0 | 0 | 0 | 0 | 0 | 0 | 0 | 0 | 0 | 0 | 0 | 0 | 0 | 0
F11_Commercial_WA - Miscellaneous_New_Space Heating_Natural Gas_HVAC - Dedicated Outdoor Air System (DOAS)_A_Technical Potential | F11 | Commercial | WA - Miscellaneous | New | Space Heating | Natural Gas | HVAC - Dedicated Outdoor Air System (DOAS) | A | Cumulative Summer Peak Savings (MW) | Technical Potential | 0 | 0 | 0 | 0 | 0 | 0 | 0 | 0 | 0 | 0 | 0 | 0 | 0 | 0 | 0 | 0 | 0 | 0 | 0 | 0 | 0 | 0 | 0 | 0 | 0 | 0 | 0
F12_Commercial_WA - Miscellaneous_New_Space Heating_Natural Gas_HVAC - Dedicated Outdoor Air System (DOAS)_A_Technical Potential | F12 | Commercial | WA - Miscellaneous | New | Space Heating | Natural Gas | HVAC - Dedicated Outdoor Air System (DOAS) | A | Cumulative Winter Peak Savings (MW) | Technical Potential | 0 | 0 | 0 | 0 | 0 | 0 | 0 | 0 | 0 | 0 | 0 | 0 | 0 | 0 | 0 | 0 | 0 | 0 | 0 | 0 | 0 | 0 | 0 | 0 | 0 | 0 | 0
F13_Commercial_WA - Miscellaneous_New_Space Heating_Natural Gas_HVAC - Dedicated Outdoor Air System (DOAS)_A_Technical Potential | F13 | Commercial | WA - Miscellaneous | New | Space Heating | Natural Gas | HVAC - Dedicated Outdoor Air System (DOAS) | A | Purchases (Incremental) | Technical Potential | 0 | 0 | 0 | 0 | 0 | 0 | 0 | 0 | 0 | 0 | 0 | 0 | 0 | 0 | 0 | 0 | 0 | 0 | 0 | 0 | 0 | 0 | 0 | 0 | 0 | 0 | 0
F14_Commercial_WA - Miscellaneous_New_Space Heating_Natural Gas_HVAC - Dedicated Outdoor Air System (DOAS)_A_Technical Potential | F14 | Commercial | WA - Miscellaneous | New | Space Heating | Natural Gas | HVAC - Dedicated Outdoor Air System (DOAS) | A | Purchases (Cumulative) | Technical Potential | 0 | 0 | 0 | 0 | 0 | 0 | 0 | 0 | 0 | 0 | 0 | 0 | 0 | 0 | 0 | 0 | 0 | 0 | 0 | 0 | 0 | 0 | 0 | 0 | 0 | 0 | 0
F1_Commercial_WA - Miscellaneous_New_Space Heating_Natural Gas_Destratification Fans (HVLS)_A_Technical Potential | F1 | Commercial | WA - Miscellaneous | New | Space Heating | Natural Gas | Destratification Fans (HVLS) | A | Original Unit Energy Savings (kWh or therms) | Technical Potential | 0 | 0 | 0 | 0 | 0 | 0 | 0 | 0 | 0 | 0 | 0 | 0 | 0 | 0 | 0 | 0 | 0 | 0 | 0 | 0 | 0 | 0 | 0 | 0 | 0 | 0 | 0
F2_Commercial_WA - Miscellaneous_New_Space Heating_Natural Gas_Destratification Fans (HVLS)_A_Technical Potential | F2 | Commercial | WA - Miscellaneous | New | Space Heating | Natural Gas | Destratification Fans (HVLS) | A | Original Unit Summer Peak Savings (kW) | Technical Potential | 0 | 0 | 0 | 0 | 0 | 0 | 0 | 0 | 0 | 0 | 0 | 0 | 0 | 0 | 0 | 0 | 0 | 0 | 0 | 0 | 0 | 0 | 0 | 0 | 0 | 0 | 0
F3_Commercial_WA - Miscellaneous_New_Space Heating_Natural Gas_Destratification Fans (HVLS)_A_Technical Potential | F3 | Commercial | WA - Miscellaneous | New | Space Heating | Natural Gas | Destratification Fans (HVLS) | A | Original Unit Winter Peak Savings (kW) | Technical Potential | 0 | 0 | 0 | 0 | 0 | 0 | 0 | 0 | 0 | 0 | 0 | 0 | 0 | 0 | 0 | 0 | 0 | 0 | 0 | 0 | 0 | 0 | 0 | 0 | 0 | 0 | 0
F4_Commercial_WA - Miscellaneous_New_Space Heating_Natural Gas_Destratification Fans (HVLS)_A_Technical Potential | F4 | Commercial | WA - Miscellaneous | New | Space Heating | Natural Gas | Destratification Fans (HVLS) | A | Standalone Impact on Baseline Energy (%) | Technical Potential | 0 | 0 | 0 | 0 | 0 | 0 | 0 | 0 | 0 | 0 | 0 | 0 | 0 | 0 | 0 | 0 | 0 | 0 | 0 | 0 | 0 | 0 | 0 | 0 | 0 | 0 | 0
F5_Commercial_WA - Miscellaneous_New_Space Heating_Natural Gas_Destratification Fans (HVLS)_A_Technical Potential | F5 | Commercial | WA - Miscellaneous | New | Space Heating | Natural Gas | Destratification Fans (HVLS) | A | Standalone Impact on Baseline Summer Peak (%) | Technical Potential | 0 | 0 | 0 | 0 | 0 | 0 | 0 | 0 | 0 | 0 | 0 | 0 | 0 | 0 | 0 | 0 | 0 | 0 | 0 | 0 | 0 | 0 | 0 | 0 | 0 | 0 | 0
F6_Commercial_WA - Miscellaneous_New_Space Heating_Natural Gas_Destratification Fans (HVLS)_A_Technical Potential | F6 | Commercial | WA - Miscellaneous | New | Space Heating | Natural Gas | Destratification Fans (HVLS) | A | Standalone Impact on Baseline Winter Peak (%) | Technical Potential | 0 | 0 | 0 | 0 | 0 | 0 | 0 | 0 | 0 | 0 | 0 | 0 | 0 | 0 | 0 | 0 | 0 | 0 | 0 | 0 | 0 | 0 | 0 | 0 | 0 | 0 | 0
F7_Commercial_WA - Miscellaneous_New_Space Heating_Natural Gas_Destratification Fans (HVLS)_A_Technical Potential | F7 | Commercial | WA - Miscellaneous | New | Space Heating | Natural Gas | Destratification Fans (HVLS) | A | Incremental Energy Savings (MWh or mTherms) | Technical Potential | 0 | 0 | 0 | 0 | 0 | 0 | 0 | 0 | 0 | 0 | 0 | 0 | 0 | 0 | 0 | 0 | 0 | 0 | 0 | 0 | 0 | 0 | 0 | 0 | 0 | 0 | 0
F8_Commercial_WA - Miscellaneous_New_Space Heating_Natural Gas_Destratification Fans (HVLS)_A_Technical Potential | F8 | Commercial | WA - Miscellaneous | New | Space Heating | Natural Gas | Destratification Fans (HVLS) | A | Incremental Summer Peak Savings (MW) | Technical Potential | 0 | 0 | 0 | 0 | 0 | 0 | 0 | 0 | 0 | 0 | 0 | 0 | 0 | 0 | 0 | 0 | 0 | 0 | 0 | 0 | 0 | 0 | 0 | 0 | 0 | 0 | 0
F9_Commercial_WA - Miscellaneous_New_Space Heating_Natural Gas_Destratification Fans (HVLS)_A_Technical Potential | F9 | Commercial | WA - Miscellaneous | New | Space Heating | Natural Gas | Destratification Fans (HVLS) | A | Incremental Winter Peak Savings (MW) | Technical Potential | 0 | 0 | 0 | 0 | 0 | 0 | 0 | 0 | 0 | 0 | 0 | 0 | 0 | 0 | 0 | 0 | 0 | 0 | 0 | 0 | 0 | 0 | 0 | 0 | 0 | 0 | 0
F10_Commercial_WA - Miscellaneous_New_Space Heating_Natural Gas_Destratification Fans (HVLS)_A_Technical Potential | F10 | Commercial | WA - Miscellaneous | New | Space Heating | Natural Gas | Destratification Fans (HVLS) | A | Cumulative Energy Savings (MWh or mTherms) | Technical Potential | 0 | 0 | 0 | 0 | 0 | 0 | 0 | 0 | 0 | 0 | 0 | 0 | 0 | 0 | 0 | 0 | 0 | 0 | 0 | 0 | 0 | 0 | 0 | 0 | 0 | 0 | 0
F11_Commercial_WA - Miscellaneous_New_Space Heating_Natural Gas_Destratification Fans (HVLS)_A_Technical Potential | F11 | Commercial | WA - Miscellaneous | New | Space Heating | Natural Gas | Destratification Fans (HVLS) | A | Cumulative Summer Peak Savings (MW) | Technical Potential | 0 | 0 | 0 | 0 | 0 | 0 | 0 | 0 | 0 | 0 | 0 | 0 | 0 | 0 | 0 | 0 | 0 | 0 | 0 | 0 | 0 | 0 | 0 | 0 | 0 | 0 | 0
F12_Commercial_WA - Miscellaneous_New_Space Heating_Natural Gas_Destratification Fans (HVLS)_A_Technical Potential | F12 | Commercial | WA - Miscellaneous | New | Space Heating | Natural Gas | Destratification Fans (HVLS) | A | Cumulative Winter Peak Savings (MW) | Technical Potential | 0 | 0 | 0 | 0 | 0 | 0 | 0 | 0 | 0 | 0 | 0 | 0 | 0 | 0 | 0 | 0 | 0 | 0 | 0 | 0 | 0 | 0 | 0 | 0 | 0 | 0 | 0
F13_Commercial_WA - Miscellaneous_New_Space Heating_Natural Gas_Destratification Fans (HVLS)_A_Technical Potential | F13 | Commercial | WA - Miscellaneous | New | Space Heating | Natural Gas | Destratification Fans (HVLS) | A | Purchases (Incremental) | Technical Potential | 0 | 0 | 0 | 0 | 0 | 0 | 0 | 0 | 0 | 0 | 0 | 0 | 0 | 0 | 0 | 0 | 0 | 0 | 0 | 0 | 0 | 0 | 0 | 0 | 0 | 0 | 0
F14_Commercial_WA - Miscellaneous_New_Space Heating_Natural Gas_Destratification Fans (HVLS)_A_Technical Potential | F14 | Commercial | WA - Miscellaneous | New | Space Heating | Natural Gas | Destratification Fans (HVLS) | A | Purchases (Cumulative) | Technical Potential | 0 | 0 | 0 | 0 | 0 | 0 | 0 | 0 | 0 | 0 | 0 | 0 | 0 | 0 | 0 | 0 | 0 | 0 | 0 | 0 | 0 | 0 | 0 | 0 | 0 | 0 | 0
F1_Commercial_WA - Miscellaneous_New_Space Heating_Natural Gas_Gas Boiler - Maintenance_A_Technical Potential | F1 | Commercial | WA - Miscellaneous | New | Space Heating | Natural Gas | Gas Boiler - Maintenance | A | Original Unit Energy Savings (kWh or therms) | Technical Potential | 0 | 0 | 0 | 0 | 0 | 0 | 0 | 0 | 0 | 0 | 0 | 0 | 0 | 0 | 0 | 0 | 0 | 0 | 0 | 0 | 0 | 0 | 0 | 0 | 0 | 0 | 0
F2_Commercial_WA - Miscellaneous_New_Space Heating_Natural Gas_Gas Boiler - Maintenance_A_Technical Potential | F2 | Commercial | WA - Miscellaneous | New | Space Heating | Natural Gas | Gas Boiler - Maintenance | A | Original Unit Summer Peak Savings (kW) | Technical Potential | 0 | 0 | 0 | 0 | 0 | 0 | 0 | 0 | 0 | 0 | 0 | 0 | 0 | 0 | 0 | 0 | 0 | 0 | 0 | 0 | 0 | 0 | 0 | 0 | 0 | 0 | 0
F3_Commercial_WA - Miscellaneous_New_Space Heating_Natural Gas_Gas Boiler - Maintenance_A_Technical Potential | F3 | Commercial | WA - Miscellaneous | New | Space Heating | Natural Gas | Gas Boiler - Maintenance | A | Original Unit Winter Peak Savings (kW) | Technical Potential | 0 | 0 | 0 | 0 | 0 | 0 | 0 | 0 | 0 | 0 | 0 | 0 | 0 | 0 | 0 | 0 | 0 | 0 | 0 | 0 | 0 | 0 | 0 | 0 | 0 | 0 | 0
F4_Commercial_WA - Miscellaneous_New_Space Heating_Natural Gas_Gas Boiler - Maintenance_A_Technical Potential | F4 | Commercial | WA - Miscellaneous | New | Space Heating | Natural Gas | Gas Boiler - Maintenance | A | Standalone Impact on Baseline Energy (%) | Technical Potential | 0 | 0 | 0 | 0 | 0 | 0 | 0 | 0 | 0 | 0 | 0 | 0 | 0 | 0 | 0 | 0 | 0 | 0 | 0 | 0 | 0 | 0 | 0 | 0 | 0 | 0 | 0
F5_Commercial_WA - Miscellaneous_New_Space Heating_Natural Gas_Gas Boiler - Maintenance_A_Technical Potential | F5 | Commercial | WA - Miscellaneous | New | Space Heating | Natural Gas | Gas Boiler - Maintenance | A | Standalone Impact on Baseline Summer Peak (%) | Technical Potential | 0 | 0 | 0 | 0 | 0 | 0 | 0 | 0 | 0 | 0 | 0 | 0 | 0 | 0 | 0 | 0 | 0 | 0 | 0 | 0 | 0 | 0 | 0 | 0 | 0 | 0 | 0
F6_Commercial_WA - Miscellaneous_New_Space Heating_Natural Gas_Gas Boiler - Maintenance_A_Technical Potential | F6 | Commercial | WA - Miscellaneous | New | Space Heating | Natural Gas | Gas Boiler - Maintenance | A | Standalone Impact on Baseline Winter Peak (%) | Technical Potential | 0 | 0 | 0 | 0 | 0 | 0 | 0 | 0 | 0 | 0 | 0 | 0 | 0 | 0 | 0 | 0 | 0 | 0 | 0 | 0 | 0 | 0 | 0 | 0 | 0 | 0 | 0
F7_Commercial_WA - Miscellaneous_New_Space Heating_Natural Gas_Gas Boiler - Maintenance_A_Technical Potential | F7 | Commercial | WA - Miscellaneous | New | Space Heating | Natural Gas | Gas Boiler - Maintenance | A | Incremental Energy Savings (MWh or mTherms) | Technical Potential | 0 | 0 | 0 | 0 | 0 | 0 | 0 | 0 | 0 | 0 | 0 | 0 | 0 | 0 | 0 | 0 | 0 | 0 | 0 | 0 | 0 | 0 | 0 | 0 | 0 | 0 | 0
F8_Commercial_WA - Miscellaneous_New_Space Heating_Natural Gas_Gas Boiler - Maintenance_A_Technical Potential | F8 | Commercial | WA - Miscellaneous | New | Space Heating | Natural Gas | Gas Boiler - Maintenance | A | Incremental Summer Peak Savings (MW) | Technical Potential | 0 | 0 | 0 | 0 | 0 | 0 | 0 | 0 | 0 | 0 | 0 | 0 | 0 | 0 | 0 | 0 | 0 | 0 | 0 | 0 | 0 | 0 | 0 | 0 | 0 | 0 | 0
F9_Commercial_WA - Miscellaneous_New_Space Heating_Natural Gas_Gas Boiler - Maintenance_A_Technical Potential | F9 | Commercial | WA - Miscellaneous | New | Space Heating | Natural Gas | Gas Boiler - Maintenance | A | Incremental Winter Peak Savings (MW) | Technical Potential | 0 | 0 | 0 | 0 | 0 | 0 | 0 | 0 | 0 | 0 | 0 | 0 | 0 | 0 | 0 | 0 | 0 | 0 | 0 | 0 | 0 | 0 | 0 | 0 | 0 | 0 | 0
F10_Commercial_WA - Miscellaneous_New_Space Heating_Natural Gas_Gas Boiler - Maintenance_A_Technical Potential | F10 | Commercial | WA - Miscellaneous | New | Space Heating | Natural Gas | Gas Boiler - Maintenance | A | Cumulative Energy Savings (MWh or mTherms) | Technical Potential | 0 | 0 | 0 | 0 | 0 | 0 | 0 | 0 | 0 | 0 | 0 | 0 | 0 | 0 | 0 | 0 | 0 | 0 | 0 | 0 | 0 | 0 | 0 | 0 | 0 | 0 | 0
F11_Commercial_WA - Miscellaneous_New_Space Heating_Natural Gas_Gas Boiler - Maintenance_A_Technical Potential | F11 | Commercial | WA - Miscellaneous | New | Space Heating | Natural Gas | Gas Boiler - Maintenance | A | Cumulative Summer Peak Savings (MW) | Technical Potential | 0 | 0 | 0 | 0 | 0 | 0 | 0 | 0 | 0 | 0 | 0 | 0 | 0 | 0 | 0 | 0 | 0 | 0 | 0 | 0 | 0 | 0 | 0 | 0 | 0 | 0 | 0
F12_Commercial_WA - Miscellaneous_New_Space Heating_Natural Gas_Gas Boiler - Maintenance_A_Technical Potential | F12 | Commercial | WA - Miscellaneous | New | Space Heating | Natural Gas | Gas Boiler - Maintenance | A | Cumulative Winter Peak Savings (MW) | Technical Potential | 0 | 0 | 0 | 0 | 0 | 0 | 0 | 0 | 0 | 0 | 0 | 0 | 0 | 0 | 0 | 0 | 0 | 0 | 0 | 0 | 0 | 0 | 0 | 0 | 0 | 0 | 0
F13_Commercial_WA - Miscellaneous_New_Space Heating_Natural Gas_Gas Boiler - Maintenance_A_Technical Potential | F13 | Commercial | WA - Miscellaneous | New | Space Heating | Natural Gas | Gas Boiler - Maintenance | A | Purchases (Incremental) | Technical Potential | 0 | 0 | 0 | 0 | 0 | 0 | 0 | 0 | 0 | 0 | 0 | 0 | 0 | 0 | 0 | 0 | 0 | 0 | 0 | 0 | 0 | 0 | 0 | 0 | 0 | 0 | 0
F14_Commercial_WA - Miscellaneous_New_Space Heating_Natural Gas_Gas Boiler - Maintenance_A_Technical Potential | F14 | Commercial | WA - Miscellaneous | New | Space Heating | Natural Gas | Gas Boiler - Maintenance | A | Purchases (Cumulative) | Technical Potential | 0 | 0 | 0 | 0 | 0 | 0 | 0 | 0 | 0 | 0 | 0 | 0 | 0 | 0 | 0 | 0 | 0 | 0 | 0 | 0 | 0 | 0 | 0 | 0 | 0 | 0 | 0
F1_Commercial_WA - Miscellaneous_New_Space Heating_Natural Gas_Gas Furnace - Maintenance_A_Technical Potential | F1 | Commercial | WA - Miscellaneous | New | Space Heating | Natural Gas | Gas Furnace - Maintenance | A | Original Unit Energy Savings (kWh or therms) | Technical Potential | 0 | 0 | 0 | 0 | 0 | 0 | 0 | 0 | 0 | 0 | 0 | 0 | 0 | 0 | 0 | 0 | 0 | 0 | 0 | 0 | 0 | 0 | 0 | 0 | 0 | 0 | 0
F2_Commercial_WA - Miscellaneous_New_Space Heating_Natural Gas_Gas Furnace - Maintenance_A_Technical Potential | F2 | Commercial | WA - Miscellaneous | New | Space Heating | Natural Gas | Gas Furnace - Maintenance | A | Original Unit Summer Peak Savings (kW) | Technical Potential | 0 | 0 | 0 | 0 | 0 | 0 | 0 | 0 | 0 | 0 | 0 | 0 | 0 | 0 | 0 | 0 | 0 | 0 | 0 | 0 | 0 | 0 | 0 | 0 | 0 | 0 | 0
F3_Commercial_WA - Miscellaneous_New_Space Heating_Natural Gas_Gas Furnace - Maintenance_A_Technical Potential | F3 | Commercial | WA - Miscellaneous | New | Space Heating | Natural Gas | Gas Furnace - Maintenance | A | Original Unit Winter Peak Savings (kW) | Technical Potential | 0 | 0 | 0 | 0 | 0 | 0 | 0 | 0 | 0 | 0 | 0 | 0 | 0 | 0 | 0 | 0 | 0 | 0 | 0 | 0 | 0 | 0 | 0 | 0 | 0 | 0 | 0
F4_Commercial_WA - Miscellaneous_New_Space Heating_Natural Gas_Gas Furnace - Maintenance_A_Technical Potential | F4 | Commercial | WA - Miscellaneous | New | Space Heating | Natural Gas | Gas Furnace - Maintenance | A | Standalone Impact on Baseline Energy (%) | Technical Potential | 0 | 0 | 0 | 0 | 0 | 0 | 0 | 0 | 0 | 0 | 0 | 0 | 0 | 0 | 0 | 0 | 0 | 0 | 0 | 0 | 0 | 0 | 0 | 0 | 0 | 0 | 0
F5_Commercial_WA - Miscellaneous_New_Space Heating_Natural Gas_Gas Furnace - Maintenance_A_Technical Potential | F5 | Commercial | WA - Miscellaneous | New | Space Heating | Natural Gas | Gas Furnace - Maintenance | A | Standalone Impact on Baseline Summer Peak (%) | Technical Potential | 0 | 0 | 0 | 0 | 0 | 0 | 0 | 0 | 0 | 0 | 0 | 0 | 0 | 0 | 0 | 0 | 0 | 0 | 0 | 0 | 0 | 0 | 0 | 0 | 0 | 0 | 0
F6_Commercial_WA - Miscellaneous_New_Space Heating_Natural Gas_Gas Furnace - Maintenance_A_Technical Potential | F6 | Commercial | WA - Miscellaneous | New | Space Heating | Natural Gas | Gas Furnace - Maintenance | A | Standalone Impact on Baseline Winter Peak (%) | Technical Potential | 0 | 0 | 0 | 0 | 0 | 0 | 0 | 0 | 0 | 0 | 0 | 0 | 0 | 0 | 0 | 0 | 0 | 0 | 0 | 0 | 0 | 0 | 0 | 0 | 0 | 0 | 0
F7_Commercial_WA - Miscellaneous_New_Space Heating_Natural Gas_Gas Furnace - Maintenance_A_Technical Potential | F7 | Commercial | WA - Miscellaneous | New | Space Heating | Natural Gas | Gas Furnace - Maintenance | A | Incremental Energy Savings (MWh or mTherms) | Technical Potential | 0 | 0 | 0 | 0 | 0 | 0 | 0 | 0 | 0 | 0 | 0 | 0 | 0 | 0 | 0 | 0 | 0 | 0 | 0 | 0 | 0 | 0 | 0 | 0 | 0 | 0 | 0
F8_Commercial_WA - Miscellaneous_New_Space Heating_Natural Gas_Gas Furnace - Maintenance_A_Technical Potential | F8 | Commercial | WA - Miscellaneous | New | Space Heating | Natural Gas | Gas Furnace - Maintenance | A | Incremental Summer Peak Savings (MW) | Technical Potential | 0 | 0 | 0 | 0 | 0 | 0 | 0 | 0 | 0 | 0 | 0 | 0 | 0 | 0 | 0 | 0 | 0 | 0 | 0 | 0 | 0 | 0 | 0 | 0 | 0 | 0 | 0
F9_Commercial_WA - Miscellaneous_New_Space Heating_Natural Gas_Gas Furnace - Maintenance_A_Technical Potential | F9 | Commercial | WA - Miscellaneous | New | Space Heating | Natural Gas | Gas Furnace - Maintenance | A | Incremental Winter Peak Savings (MW) | Technical Potential | 0 | 0 | 0 | 0 | 0 | 0 | 0 | 0 | 0 | 0 | 0 | 0 | 0 | 0 | 0 | 0 | 0 | 0 | 0 | 0 | 0 | 0 | 0 | 0 | 0 | 0 | 0
F10_Commercial_WA - Miscellaneous_New_Space Heating_Natural Gas_Gas Furnace - Maintenance_A_Technical Potential | F10 | Commercial | WA - Miscellaneous | New | Space Heating | Natural Gas | Gas Furnace - Maintenance | A | Cumulative Energy Savings (MWh or mTherms) | Technical Potential | 0 | 0 | 0 | 0 | 0 | 0 | 0 | 0 | 0 | 0 | 0 | 0 | 0 | 0 | 0 | 0 | 0 | 0 | 0 | 0 | 0 | 0 | 0 | 0 | 0 | 0 | 0
F11_Commercial_WA - Miscellaneous_New_Space Heating_Natural Gas_Gas Furnace - Maintenance_A_Technical Potential | F11 | Commercial | WA - Miscellaneous | New | Space Heating | Natural Gas | Gas Furnace - Maintenance | A | Cumulative Summer Peak Savings (MW) | Technical Potential | 0 | 0 | 0 | 0 | 0 | 0 | 0 | 0 | 0 | 0 | 0 | 0 | 0 | 0 | 0 | 0 | 0 | 0 | 0 | 0 | 0 | 0 | 0 | 0 | 0 | 0 | 0
F12_Commercial_WA - Miscellaneous_New_Space Heating_Natural Gas_Gas Furnace - Maintenance_A_Technical Potential | F12 | Commercial | WA - Miscellaneous | New | Space Heating | Natural Gas | Gas Furnace - Maintenance | A | Cumulative Winter Peak Savings (MW) | Technical Potential | 0 | 0 | 0 | 0 | 0 | 0 | 0 | 0 | 0 | 0 | 0 | 0 | 0 | 0 | 0 | 0 | 0 | 0 | 0 | 0 | 0 | 0 | 0 | 0 | 0 | 0 | 0
F13_Commercial_WA - Miscellaneous_New_Space Heating_Natural Gas_Gas Furnace - Maintenance_A_Technical Potential | F13 | Commercial | WA - Miscellaneous | New | Space Heating | Natural Gas | Gas Furnace - Maintenance | A | Purchases (Incremental) | Technical Potential | 0 | 0 | 0 | 0 | 0 | 0 | 0 | 0 | 0 | 0 | 0 | 0 | 0 | 0 | 0 | 0 | 0 | 0 | 0 | 0 | 0 | 0 | 0 | 0 | 0 | 0 | 0
F14_Commercial_WA - Miscellaneous_New_Space Heating_Natural Gas_Gas Furnace - Maintenance_A_Technical Potential | F14 | Commercial | WA - Miscellaneous | New | Space Heating | Natural Gas | Gas Furnace - Maintenance | A | Purchases (Cumulative) | Technical Potential | 0 | 0 | 0 | 0 | 0 | 0 | 0 | 0 | 0 | 0 | 0 | 0 | 0 | 0 | 0 | 0 | 0 | 0 | 0 | 0 | 0 | 0 | 0 | 0 | 0 | 0 | 0
F1_Commercial_WA - Miscellaneous_New_Space Heating_Natural Gas_Gas Boiler - Hot Water Reset_A_Technical Potential | F1 | Commercial | WA - Miscellaneous | New | Space Heating | Natural Gas | Gas Boiler - Hot Water Reset | A | Original Unit Energy Savings (kWh or therms) | Technical Potential | 0 | 0 | 0 | 0 | 0 | 0 | 0 | 0 | 0 | 0 | 0 | 0 | 0 | 0 | 0 | 0 | 0 | 0 | 0 | 0 | 0 | 0 | 0 | 0 | 0 | 0 | 0
F2_Commercial_WA - Miscellaneous_New_Space Heating_Natural Gas_Gas Boiler - Hot Water Reset_A_Technical Potential | F2 | Commercial | WA - Miscellaneous | New | Space Heating | Natural Gas | Gas Boiler - Hot Water Reset | A | Original Unit Summer Peak Savings (kW) | Technical Potential | 0 | 0 | 0 | 0 | 0 | 0 | 0 | 0 | 0 | 0 | 0 | 0 | 0 | 0 | 0 | 0 | 0 | 0 | 0 | 0 | 0 | 0 | 0 | 0 | 0 | 0 | 0
F3_Commercial_WA - Miscellaneous_New_Space Heating_Natural Gas_Gas Boiler - Hot Water Reset_A_Technical Potential | F3 | Commercial | WA - Miscellaneous | New | Space Heating | Natural Gas | Gas Boiler - Hot Water Reset | A | Original Unit Winter Peak Savings (kW) | Technical Potential | 0 | 0 | 0 | 0 | 0 | 0 | 0 | 0 | 0 | 0 | 0 | 0 | 0 | 0 | 0 | 0 | 0 | 0 | 0 | 0 | 0 | 0 | 0 | 0 | 0 | 0 | 0
F4_Commercial_WA - Miscellaneous_New_Space Heating_Natural Gas_Gas Boiler - Hot Water Reset_A_Technical Potential | F4 | Commercial | WA - Miscellaneous | New | Space Heating | Natural Gas | Gas Boiler - Hot Water Reset | A | Standalone Impact on Baseline Energy (%) | Technical Potential | 0 | 0 | 0 | 0 | 0 | 0 | 0 | 0 | 0 | 0 | 0 | 0 | 0 | 0 | 0 | 0 | 0 | 0 | 0 | 0 | 0 | 0 | 0 | 0 | 0 | 0 | 0
F5_Commercial_WA - Miscellaneous_New_Space Heating_Natural Gas_Gas Boiler - Hot Water Reset_A_Technical Potential | F5 | Commercial | WA - Miscellaneous | New | Space Heating | Natural Gas | Gas Boiler - Hot Water Reset | A | Standalone Impact on Baseline Summer Peak (%) | Technical Potential | 0 | 0 | 0 | 0 | 0 | 0 | 0 | 0 | 0 | 0 | 0 | 0 | 0 | 0 | 0 | 0 | 0 | 0 | 0 | 0 | 0 | 0 | 0 | 0 | 0 | 0 | 0
F6_Commercial_WA - Miscellaneous_New_Space Heating_Natural Gas_Gas Boiler - Hot Water Reset_A_Technical Potential | F6 | Commercial | WA - Miscellaneous | New | Space Heating | Natural Gas | Gas Boiler - Hot Water Reset | A | Standalone Impact on Baseline Winter Peak (%) | Technical Potential | 0 | 0 | 0 | 0 | 0 | 0 | 0 | 0 | 0 | 0 | 0 | 0 | 0 | 0 | 0 | 0 | 0 | 0 | 0 | 0 | 0 | 0 | 0 | 0 | 0 | 0 | 0
F7_Commercial_WA - Miscellaneous_New_Space Heating_Natural Gas_Gas Boiler - Hot Water Reset_A_Technical Potential | F7 | Commercial | WA - Miscellaneous | New | Space Heating | Natural Gas | Gas Boiler - Hot Water Reset | A | Incremental Energy Savings (MWh or mTherms) | Technical Potential | 0 | 0 | 0 | 0 | 0 | 0 | 0 | 0 | 0 | 0 | 0 | 0 | 0 | 0 | 0 | 0 | 0 | 0 | 0 | 0 | 0 | 0 | 0 | 0 | 0 | 0 | 0
F8_Commercial_WA - Miscellaneous_New_Space Heating_Natural Gas_Gas Boiler - Hot Water Reset_A_Technical Potential | F8 | Commercial | WA - Miscellaneous | New | Space Heating | Natural Gas | Gas Boiler - Hot Water Reset | A | Incremental Summer Peak Savings (MW) | Technical Potential | 0 | 0 | 0 | 0 | 0 | 0 | 0 | 0 | 0 | 0 | 0 | 0 | 0 | 0 | 0 | 0 | 0 | 0 | 0 | 0 | 0 | 0 | 0 | 0 | 0 | 0 | 0
F9_Commercial_WA - Miscellaneous_New_Space Heating_Natural Gas_Gas Boiler - Hot Water Reset_A_Technical Potential | F9 | Commercial | WA - Miscellaneous | New | Space Heating | Natural Gas | Gas Boiler - Hot Water Reset | A | Incremental Winter Peak Savings (MW) | Technical Potential | 0 | 0 | 0 | 0 | 0 | 0 | 0 | 0 | 0 | 0 | 0 | 0 | 0 | 0 | 0 | 0 | 0 | 0 | 0 | 0 | 0 | 0 | 0 | 0 | 0 | 0 | 0
F10_Commercial_WA - Miscellaneous_New_Space Heating_Natural Gas_Gas Boiler - Hot Water Reset_A_Technical Potential | F10 | Commercial | WA - Miscellaneous | New | Space Heating | Natural Gas | Gas Boiler - Hot Water Reset | A | Cumulative Energy Savings (MWh or mTherms) | Technical Potential | 0 | 0 | 0 | 0 | 0 | 0 | 0 | 0 | 0 | 0 | 0 | 0 | 0 | 0 | 0 | 0 | 0 | 0 | 0 | 0 | 0 | 0 | 0 | 0 | 0 | 0 | 0
F11_Commercial_WA - Miscellaneous_New_Space Heating_Natural Gas_Gas Boiler - Hot Water Reset_A_Technical Potential | F11 | Commercial | WA - Miscellaneous | New | Space Heating | Natural Gas | Gas Boiler - Hot Water Reset | A | Cumulative Summer Peak Savings (MW) | Technical Potential | 0 | 0 | 0 | 0 | 0 | 0 | 0 | 0 | 0 | 0 | 0 | 0 | 0 | 0 | 0 | 0 | 0 | 0 | 0 | 0 | 0 | 0 | 0 | 0 | 0 | 0 | 0
F12_Commercial_WA - Miscellaneous_New_Space Heating_Natural Gas_Gas Boiler - Hot Water Reset_A_Technical Potential | F12 | Commercial | WA - Miscellaneous | New | Space Heating | Natural Gas | Gas Boiler - Hot Water Reset | A | Cumulative Winter Peak Savings (MW) | Technical Potential | 0 | 0 | 0 | 0 | 0 | 0 | 0 | 0 | 0 | 0 | 0 | 0 | 0 | 0 | 0 | 0 | 0 | 0 | 0 | 0 | 0 | 0 | 0 | 0 | 0 | 0 | 0
F13_Commercial_WA - Miscellaneous_New_Space Heating_Natural Gas_Gas Boiler - Hot Water Reset_A_Technical Potential | F13 | Commercial | WA - Miscellaneous | New | Space Heating | Natural Gas | Gas Boiler - Hot Water Reset | A | Purchases (Incremental) | Technical Potential | 0 | 0 | 0 | 0 | 0 | 0 | 0 | 0 | 0 | 0 | 0 | 0 | 0 | 0 | 0 | 0 | 0 | 0 | 0 | 0 | 0 | 0 | 0 | 0 | 0 | 0 | 0
F14_Commercial_WA - Miscellaneous_New_Space Heating_Natural Gas_Gas Boiler - Hot Water Reset_A_Technical Potential | F14 | Commercial | WA - Miscellaneous | New | Space Heating | Natural Gas | Gas Boiler - Hot Water Reset | A | Purchases (Cumulative) | Technical Potential | 0 | 0 | 0 | 0 | 0 | 0 | 0 | 0 | 0 | 0 | 0 | 0 | 0 | 0 | 0 | 0 | 0 | 0 | 0 | 0 | 0 | 0 | 0 | 0 | 0 | 0 | 0
F1_Commercial_WA - Miscellaneous_New_Space Heating_Natural Gas_Gas Boiler - Steam Trap Replacement_A_Technical Potential | F1 | Commercial | WA - Miscellaneous | New | Space Heating | Natural Gas | Gas Boiler - Steam Trap Replacement | A | Original Unit Energy Savings (kWh or therms) | Technical Potential | 0 | 0 | 0 | 0 | 0 | 0 | 0 | 0 | 0 | 0 | 0 | 0 | 0 | 0 | 0 | 0 | 0 | 0 | 0 | 0 | 0 | 0 | 0 | 0 | 0 | 0 | 0
F2_Commercial_WA - Miscellaneous_New_Space Heating_Natural Gas_Gas Boiler - Steam Trap Replacement_A_Technical Potential | F2 | Commercial | WA - Miscellaneous | New | Space Heating | Natural Gas | Gas Boiler - Steam Trap Replacement | A | Original Unit Summer Peak Savings (kW) | Technical Potential | 0 | 0 | 0 | 0 | 0 | 0 | 0 | 0 | 0 | 0 | 0 | 0 | 0 | 0 | 0 | 0 | 0 | 0 | 0 | 0 | 0 | 0 | 0 | 0 | 0 | 0 | 0
F3_Commercial_WA - Miscellaneous_New_Space Heating_Natural Gas_Gas Boiler - Steam Trap Replacement_A_Technical Potential | F3 | Commercial | WA - Miscellaneous | New | Space Heating | Natural Gas | Gas Boiler - Steam Trap Replacement | A | Original Unit Winter Peak Savings (kW) | Technical Potential | 0 | 0 | 0 | 0 | 0 | 0 | 0 | 0 | 0 | 0 | 0 | 0 | 0 | 0 | 0 | 0 | 0 | 0 | 0 | 0 | 0 | 0 | 0 | 0 | 0 | 0 | 0
F4_Commercial_WA - Miscellaneous_New_Space Heating_Natural Gas_Gas Boiler - Steam Trap Replacement_A_Technical Potential | F4 | Commercial | WA - Miscellaneous | New | Space Heating | Natural Gas | Gas Boiler - Steam Trap Replacement | A | Standalone Impact on Baseline Energy (%) | Technical Potential | 0 | 0 | 0 | 0 | 0 | 0 | 0 | 0 | 0 | 0 | 0 | 0 | 0 | 0 | 0 | 0 | 0 | 0 | 0 | 0 | 0 | 0 | 0 | 0 | 0 | 0 | 0
F5_Commercial_WA - Miscellaneous_New_Space Heating_Natural Gas_Gas Boiler - Steam Trap Replacement_A_Technical Potential | F5 | Commercial | WA - Miscellaneous | New | Space Heating | Natural Gas | Gas Boiler - Steam Trap Replacement | A | Standalone Impact on Baseline Summer Peak (%) | Technical Potential | 0 | 0 | 0 | 0 | 0 | 0 | 0 | 0 | 0 | 0 | 0 | 0 | 0 | 0 | 0 | 0 | 0 | 0 | 0 | 0 | 0 | 0 | 0 | 0 | 0 | 0 | 0
F6_Commercial_WA - Miscellaneous_New_Space Heating_Natural Gas_Gas Boiler - Steam Trap Replacement_A_Technical Potential | F6 | Commercial | WA - Miscellaneous | New | Space Heating | Natural Gas | Gas Boiler - Steam Trap Replacement | A | Standalone Impact on Baseline Winter Peak (%) | Technical Potential | 0 | 0 | 0 | 0 | 0 | 0 | 0 | 0 | 0 | 0 | 0 | 0 | 0 | 0 | 0 | 0 | 0 | 0 | 0 | 0 | 0 | 0 | 0 | 0 | 0 | 0 | 0
F7_Commercial_WA - Miscellaneous_New_Space Heating_Natural Gas_Gas Boiler - Steam Trap Replacement_A_Technical Potential | F7 | Commercial | WA - Miscellaneous | New | Space Heating | Natural Gas | Gas Boiler - Steam Trap Replacement | A | Incremental Energy Savings (MWh or mTherms) | Technical Potential | 0 | 0 | 0 | 0 | 0 | 0 | 0 | 0 | 0 | 0 | 0 | 0 | 0 | 0 | 0 | 0 | 0 | 0 | 0 | 0 | 0 | 0 | 0 | 0 | 0 | 0 | 0
F8_Commercial_WA - Miscellaneous_New_Space Heating_Natural Gas_Gas Boiler - Steam Trap Replacement_A_Technical Potential | F8 | Commercial | WA - Miscellaneous | New | Space Heating | Natural Gas | Gas Boiler - Steam Trap Replacement | A | Incremental Summer Peak Savings (MW) | Technical Potential | 0 | 0 | 0 | 0 | 0 | 0 | 0 | 0 | 0 | 0 | 0 | 0 | 0 | 0 | 0 | 0 | 0 | 0 | 0 | 0 | 0 | 0 | 0 | 0 | 0 | 0 | 0
F9_Commercial_WA - Miscellaneous_New_Space Heating_Natural Gas_Gas Boiler - Steam Trap Replacement_A_Technical Potential | F9 | Commercial | WA - Miscellaneous | New | Space Heating | Natural Gas | Gas Boiler - Steam Trap Replacement | A | Incremental Winter Peak Savings (MW) | Technical Potential | 0 | 0 | 0 | 0 | 0 | 0 | 0 | 0 | 0 | 0 | 0 | 0 | 0 | 0 | 0 | 0 | 0 | 0 | 0 | 0 | 0 | 0 | 0 | 0 | 0 | 0 | 0
F10_Commercial_WA - Miscellaneous_New_Space Heating_Natural Gas_Gas Boiler - Steam Trap Replacement_A_Technical Potential | F10 | Commercial | WA - Miscellaneous | New | Space Heating | Natural Gas | Gas Boiler - Steam Trap Replacement | A | Cumulative Energy Savings (MWh or mTherms) | Technical Potential | 0 | 0 | 0 | 0 | 0 | 0 | 0 | 0 | 0 | 0 | 0 | 0 | 0 | 0 | 0 | 0 | 0 | 0 | 0 | 0 | 0 | 0 | 0 | 0 | 0 | 0 | 0
F11_Commercial_WA - Miscellaneous_New_Space Heating_Natural Gas_Gas Boiler - Steam Trap Replacement_A_Technical Potential | F11 | Commercial | WA - Miscellaneous | New | Space Heating | Natural Gas | Gas Boiler - Steam Trap Replacement | A | Cumulative Summer Peak Savings (MW) | Technical Potential | 0 | 0 | 0 | 0 | 0 | 0 | 0 | 0 | 0 | 0 | 0 | 0 | 0 | 0 | 0 | 0 | 0 | 0 | 0 | 0 | 0 | 0 | 0 | 0 | 0 | 0 | 0
F12_Commercial_WA - Miscellaneous_New_Space Heating_Natural Gas_Gas Boiler - Steam Trap Replacement_A_Technical Potential | F12 | Commercial | WA - Miscellaneous | New | Space Heating | Natural Gas | Gas Boiler - Steam Trap Replacement | A | Cumulative Winter Peak Savings (MW) | Technical Potential | 0 | 0 | 0 | 0 | 0 | 0 | 0 | 0 | 0 | 0 | 0 | 0 | 0 | 0 | 0 | 0 | 0 | 0 | 0 | 0 | 0 | 0 | 0 | 0 | 0 | 0 | 0
F13_Commercial_WA - Miscellaneous_New_Space Heating_Natural Gas_Gas Boiler - Steam Trap Replacement_A_Technical Potential | F13 | Commercial | WA - Miscellaneous | New | Space Heating | Natural Gas | Gas Boiler - Steam Trap Replacement | A | Purchases (Incremental) | Technical Potential | 0 | 0 | 0 | 0 | 0 | 0 | 0 | 0 | 0 | 0 | 0 | 0 | 0 | 0 | 0 | 0 | 0 | 0 | 0 | 0 | 0 | 0 | 0 | 0 | 0 | 0 | 0
F14_Commercial_WA - Miscellaneous_New_Space Heating_Natural Gas_Gas Boiler - Steam Trap Replacement_A_Technical Potential | F14 | Commercial | WA - Miscellaneous | New | Space Heating | Natural Gas | Gas Boiler - Steam Trap Replacement | A | Purchases (Cumulative) | Technical Potential | 0 | 0 | 0 | 0 | 0 | 0 | 0 | 0 | 0 | 0 | 0 | 0 | 0 | 0 | 0 | 0 | 0 | 0 | 0 | 0 | 0 | 0 | 0 | 0 | 0 | 0 | 0
F1_Commercial_WA - Miscellaneous_New_Space Heating_Natural Gas_Gas Boiler - High Turndown Burner_A_Technical Potential | F1 | Commercial | WA - Miscellaneous | New | Space Heating | Natural Gas | Gas Boiler - High Turndown Burner | A | Original Unit Energy Savings (kWh or therms) | Technical Potential | 0 | 0 | 0 | 0 | 0 | 0 | 0 | 0 | 0 | 0 | 0 | 0 | 0 | 0 | 0 | 0 | 0 | 0 | 0 | 0 | 0 | 0 | 0 | 0 | 0 | 0 | 0
F2_Commercial_WA - Miscellaneous_New_Space Heating_Natural Gas_Gas Boiler - High Turndown Burner_A_Technical Potential | F2 | Commercial | WA - Miscellaneous | New | Space Heating | Natural Gas | Gas Boiler - High Turndown Burner | A | Original Unit Summer Peak Savings (kW) | Technical Potential | 0 | 0 | 0 | 0 | 0 | 0 | 0 | 0 | 0 | 0 | 0 | 0 | 0 | 0 | 0 | 0 | 0 | 0 | 0 | 0 | 0 | 0 | 0 | 0 | 0 | 0 | 0
F3_Commercial_WA - Miscellaneous_New_Space Heating_Natural Gas_Gas Boiler - High Turndown Burner_A_Technical Potential | F3 | Commercial | WA - Miscellaneous | New | Space Heating | Natural Gas | Gas Boiler - High Turndown Burner | A | Original Unit Winter Peak Savings (kW) | Technical Potential | 0 | 0 | 0 | 0 | 0 | 0 | 0 | 0 | 0 | 0 | 0 | 0 | 0 | 0 | 0 | 0 | 0 | 0 | 0 | 0 | 0 | 0 | 0 | 0 | 0 | 0 | 0
F4_Commercial_WA - Miscellaneous_New_Space Heating_Natural Gas_Gas Boiler - High Turndown Burner_A_Technical Potential | F4 | Commercial | WA - Miscellaneous | New | Space Heating | Natural Gas | Gas Boiler - High Turndown Burner | A | Standalone Impact on Baseline Energy (%) | Technical Potential | 0 | 0 | 0 | 0 | 0 | 0 | 0 | 0 | 0 | 0 | 0 | 0 | 0 | 0 | 0 | 0 | 0 | 0 | 0 | 0 | 0 | 0 | 0 | 0 | 0 | 0 | 0
F5_Commercial_WA - Miscellaneous_New_Space Heating_Natural Gas_Gas Boiler - High Turndown Burner_A_Technical Potential | F5 | Commercial | WA - Miscellaneous | New | Space Heating | Natural Gas | Gas Boiler - High Turndown Burner | A | Standalone Impact on Baseline Summer Peak (%) | Technical Potential | 0 | 0 | 0 | 0 | 0 | 0 | 0 | 0 | 0 | 0 | 0 | 0 | 0 | 0 | 0 | 0 | 0 | 0 | 0 | 0 | 0 | 0 | 0 | 0 | 0 | 0 | 0
F6_Commercial_WA - Miscellaneous_New_Space Heating_Natural Gas_Gas Boiler - High Turndown Burner_A_Technical Potential | F6 | Commercial | WA - Miscellaneous | New | Space Heating | Natural Gas | Gas Boiler - High Turndown Burner | A | Standalone Impact on Baseline Winter Peak (%) | Technical Potential | 0 | 0 | 0 | 0 | 0 | 0 | 0 | 0 | 0 | 0 | 0 | 0 | 0 | 0 | 0 | 0 | 0 | 0 | 0 | 0 | 0 | 0 | 0 | 0 | 0 | 0 | 0
F7_Commercial_WA - Miscellaneous_New_Space Heating_Natural Gas_Gas Boiler - High Turndown Burner_A_Technical Potential | F7 | Commercial | WA - Miscellaneous | New | Space Heating | Natural Gas | Gas Boiler - High Turndown Burner | A | Incremental Energy Savings (MWh or mTherms) | Technical Potential | 0 | 0 | 0 | 0 | 0 | 0 | 0 | 0 | 0 | 0 | 0 | 0 | 0 | 0 | 0 | 0 | 0 | 0 | 0 | 0 | 0 | 0 | 0 | 0 | 0 | 0 | 0
F8_Commercial_WA - Miscellaneous_New_Space Heating_Natural Gas_Gas Boiler - High Turndown Burner_A_Technical Potential | F8 | Commercial | WA - Miscellaneous | New | Space Heating | Natural Gas | Gas Boiler - High Turndown Burner | A | Incremental Summer Peak Savings (MW) | Technical Potential | 0 | 0 | 0 | 0 | 0 | 0 | 0 | 0 | 0 | 0 | 0 | 0 | 0 | 0 | 0 | 0 | 0 | 0 | 0 | 0 | 0 | 0 | 0 | 0 | 0 | 0 | 0
F9_Commercial_WA - Miscellaneous_New_Space Heating_Natural Gas_Gas Boiler - High Turndown Burner_A_Technical Potential | F9 | Commercial | WA - Miscellaneous | New | Space Heating | Natural Gas | Gas Boiler - High Turndown Burner | A | Incremental Winter Peak Savings (MW) | Technical Potential | 0 | 0 | 0 | 0 | 0 | 0 | 0 | 0 | 0 | 0 | 0 | 0 | 0 | 0 | 0 | 0 | 0 | 0 | 0 | 0 | 0 | 0 | 0 | 0 | 0 | 0 | 0
F10_Commercial_WA - Miscellaneous_New_Space Heating_Natural Gas_Gas Boiler - High Turndown Burner_A_Technical Potential | F10 | Commercial | WA - Miscellaneous | New | Space Heating | Natural Gas | Gas Boiler - High Turndown Burner | A | Cumulative Energy Savings (MWh or mTherms) | Technical Potential | 0 | 0 | 0 | 0 | 0 | 0 | 0 | 0 | 0 | 0 | 0 | 0 | 0 | 0 | 0 | 0 | 0 | 0 | 0 | 0 | 0 | 0 | 0 | 0 | 0 | 0 | 0
F11_Commercial_WA - Miscellaneous_New_Space Heating_Natural Gas_Gas Boiler - High Turndown Burner_A_Technical Potential | F11 | Commercial | WA - Miscellaneous | New | Space Heating | Natural Gas | Gas Boiler - High Turndown Burner | A | Cumulative Summer Peak Savings (MW) | Technical Potential | 0 | 0 | 0 | 0 | 0 | 0 | 0 | 0 | 0 | 0 | 0 | 0 | 0 | 0 | 0 | 0 | 0 | 0 | 0 | 0 | 0 | 0 | 0 | 0 | 0 | 0 | 0
F12_Commercial_WA - Miscellaneous_New_Space Heating_Natural Gas_Gas Boiler - High Turndown Burner_A_Technical Potential | F12 | Commercial | WA - Miscellaneous | New | Space Heating | Natural Gas | Gas Boiler - High Turndown Burner | A | Cumulative Winter Peak Savings (MW) | Technical Potential | 0 | 0 | 0 | 0 | 0 | 0 | 0 | 0 | 0 | 0 | 0 | 0 | 0 | 0 | 0 | 0 | 0 | 0 | 0 | 0 | 0 | 0 | 0 | 0 | 0 | 0 | 0
F13_Commercial_WA - Miscellaneous_New_Space Heating_Natural Gas_Gas Boiler - High Turndown Burner_A_Technical Potential | F13 | Commercial | WA - Miscellaneous | New | Space Heating | Natural Gas | Gas Boiler - High Turndown Burner | A | Purchases (Incremental) | Technical Potential | 0 | 0 | 0 | 0 | 0 | 0 | 0 | 0 | 0 | 0 | 0 | 0 | 0 | 0 | 0 | 0 | 0 | 0 | 0 | 0 | 0 | 0 | 0 | 0 | 0 | 0 | 0
F14_Commercial_WA - Miscellaneous_New_Space Heating_Natural Gas_Gas Boiler - High Turndown Burner_A_Technical Potential | F14 | Commercial | WA - Miscellaneous | New | Space Heating | Natural Gas | Gas Boiler - High Turndown Burner | A | Purchases (Cumulative) | Technical Potential | 0 | 0 | 0 | 0 | 0 | 0 | 0 | 0 | 0 | 0 | 0 | 0 | 0 | 0 | 0 | 0 | 0 | 0 | 0 | 0 | 0 | 0 | 0 | 0 | 0 | 0 | 0
F1_Commercial_WA - Miscellaneous_New_Space Heating_Natural Gas_Gas Boiler - Burner Control Optimization_A_Technical Potential | F1 | Commercial | WA - Miscellaneous | New | Space Heating | Natural Gas | Gas Boiler - Burner Control Optimization | A | Original Unit Energy Savings (kWh or therms) | Technical Potential | 0 | 0 | 0 | 0 | 0 | 0 | 0 | 0 | 0 | 0 | 0 | 0 | 0 | 0 | 0 | 0 | 0 | 0 | 0 | 0 | 0 | 0 | 0 | 0 | 0 | 0 | 0
F2_Commercial_WA - Miscellaneous_New_Space Heating_Natural Gas_Gas Boiler - Burner Control Optimization_A_Technical Potential | F2 | Commercial | WA - Miscellaneous | New | Space Heating | Natural Gas | Gas Boiler - Burner Control Optimization | A | Original Unit Summer Peak Savings (kW) | Technical Potential | 0 | 0 | 0 | 0 | 0 | 0 | 0 | 0 | 0 | 0 | 0 | 0 | 0 | 0 | 0 | 0 | 0 | 0 | 0 | 0 | 0 | 0 | 0 | 0 | 0 | 0 | 0
F3_Commercial_WA - Miscellaneous_New_Space Heating_Natural Gas_Gas Boiler - Burner Control Optimization_A_Technical Potential | F3 | Commercial | WA - Miscellaneous | New | Space Heating | Natural Gas | Gas Boiler - Burner Control Optimization | A | Original Unit Winter Peak Savings (kW) | Technical Potential | 0 | 0 | 0 | 0 | 0 | 0 | 0 | 0 | 0 | 0 | 0 | 0 | 0 | 0 | 0 | 0 | 0 | 0 | 0 | 0 | 0 | 0 | 0 | 0 | 0 | 0 | 0
F4_Commercial_WA - Miscellaneous_New_Space Heating_Natural Gas_Gas Boiler - Burner Control Optimization_A_Technical Potential | F4 | Commercial | WA - Miscellaneous | New | Space Heating | Natural Gas | Gas Boiler - Burner Control Optimization | A | Standalone Impact on Baseline Energy (%) | Technical Potential | 0 | 0 | 0 | 0 | 0 | 0 | 0 | 0 | 0 | 0 | 0 | 0 | 0 | 0 | 0 | 0 | 0 | 0 | 0 | 0 | 0 | 0 | 0 | 0 | 0 | 0 | 0
F5_Commercial_WA - Miscellaneous_New_Space Heating_Natural Gas_Gas Boiler - Burner Control Optimization_A_Technical Potential | F5 | Commercial | WA - Miscellaneous | New | Space Heating | Natural Gas | Gas Boiler - Burner Control Optimization | A | Standalone Impact on Baseline Summer Peak (%) | Technical Potential | 0 | 0 | 0 | 0 | 0 | 0 | 0 | 0 | 0 | 0 | 0 | 0 | 0 | 0 | 0 | 0 | 0 | 0 | 0 | 0 | 0 | 0 | 0 | 0 | 0 | 0 | 0
F6_Commercial_WA - Miscellaneous_New_Space Heating_Natural Gas_Gas Boiler - Burner Control Optimization_A_Technical Potential | F6 | Commercial | WA - Miscellaneous | New | Space Heating | Natural Gas | Gas Boiler - Burner Control Optimization | A | Standalone Impact on Baseline Winter Peak (%) | Technical Potential | 0 | 0 | 0 | 0 | 0 | 0 | 0 | 0 | 0 | 0 | 0 | 0 | 0 | 0 | 0 | 0 | 0 | 0 | 0 | 0 | 0 | 0 | 0 | 0 | 0 | 0 | 0
F7_Commercial_WA - Miscellaneous_New_Space Heating_Natural Gas_Gas Boiler - Burner Control Optimization_A_Technical Potential | F7 | Commercial | WA - Miscellaneous | New | Space Heating | Natural Gas | Gas Boiler - Burner Control Optimization | A | Incremental Energy Savings (MWh or mTherms) | Technical Potential | 0 | 0 | 0 | 0 | 0 | 0 | 0 | 0 | 0 | 0 | 0 | 0 | 0 | 0 | 0 | 0 | 0 | 0 | 0 | 0 | 0 | 0 | 0 | 0 | 0 | 0 | 0
F8_Commercial_WA - Miscellaneous_New_Space Heating_Natural Gas_Gas Boiler - Burner Control Optimization_A_Technical Potential | F8 | Commercial | WA - Miscellaneous | New | Space Heating | Natural Gas | Gas Boiler - Burner Control Optimization | A | Incremental Summer Peak Savings (MW) | Technical Potential | 0 | 0 | 0 | 0 | 0 | 0 | 0 | 0 | 0 | 0 | 0 | 0 | 0 | 0 | 0 | 0 | 0 | 0 | 0 | 0 | 0 | 0 | 0 | 0 | 0 | 0 | 0
F9_Commercial_WA - Miscellaneous_New_Space Heating_Natural Gas_Gas Boiler - Burner Control Optimization_A_Technical Potential | F9 | Commercial | WA - Miscellaneous | New | Space Heating | Natural Gas | Gas Boiler - Burner Control Optimization | A | Incremental Winter Peak Savings (MW) | Technical Potential | 0 | 0 | 0 | 0 | 0 | 0 | 0 | 0 | 0 | 0 | 0 | 0 | 0 | 0 | 0 | 0 | 0 | 0 | 0 | 0 | 0 | 0 | 0 | 0 | 0 | 0 | 0
F10_Commercial_WA - Miscellaneous_New_Space Heating_Natural Gas_Gas Boiler - Burner Control Optimization_A_Technical Potential | F10 | Commercial | WA - Miscellaneous | New | Space Heating | Natural Gas | Gas Boiler - Burner Control Optimization | A | Cumulative Energy Savings (MWh or mTherms) | Technical Potential | 0 | 0 | 0 | 0 | 0 | 0 | 0 | 0 | 0 | 0 | 0 | 0 | 0 | 0 | 0 | 0 | 0 | 0 | 0 | 0 | 0 | 0 | 0 | 0 | 0 | 0 | 0
F11_Commercial_WA - Miscellaneous_New_Space Heating_Natural Gas_Gas Boiler - Burner Control Optimization_A_Technical Potential | F11 | Commercial | WA - Miscellaneous | New | Space Heating | Natural Gas | Gas Boiler - Burner Control Optimization | A | Cumulative Summer Peak Savings (MW) | Technical Potential | 0 | 0 | 0 | 0 | 0 | 0 | 0 | 0 | 0 | 0 | 0 | 0 | 0 | 0 | 0 | 0 | 0 | 0 | 0 | 0 | 0 | 0 | 0 | 0 | 0 | 0 | 0
F12_Commercial_WA - Miscellaneous_New_Space Heating_Natural Gas_Gas Boiler - Burner Control Optimization_A_Technical Potential | F12 | Commercial | WA - Miscellaneous | New | Space Heating | Natural Gas | Gas Boiler - Burner Control Optimization | A | Cumulative Winter Peak Savings (MW) | Technical Potential | 0 | 0 | 0 | 0 | 0 | 0 | 0 | 0 | 0 | 0 | 0 | 0 | 0 | 0 | 0 | 0 | 0 | 0 | 0 | 0 | 0 | 0 | 0 | 0 | 0 | 0 | 0
F13_Commercial_WA - Miscellaneous_New_Space Heating_Natural Gas_Gas Boiler - Burner Control Optimization_A_Technical Potential | F13 | Commercial | WA - Miscellaneous | New | Space Heating | Natural Gas | Gas Boiler - Burner Control Optimization | A | Purchases (Incremental) | Technical Potential | 0 | 0 | 0 | 0 | 0 | 0 | 0 | 0 | 0 | 0 | 0 | 0 | 0 | 0 | 0 | 0 | 0 | 0 | 0 | 0 | 0 | 0 | 0 | 0 | 0 | 0 | 0
F14_Commercial_WA - Miscellaneous_New_Space Heating_Natural Gas_Gas Boiler - Burner Control Optimization_A_Technical Potential | F14 | Commercial | WA - Miscellaneous | New | Space Heating | Natural Gas | Gas Boiler - Burner Control Optimization | A | Purchases (Cumulative) | Technical Potential | 0 | 0 | 0 | 0 | 0 | 0 | 0 | 0 | 0 | 0 | 0 | 0 | 0 | 0 | 0 | 0 | 0 | 0 | 0 | 0 | 0 | 0 | 0 | 0 | 0 | 0 | 0
F1_Commercial_WA - Miscellaneous_New_Space Heating_Natural Gas_Gas Boiler - Stack Economizer_A_Technical Potential | F1 | Commercial | WA - Miscellaneous | New | Space Heating | Natural Gas | Gas Boiler - Stack Economizer | A | Original Unit Energy Savings (kWh or therms) | Technical Potential | 0 | 0 | 0 | 0 | 0 | 0 | 0 | 0 | 0 | 0 | 0 | 0 | 0 | 0 | 0 | 0 | 0 | 0 | 0 | 0 | 0 | 0 | 0 | 0 | 0 | 0 | 0
F2_Commercial_WA - Miscellaneous_New_Space Heating_Natural Gas_Gas Boiler - Stack Economizer_A_Technical Potential | F2 | Commercial | WA - Miscellaneous | New | Space Heating | Natural Gas | Gas Boiler - Stack Economizer | A | Original Unit Summer Peak Savings (kW) | Technical Potential | 0 | 0 | 0 | 0 | 0 | 0 | 0 | 0 | 0 | 0 | 0 | 0 | 0 | 0 | 0 | 0 | 0 | 0 | 0 | 0 | 0 | 0 | 0 | 0 | 0 | 0 | 0
F3_Commercial_WA - Miscellaneous_New_Space Heating_Natural Gas_Gas Boiler - Stack Economizer_A_Technical Potential | F3 | Commercial | WA - Miscellaneous | New | Space Heating | Natural Gas | Gas Boiler - Stack Economizer | A | Original Unit Winter Peak Savings (kW) | Technical Potential | 0 | 0 | 0 | 0 | 0 | 0 | 0 | 0 | 0 | 0 | 0 | 0 | 0 | 0 | 0 | 0 | 0 | 0 | 0 | 0 | 0 | 0 | 0 | 0 | 0 | 0 | 0
F4_Commercial_WA - Miscellaneous_New_Space Heating_Natural Gas_Gas Boiler - Stack Economizer_A_Technical Potential | F4 | Commercial | WA - Miscellaneous | New | Space Heating | Natural Gas | Gas Boiler - Stack Economizer | A | Standalone Impact on Baseline Energy (%) | Technical Potential | 0 | 0 | 0 | 0 | 0 | 0 | 0 | 0 | 0 | 0 | 0 | 0 | 0 | 0 | 0 | 0 | 0 | 0 | 0 | 0 | 0 | 0 | 0 | 0 | 0 | 0 | 0
F5_Commercial_WA - Miscellaneous_New_Space Heating_Natural Gas_Gas Boiler - Stack Economizer_A_Technical Potential | F5 | Commercial | WA - Miscellaneous | New | Space Heating | Natural Gas | Gas Boiler - Stack Economizer | A | Standalone Impact on Baseline Summer Peak (%) | Technical Potential | 0 | 0 | 0 | 0 | 0 | 0 | 0 | 0 | 0 | 0 | 0 | 0 | 0 | 0 | 0 | 0 | 0 | 0 | 0 | 0 | 0 | 0 | 0 | 0 | 0 | 0 | 0
F6_Commercial_WA - Miscellaneous_New_Space Heating_Natural Gas_Gas Boiler - Stack Economizer_A_Technical Potential | F6 | Commercial | WA - Miscellaneous | New | Space Heating | Natural Gas | Gas Boiler - Stack Economizer | A | Standalone Impact on Baseline Winter Peak (%) | Technical Potential | 0 | 0 | 0 | 0 | 0 | 0 | 0 | 0 | 0 | 0 | 0 | 0 | 0 | 0 | 0 | 0 | 0 | 0 | 0 | 0 | 0 | 0 | 0 | 0 | 0 | 0 | 0
F7_Commercial_WA - Miscellaneous_New_Space Heating_Natural Gas_Gas Boiler - Stack Economizer_A_Technical Potential | F7 | Commercial | WA - Miscellaneous | New | Space Heating | Natural Gas | Gas Boiler - Stack Economizer | A | Incremental Energy Savings (MWh or mTherms) | Technical Potential | 0 | 0 | 0 | 0 | 0 | 0 | 0 | 0 | 0 | 0 | 0 | 0 | 0 | 0 | 0 | 0 | 0 | 0 | 0 | 0 | 0 | 0 | 0 | 0 | 0 | 0 | 0
F8_Commercial_WA - Miscellaneous_New_Space Heating_Natural Gas_Gas Boiler - Stack Economizer_A_Technical Potential | F8 | Commercial | WA - Miscellaneous | New | Space Heating | Natural Gas | Gas Boiler - Stack Economizer | A | Incremental Summer Peak Savings (MW) | Technical Potential | 0 | 0 | 0 | 0 | 0 | 0 | 0 | 0 | 0 | 0 | 0 | 0 | 0 | 0 | 0 | 0 | 0 | 0 | 0 | 0 | 0 | 0 | 0 | 0 | 0 | 0 | 0
F9_Commercial_WA - Miscellaneous_New_Space Heating_Natural Gas_Gas Boiler - Stack Economizer_A_Technical Potential | F9 | Commercial | WA - Miscellaneous | New | Space Heating | Natural Gas | Gas Boiler - Stack Economizer | A | Incremental Winter Peak Savings (MW) | Technical Potential | 0 | 0 | 0 | 0 | 0 | 0 | 0 | 0 | 0 | 0 | 0 | 0 | 0 | 0 | 0 | 0 | 0 | 0 | 0 | 0 | 0 | 0 | 0 | 0 | 0 | 0 | 0
F10_Commercial_WA - Miscellaneous_New_Space Heating_Natural Gas_Gas Boiler - Stack Economizer_A_Technical Potential | F10 | Commercial | WA - Miscellaneous | New | Space Heating | Natural Gas | Gas Boiler - Stack Economizer | A | Cumulative Energy Savings (MWh or mTherms) | Technical Potential | 0 | 0 | 0 | 0 | 0 | 0 | 0 | 0 | 0 | 0 | 0 | 0 | 0 | 0 | 0 | 0 | 0 | 0 | 0 | 0 | 0 | 0 | 0 | 0 | 0 | 0 | 0
F11_Commercial_WA - Miscellaneous_New_Space Heating_Natural Gas_Gas Boiler - Stack Economizer_A_Technical Potential | F11 | Commercial | WA - Miscellaneous | New | Space Heating | Natural Gas | Gas Boiler - Stack Economizer | A | Cumulative Summer Peak Savings (MW) | Technical Potential | 0 | 0 | 0 | 0 | 0 | 0 | 0 | 0 | 0 | 0 | 0 | 0 | 0 | 0 | 0 | 0 | 0 | 0 | 0 | 0 | 0 | 0 | 0 | 0 | 0 | 0 | 0
F12_Commercial_WA - Miscellaneous_New_Space Heating_Natural Gas_Gas Boiler - Stack Economizer_A_Technical Potential | F12 | Commercial | WA - Miscellaneous | New | Space Heating | Natural Gas | Gas Boiler - Stack Economizer | A | Cumulative Winter Peak Savings (MW) | Technical Potential | 0 | 0 | 0 | 0 | 0 | 0 | 0 | 0 | 0 | 0 | 0 | 0 | 0 | 0 | 0 | 0 | 0 | 0 | 0 | 0 | 0 | 0 | 0 | 0 | 0 | 0 | 0
F13_Commercial_WA - Miscellaneous_New_Space Heating_Natural Gas_Gas Boiler - Stack Economizer_A_Technical Potential | F13 | Commercial | WA - Miscellaneous | New | Space Heating | Natural Gas | Gas Boiler - Stack Economizer | A | Purchases (Incremental) | Technical Potential | 0 | 0 | 0 | 0 | 0 | 0 | 0 | 0 | 0 | 0 | 0 | 0 | 0 | 0 | 0 | 0 | 0 | 0 | 0 | 0 | 0 | 0 | 0 | 0 | 0 | 0 | 0
F14_Commercial_WA - Miscellaneous_New_Space Heating_Natural Gas_Gas Boiler - Stack Economizer_A_Technical Potential | F14 | Commercial | WA - Miscellaneous | New | Space Heating | Natural Gas | Gas Boiler - Stack Economizer | A | Purchases (Cumulative) | Technical Potential | 0 | 0 | 0 | 0 | 0 | 0 | 0 | 0 | 0 | 0 | 0 | 0 | 0 | 0 | 0 | 0 | 0 | 0 | 0 | 0 | 0 | 0 | 0 | 0 | 0 | 0 | 0
F1_Commercial_WA - Miscellaneous_New_Space Heating_Natural Gas_Gas Boiler - Thermostatic Radiator Valves_A_Technical Potential | F1 | Commercial | WA - Miscellaneous | New | Space Heating | Natural Gas | Gas Boiler - Thermostatic Radiator Valves | A | Original Unit Energy Savings (kWh or therms) | Technical Potential | 0 | 0 | 0 | 0 | 0 | 0 | 0 | 0 | 0 | 0 | 0 | 0 | 0 | 0 | 0 | 0 | 0 | 0 | 0 | 0 | 0 | 0 | 0 | 0 | 0 | 0 | 0
F2_Commercial_WA - Miscellaneous_New_Space Heating_Natural Gas_Gas Boiler - Thermostatic Radiator Valves_A_Technical Potential | F2 | Commercial | WA - Miscellaneous | New | Space Heating | Natural Gas | Gas Boiler - Thermostatic Radiator Valves | A | Original Unit Summer Peak Savings (kW) | Technical Potential | 0 | 0 | 0 | 0 | 0 | 0 | 0 | 0 | 0 | 0 | 0 | 0 | 0 | 0 | 0 | 0 | 0 | 0 | 0 | 0 | 0 | 0 | 0 | 0 | 0 | 0 | 0
F3_Commercial_WA - Miscellaneous_New_Space Heating_Natural Gas_Gas Boiler - Thermostatic Radiator Valves_A_Technical Potential | F3 | Commercial | WA - Miscellaneous | New | Space Heating | Natural Gas | Gas Boiler - Thermostatic Radiator Valves | A | Original Unit Winter Peak Savings (kW) | Technical Potential | 0 | 0 | 0 | 0 | 0 | 0 | 0 | 0 | 0 | 0 | 0 | 0 | 0 | 0 | 0 | 0 | 0 | 0 | 0 | 0 | 0 | 0 | 0 | 0 | 0 | 0 | 0
F4_Commercial_WA - Miscellaneous_New_Space Heating_Natural Gas_Gas Boiler - Thermostatic Radiator Valves_A_Technical Potential | F4 | Commercial | WA - Miscellaneous | New | Space Heating | Natural Gas | Gas Boiler - Thermostatic Radiator Valves | A | Standalone Impact on Baseline Energy (%) | Technical Potential | 0 | 0 | 0 | 0 | 0 | 0 | 0 | 0 | 0 | 0 | 0 | 0 | 0 | 0 | 0 | 0 | 0 | 0 | 0 | 0 | 0 | 0 | 0 | 0 | 0 | 0 | 0
F5_Commercial_WA - Miscellaneous_New_Space Heating_Natural Gas_Gas Boiler - Thermostatic Radiator Valves_A_Technical Potential | F5 | Commercial | WA - Miscellaneous | New | Space Heating | Natural Gas | Gas Boiler - Thermostatic Radiator Valves | A | Standalone Impact on Baseline Summer Peak (%) | Technical Potential | 0 | 0 | 0 | 0 | 0 | 0 | 0 | 0 | 0 | 0 | 0 | 0 | 0 | 0 | 0 | 0 | 0 | 0 | 0 | 0 | 0 | 0 | 0 | 0 | 0 | 0 | 0
F6_Commercial_WA - Miscellaneous_New_Space Heating_Natural Gas_Gas Boiler - Thermostatic Radiator Valves_A_Technical Potential | F6 | Commercial | WA - Miscellaneous | New | Space Heating | Natural Gas | Gas Boiler - Thermostatic Radiator Valves | A | Standalone Impact on Baseline Winter Peak (%) | Technical Potential | 0 | 0 | 0 | 0 | 0 | 0 | 0 | 0 | 0 | 0 | 0 | 0 | 0 | 0 | 0 | 0 | 0 | 0 | 0 | 0 | 0 | 0 | 0 | 0 | 0 | 0 | 0
F7_Commercial_WA - Miscellaneous_New_Space Heating_Natural Gas_Gas Boiler - Thermostatic Radiator Valves_A_Technical Potential | F7 | Commercial | WA - Miscellaneous | New | Space Heating | Natural Gas | Gas Boiler - Thermostatic Radiator Valves | A | Incremental Energy Savings (MWh or mTherms) | Technical Potential | 0 | 0 | 0 | 0 | 0 | 0 | 0 | 0 | 0 | 0 | 0 | 0 | 0 | 0 | 0 | 0 | 0 | 0 | 0 | 0 | 0 | 0 | 0 | 0 | 0 | 0 | 0
F8_Commercial_WA - Miscellaneous_New_Space Heating_Natural Gas_Gas Boiler - Thermostatic Radiator Valves_A_Technical Potential | F8 | Commercial | WA - Miscellaneous | New | Space Heating | Natural Gas | Gas Boiler - Thermostatic Radiator Valves | A | Incremental Summer Peak Savings (MW) | Technical Potential | 0 | 0 | 0 | 0 | 0 | 0 | 0 | 0 | 0 | 0 | 0 | 0 | 0 | 0 | 0 | 0 | 0 | 0 | 0 | 0 | 0 | 0 | 0 | 0 | 0 | 0 | 0
F9_Commercial_WA - Miscellaneous_New_Space Heating_Natural Gas_Gas Boiler - Thermostatic Radiator Valves_A_Technical Potential | F9 | Commercial | WA - Miscellaneous | New | Space Heating | Natural Gas | Gas Boiler - Thermostatic Radiator Valves | A | Incremental Winter Peak Savings (MW) | Technical Potential | 0 | 0 | 0 | 0 | 0 | 0 | 0 | 0 | 0 | 0 | 0 | 0 | 0 | 0 | 0 | 0 | 0 | 0 | 0 | 0 | 0 | 0 | 0 | 0 | 0 | 0 | 0
F10_Commercial_WA - Miscellaneous_New_Space Heating_Natural Gas_Gas Boiler - Thermostatic Radiator Valves_A_Technical Potential | F10 | Commercial | WA - Miscellaneous | New | Space Heating | Natural Gas | Gas Boiler - Thermostatic Radiator Valves | A | Cumulative Energy Savings (MWh or mTherms) | Technical Potential | 0 | 0 | 0 | 0 | 0 | 0 | 0 | 0 | 0 | 0 | 0 | 0 | 0 | 0 | 0 | 0 | 0 | 0 | 0 | 0 | 0 | 0 | 0 | 0 | 0 | 0 | 0
F11_Commercial_WA - Miscellaneous_New_Space Heating_Natural Gas_Gas Boiler - Thermostatic Radiator Valves_A_Technical Potential | F11 | Commercial | WA - Miscellaneous | New | Space Heating | Natural Gas | Gas Boiler - Thermostatic Radiator Valves | A | Cumulative Summer Peak Savings (MW) | Technical Potential | 0 | 0 | 0 | 0 | 0 | 0 | 0 | 0 | 0 | 0 | 0 | 0 | 0 | 0 | 0 | 0 | 0 | 0 | 0 | 0 | 0 | 0 | 0 | 0 | 0 | 0 | 0
F12_Commercial_WA - Miscellaneous_New_Space Heating_Natural Gas_Gas Boiler - Thermostatic Radiator Valves_A_Technical Potential | F12 | Commercial | WA - Miscellaneous | New | Space Heating | Natural Gas | Gas Boiler - Thermostatic Radiator Valves | A | Cumulative Winter Peak Savings (MW) | Technical Potential | 0 | 0 | 0 | 0 | 0 | 0 | 0 | 0 | 0 | 0 | 0 | 0 | 0 | 0 | 0 | 0 | 0 | 0 | 0 | 0 | 0 | 0 | 0 | 0 | 0 | 0 | 0
F13_Commercial_WA - Miscellaneous_New_Space Heating_Natural Gas_Gas Boiler - Thermostatic Radiator Valves_A_Technical Potential | F13 | Commercial | WA - Miscellaneous | New | Space Heating | Natural Gas | Gas Boiler - Thermostatic Radiator Valves | A | Purchases (Incremental) | Technical Potential | 0 | 0 | 0 | 0 | 0 | 0 | 0 | 0 | 0 | 0 | 0 | 0 | 0 | 0 | 0 | 0 | 0 | 0 | 0 | 0 | 0 | 0 | 0 | 0 | 0 | 0 | 0
F14_Commercial_WA - Miscellaneous_New_Space Heating_Natural Gas_Gas Boiler - Thermostatic Radiator Valves_A_Technical Potential | F14 | Commercial | WA - Miscellaneous | New | Space Heating | Natural Gas | Gas Boiler - Thermostatic Radiator Valves | A | Purchases (Cumulative) | Technical Potential | 0 | 0 | 0 | 0 | 0 | 0 | 0 | 0 | 0 | 0 | 0 | 0 | 0 | 0 | 0 | 0 | 0 | 0 | 0 | 0 | 0 | 0 | 0 | 0 | 0 | 0 | 0
F1_Commercial_WA - Miscellaneous_New_Space Heating_Natural Gas_HVAC - Shut Off Damper_A_Technical Potential | F1 | Commercial | WA - Miscellaneous | New | Space Heating | Natural Gas | HVAC - Shut Off Damper | A | Original Unit Energy Savings (kWh or therms) | Technical Potential | 0 | 0 | 0 | 0 | 0 | 0 | 0 | 0 | 0 | 0 | 0 | 0 | 0 | 0 | 0 | 0 | 0 | 0 | 0 | 0 | 0 | 0 | 0 | 0 | 0 | 0 | 0
F2_Commercial_WA - Miscellaneous_New_Space Heating_Natural Gas_HVAC - Shut Off Damper_A_Technical Potential | F2 | Commercial | WA - Miscellaneous | New | Space Heating | Natural Gas | HVAC - Shut Off Damper | A | Original Unit Summer Peak Savings (kW) | Technical Potential | 0 | 0 | 0 | 0 | 0 | 0 | 0 | 0 | 0 | 0 | 0 | 0 | 0 | 0 | 0 | 0 | 0 | 0 | 0 | 0 | 0 | 0 | 0 | 0 | 0 | 0 | 0
F3_Commercial_WA - Miscellaneous_New_Space Heating_Natural Gas_HVAC - Shut Off Damper_A_Technical Potential | F3 | Commercial | WA - Miscellaneous | New | Space Heating | Natural Gas | HVAC - Shut Off Damper | A | Original Unit Winter Peak Savings (kW) | Technical Potential | 0 | 0 | 0 | 0 | 0 | 0 | 0 | 0 | 0 | 0 | 0 | 0 | 0 | 0 | 0 | 0 | 0 | 0 | 0 | 0 | 0 | 0 | 0 | 0 | 0 | 0 | 0
F4_Commercial_WA - Miscellaneous_New_Space Heating_Natural Gas_HVAC - Shut Off Damper_A_Technical Potential | F4 | Commercial | WA - Miscellaneous | New | Space Heating | Natural Gas | HVAC - Shut Off Damper | A | Standalone Impact on Baseline Energy (%) | Technical Potential | 0 | 0 | 0 | 0 | 0 | 0 | 0 | 0 | 0 | 0 | 0 | 0 | 0 | 0 | 0 | 0 | 0 | 0 | 0 | 0 | 0 | 0 | 0 | 0 | 0 | 0 | 0
F5_Commercial_WA - Miscellaneous_New_Space Heating_Natural Gas_HVAC - Shut Off Damper_A_Technical Potential | F5 | Commercial | WA - Miscellaneous | New | Space Heating | Natural Gas | HVAC - Shut Off Damper | A | Standalone Impact on Baseline Summer Peak (%) | Technical Potential | 0 | 0 | 0 | 0 | 0 | 0 | 0 | 0 | 0 | 0 | 0 | 0 | 0 | 0 | 0 | 0 | 0 | 0 | 0 | 0 | 0 | 0 | 0 | 0 | 0 | 0 | 0
F6_Commercial_WA - Miscellaneous_New_Space Heating_Natural Gas_HVAC - Shut Off Damper_A_Technical Potential | F6 | Commercial | WA - Miscellaneous | New | Space Heating | Natural Gas | HVAC - Shut Off Damper | A | Standalone Impact on Baseline Winter Peak (%) | Technical Potential | 0 | 0 | 0 | 0 | 0 | 0 | 0 | 0 | 0 | 0 | 0 | 0 | 0 | 0 | 0 | 0 | 0 | 0 | 0 | 0 | 0 | 0 | 0 | 0 | 0 | 0 | 0
F7_Commercial_WA - Miscellaneous_New_Space Heating_Natural Gas_HVAC - Shut Off Damper_A_Technical Potential | F7 | Commercial | WA - Miscellaneous | New | Space Heating | Natural Gas | HVAC - Shut Off Damper | A | Incremental Energy Savings (MWh or mTherms) | Technical Potential | 0 | 0 | 0 | 0 | 0 | 0 | 0 | 0 | 0 | 0 | 0 | 0 | 0 | 0 | 0 | 0 | 0 | 0 | 0 | 0 | 0 | 0 | 0 | 0 | 0 | 0 | 0
F8_Commercial_WA - Miscellaneous_New_Space Heating_Natural Gas_HVAC - Shut Off Damper_A_Technical Potential | F8 | Commercial | WA - Miscellaneous | New | Space Heating | Natural Gas | HVAC - Shut Off Damper | A | Incremental Summer Peak Savings (MW) | Technical Potential | 0 | 0 | 0 | 0 | 0 | 0 | 0 | 0 | 0 | 0 | 0 | 0 | 0 | 0 | 0 | 0 | 0 | 0 | 0 | 0 | 0 | 0 | 0 | 0 | 0 | 0 | 0
F9_Commercial_WA - Miscellaneous_New_Space Heating_Natural Gas_HVAC - Shut Off Damper_A_Technical Potential | F9 | Commercial | WA - Miscellaneous | New | Space Heating | Natural Gas | HVAC - Shut Off Damper | A | Incremental Winter Peak Savings (MW) | Technical Potential | 0 | 0 | 0 | 0 | 0 | 0 | 0 | 0 | 0 | 0 | 0 | 0 | 0 | 0 | 0 | 0 | 0 | 0 | 0 | 0 | 0 | 0 | 0 | 0 | 0 | 0 | 0
F10_Commercial_WA - Miscellaneous_New_Space Heating_Natural Gas_HVAC - Shut Off Damper_A_Technical Potential | F10 | Commercial | WA - Miscellaneous | New | Space Heating | Natural Gas | HVAC - Shut Off Damper | A | Cumulative Energy Savings (MWh or mTherms) | Technical Potential | 0 | 0 | 0 | 0 | 0 | 0 | 0 | 0 | 0 | 0 | 0 | 0 | 0 | 0 | 0 | 0 | 0 | 0 | 0 | 0 | 0 | 0 | 0 | 0 | 0 | 0 | 0
F11_Commercial_WA - Miscellaneous_New_Space Heating_Natural Gas_HVAC - Shut Off Damper_A_Technical Potential | F11 | Commercial | WA - Miscellaneous | New | Space Heating | Natural Gas | HVAC - Shut Off Damper | A | Cumulative Summer Peak Savings (MW) | Technical Potential | 0 | 0 | 0 | 0 | 0 | 0 | 0 | 0 | 0 | 0 | 0 | 0 | 0 | 0 | 0 | 0 | 0 | 0 | 0 | 0 | 0 | 0 | 0 | 0 | 0 | 0 | 0
F12_Commercial_WA - Miscellaneous_New_Space Heating_Natural Gas_HVAC - Shut Off Damper_A_Technical Potential | F12 | Commercial | WA - Miscellaneous | New | Space Heating | Natural Gas | HVAC - Shut Off Damper | A | Cumulative Winter Peak Savings (MW) | Technical Potential | 0 | 0 | 0 | 0 | 0 | 0 | 0 | 0 | 0 | 0 | 0 | 0 | 0 | 0 | 0 | 0 | 0 | 0 | 0 | 0 | 0 | 0 | 0 | 0 | 0 | 0 | 0
F13_Commercial_WA - Miscellaneous_New_Space Heating_Natural Gas_HVAC - Shut Off Damper_A_Technical Potential | F13 | Commercial | WA - Miscellaneous | New | Space Heating | Natural Gas | HVAC - Shut Off Damper | A | Purchases (Incremental) | Technical Potential | 0 | 0 | 0 | 0 | 0 | 0 | 0 | 0 | 0 | 0 | 0 | 0 | 0 | 0 | 0 | 0 | 0 | 0 | 0 | 0 | 0 | 0 | 0 | 0 | 0 | 0 | 0
F14_Commercial_WA - Miscellaneous_New_Space Heating_Natural Gas_HVAC - Shut Off Damper_A_Technical Potential | F14 | Commercial | WA - Miscellaneous | New | Space Heating | Natural Gas | HVAC - Shut Off Damper | A | Purchases (Cumulative) | Technical Potential | 0 | 0 | 0 | 0 | 0 | 0 | 0 | 0 | 0 | 0 | 0 | 0 | 0 | 0 | 0 | 0 | 0 | 0 | 0 | 0 | 0 | 0 | 0 | 0 | 0 | 0 | 0
F1_Commercial_WA - Miscellaneous_New_Space Heating_Natural Gas_Gas Furnace - Tube Inserts_A_Technical Potential | F1 | Commercial | WA - Miscellaneous | New | Space Heating | Natural Gas | Gas Furnace - Tube Inserts | A | Original Unit Energy Savings (kWh or therms) | Technical Potential | 0 | 0 | 0 | 0 | 0 | 0 | 0 | 0 | 0 | 0 | 0 | 0 | 0 | 0 | 0 | 0 | 0 | 0 | 0 | 0 | 0 | 0 | 0 | 0 | 0 | 0 | 0
F2_Commercial_WA - Miscellaneous_New_Space Heating_Natural Gas_Gas Furnace - Tube Inserts_A_Technical Potential | F2 | Commercial | WA - Miscellaneous | New | Space Heating | Natural Gas | Gas Furnace - Tube Inserts | A | Original Unit Summer Peak Savings (kW) | Technical Potential | 0 | 0 | 0 | 0 | 0 | 0 | 0 | 0 | 0 | 0 | 0 | 0 | 0 | 0 | 0 | 0 | 0 | 0 | 0 | 0 | 0 | 0 | 0 | 0 | 0 | 0 | 0
F3_Commercial_WA - Miscellaneous_New_Space Heating_Natural Gas_Gas Furnace - Tube Inserts_A_Technical Potential | F3 | Commercial | WA - Miscellaneous | New | Space Heating | Natural Gas | Gas Furnace - Tube Inserts | A | Original Unit Winter Peak Savings (kW) | Technical Potential | 0 | 0 | 0 | 0 | 0 | 0 | 0 | 0 | 0 | 0 | 0 | 0 | 0 | 0 | 0 | 0 | 0 | 0 | 0 | 0 | 0 | 0 | 0 | 0 | 0 | 0 | 0
F4_Commercial_WA - Miscellaneous_New_Space Heating_Natural Gas_Gas Furnace - Tube Inserts_A_Technical Potential | F4 | Commercial | WA - Miscellaneous | New | Space Heating | Natural Gas | Gas Furnace - Tube Inserts | A | Standalone Impact on Baseline Energy (%) | Technical Potential | 0 | 0 | 0 | 0 | 0 | 0 | 0 | 0 | 0 | 0 | 0 | 0 | 0 | 0 | 0 | 0 | 0 | 0 | 0 | 0 | 0 | 0 | 0 | 0 | 0 | 0 | 0
F5_Commercial_WA - Miscellaneous_New_Space Heating_Natural Gas_Gas Furnace - Tube Inserts_A_Technical Potential | F5 | Commercial | WA - Miscellaneous | New | Space Heating | Natural Gas | Gas Furnace - Tube Inserts | A | Standalone Impact on Baseline Summer Peak (%) | Technical Potential | 0 | 0 | 0 | 0 | 0 | 0 | 0 | 0 | 0 | 0 | 0 | 0 | 0 | 0 | 0 | 0 | 0 | 0 | 0 | 0 | 0 | 0 | 0 | 0 | 0 | 0 | 0
F6_Commercial_WA - Miscellaneous_New_Space Heating_Natural Gas_Gas Furnace - Tube Inserts_A_Technical Potential | F6 | Commercial | WA - Miscellaneous | New | Space Heating | Natural Gas | Gas Furnace - Tube Inserts | A | Standalone Impact on Baseline Winter Peak (%) | Technical Potential | 0 | 0 | 0 | 0 | 0 | 0 | 0 | 0 | 0 | 0 | 0 | 0 | 0 | 0 | 0 | 0 | 0 | 0 | 0 | 0 | 0 | 0 | 0 | 0 | 0 | 0 | 0
F7_Commercial_WA - Miscellaneous_New_Space Heating_Natural Gas_Gas Furnace - Tube Inserts_A_Technical Potential | F7 | Commercial | WA - Miscellaneous | New | Space Heating | Natural Gas | Gas Furnace - Tube Inserts | A | Incremental Energy Savings (MWh or mTherms) | Technical Potential | 0 | 0 | 0 | 0 | 0 | 0 | 0 | 0 | 0 | 0 | 0 | 0 | 0 | 0 | 0 | 0 | 0 | 0 | 0 | 0 | 0 | 0 | 0 | 0 | 0 | 0 | 0
F8_Commercial_WA - Miscellaneous_New_Space Heating_Natural Gas_Gas Furnace - Tube Inserts_A_Technical Potential | F8 | Commercial | WA - Miscellaneous | New | Space Heating | Natural Gas | Gas Furnace - Tube Inserts | A | Incremental Summer Peak Savings (MW) | Technical Potential | 0 | 0 | 0 | 0 | 0 | 0 | 0 | 0 | 0 | 0 | 0 | 0 | 0 | 0 | 0 | 0 | 0 | 0 | 0 | 0 | 0 | 0 | 0 | 0 | 0 | 0 | 0
F9_Commercial_WA - Miscellaneous_New_Space Heating_Natural Gas_Gas Furnace - Tube Inserts_A_Technical Potential | F9 | Commercial | WA - Miscellaneous | New | Space Heating | Natural Gas | Gas Furnace - Tube Inserts | A | Incremental Winter Peak Savings (MW) | Technical Potential | 0 | 0 | 0 | 0 | 0 | 0 | 0 | 0 | 0 | 0 | 0 | 0 | 0 | 0 | 0 | 0 | 0 | 0 | 0 | 0 | 0 | 0 | 0 | 0 | 0 | 0 | 0
F10_Commercial_WA - Miscellaneous_New_Space Heating_Natural Gas_Gas Furnace - Tube Inserts_A_Technical Potential | F10 | Commercial | WA - Miscellaneous | New | Space Heating | Natural Gas | Gas Furnace - Tube Inserts | A | Cumulative Energy Savings (MWh or mTherms) | Technical Potential | 0 | 0 | 0 | 0 | 0 | 0 | 0 | 0 | 0 | 0 | 0 | 0 | 0 | 0 | 0 | 0 | 0 | 0 | 0 | 0 | 0 | 0 | 0 | 0 | 0 | 0 | 0
F11_Commercial_WA - Miscellaneous_New_Space Heating_Natural Gas_Gas Furnace - Tube Inserts_A_Technical Potential | F11 | Commercial | WA - Miscellaneous | New | Space Heating | Natural Gas | Gas Furnace - Tube Inserts | A | Cumulative Summer Peak Savings (MW) | Technical Potential | 0 | 0 | 0 | 0 | 0 | 0 | 0 | 0 | 0 | 0 | 0 | 0 | 0 | 0 | 0 | 0 | 0 | 0 | 0 | 0 | 0 | 0 | 0 | 0 | 0 | 0 | 0
F12_Commercial_WA - Miscellaneous_New_Space Heating_Natural Gas_Gas Furnace - Tube Inserts_A_Technical Potential | F12 | Commercial | WA - Miscellaneous | New | Space Heating | Natural Gas | Gas Furnace - Tube Inserts | A | Cumulative Winter Peak Savings (MW) | Technical Potential | 0 | 0 | 0 | 0 | 0 | 0 | 0 | 0 | 0 | 0 | 0 | 0 | 0 | 0 | 0 | 0 | 0 | 0 | 0 | 0 | 0 | 0 | 0 | 0 | 0 | 0 | 0
F13_Commercial_WA - Miscellaneous_New_Space Heating_Natural Gas_Gas Furnace - Tube Inserts_A_Technical Potential | F13 | Commercial | WA - Miscellaneous | New | Space Heating | Natural Gas | Gas Furnace - Tube Inserts | A | Purchases (Incremental) | Technical Potential | 0 | 0 | 0 | 0 | 0 | 0 | 0 | 0 | 0 | 0 | 0 | 0 | 0 | 0 | 0 | 0 | 0 | 0 | 0 | 0 | 0 | 0 | 0 | 0 | 0 | 0 | 0
F14_Commercial_WA - Miscellaneous_New_Space Heating_Natural Gas_Gas Furnace - Tube Inserts_A_Technical Potential | F14 | Commercial | WA - Miscellaneous | New | Space Heating | Natural Gas | Gas Furnace - Tube Inserts | A | Purchases (Cumulative) | Technical Potential | 0 | 0 | 0 | 0 | 0 | 0 | 0 | 0 | 0 | 0 | 0 | 0 | 0 | 0 | 0 | 0 | 0 | 0 | 0 | 0 | 0 | 0 | 0 | 0 | 0 | 0 | 0
F1_Commercial_WA - Miscellaneous_New_Space Heating_Natural Gas_Gas Boiler - Insulate Steam Lines/Condensate Tank_A_Technical Potential | F1 | Commercial | WA - Miscellaneous | New | Space Heating | Natural Gas | Gas Boiler - Insulate Steam Lines/Condensate Tank | A | Original Unit Energy Savings (kWh or therms) | Technical Potential | 0 | 0 | 0 | 0 | 0 | 0 | 0 | 0 | 0 | 0 | 0 | 0 | 0 | 0 | 0 | 0 | 0 | 0 | 0 | 0 | 0 | 0 | 0 | 0 | 0 | 0 | 0
F2_Commercial_WA - Miscellaneous_New_Space Heating_Natural Gas_Gas Boiler - Insulate Steam Lines/Condensate Tank_A_Technical Potential | F2 | Commercial | WA - Miscellaneous | New | Space Heating | Natural Gas | Gas Boiler - Insulate Steam Lines/Condensate Tank | A | Original Unit Summer Peak Savings (kW) | Technical Potential | 0 | 0 | 0 | 0 | 0 | 0 | 0 | 0 | 0 | 0 | 0 | 0 | 0 | 0 | 0 | 0 | 0 | 0 | 0 | 0 | 0 | 0 | 0 | 0 | 0 | 0 | 0
F3_Commercial_WA - Miscellaneous_New_Space Heating_Natural Gas_Gas Boiler - Insulate Steam Lines/Condensate Tank_A_Technical Potential | F3 | Commercial | WA - Miscellaneous | New | Space Heating | Natural Gas | Gas Boiler - Insulate Steam Lines/Condensate Tank | A | Original Unit Winter Peak Savings (kW) | Technical Potential | 0 | 0 | 0 | 0 | 0 | 0 | 0 | 0 | 0 | 0 | 0 | 0 | 0 | 0 | 0 | 0 | 0 | 0 | 0 | 0 | 0 | 0 | 0 | 0 | 0 | 0 | 0
F4_Commercial_WA - Miscellaneous_New_Space Heating_Natural Gas_Gas Boiler - Insulate Steam Lines/Condensate Tank_A_Technical Potential | F4 | Commercial | WA - Miscellaneous | New | Space Heating | Natural Gas | Gas Boiler - Insulate Steam Lines/Condensate Tank | A | Standalone Impact on Baseline Energy (%) | Technical Potential | 0 | 0 | 0 | 0 | 0 | 0 | 0 | 0 | 0 | 0 | 0 | 0 | 0 | 0 | 0 | 0 | 0 | 0 | 0 | 0 | 0 | 0 | 0 | 0 | 0 | 0 | 0
F5_Commercial_WA - Miscellaneous_New_Space Heating_Natural Gas_Gas Boiler - Insulate Steam Lines/Condensate Tank_A_Technical Potential | F5 | Commercial | WA - Miscellaneous | New | Space Heating | Natural Gas | Gas Boiler - Insulate Steam Lines/Condensate Tank | A | Standalone Impact on Baseline Summer Peak (%) | Technical Potential | 0 | 0 | 0 | 0 | 0 | 0 | 0 | 0 | 0 | 0 | 0 | 0 | 0 | 0 | 0 | 0 | 0 | 0 | 0 | 0 | 0 | 0 | 0 | 0 | 0 | 0 | 0
F6_Commercial_WA - Miscellaneous_New_Space Heating_Natural Gas_Gas Boiler - Insulate Steam Lines/Condensate Tank_A_Technical Potential | F6 | Commercial | WA - Miscellaneous | New | Space Heating | Natural Gas | Gas Boiler - Insulate Steam Lines/Condensate Tank | A | Standalone Impact on Baseline Winter Peak (%) | Technical Potential | 0 | 0 | 0 | 0 | 0 | 0 | 0 | 0 | 0 | 0 | 0 | 0 | 0 | 0 | 0 | 0 | 0 | 0 | 0 | 0 | 0 | 0 | 0 | 0 | 0 | 0 | 0
F7_Commercial_WA - Miscellaneous_New_Space Heating_Natural Gas_Gas Boiler - Insulate Steam Lines/Condensate Tank_A_Technical Potential | F7 | Commercial | WA - Miscellaneous | New | Space Heating | Natural Gas | Gas Boiler - Insulate Steam Lines/Condensate Tank | A | Incremental Energy Savings (MWh or mTherms) | Technical Potential | 0 | 0 | 0 | 0 | 0 | 0 | 0 | 0 | 0 | 0 | 0 | 0 | 0 | 0 | 0 | 0 | 0 | 0 | 0 | 0 | 0 | 0 | 0 | 0 | 0 | 0 | 0
F8_Commercial_WA - Miscellaneous_New_Space Heating_Natural Gas_Gas Boiler - Insulate Steam Lines/Condensate Tank_A_Technical Potential | F8 | Commercial | WA - Miscellaneous | New | Space Heating | Natural Gas | Gas Boiler - Insulate Steam Lines/Condensate Tank | A | Incremental Summer Peak Savings (MW) | Technical Potential | 0 | 0 | 0 | 0 | 0 | 0 | 0 | 0 | 0 | 0 | 0 | 0 | 0 | 0 | 0 | 0 | 0 | 0 | 0 | 0 | 0 | 0 | 0 | 0 | 0 | 0 | 0
F9_Commercial_WA - Miscellaneous_New_Space Heating_Natural Gas_Gas Boiler - Insulate Steam Lines/Condensate Tank_A_Technical Potential | F9 | Commercial | WA - Miscellaneous | New | Space Heating | Natural Gas | Gas Boiler - Insulate Steam Lines/Condensate Tank | A | Incremental Winter Peak Savings (MW) | Technical Potential | 0 | 0 | 0 | 0 | 0 | 0 | 0 | 0 | 0 | 0 | 0 | 0 | 0 | 0 | 0 | 0 | 0 | 0 | 0 | 0 | 0 | 0 | 0 | 0 | 0 | 0 | 0
F10_Commercial_WA - Miscellaneous_New_Space Heating_Natural Gas_Gas Boiler - Insulate Steam Lines/Condensate Tank_A_Technical Potential | F10 | Commercial | WA - Miscellaneous | New | Space Heating | Natural Gas | Gas Boiler - Insulate Steam Lines/Condensate Tank | A | Cumulative Energy Savings (MWh or mTherms) | Technical Potential | 0 | 0 | 0 | 0 | 0 | 0 | 0 | 0 | 0 | 0 | 0 | 0 | 0 | 0 | 0 | 0 | 0 | 0 | 0 | 0 | 0 | 0 | 0 | 0 | 0 | 0 | 0
F11_Commercial_WA - Miscellaneous_New_Space Heating_Natural Gas_Gas Boiler - Insulate Steam Lines/Condensate Tank_A_Technical Potential | F11 | Commercial | WA - Miscellaneous | New | Space Heating | Natural Gas | Gas Boiler - Insulate Steam Lines/Condensate Tank | A | Cumulative Summer Peak Savings (MW) | Technical Potential | 0 | 0 | 0 | 0 | 0 | 0 | 0 | 0 | 0 | 0 | 0 | 0 | 0 | 0 | 0 | 0 | 0 | 0 | 0 | 0 | 0 | 0 | 0 | 0 | 0 | 0 | 0
F12_Commercial_WA - Miscellaneous_New_Space Heating_Natural Gas_Gas Boiler - Insulate Steam Lines/Condensate Tank_A_Technical Potential | F12 | Commercial | WA - Miscellaneous | New | Space Heating | Natural Gas | Gas Boiler - Insulate Steam Lines/Condensate Tank | A | Cumulative Winter Peak Savings (MW) | Technical Potential | 0 | 0 | 0 | 0 | 0 | 0 | 0 | 0 | 0 | 0 | 0 | 0 | 0 | 0 | 0 | 0 | 0 | 0 | 0 | 0 | 0 | 0 | 0 | 0 | 0 | 0 | 0
F13_Commercial_WA - Miscellaneous_New_Space Heating_Natural Gas_Gas Boiler - Insulate Steam Lines/Condensate Tank_A_Technical Potential | F13 | Commercial | WA - Miscellaneous | New | Space Heating | Natural Gas | Gas Boiler - Insulate Steam Lines/Condensate Tank | A | Purchases (Incremental) | Technical Potential | 0 | 0 | 0 | 0 | 0 | 0 | 0 | 0 | 0 | 0 | 0 | 0 | 0 | 0 | 0 | 0 | 0 | 0 | 0 | 0 | 0 | 0 | 0 | 0 | 0 | 0 | 0
F14_Commercial_WA - Miscellaneous_New_Space Heating_Natural Gas_Gas Boiler - Insulate Steam Lines/Condensate Tank_A_Technical Potential | F14 | Commercial | WA - Miscellaneous | New | Space Heating | Natural Gas | Gas Boiler - Insulate Steam Lines/Condensate Tank | A | Purchases (Cumulative) | Technical Potential | 0 | 0 | 0 | 0 | 0 | 0 | 0 | 0 | 0 | 0 | 0 | 0 | 0 | 0 | 0 | 0 | 0 | 0 | 0 | 0 | 0 | 0 | 0 | 0 | 0 | 0 | 0
F1_Commercial_WA - Miscellaneous_New_Space Heating_Natural Gas_Gas Boiler - Insulate Hot Water Lines_A_Technical Potential | F1 | Commercial | WA - Miscellaneous | New | Space Heating | Natural Gas | Gas Boiler - Insulate Hot Water Lines | A | Original Unit Energy Savings (kWh or therms) | Technical Potential | 0 | 0 | 0 | 0 | 0 | 0 | 0 | 0 | 0 | 0 | 0 | 0 | 0 | 0 | 0 | 0 | 0 | 0 | 0 | 0 | 0 | 0 | 0 | 0 | 0 | 0 | 0
F2_Commercial_WA - Miscellaneous_New_Space Heating_Natural Gas_Gas Boiler - Insulate Hot Water Lines_A_Technical Potential | F2 | Commercial | WA - Miscellaneous | New | Space Heating | Natural Gas | Gas Boiler - Insulate Hot Water Lines | A | Original Unit Summer Peak Savings (kW) | Technical Potential | 0 | 0 | 0 | 0 | 0 | 0 | 0 | 0 | 0 | 0 | 0 | 0 | 0 | 0 | 0 | 0 | 0 | 0 | 0 | 0 | 0 | 0 | 0 | 0 | 0 | 0 | 0
F3_Commercial_WA - Miscellaneous_New_Space Heating_Natural Gas_Gas Boiler - Insulate Hot Water Lines_A_Technical Potential | F3 | Commercial | WA - Miscellaneous | New | Space Heating | Natural Gas | Gas Boiler - Insulate Hot Water Lines | A | Original Unit Winter Peak Savings (kW) | Technical Potential | 0 | 0 | 0 | 0 | 0 | 0 | 0 | 0 | 0 | 0 | 0 | 0 | 0 | 0 | 0 | 0 | 0 | 0 | 0 | 0 | 0 | 0 | 0 | 0 | 0 | 0 | 0
F4_Commercial_WA - Miscellaneous_New_Space Heating_Natural Gas_Gas Boiler - Insulate Hot Water Lines_A_Technical Potential | F4 | Commercial | WA - Miscellaneous | New | Space Heating | Natural Gas | Gas Boiler - Insulate Hot Water Lines | A | Standalone Impact on Baseline Energy (%) | Technical Potential | 0 | 0 | 0 | 0 | 0 | 0 | 0 | 0 | 0 | 0 | 0 | 0 | 0 | 0 | 0 | 0 | 0 | 0 | 0 | 0 | 0 | 0 | 0 | 0 | 0 | 0 | 0
F5_Commercial_WA - Miscellaneous_New_Space Heating_Natural Gas_Gas Boiler - Insulate Hot Water Lines_A_Technical Potential | F5 | Commercial | WA - Miscellaneous | New | Space Heating | Natural Gas | Gas Boiler - Insulate Hot Water Lines | A | Standalone Impact on Baseline Summer Peak (%) | Technical Potential | 0 | 0 | 0 | 0 | 0 | 0 | 0 | 0 | 0 | 0 | 0 | 0 | 0 | 0 | 0 | 0 | 0 | 0 | 0 | 0 | 0 | 0 | 0 | 0 | 0 | 0 | 0
F6_Commercial_WA - Miscellaneous_New_Space Heating_Natural Gas_Gas Boiler - Insulate Hot Water Lines_A_Technical Potential | F6 | Commercial | WA - Miscellaneous | New | Space Heating | Natural Gas | Gas Boiler - Insulate Hot Water Lines | A | Standalone Impact on Baseline Winter Peak (%) | Technical Potential | 0 | 0 | 0 | 0 | 0 | 0 | 0 | 0 | 0 | 0 | 0 | 0 | 0 | 0 | 0 | 0 | 0 | 0 | 0 | 0 | 0 | 0 | 0 | 0 | 0 | 0 | 0
F7_Commercial_WA - Miscellaneous_New_Space Heating_Natural Gas_Gas Boiler - Insulate Hot Water Lines_A_Technical Potential | F7 | Commercial | WA - Miscellaneous | New | Space Heating | Natural Gas | Gas Boiler - Insulate Hot Water Lines | A | Incremental Energy Savings (MWh or mTherms) | Technical Potential | 0 | 0 | 0 | 0 | 0 | 0 | 0 | 0 | 0 | 0 | 0 | 0 | 0 | 0 | 0 | 0 | 0 | 0 | 0 | 0 | 0 | 0 | 0 | 0 | 0 | 0 | 0
F8_Commercial_WA - Miscellaneous_New_Space Heating_Natural Gas_Gas Boiler - Insulate Hot Water Lines_A_Technical Potential | F8 | Commercial | WA - Miscellaneous | New | Space Heating | Natural Gas | Gas Boiler - Insulate Hot Water Lines | A | Incremental Summer Peak Savings (MW) | Technical Potential | 0 | 0 | 0 | 0 | 0 | 0 | 0 | 0 | 0 | 0 | 0 | 0 | 0 | 0 | 0 | 0 | 0 | 0 | 0 | 0 | 0 | 0 | 0 | 0 | 0 | 0 | 0
F9_Commercial_WA - Miscellaneous_New_Space Heating_Natural Gas_Gas Boiler - Insulate Hot Water Lines_A_Technical Potential | F9 | Commercial | WA - Miscellaneous | New | Space Heating | Natural Gas | Gas Boiler - Insulate Hot Water Lines | A | Incremental Winter Peak Savings (MW) | Technical Potential | 0 | 0 | 0 | 0 | 0 | 0 | 0 | 0 | 0 | 0 | 0 | 0 | 0 | 0 | 0 | 0 | 0 | 0 | 0 | 0 | 0 | 0 | 0 | 0 | 0 | 0 | 0
F10_Commercial_WA - Miscellaneous_New_Space Heating_Natural Gas_Gas Boiler - Insulate Hot Water Lines_A_Technical Potential | F10 | Commercial | WA - Miscellaneous | New | Space Heating | Natural Gas | Gas Boiler - Insulate Hot Water Lines | A | Cumulative Energy Savings (MWh or mTherms) | Technical Potential | 0 | 0 | 0 | 0 | 0 | 0 | 0 | 0 | 0 | 0 | 0 | 0 | 0 | 0 | 0 | 0 | 0 | 0 | 0 | 0 | 0 | 0 | 0 | 0 | 0 | 0 | 0
F11_Commercial_WA - Miscellaneous_New_Space Heating_Natural Gas_Gas Boiler - Insulate Hot Water Lines_A_Technical Potential | F11 | Commercial | WA - Miscellaneous | New | Space Heating | Natural Gas | Gas Boiler - Insulate Hot Water Lines | A | Cumulative Summer Peak Savings (MW) | Technical Potential | 0 | 0 | 0 | 0 | 0 | 0 | 0 | 0 | 0 | 0 | 0 | 0 | 0 | 0 | 0 | 0 | 0 | 0 | 0 | 0 | 0 | 0 | 0 | 0 | 0 | 0 | 0
F12_Commercial_WA - Miscellaneous_New_Space Heating_Natural Gas_Gas Boiler - Insulate Hot Water Lines_A_Technical Potential | F12 | Commercial | WA - Miscellaneous | New | Space Heating | Natural Gas | Gas Boiler - Insulate Hot Water Lines | A | Cumulative Winter Peak Savings (MW) | Technical Potential | 0 | 0 | 0 | 0 | 0 | 0 | 0 | 0 | 0 | 0 | 0 | 0 | 0 | 0 | 0 | 0 | 0 | 0 | 0 | 0 | 0 | 0 | 0 | 0 | 0 | 0 | 0
F13_Commercial_WA - Miscellaneous_New_Space Heating_Natural Gas_Gas Boiler - Insulate Hot Water Lines_A_Technical Potential | F13 | Commercial | WA - Miscellaneous | New | Space Heating | Natural Gas | Gas Boiler - Insulate Hot Water Lines | A | Purchases (Incremental) | Technical Potential | 0 | 0 | 0 | 0 | 0 | 0 | 0 | 0 | 0 | 0 | 0 | 0 | 0 | 0 | 0 | 0 | 0 | 0 | 0 | 0 | 0 | 0 | 0 | 0 | 0 | 0 | 0
F14_Commercial_WA - Miscellaneous_New_Space Heating_Natural Gas_Gas Boiler - Insulate Hot Water Lines_A_Technical Potential | F14 | Commercial | WA - Miscellaneous | New | Space Heating | Natural Gas | Gas Boiler - Insulate Hot Water Lines | A | Purchases (Cumulative) | Technical Potential | 0 | 0 | 0 | 0 | 0 | 0 | 0 | 0 | 0 | 0 | 0 | 0 | 0 | 0 | 0 | 0 | 0 | 0 | 0 | 0 | 0 | 0 | 0 | 0 | 0 | 0 | 0
F1_Commercial_WA - Miscellaneous_New_Space Heating_Natural Gas_Condensing RTU_A_Technical Potential | F1 | Commercial | WA - Miscellaneous | New | Space Heating | Natural Gas | Condensing RTU | A | Original Unit Energy Savings (kWh or therms) | Technical Potential | 0 | 0 | 0 | 0 | 0 | 0 | 0 | 0 | 0 | 0 | 0 | 0 | 0 | 0 | 0 | 0 | 0 | 0 | 0 | 0 | 0 | 0 | 0 | 0 | 0 | 0 | 0
F2_Commercial_WA - Miscellaneous_New_Space Heating_Natural Gas_Condensing RTU_A_Technical Potential | F2 | Commercial | WA - Miscellaneous | New | Space Heating | Natural Gas | Condensing RTU | A | Original Unit Summer Peak Savings (kW) | Technical Potential | 0 | 0 | 0 | 0 | 0 | 0 | 0 | 0 | 0 | 0 | 0 | 0 | 0 | 0 | 0 | 0 | 0 | 0 | 0 | 0 | 0 | 0 | 0 | 0 | 0 | 0 | 0
F3_Commercial_WA - Miscellaneous_New_Space Heating_Natural Gas_Condensing RTU_A_Technical Potential | F3 | Commercial | WA - Miscellaneous | New | Space Heating | Natural Gas | Condensing RTU | A | Original Unit Winter Peak Savings (kW) | Technical Potential | 0 | 0 | 0 | 0 | 0 | 0 | 0 | 0 | 0 | 0 | 0 | 0 | 0 | 0 | 0 | 0 | 0 | 0 | 0 | 0 | 0 | 0 | 0 | 0 | 0 | 0 | 0
F4_Commercial_WA - Miscellaneous_New_Space Heating_Natural Gas_Condensing RTU_A_Technical Potential | F4 | Commercial | WA - Miscellaneous | New | Space Heating | Natural Gas | Condensing RTU | A | Standalone Impact on Baseline Energy (%) | Technical Potential | 0 | 0 | 0 | 0 | 0 | 0 | 0 | 0 | 0 | 0 | 0 | 0 | 0 | 0 | 0 | 0 | 0 | 0 | 0 | 0 | 0 | 0 | 0 | 0 | 0 | 0 | 0
F5_Commercial_WA - Miscellaneous_New_Space Heating_Natural Gas_Condensing RTU_A_Technical Potential | F5 | Commercial | WA - Miscellaneous | New | Space Heating | Natural Gas | Condensing RTU | A | Standalone Impact on Baseline Summer Peak (%) | Technical Potential | 0 | 0 | 0 | 0 | 0 | 0 | 0 | 0 | 0 | 0 | 0 | 0 | 0 | 0 | 0 | 0 | 0 | 0 | 0 | 0 | 0 | 0 | 0 | 0 | 0 | 0 | 0
F6_Commercial_WA - Miscellaneous_New_Space Heating_Natural Gas_Condensing RTU_A_Technical Potential | F6 | Commercial | WA - Miscellaneous | New | Space Heating | Natural Gas | Condensing RTU | A | Standalone Impact on Baseline Winter Peak (%) | Technical Potential | 0 | 0 | 0 | 0 | 0 | 0 | 0 | 0 | 0 | 0 | 0 | 0 | 0 | 0 | 0 | 0 | 0 | 0 | 0 | 0 | 0 | 0 | 0 | 0 | 0 | 0 | 0
F7_Commercial_WA - Miscellaneous_New_Space Heating_Natural Gas_Condensing RTU_A_Technical Potential | F7 | Commercial | WA - Miscellaneous | New | Space Heating | Natural Gas | Condensing RTU | A | Incremental Energy Savings (MWh or mTherms) | Technical Potential | 0 | 0 | 0 | 0 | 0 | 0 | 0 | 0 | 0 | 0 | 0 | 0 | 0 | 0 | 0 | 0 | 0 | 0 | 0 | 0 | 0 | 0 | 0 | 0 | 0 | 0 | 0
F8_Commercial_WA - Miscellaneous_New_Space Heating_Natural Gas_Condensing RTU_A_Technical Potential | F8 | Commercial | WA - Miscellaneous | New | Space Heating | Natural Gas | Condensing RTU | A | Incremental Summer Peak Savings (MW) | Technical Potential | 0 | 0 | 0 | 0 | 0 | 0 | 0 | 0 | 0 | 0 | 0 | 0 | 0 | 0 | 0 | 0 | 0 | 0 | 0 | 0 | 0 | 0 | 0 | 0 | 0 | 0 | 0
F9_Commercial_WA - Miscellaneous_New_Space Heating_Natural Gas_Condensing RTU_A_Technical Potential | F9 | Commercial | WA - Miscellaneous | New | Space Heating | Natural Gas | Condensing RTU | A | Incremental Winter Peak Savings (MW) | Technical Potential | 0 | 0 | 0 | 0 | 0 | 0 | 0 | 0 | 0 | 0 | 0 | 0 | 0 | 0 | 0 | 0 | 0 | 0 | 0 | 0 | 0 | 0 | 0 | 0 | 0 | 0 | 0
F10_Commercial_WA - Miscellaneous_New_Space Heating_Natural Gas_Condensing RTU_A_Technical Potential | F10 | Commercial | WA - Miscellaneous | New | Space Heating | Natural Gas | Condensing RTU | A | Cumulative Energy Savings (MWh or mTherms) | Technical Potential | 0 | 0 | 0 | 0 | 0 | 0 | 0 | 0 | 0 | 0 | 0 | 0 | 0 | 0 | 0 | 0 | 0 | 0 | 0 | 0 | 0 | 0 | 0 | 0 | 0 | 0 | 0
F11_Commercial_WA - Miscellaneous_New_Space Heating_Natural Gas_Condensing RTU_A_Technical Potential | F11 | Commercial | WA - Miscellaneous | New | Space Heating | Natural Gas | Condensing RTU | A | Cumulative Summer Peak Savings (MW) | Technical Potential | 0 | 0 | 0 | 0 | 0 | 0 | 0 | 0 | 0 | 0 | 0 | 0 | 0 | 0 | 0 | 0 | 0 | 0 | 0 | 0 | 0 | 0 | 0 | 0 | 0 | 0 | 0
F12_Commercial_WA - Miscellaneous_New_Space Heating_Natural Gas_Condensing RTU_A_Technical Potential | F12 | Commercial | WA - Miscellaneous | New | Space Heating | Natural Gas | Condensing RTU | A | Cumulative Winter Peak Savings (MW) | Technical Potential | 0 | 0 | 0 | 0 | 0 | 0 | 0 | 0 | 0 | 0 | 0 | 0 | 0 | 0 | 0 | 0 | 0 | 0 | 0 | 0 | 0 | 0 | 0 | 0 | 0 | 0 | 0
F13_Commercial_WA - Miscellaneous_New_Space Heating_Natural Gas_Condensing RTU_A_Technical Potential | F13 | Commercial | WA - Miscellaneous | New | Space Heating | Natural Gas | Condensing RTU | A | Purchases (Incremental) | Technical Potential | 0 | 0 | 0 | 0 | 0 | 0 | 0 | 0 | 0 | 0 | 0 | 0 | 0 | 0 | 0 | 0 | 0 | 0 | 0 | 0 | 0 | 0 | 0 | 0 | 0 | 0 | 0
F14_Commercial_WA - Miscellaneous_New_Space Heating_Natural Gas_Condensing RTU_A_Technical Potential | F14 | Commercial | WA - Miscellaneous | New | Space Heating | Natural Gas | Condensing RTU | A | Purchases (Cumulative) | Technical Potential | 0 | 0 | 0 | 0 | 0 | 0 | 0 | 0 | 0 | 0 | 0 | 0 | 0 | 0 | 0 | 0 | 0 | 0 | 0 | 0 | 0 | 0 | 0 | 0 | 0 | 0 | 0
F1_Commercial_WA - Miscellaneous_New_Space Heating_Natural Gas_Hydronic Heating Radiator Replacement_A_Technical Potential | F1 | Commercial | WA - Miscellaneous | New | Space Heating | Natural Gas | Hydronic Heating Radiator Replacement | A | Original Unit Energy Savings (kWh or therms) | Technical Potential | 0 | 0 | 0 | 0 | 0 | 0 | 0 | 0 | 0 | 0 | 0 | 0 | 0 | 0 | 0 | 0 | 0 | 0 | 0 | 0 | 0 | 0 | 0 | 0 | 0 | 0 | 0
F2_Commercial_WA - Miscellaneous_New_Space Heating_Natural Gas_Hydronic Heating Radiator Replacement_A_Technical Potential | F2 | Commercial | WA - Miscellaneous | New | Space Heating | Natural Gas | Hydronic Heating Radiator Replacement | A | Original Unit Summer Peak Savings (kW) | Technical Potential | 0 | 0 | 0 | 0 | 0 | 0 | 0 | 0 | 0 | 0 | 0 | 0 | 0 | 0 | 0 | 0 | 0 | 0 | 0 | 0 | 0 | 0 | 0 | 0 | 0 | 0 | 0
F3_Commercial_WA - Miscellaneous_New_Space Heating_Natural Gas_Hydronic Heating Radiator Replacement_A_Technical Potential | F3 | Commercial | WA - Miscellaneous | New | Space Heating | Natural Gas | Hydronic Heating Radiator Replacement | A | Original Unit Winter Peak Savings (kW) | Technical Potential | 0 | 0 | 0 | 0 | 0 | 0 | 0 | 0 | 0 | 0 | 0 | 0 | 0 | 0 | 0 | 0 | 0 | 0 | 0 | 0 | 0 | 0 | 0 | 0 | 0 | 0 | 0
F4_Commercial_WA - Miscellaneous_New_Space Heating_Natural Gas_Hydronic Heating Radiator Replacement_A_Technical Potential | F4 | Commercial | WA - Miscellaneous | New | Space Heating | Natural Gas | Hydronic Heating Radiator Replacement | A | Standalone Impact on Baseline Energy (%) | Technical Potential | 0 | 0 | 0 | 0 | 0 | 0 | 0 | 0 | 0 | 0 | 0 | 0 | 0 | 0 | 0 | 0 | 0 | 0 | 0 | 0 | 0 | 0 | 0 | 0 | 0 | 0 | 0
F5_Commercial_WA - Miscellaneous_New_Space Heating_Natural Gas_Hydronic Heating Radiator Replacement_A_Technical Potential | F5 | Commercial | WA - Miscellaneous | New | Space Heating | Natural Gas | Hydronic Heating Radiator Replacement | A | Standalone Impact on Baseline Summer Peak (%) | Technical Potential | 0 | 0 | 0 | 0 | 0 | 0 | 0 | 0 | 0 | 0 | 0 | 0 | 0 | 0 | 0 | 0 | 0 | 0 | 0 | 0 | 0 | 0 | 0 | 0 | 0 | 0 | 0
F6_Commercial_WA - Miscellaneous_New_Space Heating_Natural Gas_Hydronic Heating Radiator Replacement_A_Technical Potential | F6 | Commercial | WA - Miscellaneous | New | Space Heating | Natural Gas | Hydronic Heating Radiator Replacement | A | Standalone Impact on Baseline Winter Peak (%) | Technical Potential | 0 | 0 | 0 | 0 | 0 | 0 | 0 | 0 | 0 | 0 | 0 | 0 | 0 | 0 | 0 | 0 | 0 | 0 | 0 | 0 | 0 | 0 | 0 | 0 | 0 | 0 | 0
F7_Commercial_WA - Miscellaneous_New_Space Heating_Natural Gas_Hydronic Heating Radiator Replacement_A_Technical Potential | F7 | Commercial | WA - Miscellaneous | New | Space Heating | Natural Gas | Hydronic Heating Radiator Replacement | A | Incremental Energy Savings (MWh or mTherms) | Technical Potential | 0 | 0 | 0 | 0 | 0 | 0 | 0 | 0 | 0 | 0 | 0 | 0 | 0 | 0 | 0 | 0 | 0 | 0 | 0 | 0 | 0 | 0 | 0 | 0 | 0 | 0 | 0
F8_Commercial_WA - Miscellaneous_New_Space Heating_Natural Gas_Hydronic Heating Radiator Replacement_A_Technical Potential | F8 | Commercial | WA - Miscellaneous | New | Space Heating | Natural Gas | Hydronic Heating Radiator Replacement | A | Incremental Summer Peak Savings (MW) | Technical Potential | 0 | 0 | 0 | 0 | 0 | 0 | 0 | 0 | 0 | 0 | 0 | 0 | 0 | 0 | 0 | 0 | 0 | 0 | 0 | 0 | 0 | 0 | 0 | 0 | 0 | 0 | 0
F9_Commercial_WA - Miscellaneous_New_Space Heating_Natural Gas_Hydronic Heating Radiator Replacement_A_Technical Potential | F9 | Commercial | WA - Miscellaneous | New | Space Heating | Natural Gas | Hydronic Heating Radiator Replacement | A | Incremental Winter Peak Savings (MW) | Technical Potential | 0 | 0 | 0 | 0 | 0 | 0 | 0 | 0 | 0 | 0 | 0 | 0 | 0 | 0 | 0 | 0 | 0 | 0 | 0 | 0 | 0 | 0 | 0 | 0 | 0 | 0 | 0
F10_Commercial_WA - Miscellaneous_New_Space Heating_Natural Gas_Hydronic Heating Radiator Replacement_A_Technical Potential | F10 | Commercial | WA - Miscellaneous | New | Space Heating | Natural Gas | Hydronic Heating Radiator Replacement | A | Cumulative Energy Savings (MWh or mTherms) | Technical Potential | 0 | 0 | 0 | 0 | 0 | 0 | 0 | 0 | 0 | 0 | 0 | 0 | 0 | 0 | 0 | 0 | 0 | 0 | 0 | 0 | 0 | 0 | 0 | 0 | 0 | 0 | 0
F11_Commercial_WA - Miscellaneous_New_Space Heating_Natural Gas_Hydronic Heating Radiator Replacement_A_Technical Potential | F11 | Commercial | WA - Miscellaneous | New | Space Heating | Natural Gas | Hydronic Heating Radiator Replacement | A | Cumulative Summer Peak Savings (MW) | Technical Potential | 0 | 0 | 0 | 0 | 0 | 0 | 0 | 0 | 0 | 0 | 0 | 0 | 0 | 0 | 0 | 0 | 0 | 0 | 0 | 0 | 0 | 0 | 0 | 0 | 0 | 0 | 0
F12_Commercial_WA - Miscellaneous_New_Space Heating_Natural Gas_Hydronic Heating Radiator Replacement_A_Technical Potential | F12 | Commercial | WA - Miscellaneous | New | Space Heating | Natural Gas | Hydronic Heating Radiator Replacement | A | Cumulative Winter Peak Savings (MW) | Technical Potential | 0 | 0 | 0 | 0 | 0 | 0 | 0 | 0 | 0 | 0 | 0 | 0 | 0 | 0 | 0 | 0 | 0 | 0 | 0 | 0 | 0 | 0 | 0 | 0 | 0 | 0 | 0
F13_Commercial_WA - Miscellaneous_New_Space Heating_Natural Gas_Hydronic Heating Radiator Replacement_A_Technical Potential | F13 | Commercial | WA - Miscellaneous | New | Space Heating | Natural Gas | Hydronic Heating Radiator Replacement | A | Purchases (Incremental) | Technical Potential | 0 | 0 | 0 | 0 | 0 | 0 | 0 | 0 | 0 | 0 | 0 | 0 | 0 | 0 | 0 | 0 | 0 | 0 | 0 | 0 | 0 | 0 | 0 | 0 | 0 | 0 | 0
F14_Commercial_WA - Miscellaneous_New_Space Heating_Natural Gas_Hydronic Heating Radiator Replacement_A_Technical Potential | F14 | Commercial | WA - Miscellaneous | New | Space Heating | Natural Gas | Hydronic Heating Radiator Replacement | A | Purchases (Cumulative) | Technical Potential | 0 | 0 | 0 | 0 | 0 | 0 | 0 | 0 | 0 | 0 | 0 | 0 | 0 | 0 | 0 | 0 | 0 | 0 | 0 | 0 | 0 | 0 | 0 | 0 | 0 | 0 | 0
F1_Commercial_WA - Miscellaneous_New_Space Heating_Natural Gas_Thermostat - Connected_A_Technical Potential | F1 | Commercial | WA - Miscellaneous | New | Space Heating | Natural Gas | Thermostat - Connected | A | Original Unit Energy Savings (kWh or therms) | Technical Potential | 0 | 0 | 0 | 0 | 0 | 0 | 0 | 0 | 0 | 0 | 0 | 0 | 0 | 0 | 0 | 0 | 0 | 0 | 0 | 0 | 0 | 0 | 0 | 0 | 0 | 0 | 0
F2_Commercial_WA - Miscellaneous_New_Space Heating_Natural Gas_Thermostat - Connected_A_Technical Potential | F2 | Commercial | WA - Miscellaneous | New | Space Heating | Natural Gas | Thermostat - Connected | A | Original Unit Summer Peak Savings (kW) | Technical Potential | 0 | 0 | 0 | 0 | 0 | 0 | 0 | 0 | 0 | 0 | 0 | 0 | 0 | 0 | 0 | 0 | 0 | 0 | 0 | 0 | 0 | 0 | 0 | 0 | 0 | 0 | 0
F3_Commercial_WA - Miscellaneous_New_Space Heating_Natural Gas_Thermostat - Connected_A_Technical Potential | F3 | Commercial | WA - Miscellaneous | New | Space Heating | Natural Gas | Thermostat - Connected | A | Original Unit Winter Peak Savings (kW) | Technical Potential | 0 | 0 | 0 | 0 | 0 | 0 | 0 | 0 | 0 | 0 | 0 | 0 | 0 | 0 | 0 | 0 | 0 | 0 | 0 | 0 | 0 | 0 | 0 | 0 | 0 | 0 | 0
F4_Commercial_WA - Miscellaneous_New_Space Heating_Natural Gas_Thermostat - Connected_A_Technical Potential | F4 | Commercial | WA - Miscellaneous | New | Space Heating | Natural Gas | Thermostat - Connected | A | Standalone Impact on Baseline Energy (%) | Technical Potential | 0 | 0 | 0 | 0 | 0 | 0 | 0 | 0 | 0 | 0 | 0 | 0 | 0 | 0 | 0 | 0 | 0 | 0 | 0 | 0 | 0 | 0 | 0 | 0 | 0 | 0 | 0
F5_Commercial_WA - Miscellaneous_New_Space Heating_Natural Gas_Thermostat - Connected_A_Technical Potential | F5 | Commercial | WA - Miscellaneous | New | Space Heating | Natural Gas | Thermostat - Connected | A | Standalone Impact on Baseline Summer Peak (%) | Technical Potential | 0 | 0 | 0 | 0 | 0 | 0 | 0 | 0 | 0 | 0 | 0 | 0 | 0 | 0 | 0 | 0 | 0 | 0 | 0 | 0 | 0 | 0 | 0 | 0 | 0 | 0 | 0
F6_Commercial_WA - Miscellaneous_New_Space Heating_Natural Gas_Thermostat - Connected_A_Technical Potential | F6 | Commercial | WA - Miscellaneous | New | Space Heating | Natural Gas | Thermostat - Connected | A | Standalone Impact on Baseline Winter Peak (%) | Technical Potential | 0 | 0 | 0 | 0 | 0 | 0 | 0 | 0 | 0 | 0 | 0 | 0 | 0 | 0 | 0 | 0 | 0 | 0 | 0 | 0 | 0 | 0 | 0 | 0 | 0 | 0 | 0
F7_Commercial_WA - Miscellaneous_New_Space Heating_Natural Gas_Thermostat - Connected_A_Technical Potential | F7 | Commercial | WA - Miscellaneous | New | Space Heating | Natural Gas | Thermostat - Connected | A | Incremental Energy Savings (MWh or mTherms) | Technical Potential | 0 | 0 | 0 | 0 | 0 | 0 | 0 | 0 | 0 | 0 | 0 | 0 | 0 | 0 | 0 | 0 | 0 | 0 | 0 | 0 | 0 | 0 | 0 | 0 | 0 | 0 | 0
F8_Commercial_WA - Miscellaneous_New_Space Heating_Natural Gas_Thermostat - Connected_A_Technical Potential | F8 | Commercial | WA - Miscellaneous | New | Space Heating | Natural Gas | Thermostat - Connected | A | Incremental Summer Peak Savings (MW) | Technical Potential | 0 | 0 | 0 | 0 | 0 | 0 | 0 | 0 | 0 | 0 | 0 | 0 | 0 | 0 | 0 | 0 | 0 | 0 | 0 | 0 | 0 | 0 | 0 | 0 | 0 | 0 | 0
F9_Commercial_WA - Miscellaneous_New_Space Heating_Natural Gas_Thermostat - Connected_A_Technical Potential | F9 | Commercial | WA - Miscellaneous | New | Space Heating | Natural Gas | Thermostat - Connected | A | Incremental Winter Peak Savings (MW) | Technical Potential | 0 | 0 | 0 | 0 | 0 | 0 | 0 | 0 | 0 | 0 | 0 | 0 | 0 | 0 | 0 | 0 | 0 | 0 | 0 | 0 | 0 | 0 | 0 | 0 | 0 | 0 | 0
F10_Commercial_WA - Miscellaneous_New_Space Heating_Natural Gas_Thermostat - Connected_A_Technical Potential | F10 | Commercial | WA - Miscellaneous | New | Space Heating | Natural Gas | Thermostat - Connected | A | Cumulative Energy Savings (MWh or mTherms) | Technical Potential | 0 | 0 | 0 | 0 | 0 | 0 | 0 | 0 | 0 | 0 | 0 | 0 | 0 | 0 | 0 | 0 | 0 | 0 | 0 | 0 | 0 | 0 | 0 | 0 | 0 | 0 | 0
F11_Commercial_WA - Miscellaneous_New_Space Heating_Natural Gas_Thermostat - Connected_A_Technical Potential | F11 | Commercial | WA - Miscellaneous | New | Space Heating | Natural Gas | Thermostat - Connected | A | Cumulative Summer Peak Savings (MW) | Technical Potential | 0 | 0 | 0 | 0 | 0 | 0 | 0 | 0 | 0 | 0 | 0 | 0 | 0 | 0 | 0 | 0 | 0 | 0 | 0 | 0 | 0 | 0 | 0 | 0 | 0 | 0 | 0
F12_Commercial_WA - Miscellaneous_New_Space Heating_Natural Gas_Thermostat - Connected_A_Technical Potential | F12 | Commercial | WA - Miscellaneous | New | Space Heating | Natural Gas | Thermostat - Connected | A | Cumulative Winter Peak Savings (MW) | Technical Potential | 0 | 0 | 0 | 0 | 0 | 0 | 0 | 0 | 0 | 0 | 0 | 0 | 0 | 0 | 0 | 0 | 0 | 0 | 0 | 0 | 0 | 0 | 0 | 0 | 0 | 0 | 0
F13_Commercial_WA - Miscellaneous_New_Space Heating_Natural Gas_Thermostat - Connected_A_Technical Potential | F13 | Commercial | WA - Miscellaneous | New | Space Heating | Natural Gas | Thermostat - Connected | A | Purchases (Incremental) | Technical Potential | 0 | 0 | 0 | 0 | 0 | 0 | 0 | 0 | 0 | 0 | 0 | 0 | 0 | 0 | 0 | 0 | 0 | 0 | 0 | 0 | 0 | 0 | 0 | 0 | 0 | 0 | 0
F14_Commercial_WA - Miscellaneous_New_Space Heating_Natural Gas_Thermostat - Connected_A_Technical Potential | F14 | Commercial | WA - Miscellaneous | New | Space Heating | Natural Gas | Thermostat - Connected | A | Purchases (Cumulative) | Technical Potential | 0 | 0 | 0 | 0 | 0 | 0 | 0 | 0 | 0 | 0 | 0 | 0 | 0 | 0 | 0 | 0 | 0 | 0 | 0 | 0 | 0 | 0 | 0 | 0 | 0 | 0 | 0
F1_Commercial_WA - Miscellaneous_New_Water Heating_Natural Gas_Water Heater - Thermostatic Shower Restriction Valve_A_Technical Potential | F1 | Commercial | WA - Miscellaneous | New | Water Heating | Natural Gas | Water Heater - Thermostatic Shower Restriction Valve | A | Original Unit Energy Savings (kWh or therms) | Technical Potential | 0 | 0 | 0 | 0 | 0 | 0 | 0 | 0 | 0 | 0 | 0 | 0 | 0 | 0 | 0 | 0 | 0 | 0 | 0 | 0 | 0 | 0 | 0 | 0 | 0 | 0 | 0
F2_Commercial_WA - Miscellaneous_New_Water Heating_Natural Gas_Water Heater - Thermostatic Shower Restriction Valve_A_Technical Potential | F2 | Commercial | WA - Miscellaneous | New | Water Heating | Natural Gas | Water Heater - Thermostatic Shower Restriction Valve | A | Original Unit Summer Peak Savings (kW) | Technical Potential | 0 | 0 | 0 | 0 | 0 | 0 | 0 | 0 | 0 | 0 | 0 | 0 | 0 | 0 | 0 | 0 | 0 | 0 | 0 | 0 | 0 | 0 | 0 | 0 | 0 | 0 | 0
F3_Commercial_WA - Miscellaneous_New_Water Heating_Natural Gas_Water Heater - Thermostatic Shower Restriction Valve_A_Technical Potential | F3 | Commercial | WA - Miscellaneous | New | Water Heating | Natural Gas | Water Heater - Thermostatic Shower Restriction Valve | A | Original Unit Winter Peak Savings (kW) | Technical Potential | 0 | 0 | 0 | 0 | 0 | 0 | 0 | 0 | 0 | 0 | 0 | 0 | 0 | 0 | 0 | 0 | 0 | 0 | 0 | 0 | 0 | 0 | 0 | 0 | 0 | 0 | 0
F4_Commercial_WA - Miscellaneous_New_Water Heating_Natural Gas_Water Heater - Thermostatic Shower Restriction Valve_A_Technical Potential | F4 | Commercial | WA - Miscellaneous | New | Water Heating | Natural Gas | Water Heater - Thermostatic Shower Restriction Valve | A | Standalone Impact on Baseline Energy (%) | Technical Potential | 0 | 0 | 0 | 0 | 0 | 0 | 0 | 0 | 0 | 0 | 0 | 0 | 0 | 0 | 0 | 0 | 0 | 0 | 0 | 0 | 0 | 0 | 0 | 0 | 0 | 0 | 0
F5_Commercial_WA - Miscellaneous_New_Water Heating_Natural Gas_Water Heater - Thermostatic Shower Restriction Valve_A_Technical Potential | F5 | Commercial | WA - Miscellaneous | New | Water Heating | Natural Gas | Water Heater - Thermostatic Shower Restriction Valve | A | Standalone Impact on Baseline Summer Peak (%) | Technical Potential | 0 | 0 | 0 | 0 | 0 | 0 | 0 | 0 | 0 | 0 | 0 | 0 | 0 | 0 | 0 | 0 | 0 | 0 | 0 | 0 | 0 | 0 | 0 | 0 | 0 | 0 | 0
F6_Commercial_WA - Miscellaneous_New_Water Heating_Natural Gas_Water Heater - Thermostatic Shower Restriction Valve_A_Technical Potential | F6 | Commercial | WA - Miscellaneous | New | Water Heating | Natural Gas | Water Heater - Thermostatic Shower Restriction Valve | A | Standalone Impact on Baseline Winter Peak (%) | Technical Potential | 0 | 0 | 0 | 0 | 0 | 0 | 0 | 0 | 0 | 0 | 0 | 0 | 0 | 0 | 0 | 0 | 0 | 0 | 0 | 0 | 0 | 0 | 0 | 0 | 0 | 0 | 0
F7_Commercial_WA - Miscellaneous_New_Water Heating_Natural Gas_Water Heater - Thermostatic Shower Restriction Valve_A_Technical Potential | F7 | Commercial | WA - Miscellaneous | New | Water Heating | Natural Gas | Water Heater - Thermostatic Shower Restriction Valve | A | Incremental Energy Savings (MWh or mTherms) | Technical Potential | 0 | 0 | 0 | 0 | 0 | 0 | 0 | 0 | 0 | 0 | 0 | 0 | 0 | 0 | 0 | 0 | 0 | 0 | 0 | 0 | 0 | 0 | 0 | 0 | 0 | 0 | 0
F8_Commercial_WA - Miscellaneous_New_Water Heating_Natural Gas_Water Heater - Thermostatic Shower Restriction Valve_A_Technical Potential | F8 | Commercial | WA - Miscellaneous | New | Water Heating | Natural Gas | Water Heater - Thermostatic Shower Restriction Valve | A | Incremental Summer Peak Savings (MW) | Technical Potential | 0 | 0 | 0 | 0 | 0 | 0 | 0 | 0 | 0 | 0 | 0 | 0 | 0 | 0 | 0 | 0 | 0 | 0 | 0 | 0 | 0 | 0 | 0 | 0 | 0 | 0 | 0
F9_Commercial_WA - Miscellaneous_New_Water Heating_Natural Gas_Water Heater - Thermostatic Shower Restriction Valve_A_Technical Potential | F9 | Commercial | WA - Miscellaneous | New | Water Heating | Natural Gas | Water Heater - Thermostatic Shower Restriction Valve | A | Incremental Winter Peak Savings (MW) | Technical Potential | 0 | 0 | 0 | 0 | 0 | 0 | 0 | 0 | 0 | 0 | 0 | 0 | 0 | 0 | 0 | 0 | 0 | 0 | 0 | 0 | 0 | 0 | 0 | 0 | 0 | 0 | 0
F10_Commercial_WA - Miscellaneous_New_Water Heating_Natural Gas_Water Heater - Thermostatic Shower Restriction Valve_A_Technical Potential | F10 | Commercial | WA - Miscellaneous | New | Water Heating | Natural Gas | Water Heater - Thermostatic Shower Restriction Valve | A | Cumulative Energy Savings (MWh or mTherms) | Technical Potential | 0 | 0 | 0 | 0 | 0 | 0 | 0 | 0 | 0 | 0 | 0 | 0 | 0 | 0 | 0 | 0 | 0 | 0 | 0 | 0 | 0 | 0 | 0 | 0 | 0 | 0 | 0
F11_Commercial_WA - Miscellaneous_New_Water Heating_Natural Gas_Water Heater - Thermostatic Shower Restriction Valve_A_Technical Potential | F11 | Commercial | WA - Miscellaneous | New | Water Heating | Natural Gas | Water Heater - Thermostatic Shower Restriction Valve | A | Cumulative Summer Peak Savings (MW) | Technical Potential | 0 | 0 | 0 | 0 | 0 | 0 | 0 | 0 | 0 | 0 | 0 | 0 | 0 | 0 | 0 | 0 | 0 | 0 | 0 | 0 | 0 | 0 | 0 | 0 | 0 | 0 | 0
F12_Commercial_WA - Miscellaneous_New_Water Heating_Natural Gas_Water Heater - Thermostatic Shower Restriction Valve_A_Technical Potential | F12 | Commercial | WA - Miscellaneous | New | Water Heating | Natural Gas | Water Heater - Thermostatic Shower Restriction Valve | A | Cumulative Winter Peak Savings (MW) | Technical Potential | 0 | 0 | 0 | 0 | 0 | 0 | 0 | 0 | 0 | 0 | 0 | 0 | 0 | 0 | 0 | 0 | 0 | 0 | 0 | 0 | 0 | 0 | 0 | 0 | 0 | 0 | 0
F13_Commercial_WA - Miscellaneous_New_Water Heating_Natural Gas_Water Heater - Thermostatic Shower Restriction Valve_A_Technical Potential | F13 | Commercial | WA - Miscellaneous | New | Water Heating | Natural Gas | Water Heater - Thermostatic Shower Restriction Valve | A | Purchases (Incremental) | Technical Potential | 0 | 0 | 0 | 0 | 0 | 0 | 0 | 0 | 0 | 0 | 0 | 0 | 0 | 0 | 0 | 0 | 0 | 0 | 0 | 0 | 0 | 0 | 0 | 0 | 0 | 0 | 0
F14_Commercial_WA - Miscellaneous_New_Water Heating_Natural Gas_Water Heater - Thermostatic Shower Restriction Valve_A_Technical Potential | F14 | Commercial | WA - Miscellaneous | New | Water Heating | Natural Gas | Water Heater - Thermostatic Shower Restriction Valve | A | Purchases (Cumulative) | Technical Potential | 0 | 0 | 0 | 0 | 0 | 0 | 0 | 0 | 0 | 0 | 0 | 0 | 0 | 0 | 0 | 0 | 0 | 0 | 0 | 0 | 0 | 0 | 0 | 0 | 0 | 0 | 0
F1_Commercial_WA - Miscellaneous_New_Water Heating_Natural Gas_Water Heater - Pre-Rinse Spray Valve_A_Technical Potential | F1 | Commercial | WA - Miscellaneous | New | Water Heating | Natural Gas | Water Heater - Pre-Rinse Spray Valve | A | Original Unit Energy Savings (kWh or therms) | Technical Potential | 0 | 0 | 0 | 0 | 0 | 0 | 0 | 0 | 0 | 0 | 0 | 0 | 0 | 0 | 0 | 0 | 0 | 0 | 0 | 0 | 0 | 0 | 0 | 0 | 0 | 0 | 0
F2_Commercial_WA - Miscellaneous_New_Water Heating_Natural Gas_Water Heater - Pre-Rinse Spray Valve_A_Technical Potential | F2 | Commercial | WA - Miscellaneous | New | Water Heating | Natural Gas | Water Heater - Pre-Rinse Spray Valve | A | Original Unit Summer Peak Savings (kW) | Technical Potential | 0 | 0 | 0 | 0 | 0 | 0 | 0 | 0 | 0 | 0 | 0 | 0 | 0 | 0 | 0 | 0 | 0 | 0 | 0 | 0 | 0 | 0 | 0 | 0 | 0 | 0 | 0
F3_Commercial_WA - Miscellaneous_New_Water Heating_Natural Gas_Water Heater - Pre-Rinse Spray Valve_A_Technical Potential | F3 | Commercial | WA - Miscellaneous | New | Water Heating | Natural Gas | Water Heater - Pre-Rinse Spray Valve | A | Original Unit Winter Peak Savings (kW) | Technical Potential | 0 | 0 | 0 | 0 | 0 | 0 | 0 | 0 | 0 | 0 | 0 | 0 | 0 | 0 | 0 | 0 | 0 | 0 | 0 | 0 | 0 | 0 | 0 | 0 | 0 | 0 | 0
F4_Commercial_WA - Miscellaneous_New_Water Heating_Natural Gas_Water Heater - Pre-Rinse Spray Valve_A_Technical Potential | F4 | Commercial | WA - Miscellaneous | New | Water Heating | Natural Gas | Water Heater - Pre-Rinse Spray Valve | A | Standalone Impact on Baseline Energy (%) | Technical Potential | 0 | 0 | 0 | 0 | 0 | 0 | 0 | 0 | 0 | 0 | 0 | 0 | 0 | 0 | 0 | 0 | 0 | 0 | 0 | 0 | 0 | 0 | 0 | 0 | 0 | 0 | 0
F5_Commercial_WA - Miscellaneous_New_Water Heating_Natural Gas_Water Heater - Pre-Rinse Spray Valve_A_Technical Potential | F5 | Commercial | WA - Miscellaneous | New | Water Heating | Natural Gas | Water Heater - Pre-Rinse Spray Valve | A | Standalone Impact on Baseline Summer Peak (%) | Technical Potential | 0 | 0 | 0 | 0 | 0 | 0 | 0 | 0 | 0 | 0 | 0 | 0 | 0 | 0 | 0 | 0 | 0 | 0 | 0 | 0 | 0 | 0 | 0 | 0 | 0 | 0 | 0
F6_Commercial_WA - Miscellaneous_New_Water Heating_Natural Gas_Water Heater - Pre-Rinse Spray Valve_A_Technical Potential | F6 | Commercial | WA - Miscellaneous | New | Water Heating | Natural Gas | Water Heater - Pre-Rinse Spray Valve | A | Standalone Impact on Baseline Winter Peak (%) | Technical Potential | 0 | 0 | 0 | 0 | 0 | 0 | 0 | 0 | 0 | 0 | 0 | 0 | 0 | 0 | 0 | 0 | 0 | 0 | 0 | 0 | 0 | 0 | 0 | 0 | 0 | 0 | 0
F7_Commercial_WA - Miscellaneous_New_Water Heating_Natural Gas_Water Heater - Pre-Rinse Spray Valve_A_Technical Potential | F7 | Commercial | WA - Miscellaneous | New | Water Heating | Natural Gas | Water Heater - Pre-Rinse Spray Valve | A | Incremental Energy Savings (MWh or mTherms) | Technical Potential | 0 | 0 | 0 | 0 | 0 | 0 | 0 | 0 | 0 | 0 | 0 | 0 | 0 | 0 | 0 | 0 | 0 | 0 | 0 | 0 | 0 | 0 | 0 | 0 | 0 | 0 | 0
F8_Commercial_WA - Miscellaneous_New_Water Heating_Natural Gas_Water Heater - Pre-Rinse Spray Valve_A_Technical Potential | F8 | Commercial | WA - Miscellaneous | New | Water Heating | Natural Gas | Water Heater - Pre-Rinse Spray Valve | A | Incremental Summer Peak Savings (MW) | Technical Potential | 0 | 0 | 0 | 0 | 0 | 0 | 0 | 0 | 0 | 0 | 0 | 0 | 0 | 0 | 0 | 0 | 0 | 0 | 0 | 0 | 0 | 0 | 0 | 0 | 0 | 0 | 0
F9_Commercial_WA - Miscellaneous_New_Water Heating_Natural Gas_Water Heater - Pre-Rinse Spray Valve_A_Technical Potential | F9 | Commercial | WA - Miscellaneous | New | Water Heating | Natural Gas | Water Heater - Pre-Rinse Spray Valve | A | Incremental Winter Peak Savings (MW) | Technical Potential | 0 | 0 | 0 | 0 | 0 | 0 | 0 | 0 | 0 | 0 | 0 | 0 | 0 | 0 | 0 | 0 | 0 | 0 | 0 | 0 | 0 | 0 | 0 | 0 | 0 | 0 | 0
F10_Commercial_WA - Miscellaneous_New_Water Heating_Natural Gas_Water Heater - Pre-Rinse Spray Valve_A_Technical Potential | F10 | Commercial | WA - Miscellaneous | New | Water Heating | Natural Gas | Water Heater - Pre-Rinse Spray Valve | A | Cumulative Energy Savings (MWh or mTherms) | Technical Potential | 0 | 0 | 0 | 0 | 0 | 0 | 0 | 0 | 0 | 0 | 0 | 0 | 0 | 0 | 0 | 0 | 0 | 0 | 0 | 0 | 0 | 0 | 0 | 0 | 0 | 0 | 0
F11_Commercial_WA - Miscellaneous_New_Water Heating_Natural Gas_Water Heater - Pre-Rinse Spray Valve_A_Technical Potential | F11 | Commercial | WA - Miscellaneous | New | Water Heating | Natural Gas | Water Heater - Pre-Rinse Spray Valve | A | Cumulative Summer Peak Savings (MW) | Technical Potential | 0 | 0 | 0 | 0 | 0 | 0 | 0 | 0 | 0 | 0 | 0 | 0 | 0 | 0 | 0 | 0 | 0 | 0 | 0 | 0 | 0 | 0 | 0 | 0 | 0 | 0 | 0
F12_Commercial_WA - Miscellaneous_New_Water Heating_Natural Gas_Water Heater - Pre-Rinse Spray Valve_A_Technical Potential | F12 | Commercial | WA - Miscellaneous | New | Water Heating | Natural Gas | Water Heater - Pre-Rinse Spray Valve | A | Cumulative Winter Peak Savings (MW) | Technical Potential | 0 | 0 | 0 | 0 | 0 | 0 | 0 | 0 | 0 | 0 | 0 | 0 | 0 | 0 | 0 | 0 | 0 | 0 | 0 | 0 | 0 | 0 | 0 | 0 | 0 | 0 | 0
F13_Commercial_WA - Miscellaneous_New_Water Heating_Natural Gas_Water Heater - Pre-Rinse Spray Valve_A_Technical Potential | F13 | Commercial | WA - Miscellaneous | New | Water Heating | Natural Gas | Water Heater - Pre-Rinse Spray Valve | A | Purchases (Incremental) | Technical Potential | 0 | 0 | 0 | 0 | 0 | 0 | 0 | 0 | 0 | 0 | 0 | 0 | 0 | 0 | 0 | 0 | 0 | 0 | 0 | 0 | 0 | 0 | 0 | 0 | 0 | 0 | 0
F14_Commercial_WA - Miscellaneous_New_Water Heating_Natural Gas_Water Heater - Pre-Rinse Spray Valve_A_Technical Potential | F14 | Commercial | WA - Miscellaneous | New | Water Heating | Natural Gas | Water Heater - Pre-Rinse Spray Valve | A | Purchases (Cumulative) | Technical Potential | 0 | 0 | 0 | 0 | 0 | 0 | 0 | 0 | 0 | 0 | 0 | 0 | 0 | 0 | 0 | 0 | 0 | 0 | 0 | 0 | 0 | 0 | 0 | 0 | 0 | 0 | 0
F1_Commercial_WA - Miscellaneous_New_Water Heating_Natural Gas_Water Heater - Temperature Setback_A_Technical Potential | F1 | Commercial | WA - Miscellaneous | New | Water Heating | Natural Gas | Water Heater - Temperature Setback | A | Original Unit Energy Savings (kWh or therms) | Technical Potential | 0 | 0 | 0 | 0 | 0 | 0 | 0 | 0 | 0 | 0 | 0 | 0 | 0 | 0 | 0 | 0 | 0 | 0 | 0 | 0 | 0 | 0 | 0 | 0 | 0 | 0 | 0
F2_Commercial_WA - Miscellaneous_New_Water Heating_Natural Gas_Water Heater - Temperature Setback_A_Technical Potential | F2 | Commercial | WA - Miscellaneous | New | Water Heating | Natural Gas | Water Heater - Temperature Setback | A | Original Unit Summer Peak Savings (kW) | Technical Potential | 0 | 0 | 0 | 0 | 0 | 0 | 0 | 0 | 0 | 0 | 0 | 0 | 0 | 0 | 0 | 0 | 0 | 0 | 0 | 0 | 0 | 0 | 0 | 0 | 0 | 0 | 0
F3_Commercial_WA - Miscellaneous_New_Water Heating_Natural Gas_Water Heater - Temperature Setback_A_Technical Potential | F3 | Commercial | WA - Miscellaneous | New | Water Heating | Natural Gas | Water Heater - Temperature Setback | A | Original Unit Winter Peak Savings (kW) | Technical Potential | 0 | 0 | 0 | 0 | 0 | 0 | 0 | 0 | 0 | 0 | 0 | 0 | 0 | 0 | 0 | 0 | 0 | 0 | 0 | 0 | 0 | 0 | 0 | 0 | 0 | 0 | 0
F4_Commercial_WA - Miscellaneous_New_Water Heating_Natural Gas_Water Heater - Temperature Setback_A_Technical Potential | F4 | Commercial | WA - Miscellaneous | New | Water Heating | Natural Gas | Water Heater - Temperature Setback | A | Standalone Impact on Baseline Energy (%) | Technical Potential | 0 | 0 | 0 | 0 | 0 | 0 | 0 | 0 | 0 | 0 | 0 | 0 | 0 | 0 | 0 | 0 | 0 | 0 | 0 | 0 | 0 | 0 | 0 | 0 | 0 | 0 | 0
F5_Commercial_WA - Miscellaneous_New_Water Heating_Natural Gas_Water Heater - Temperature Setback_A_Technical Potential | F5 | Commercial | WA - Miscellaneous | New | Water Heating | Natural Gas | Water Heater - Temperature Setback | A | Standalone Impact on Baseline Summer Peak (%) | Technical Potential | 0 | 0 | 0 | 0 | 0 | 0 | 0 | 0 | 0 | 0 | 0 | 0 | 0 | 0 | 0 | 0 | 0 | 0 | 0 | 0 | 0 | 0 | 0 | 0 | 0 | 0 | 0
F6_Commercial_WA - Miscellaneous_New_Water Heating_Natural Gas_Water Heater - Temperature Setback_A_Technical Potential | F6 | Commercial | WA - Miscellaneous | New | Water Heating | Natural Gas | Water Heater - Temperature Setback | A | Standalone Impact on Baseline Winter Peak (%) | Technical Potential | 0 | 0 | 0 | 0 | 0 | 0 | 0 | 0 | 0 | 0 | 0 | 0 | 0 | 0 | 0 | 0 | 0 | 0 | 0 | 0 | 0 | 0 | 0 | 0 | 0 | 0 | 0
F7_Commercial_WA - Miscellaneous_New_Water Heating_Natural Gas_Water Heater - Temperature Setback_A_Technical Potential | F7 | Commercial | WA - Miscellaneous | New | Water Heating | Natural Gas | Water Heater - Temperature Setback | A | Incremental Energy Savings (MWh or mTherms) | Technical Potential | 0 | 0 | 0 | 0 | 0 | 0 | 0 | 0 | 0 | 0 | 0 | 0 | 0 | 0 | 0 | 0 | 0 | 0 | 0 | 0 | 0 | 0 | 0 | 0 | 0 | 0 | 0
F8_Commercial_WA - Miscellaneous_New_Water Heating_Natural Gas_Water Heater - Temperature Setback_A_Technical Potential | F8 | Commercial | WA - Miscellaneous | New | Water Heating | Natural Gas | Water Heater - Temperature Setback | A | Incremental Summer Peak Savings (MW) | Technical Potential | 0 | 0 | 0 | 0 | 0 | 0 | 0 | 0 | 0 | 0 | 0 | 0 | 0 | 0 | 0 | 0 | 0 | 0 | 0 | 0 | 0 | 0 | 0 | 0 | 0 | 0 | 0
F9_Commercial_WA - Miscellaneous_New_Water Heating_Natural Gas_Water Heater - Temperature Setback_A_Technical Potential | F9 | Commercial | WA - Miscellaneous | New | Water Heating | Natural Gas | Water Heater - Temperature Setback | A | Incremental Winter Peak Savings (MW) | Technical Potential | 0 | 0 | 0 | 0 | 0 | 0 | 0 | 0 | 0 | 0 | 0 | 0 | 0 | 0 | 0 | 0 | 0 | 0 | 0 | 0 | 0 | 0 | 0 | 0 | 0 | 0 | 0
F10_Commercial_WA - Miscellaneous_New_Water Heating_Natural Gas_Water Heater - Temperature Setback_A_Technical Potential | F10 | Commercial | WA - Miscellaneous | New | Water Heating | Natural Gas | Water Heater - Temperature Setback | A | Cumulative Energy Savings (MWh or mTherms) | Technical Potential | 0 | 0 | 0 | 0 | 0 | 0 | 0 | 0 | 0 | 0 | 0 | 0 | 0 | 0 | 0 | 0 | 0 | 0 | 0 | 0 | 0 | 0 | 0 | 0 | 0 | 0 | 0
F11_Commercial_WA - Miscellaneous_New_Water Heating_Natural Gas_Water Heater - Temperature Setback_A_Technical Potential | F11 | Commercial | WA - Miscellaneous | New | Water Heating | Natural Gas | Water Heater - Temperature Setback | A | Cumulative Summer Peak Savings (MW) | Technical Potential | 0 | 0 | 0 | 0 | 0 | 0 | 0 | 0 | 0 | 0 | 0 | 0 | 0 | 0 | 0 | 0 | 0 | 0 | 0 | 0 | 0 | 0 | 0 | 0 | 0 | 0 | 0
F12_Commercial_WA - Miscellaneous_New_Water Heating_Natural Gas_Water Heater - Temperature Setback_A_Technical Potential | F12 | Commercial | WA - Miscellaneous | New | Water Heating | Natural Gas | Water Heater - Temperature Setback | A | Cumulative Winter Peak Savings (MW) | Technical Potential | 0 | 0 | 0 | 0 | 0 | 0 | 0 | 0 | 0 | 0 | 0 | 0 | 0 | 0 | 0 | 0 | 0 | 0 | 0 | 0 | 0 | 0 | 0 | 0 | 0 | 0 | 0
F13_Commercial_WA - Miscellaneous_New_Water Heating_Natural Gas_Water Heater - Temperature Setback_A_Technical Potential | F13 | Commercial | WA - Miscellaneous | New | Water Heating | Natural Gas | Water Heater - Temperature Setback | A | Purchases (Incremental) | Technical Potential | 0 | 0 | 0 | 0 | 0 | 0 | 0 | 0 | 0 | 0 | 0 | 0 | 0 | 0 | 0 | 0 | 0 | 0 | 0 | 0 | 0 | 0 | 0 | 0 | 0 | 0 | 0
F14_Commercial_WA - Miscellaneous_New_Water Heating_Natural Gas_Water Heater - Temperature Setback_A_Technical Potential | F14 | Commercial | WA - Miscellaneous | New | Water Heating | Natural Gas | Water Heater - Temperature Setback | A | Purchases (Cumulative) | Technical Potential | 0 | 0 | 0 | 0 | 0 | 0 | 0 | 0 | 0 | 0 | 0 | 0 | 0 | 0 | 0 | 0 | 0 | 0 | 0 | 0 | 0 | 0 | 0 | 0 | 0 | 0 | 0
F1_Commercial_WA - Miscellaneous_New_Water Heating_Natural Gas_Water Heater - Faucet Aerators_A_Technical Potential | F1 | Commercial | WA - Miscellaneous | New | Water Heating | Natural Gas | Water Heater - Faucet Aerators | A | Original Unit Energy Savings (kWh or therms) | Technical Potential | 0 | 0 | 0 | 0 | 0 | 0 | 0 | 0 | 0 | 0 | 0 | 0 | 0 | 0 | 0 | 0 | 0 | 0 | 0 | 0 | 0 | 0 | 0 | 0 | 0 | 0 | 0
F2_Commercial_WA - Miscellaneous_New_Water Heating_Natural Gas_Water Heater - Faucet Aerators_A_Technical Potential | F2 | Commercial | WA - Miscellaneous | New | Water Heating | Natural Gas | Water Heater - Faucet Aerators | A | Original Unit Summer Peak Savings (kW) | Technical Potential | 0 | 0 | 0 | 0 | 0 | 0 | 0 | 0 | 0 | 0 | 0 | 0 | 0 | 0 | 0 | 0 | 0 | 0 | 0 | 0 | 0 | 0 | 0 | 0 | 0 | 0 | 0
F3_Commercial_WA - Miscellaneous_New_Water Heating_Natural Gas_Water Heater - Faucet Aerators_A_Technical Potential | F3 | Commercial | WA - Miscellaneous | New | Water Heating | Natural Gas | Water Heater - Faucet Aerators | A | Original Unit Winter Peak Savings (kW) | Technical Potential | 0 | 0 | 0 | 0 | 0 | 0 | 0 | 0 | 0 | 0 | 0 | 0 | 0 | 0 | 0 | 0 | 0 | 0 | 0 | 0 | 0 | 0 | 0 | 0 | 0 | 0 | 0
F4_Commercial_WA - Miscellaneous_New_Water Heating_Natural Gas_Water Heater - Faucet Aerators_A_Technical Potential | F4 | Commercial | WA - Miscellaneous | New | Water Heating | Natural Gas | Water Heater - Faucet Aerators | A | Standalone Impact on Baseline Energy (%) | Technical Potential | 0 | 0 | 0 | 0 | 0 | 0 | 0 | 0 | 0 | 0 | 0 | 0 | 0 | 0 | 0 | 0 | 0 | 0 | 0 | 0 | 0 | 0 | 0 | 0 | 0 | 0 | 0
F5_Commercial_WA - Miscellaneous_New_Water Heating_Natural Gas_Water Heater - Faucet Aerators_A_Technical Potential | F5 | Commercial | WA - Miscellaneous | New | Water Heating | Natural Gas | Water Heater - Faucet Aerators | A | Standalone Impact on Baseline Summer Peak (%) | Technical Potential | 0 | 0 | 0 | 0 | 0 | 0 | 0 | 0 | 0 | 0 | 0 | 0 | 0 | 0 | 0 | 0 | 0 | 0 | 0 | 0 | 0 | 0 | 0 | 0 | 0 | 0 | 0
F6_Commercial_WA - Miscellaneous_New_Water Heating_Natural Gas_Water Heater - Faucet Aerators_A_Technical Potential | F6 | Commercial | WA - Miscellaneous | New | Water Heating | Natural Gas | Water Heater - Faucet Aerators | A | Standalone Impact on Baseline Winter Peak (%) | Technical Potential | 0 | 0 | 0 | 0 | 0 | 0 | 0 | 0 | 0 | 0 | 0 | 0 | 0 | 0 | 0 | 0 | 0 | 0 | 0 | 0 | 0 | 0 | 0 | 0 | 0 | 0 | 0
F7_Commercial_WA - Miscellaneous_New_Water Heating_Natural Gas_Water Heater - Faucet Aerators_A_Technical Potential | F7 | Commercial | WA - Miscellaneous | New | Water Heating | Natural Gas | Water Heater - Faucet Aerators | A | Incremental Energy Savings (MWh or mTherms) | Technical Potential | 0 | 0 | 0 | 0 | 0 | 0 | 0 | 0 | 0 | 0 | 0 | 0 | 0 | 0 | 0 | 0 | 0 | 0 | 0 | 0 | 0 | 0 | 0 | 0 | 0 | 0 | 0
F8_Commercial_WA - Miscellaneous_New_Water Heating_Natural Gas_Water Heater - Faucet Aerators_A_Technical Potential | F8 | Commercial | WA - Miscellaneous | New | Water Heating | Natural Gas | Water Heater - Faucet Aerators | A | Incremental Summer Peak Savings (MW) | Technical Potential | 0 | 0 | 0 | 0 | 0 | 0 | 0 | 0 | 0 | 0 | 0 | 0 | 0 | 0 | 0 | 0 | 0 | 0 | 0 | 0 | 0 | 0 | 0 | 0 | 0 | 0 | 0
F9_Commercial_WA - Miscellaneous_New_Water Heating_Natural Gas_Water Heater - Faucet Aerators_A_Technical Potential | F9 | Commercial | WA - Miscellaneous | New | Water Heating | Natural Gas | Water Heater - Faucet Aerators | A | Incremental Winter Peak Savings (MW) | Technical Potential | 0 | 0 | 0 | 0 | 0 | 0 | 0 | 0 | 0 | 0 | 0 | 0 | 0 | 0 | 0 | 0 | 0 | 0 | 0 | 0 | 0 | 0 | 0 | 0 | 0 | 0 | 0
F10_Commercial_WA - Miscellaneous_New_Water Heating_Natural Gas_Water Heater - Faucet Aerators_A_Technical Potential | F10 | Commercial | WA - Miscellaneous | New | Water Heating | Natural Gas | Water Heater - Faucet Aerators | A | Cumulative Energy Savings (MWh or mTherms) | Technical Potential | 0 | 0 | 0 | 0 | 0 | 0 | 0 | 0 | 0 | 0 | 0 | 0 | 0 | 0 | 0 | 0 | 0 | 0 | 0 | 0 | 0 | 0 | 0 | 0 | 0 | 0 | 0
F11_Commercial_WA - Miscellaneous_New_Water Heating_Natural Gas_Water Heater - Faucet Aerators_A_Technical Potential | F11 | Commercial | WA - Miscellaneous | New | Water Heating | Natural Gas | Water Heater - Faucet Aerators | A | Cumulative Summer Peak Savings (MW) | Technical Potential | 0 | 0 | 0 | 0 | 0 | 0 | 0 | 0 | 0 | 0 | 0 | 0 | 0 | 0 | 0 | 0 | 0 | 0 | 0 | 0 | 0 | 0 | 0 | 0 | 0 | 0 | 0
F12_Commercial_WA - Miscellaneous_New_Water Heating_Natural Gas_Water Heater - Faucet Aerators_A_Technical Potential | F12 | Commercial | WA - Miscellaneous | New | Water Heating | Natural Gas | Water Heater - Faucet Aerators | A | Cumulative Winter Peak Savings (MW) | Technical Potential | 0 | 0 | 0 | 0 | 0 | 0 | 0 | 0 | 0 | 0 | 0 | 0 | 0 | 0 | 0 | 0 | 0 | 0 | 0 | 0 | 0 | 0 | 0 | 0 | 0 | 0 | 0
F13_Commercial_WA - Miscellaneous_New_Water Heating_Natural Gas_Water Heater - Faucet Aerators_A_Technical Potential | F13 | Commercial | WA - Miscellaneous | New | Water Heating | Natural Gas | Water Heater - Faucet Aerators | A | Purchases (Incremental) | Technical Potential | 0 | 0 | 0 | 0 | 0 | 0 | 0 | 0 | 0 | 0 | 0 | 0 | 0 | 0 | 0 | 0 | 0 | 0 | 0 | 0 | 0 | 0 | 0 | 0 | 0 | 0 | 0
F14_Commercial_WA - Miscellaneous_New_Water Heating_Natural Gas_Water Heater - Faucet Aerators_A_Technical Potential | F14 | Commercial | WA - Miscellaneous | New | Water Heating | Natural Gas | Water Heater - Faucet Aerators | A | Purchases (Cumulative) | Technical Potential | 0 | 0 | 0 | 0 | 0 | 0 | 0 | 0 | 0 | 0 | 0 | 0 | 0 | 0 | 0 | 0 | 0 | 0 | 0 | 0 | 0 | 0 | 0 | 0 | 0 | 0 | 0
F1_Commercial_WA - Miscellaneous_New_Water Heating_Natural Gas_Water Heater - Low-Flow Showerheads_A_Technical Potential | F1 | Commercial | WA - Miscellaneous | New | Water Heating | Natural Gas | Water Heater - Low-Flow Showerheads | A | Original Unit Energy Savings (kWh or therms) | Technical Potential | 0 | 0 | 0 | 0 | 0 | 0 | 0 | 0 | 0 | 0 | 0 | 0 | 0 | 0 | 0 | 0 | 0 | 0 | 0 | 0 | 0 | 0 | 0 | 0 | 0 | 0 | 0
F2_Commercial_WA - Miscellaneous_New_Water Heating_Natural Gas_Water Heater - Low-Flow Showerheads_A_Technical Potential | F2 | Commercial | WA - Miscellaneous | New | Water Heating | Natural Gas | Water Heater - Low-Flow Showerheads | A | Original Unit Summer Peak Savings (kW) | Technical Potential | 0 | 0 | 0 | 0 | 0 | 0 | 0 | 0 | 0 | 0 | 0 | 0 | 0 | 0 | 0 | 0 | 0 | 0 | 0 | 0 | 0 | 0 | 0 | 0 | 0 | 0 | 0
F3_Commercial_WA - Miscellaneous_New_Water Heating_Natural Gas_Water Heater - Low-Flow Showerheads_A_Technical Potential | F3 | Commercial | WA - Miscellaneous | New | Water Heating | Natural Gas | Water Heater - Low-Flow Showerheads | A | Original Unit Winter Peak Savings (kW) | Technical Potential | 0 | 0 | 0 | 0 | 0 | 0 | 0 | 0 | 0 | 0 | 0 | 0 | 0 | 0 | 0 | 0 | 0 | 0 | 0 | 0 | 0 | 0 | 0 | 0 | 0 | 0 | 0
F4_Commercial_WA - Miscellaneous_New_Water Heating_Natural Gas_Water Heater - Low-Flow Showerheads_A_Technical Potential | F4 | Commercial | WA - Miscellaneous | New | Water Heating | Natural Gas | Water Heater - Low-Flow Showerheads | A | Standalone Impact on Baseline Energy (%) | Technical Potential | 0 | 0 | 0 | 0 | 0 | 0 | 0 | 0 | 0 | 0 | 0 | 0 | 0 | 0 | 0 | 0 | 0 | 0 | 0 | 0 | 0 | 0 | 0 | 0 | 0 | 0 | 0
F5_Commercial_WA - Miscellaneous_New_Water Heating_Natural Gas_Water Heater - Low-Flow Showerheads_A_Technical Potential | F5 | Commercial | WA - Miscellaneous | New | Water Heating | Natural Gas | Water Heater - Low-Flow Showerheads | A | Standalone Impact on Baseline Summer Peak (%) | Technical Potential | 0 | 0 | 0 | 0 | 0 | 0 | 0 | 0 | 0 | 0 | 0 | 0 | 0 | 0 | 0 | 0 | 0 | 0 | 0 | 0 | 0 | 0 | 0 | 0 | 0 | 0 | 0
F6_Commercial_WA - Miscellaneous_New_Water Heating_Natural Gas_Water Heater - Low-Flow Showerheads_A_Technical Potential | F6 | Commercial | WA - Miscellaneous | New | Water Heating | Natural Gas | Water Heater - Low-Flow Showerheads | A | Standalone Impact on Baseline Winter Peak (%) | Technical Potential | 0 | 0 | 0 | 0 | 0 | 0 | 0 | 0 | 0 | 0 | 0 | 0 | 0 | 0 | 0 | 0 | 0 | 0 | 0 | 0 | 0 | 0 | 0 | 0 | 0 | 0 | 0
F7_Commercial_WA - Miscellaneous_New_Water Heating_Natural Gas_Water Heater - Low-Flow Showerheads_A_Technical Potential | F7 | Commercial | WA - Miscellaneous | New | Water Heating | Natural Gas | Water Heater - Low-Flow Showerheads | A | Incremental Energy Savings (MWh or mTherms) | Technical Potential | 0 | 0 | 0 | 0 | 0 | 0 | 0 | 0 | 0 | 0 | 0 | 0 | 0 | 0 | 0 | 0 | 0 | 0 | 0 | 0 | 0 | 0 | 0 | 0 | 0 | 0 | 0
F8_Commercial_WA - Miscellaneous_New_Water Heating_Natural Gas_Water Heater - Low-Flow Showerheads_A_Technical Potential | F8 | Commercial | WA - Miscellaneous | New | Water Heating | Natural Gas | Water Heater - Low-Flow Showerheads | A | Incremental Summer Peak Savings (MW) | Technical Potential | 0 | 0 | 0 | 0 | 0 | 0 | 0 | 0 | 0 | 0 | 0 | 0 | 0 | 0 | 0 | 0 | 0 | 0 | 0 | 0 | 0 | 0 | 0 | 0 | 0 | 0 | 0
F9_Commercial_WA - Miscellaneous_New_Water Heating_Natural Gas_Water Heater - Low-Flow Showerheads_A_Technical Potential | F9 | Commercial | WA - Miscellaneous | New | Water Heating | Natural Gas | Water Heater - Low-Flow Showerheads | A | Incremental Winter Peak Savings (MW) | Technical Potential | 0 | 0 | 0 | 0 | 0 | 0 | 0 | 0 | 0 | 0 | 0 | 0 | 0 | 0 | 0 | 0 | 0 | 0 | 0 | 0 | 0 | 0 | 0 | 0 | 0 | 0 | 0
F10_Commercial_WA - Miscellaneous_New_Water Heating_Natural Gas_Water Heater - Low-Flow Showerheads_A_Technical Potential | F10 | Commercial | WA - Miscellaneous | New | Water Heating | Natural Gas | Water Heater - Low-Flow Showerheads | A | Cumulative Energy Savings (MWh or mTherms) | Technical Potential | 0 | 0 | 0 | 0 | 0 | 0 | 0 | 0 | 0 | 0 | 0 | 0 | 0 | 0 | 0 | 0 | 0 | 0 | 0 | 0 | 0 | 0 | 0 | 0 | 0 | 0 | 0
F11_Commercial_WA - Miscellaneous_New_Water Heating_Natural Gas_Water Heater - Low-Flow Showerheads_A_Technical Potential | F11 | Commercial | WA - Miscellaneous | New | Water Heating | Natural Gas | Water Heater - Low-Flow Showerheads | A | Cumulative Summer Peak Savings (MW) | Technical Potential | 0 | 0 | 0 | 0 | 0 | 0 | 0 | 0 | 0 | 0 | 0 | 0 | 0 | 0 | 0 | 0 | 0 | 0 | 0 | 0 | 0 | 0 | 0 | 0 | 0 | 0 | 0
F12_Commercial_WA - Miscellaneous_New_Water Heating_Natural Gas_Water Heater - Low-Flow Showerheads_A_Technical Potential | F12 | Commercial | WA - Miscellaneous | New | Water Heating | Natural Gas | Water Heater - Low-Flow Showerheads | A | Cumulative Winter Peak Savings (MW) | Technical Potential | 0 | 0 | 0 | 0 | 0 | 0 | 0 | 0 | 0 | 0 | 0 | 0 | 0 | 0 | 0 | 0 | 0 | 0 | 0 | 0 | 0 | 0 | 0 | 0 | 0 | 0 | 0
F13_Commercial_WA - Miscellaneous_New_Water Heating_Natural Gas_Water Heater - Low-Flow Showerheads_A_Technical Potential | F13 | Commercial | WA - Miscellaneous | New | Water Heating | Natural Gas | Water Heater - Low-Flow Showerheads | A | Purchases (Incremental) | Technical Potential | 0 | 0 | 0 | 0 | 0 | 0 | 0 | 0 | 0 | 0 | 0 | 0 | 0 | 0 | 0 | 0 | 0 | 0 | 0 | 0 | 0 | 0 | 0 | 0 | 0 | 0 | 0
F14_Commercial_WA - Miscellaneous_New_Water Heating_Natural Gas_Water Heater - Low-Flow Showerheads_A_Technical Potential | F14 | Commercial | WA - Miscellaneous | New | Water Heating | Natural Gas | Water Heater - Low-Flow Showerheads | A | Purchases (Cumulative) | Technical Potential | 0 | 0 | 0 | 0 | 0 | 0 | 0 | 0 | 0 | 0 | 0 | 0 | 0 | 0 | 0 | 0 | 0 | 0 | 0 | 0 | 0 | 0 | 0 | 0 | 0 | 0 | 0
F1_Commercial_WA - Miscellaneous_New_Water Heating_Natural Gas_Water Heater - Tank Blanket/Insulation_A_Technical Potential | F1 | Commercial | WA - Miscellaneous | New | Water Heating | Natural Gas | Water Heater - Tank Blanket/Insulation | A | Original Unit Energy Savings (kWh or therms) | Technical Potential | 0 | 0 | 0 | 0 | 0 | 0 | 0 | 0 | 0 | 0 | 0 | 0 | 0 | 0 | 0 | 0 | 0 | 0 | 0 | 0 | 0 | 0 | 0 | 0 | 0 | 0 | 0
F2_Commercial_WA - Miscellaneous_New_Water Heating_Natural Gas_Water Heater - Tank Blanket/Insulation_A_Technical Potential | F2 | Commercial | WA - Miscellaneous | New | Water Heating | Natural Gas | Water Heater - Tank Blanket/Insulation | A | Original Unit Summer Peak Savings (kW) | Technical Potential | 0 | 0 | 0 | 0 | 0 | 0 | 0 | 0 | 0 | 0 | 0 | 0 | 0 | 0 | 0 | 0 | 0 | 0 | 0 | 0 | 0 | 0 | 0 | 0 | 0 | 0 | 0
F3_Commercial_WA - Miscellaneous_New_Water Heating_Natural Gas_Water Heater - Tank Blanket/Insulation_A_Technical Potential | F3 | Commercial | WA - Miscellaneous | New | Water Heating | Natural Gas | Water Heater - Tank Blanket/Insulation | A | Original Unit Winter Peak Savings (kW) | Technical Potential | 0 | 0 | 0 | 0 | 0 | 0 | 0 | 0 | 0 | 0 | 0 | 0 | 0 | 0 | 0 | 0 | 0 | 0 | 0 | 0 | 0 | 0 | 0 | 0 | 0 | 0 | 0
F4_Commercial_WA - Miscellaneous_New_Water Heating_Natural Gas_Water Heater - Tank Blanket/Insulation_A_Technical Potential | F4 | Commercial | WA - Miscellaneous | New | Water Heating | Natural Gas | Water Heater - Tank Blanket/Insulation | A | Standalone Impact on Baseline Energy (%) | Technical Potential | 0 | 0 | 0 | 0 | 0 | 0 | 0 | 0 | 0 | 0 | 0 | 0 | 0 | 0 | 0 | 0 | 0 | 0 | 0 | 0 | 0 | 0 | 0 | 0 | 0 | 0 | 0
F5_Commercial_WA - Miscellaneous_New_Water Heating_Natural Gas_Water Heater - Tank Blanket/Insulation_A_Technical Potential | F5 | Commercial | WA - Miscellaneous | New | Water Heating | Natural Gas | Water Heater - Tank Blanket/Insulation | A | Standalone Impact on Baseline Summer Peak (%) | Technical Potential | 0 | 0 | 0 | 0 | 0 | 0 | 0 | 0 | 0 | 0 | 0 | 0 | 0 | 0 | 0 | 0 | 0 | 0 | 0 | 0 | 0 | 0 | 0 | 0 | 0 | 0 | 0
F6_Commercial_WA - Miscellaneous_New_Water Heating_Natural Gas_Water Heater - Tank Blanket/Insulation_A_Technical Potential | F6 | Commercial | WA - Miscellaneous | New | Water Heating | Natural Gas | Water Heater - Tank Blanket/Insulation | A | Standalone Impact on Baseline Winter Peak (%) | Technical Potential | 0 | 0 | 0 | 0 | 0 | 0 | 0 | 0 | 0 | 0 | 0 | 0 | 0 | 0 | 0 | 0 | 0 | 0 | 0 | 0 | 0 | 0 | 0 | 0 | 0 | 0 | 0
F7_Commercial_WA - Miscellaneous_New_Water Heating_Natural Gas_Water Heater - Tank Blanket/Insulation_A_Technical Potential | F7 | Commercial | WA - Miscellaneous | New | Water Heating | Natural Gas | Water Heater - Tank Blanket/Insulation | A | Incremental Energy Savings (MWh or mTherms) | Technical Potential | 0 | 0 | 0 | 0 | 0 | 0 | 0 | 0 | 0 | 0 | 0 | 0 | 0 | 0 | 0 | 0 | 0 | 0 | 0 | 0 | 0 | 0 | 0 | 0 | 0 | 0 | 0
F8_Commercial_WA - Miscellaneous_New_Water Heating_Natural Gas_Water Heater - Tank Blanket/Insulation_A_Technical Potential | F8 | Commercial | WA - Miscellaneous | New | Water Heating | Natural Gas | Water Heater - Tank Blanket/Insulation | A | Incremental Summer Peak Savings (MW) | Technical Potential | 0 | 0 | 0 | 0 | 0 | 0 | 0 | 0 | 0 | 0 | 0 | 0 | 0 | 0 | 0 | 0 | 0 | 0 | 0 | 0 | 0 | 0 | 0 | 0 | 0 | 0 | 0
F9_Commercial_WA - Miscellaneous_New_Water Heating_Natural Gas_Water Heater - Tank Blanket/Insulation_A_Technical Potential | F9 | Commercial | WA - Miscellaneous | New | Water Heating | Natural Gas | Water Heater - Tank Blanket/Insulation | A | Incremental Winter Peak Savings (MW) | Technical Potential | 0 | 0 | 0 | 0 | 0 | 0 | 0 | 0 | 0 | 0 | 0 | 0 | 0 | 0 | 0 | 0 | 0 | 0 | 0 | 0 | 0 | 0 | 0 | 0 | 0 | 0 | 0
F10_Commercial_WA - Miscellaneous_New_Water Heating_Natural Gas_Water Heater - Tank Blanket/Insulation_A_Technical Potential | F10 | Commercial | WA - Miscellaneous | New | Water Heating | Natural Gas | Water Heater - Tank Blanket/Insulation | A | Cumulative Energy Savings (MWh or mTherms) | Technical Potential | 0 | 0 | 0 | 0 | 0 | 0 | 0 | 0 | 0 | 0 | 0 | 0 | 0 | 0 | 0 | 0 | 0 | 0 | 0 | 0 | 0 | 0 | 0 | 0 | 0 | 0 | 0
F11_Commercial_WA - Miscellaneous_New_Water Heating_Natural Gas_Water Heater - Tank Blanket/Insulation_A_Technical Potential | F11 | Commercial | WA - Miscellaneous | New | Water Heating | Natural Gas | Water Heater - Tank Blanket/Insulation | A | Cumulative Summer Peak Savings (MW) | Technical Potential | 0 | 0 | 0 | 0 | 0 | 0 | 0 | 0 | 0 | 0 | 0 | 0 | 0 | 0 | 0 | 0 | 0 | 0 | 0 | 0 | 0 | 0 | 0 | 0 | 0 | 0 | 0
F12_Commercial_WA - Miscellaneous_New_Water Heating_Natural Gas_Water Heater - Tank Blanket/Insulation_A_Technical Potential | F12 | Commercial | WA - Miscellaneous | New | Water Heating | Natural Gas | Water Heater - Tank Blanket/Insulation | A | Cumulative Winter Peak Savings (MW) | Technical Potential | 0 | 0 | 0 | 0 | 0 | 0 | 0 | 0 | 0 | 0 | 0 | 0 | 0 | 0 | 0 | 0 | 0 | 0 | 0 | 0 | 0 | 0 | 0 | 0 | 0 | 0 | 0
F13_Commercial_WA - Miscellaneous_New_Water Heating_Natural Gas_Water Heater - Tank Blanket/Insulation_A_Technical Potential | F13 | Commercial | WA - Miscellaneous | New | Water Heating | Natural Gas | Water Heater - Tank Blanket/Insulation | A | Purchases (Incremental) | Technical Potential | 0 | 0 | 0 | 0 | 0 | 0 | 0 | 0 | 0 | 0 | 0 | 0 | 0 | 0 | 0 | 0 | 0 | 0 | 0 | 0 | 0 | 0 | 0 | 0 | 0 | 0 | 0
F14_Commercial_WA - Miscellaneous_New_Water Heating_Natural Gas_Water Heater - Tank Blanket/Insulation_A_Technical Potential | F14 | Commercial | WA - Miscellaneous | New | Water Heating | Natural Gas | Water Heater - Tank Blanket/Insulation | A | Purchases (Cumulative) | Technical Potential | 0 | 0 | 0 | 0 | 0 | 0 | 0 | 0 | 0 | 0 | 0 | 0 | 0 | 0 | 0 | 0 | 0 | 0 | 0 | 0 | 0 | 0 | 0 | 0 | 0 | 0 | 0
F1_Commercial_WA - Miscellaneous_New_Water Heating_Natural Gas_Water Heater - Drainwater Heat Recovery_A_Technical Potential | F1 | Commercial | WA - Miscellaneous | New | Water Heating | Natural Gas | Water Heater - Drainwater Heat Recovery | A | Original Unit Energy Savings (kWh or therms) | Technical Potential | 0 | 0 | 0 | 0 | 0 | 0 | 0 | 0 | 0 | 0 | 0 | 0 | 0 | 0 | 0 | 0 | 0 | 0 | 0 | 0 | 0 | 0 | 0 | 0 | 0 | 0 | 0
F2_Commercial_WA - Miscellaneous_New_Water Heating_Natural Gas_Water Heater - Drainwater Heat Recovery_A_Technical Potential | F2 | Commercial | WA - Miscellaneous | New | Water Heating | Natural Gas | Water Heater - Drainwater Heat Recovery | A | Original Unit Summer Peak Savings (kW) | Technical Potential | 0 | 0 | 0 | 0 | 0 | 0 | 0 | 0 | 0 | 0 | 0 | 0 | 0 | 0 | 0 | 0 | 0 | 0 | 0 | 0 | 0 | 0 | 0 | 0 | 0 | 0 | 0
F3_Commercial_WA - Miscellaneous_New_Water Heating_Natural Gas_Water Heater - Drainwater Heat Recovery_A_Technical Potential | F3 | Commercial | WA - Miscellaneous | New | Water Heating | Natural Gas | Water Heater - Drainwater Heat Recovery | A | Original Unit Winter Peak Savings (kW) | Technical Potential | 0 | 0 | 0 | 0 | 0 | 0 | 0 | 0 | 0 | 0 | 0 | 0 | 0 | 0 | 0 | 0 | 0 | 0 | 0 | 0 | 0 | 0 | 0 | 0 | 0 | 0 | 0
F4_Commercial_WA - Miscellaneous_New_Water Heating_Natural Gas_Water Heater - Drainwater Heat Recovery_A_Technical Potential | F4 | Commercial | WA - Miscellaneous | New | Water Heating | Natural Gas | Water Heater - Drainwater Heat Recovery | A | Standalone Impact on Baseline Energy (%) | Technical Potential | 0 | 0 | 0 | 0 | 0 | 0 | 0 | 0 | 0 | 0 | 0 | 0 | 0 | 0 | 0 | 0 | 0 | 0 | 0 | 0 | 0 | 0 | 0 | 0 | 0 | 0 | 0
F5_Commercial_WA - Miscellaneous_New_Water Heating_Natural Gas_Water Heater - Drainwater Heat Recovery_A_Technical Potential | F5 | Commercial | WA - Miscellaneous | New | Water Heating | Natural Gas | Water Heater - Drainwater Heat Recovery | A | Standalone Impact on Baseline Summer Peak (%) | Technical Potential | 0 | 0 | 0 | 0 | 0 | 0 | 0 | 0 | 0 | 0 | 0 | 0 | 0 | 0 | 0 | 0 | 0 | 0 | 0 | 0 | 0 | 0 | 0 | 0 | 0 | 0 | 0
F6_Commercial_WA - Miscellaneous_New_Water Heating_Natural Gas_Water Heater - Drainwater Heat Recovery_A_Technical Potential | F6 | Commercial | WA - Miscellaneous | New | Water Heating | Natural Gas | Water Heater - Drainwater Heat Recovery | A | Standalone Impact on Baseline Winter Peak (%) | Technical Potential | 0 | 0 | 0 | 0 | 0 | 0 | 0 | 0 | 0 | 0 | 0 | 0 | 0 | 0 | 0 | 0 | 0 | 0 | 0 | 0 | 0 | 0 | 0 | 0 | 0 | 0 | 0
F7_Commercial_WA - Miscellaneous_New_Water Heating_Natural Gas_Water Heater - Drainwater Heat Recovery_A_Technical Potential | F7 | Commercial | WA - Miscellaneous | New | Water Heating | Natural Gas | Water Heater - Drainwater Heat Recovery | A | Incremental Energy Savings (MWh or mTherms) | Technical Potential | 0 | 0 | 0 | 0 | 0 | 0 | 0 | 0 | 0 | 0 | 0 | 0 | 0 | 0 | 0 | 0 | 0 | 0 | 0 | 0 | 0 | 0 | 0 | 0 | 0 | 0 | 0
F8_Commercial_WA - Miscellaneous_New_Water Heating_Natural Gas_Water Heater - Drainwater Heat Recovery_A_Technical Potential | F8 | Commercial | WA - Miscellaneous | New | Water Heating | Natural Gas | Water Heater - Drainwater Heat Recovery | A | Incremental Summer Peak Savings (MW) | Technical Potential | 0 | 0 | 0 | 0 | 0 | 0 | 0 | 0 | 0 | 0 | 0 | 0 | 0 | 0 | 0 | 0 | 0 | 0 | 0 | 0 | 0 | 0 | 0 | 0 | 0 | 0 | 0
F9_Commercial_WA - Miscellaneous_New_Water Heating_Natural Gas_Water Heater - Drainwater Heat Recovery_A_Technical Potential | F9 | Commercial | WA - Miscellaneous | New | Water Heating | Natural Gas | Water Heater - Drainwater Heat Recovery | A | Incremental Winter Peak Savings (MW) | Technical Potential | 0 | 0 | 0 | 0 | 0 | 0 | 0 | 0 | 0 | 0 | 0 | 0 | 0 | 0 | 0 | 0 | 0 | 0 | 0 | 0 | 0 | 0 | 0 | 0 | 0 | 0 | 0
F10_Commercial_WA - Miscellaneous_New_Water Heating_Natural Gas_Water Heater - Drainwater Heat Recovery_A_Technical Potential | F10 | Commercial | WA - Miscellaneous | New | Water Heating | Natural Gas | Water Heater - Drainwater Heat Recovery | A | Cumulative Energy Savings (MWh or mTherms) | Technical Potential | 0 | 0 | 0 | 0 | 0 | 0 | 0 | 0 | 0 | 0 | 0 | 0 | 0 | 0 | 0 | 0 | 0 | 0 | 0 | 0 | 0 | 0 | 0 | 0 | 0 | 0 | 0
F11_Commercial_WA - Miscellaneous_New_Water Heating_Natural Gas_Water Heater - Drainwater Heat Recovery_A_Technical Potential | F11 | Commercial | WA - Miscellaneous | New | Water Heating | Natural Gas | Water Heater - Drainwater Heat Recovery | A | Cumulative Summer Peak Savings (MW) | Technical Potential | 0 | 0 | 0 | 0 | 0 | 0 | 0 | 0 | 0 | 0 | 0 | 0 | 0 | 0 | 0 | 0 | 0 | 0 | 0 | 0 | 0 | 0 | 0 | 0 | 0 | 0 | 0
F12_Commercial_WA - Miscellaneous_New_Water Heating_Natural Gas_Water Heater - Drainwater Heat Recovery_A_Technical Potential | F12 | Commercial | WA - Miscellaneous | New | Water Heating | Natural Gas | Water Heater - Drainwater Heat Recovery | A | Cumulative Winter Peak Savings (MW) | Technical Potential | 0 | 0 | 0 | 0 | 0 | 0 | 0 | 0 | 0 | 0 | 0 | 0 | 0 | 0 | 0 | 0 | 0 | 0 | 0 | 0 | 0 | 0 | 0 | 0 | 0 | 0 | 0
F13_Commercial_WA - Miscellaneous_New_Water Heating_Natural Gas_Water Heater - Drainwater Heat Recovery_A_Technical Potential | F13 | Commercial | WA - Miscellaneous | New | Water Heating | Natural Gas | Water Heater - Drainwater Heat Recovery | A | Purchases (Incremental) | Technical Potential | 0 | 0 | 0 | 0 | 0 | 0 | 0 | 0 | 0 | 0 | 0 | 0 | 0 | 0 | 0 | 0 | 0 | 0 | 0 | 0 | 0 | 0 | 0 | 0 | 0 | 0 | 0
F14_Commercial_WA - Miscellaneous_New_Water Heating_Natural Gas_Water Heater - Drainwater Heat Recovery_A_Technical Potential | F14 | Commercial | WA - Miscellaneous | New | Water Heating | Natural Gas | Water Heater - Drainwater Heat Recovery | A | Purchases (Cumulative) | Technical Potential | 0 | 0 | 0 | 0 | 0 | 0 | 0 | 0 | 0 | 0 | 0 | 0 | 0 | 0 | 0 | 0 | 0 | 0 | 0 | 0 | 0 | 0 | 0 | 0 | 0 | 0 | 0
F1_Commercial_WA - Miscellaneous_New_Water Heating_Natural Gas_Water Heater - Circulation Pump Controls_A_Technical Potential | F1 | Commercial | WA - Miscellaneous | New | Water Heating | Natural Gas | Water Heater - Circulation Pump Controls | A | Original Unit Energy Savings (kWh or therms) | Technical Potential | 0 | 0 | 0 | 0 | 0 | 0 | 0 | 0 | 0 | 0 | 0 | 0 | 0 | 0 | 0 | 0 | 0 | 0 | 0 | 0 | 0 | 0 | 0 | 0 | 0 | 0 | 0
F2_Commercial_WA - Miscellaneous_New_Water Heating_Natural Gas_Water Heater - Circulation Pump Controls_A_Technical Potential | F2 | Commercial | WA - Miscellaneous | New | Water Heating | Natural Gas | Water Heater - Circulation Pump Controls | A | Original Unit Summer Peak Savings (kW) | Technical Potential | 0 | 0 | 0 | 0 | 0 | 0 | 0 | 0 | 0 | 0 | 0 | 0 | 0 | 0 | 0 | 0 | 0 | 0 | 0 | 0 | 0 | 0 | 0 | 0 | 0 | 0 | 0
F3_Commercial_WA - Miscellaneous_New_Water Heating_Natural Gas_Water Heater - Circulation Pump Controls_A_Technical Potential | F3 | Commercial | WA - Miscellaneous | New | Water Heating | Natural Gas | Water Heater - Circulation Pump Controls | A | Original Unit Winter Peak Savings (kW) | Technical Potential | 0 | 0 | 0 | 0 | 0 | 0 | 0 | 0 | 0 | 0 | 0 | 0 | 0 | 0 | 0 | 0 | 0 | 0 | 0 | 0 | 0 | 0 | 0 | 0 | 0 | 0 | 0
F4_Commercial_WA - Miscellaneous_New_Water Heating_Natural Gas_Water Heater - Circulation Pump Controls_A_Technical Potential | F4 | Commercial | WA - Miscellaneous | New | Water Heating | Natural Gas | Water Heater - Circulation Pump Controls | A | Standalone Impact on Baseline Energy (%) | Technical Potential | 0 | 0 | 0 | 0 | 0 | 0 | 0 | 0 | 0 | 0 | 0 | 0 | 0 | 0 | 0 | 0 | 0 | 0 | 0 | 0 | 0 | 0 | 0 | 0 | 0 | 0 | 0
F5_Commercial_WA - Miscellaneous_New_Water Heating_Natural Gas_Water Heater - Circulation Pump Controls_A_Technical Potential | F5 | Commercial | WA - Miscellaneous | New | Water Heating | Natural Gas | Water Heater - Circulation Pump Controls | A | Standalone Impact on Baseline Summer Peak (%) | Technical Potential | 0 | 0 | 0 | 0 | 0 | 0 | 0 | 0 | 0 | 0 | 0 | 0 | 0 | 0 | 0 | 0 | 0 | 0 | 0 | 0 | 0 | 0 | 0 | 0 | 0 | 0 | 0
F6_Commercial_WA - Miscellaneous_New_Water Heating_Natural Gas_Water Heater - Circulation Pump Controls_A_Technical Potential | F6 | Commercial | WA - Miscellaneous | New | Water Heating | Natural Gas | Water Heater - Circulation Pump Controls | A | Standalone Impact on Baseline Winter Peak (%) | Technical Potential | 0 | 0 | 0 | 0 | 0 | 0 | 0 | 0 | 0 | 0 | 0 | 0 | 0 | 0 | 0 | 0 | 0 | 0 | 0 | 0 | 0 | 0 | 0 | 0 | 0 | 0 | 0
F7_Commercial_WA - Miscellaneous_New_Water Heating_Natural Gas_Water Heater - Circulation Pump Controls_A_Technical Potential | F7 | Commercial | WA - Miscellaneous | New | Water Heating | Natural Gas | Water Heater - Circulation Pump Controls | A | Incremental Energy Savings (MWh or mTherms) | Technical Potential | 0 | 0 | 0 | 0 | 0 | 0 | 0 | 0 | 0 | 0 | 0 | 0 | 0 | 0 | 0 | 0 | 0 | 0 | 0 | 0 | 0 | 0 | 0 | 0 | 0 | 0 | 0
F8_Commercial_WA - Miscellaneous_New_Water Heating_Natural Gas_Water Heater - Circulation Pump Controls_A_Technical Potential | F8 | Commercial | WA - Miscellaneous | New | Water Heating | Natural Gas | Water Heater - Circulation Pump Controls | A | Incremental Summer Peak Savings (MW) | Technical Potential | 0 | 0 | 0 | 0 | 0 | 0 | 0 | 0 | 0 | 0 | 0 | 0 | 0 | 0 | 0 | 0 | 0 | 0 | 0 | 0 | 0 | 0 | 0 | 0 | 0 | 0 | 0
F9_Commercial_WA - Miscellaneous_New_Water Heating_Natural Gas_Water Heater - Circulation Pump Controls_A_Technical Potential | F9 | Commercial | WA - Miscellaneous | New | Water Heating | Natural Gas | Water Heater - Circulation Pump Controls | A | Incremental Winter Peak Savings (MW) | Technical Potential | 0 | 0 | 0 | 0 | 0 | 0 | 0 | 0 | 0 | 0 | 0 | 0 | 0 | 0 | 0 | 0 | 0 | 0 | 0 | 0 | 0 | 0 | 0 | 0 | 0 | 0 | 0
F10_Commercial_WA - Miscellaneous_New_Water Heating_Natural Gas_Water Heater - Circulation Pump Controls_A_Technical Potential | F10 | Commercial | WA - Miscellaneous | New | Water Heating | Natural Gas | Water Heater - Circulation Pump Controls | A | Cumulative Energy Savings (MWh or mTherms) | Technical Potential | 0 | 0 | 0 | 0 | 0 | 0 | 0 | 0 | 0 | 0 | 0 | 0 | 0 | 0 | 0 | 0 | 0 | 0 | 0 | 0 | 0 | 0 | 0 | 0 | 0 | 0 | 0
F11_Commercial_WA - Miscellaneous_New_Water Heating_Natural Gas_Water Heater - Circulation Pump Controls_A_Technical Potential | F11 | Commercial | WA - Miscellaneous | New | Water Heating | Natural Gas | Water Heater - Circulation Pump Controls | A | Cumulative Summer Peak Savings (MW) | Technical Potential | 0 | 0 | 0 | 0 | 0 | 0 | 0 | 0 | 0 | 0 | 0 | 0 | 0 | 0 | 0 | 0 | 0 | 0 | 0 | 0 | 0 | 0 | 0 | 0 | 0 | 0 | 0
F12_Commercial_WA - Miscellaneous_New_Water Heating_Natural Gas_Water Heater - Circulation Pump Controls_A_Technical Potential | F12 | Commercial | WA - Miscellaneous | New | Water Heating | Natural Gas | Water Heater - Circulation Pump Controls | A | Cumulative Winter Peak Savings (MW) | Technical Potential | 0 | 0 | 0 | 0 | 0 | 0 | 0 | 0 | 0 | 0 | 0 | 0 | 0 | 0 | 0 | 0 | 0 | 0 | 0 | 0 | 0 | 0 | 0 | 0 | 0 | 0 | 0
F13_Commercial_WA - Miscellaneous_New_Water Heating_Natural Gas_Water Heater - Circulation Pump Controls_A_Technical Potential | F13 | Commercial | WA - Miscellaneous | New | Water Heating | Natural Gas | Water Heater - Circulation Pump Controls | A | Purchases (Incremental) | Technical Potential | 0 | 0 | 0 | 0 | 0 | 0 | 0 | 0 | 0 | 0 | 0 | 0 | 0 | 0 | 0 | 0 | 0 | 0 | 0 | 0 | 0 | 0 | 0 | 0 | 0 | 0 | 0
F14_Commercial_WA - Miscellaneous_New_Water Heating_Natural Gas_Water Heater - Circulation Pump Controls_A_Technical Potential | F14 | Commercial | WA - Miscellaneous | New | Water Heating | Natural Gas | Water Heater - Circulation Pump Controls | A | Purchases (Cumulative) | Technical Potential | 0 | 0 | 0 | 0 | 0 | 0 | 0 | 0 | 0 | 0 | 0 | 0 | 0 | 0 | 0 | 0 | 0 | 0 | 0 | 0 | 0 | 0 | 0 | 0 | 0 | 0 | 0
F1_Commercial_WA - Miscellaneous_New_Water Heating_Natural Gas_Water Heater - Pipe Insulation_A_Technical Potential | F1 | Commercial | WA - Miscellaneous | New | Water Heating | Natural Gas | Water Heater - Pipe Insulation | A | Original Unit Energy Savings (kWh or therms) | Technical Potential | 0 | 0 | 0 | 0 | 0 | 0 | 0 | 0 | 0 | 0 | 0 | 0 | 0 | 0 | 0 | 0 | 0 | 0 | 0 | 0 | 0 | 0 | 0 | 0 | 0 | 0 | 0
F2_Commercial_WA - Miscellaneous_New_Water Heating_Natural Gas_Water Heater - Pipe Insulation_A_Technical Potential | F2 | Commercial | WA - Miscellaneous | New | Water Heating | Natural Gas | Water Heater - Pipe Insulation | A | Original Unit Summer Peak Savings (kW) | Technical Potential | 0 | 0 | 0 | 0 | 0 | 0 | 0 | 0 | 0 | 0 | 0 | 0 | 0 | 0 | 0 | 0 | 0 | 0 | 0 | 0 | 0 | 0 | 0 | 0 | 0 | 0 | 0
F3_Commercial_WA - Miscellaneous_New_Water Heating_Natural Gas_Water Heater - Pipe Insulation_A_Technical Potential | F3 | Commercial | WA - Miscellaneous | New | Water Heating | Natural Gas | Water Heater - Pipe Insulation | A | Original Unit Winter Peak Savings (kW) | Technical Potential | 0 | 0 | 0 | 0 | 0 | 0 | 0 | 0 | 0 | 0 | 0 | 0 | 0 | 0 | 0 | 0 | 0 | 0 | 0 | 0 | 0 | 0 | 0 | 0 | 0 | 0 | 0
F4_Commercial_WA - Miscellaneous_New_Water Heating_Natural Gas_Water Heater - Pipe Insulation_A_Technical Potential | F4 | Commercial | WA - Miscellaneous | New | Water Heating | Natural Gas | Water Heater - Pipe Insulation | A | Standalone Impact on Baseline Energy (%) | Technical Potential | 0 | 0 | 0 | 0 | 0 | 0 | 0 | 0 | 0 | 0 | 0 | 0 | 0 | 0 | 0 | 0 | 0 | 0 | 0 | 0 | 0 | 0 | 0 | 0 | 0 | 0 | 0
F5_Commercial_WA - Miscellaneous_New_Water Heating_Natural Gas_Water Heater - Pipe Insulation_A_Technical Potential | F5 | Commercial | WA - Miscellaneous | New | Water Heating | Natural Gas | Water Heater - Pipe Insulation | A | Standalone Impact on Baseline Summer Peak (%) | Technical Potential | 0 | 0 | 0 | 0 | 0 | 0 | 0 | 0 | 0 | 0 | 0 | 0 | 0 | 0 | 0 | 0 | 0 | 0 | 0 | 0 | 0 | 0 | 0 | 0 | 0 | 0 | 0
F6_Commercial_WA - Miscellaneous_New_Water Heating_Natural Gas_Water Heater - Pipe Insulation_A_Technical Potential | F6 | Commercial | WA - Miscellaneous | New | Water Heating | Natural Gas | Water Heater - Pipe Insulation | A | Standalone Impact on Baseline Winter Peak (%) | Technical Potential | 0 | 0 | 0 | 0 | 0 | 0 | 0 | 0 | 0 | 0 | 0 | 0 | 0 | 0 | 0 | 0 | 0 | 0 | 0 | 0 | 0 | 0 | 0 | 0 | 0 | 0 | 0
F7_Commercial_WA - Miscellaneous_New_Water Heating_Natural Gas_Water Heater - Pipe Insulation_A_Technical Potential | F7 | Commercial | WA - Miscellaneous | New | Water Heating | Natural Gas | Water Heater - Pipe Insulation | A | Incremental Energy Savings (MWh or mTherms) | Technical Potential | 0 | 0 | 0 | 0 | 0 | 0 | 0 | 0 | 0 | 0 | 0 | 0 | 0 | 0 | 0 | 0 | 0 | 0 | 0 | 0 | 0 | 0 | 0 | 0 | 0 | 0 | 0
F8_Commercial_WA - Miscellaneous_New_Water Heating_Natural Gas_Water Heater - Pipe Insulation_A_Technical Potential | F8 | Commercial | WA - Miscellaneous | New | Water Heating | Natural Gas | Water Heater - Pipe Insulation | A | Incremental Summer Peak Savings (MW) | Technical Potential | 0 | 0 | 0 | 0 | 0 | 0 | 0 | 0 | 0 | 0 | 0 | 0 | 0 | 0 | 0 | 0 | 0 | 0 | 0 | 0 | 0 | 0 | 0 | 0 | 0 | 0 | 0
F9_Commercial_WA - Miscellaneous_New_Water Heating_Natural Gas_Water Heater - Pipe Insulation_A_Technical Potential | F9 | Commercial | WA - Miscellaneous | New | Water Heating | Natural Gas | Water Heater - Pipe Insulation | A | Incremental Winter Peak Savings (MW) | Technical Potential | 0 | 0 | 0 | 0 | 0 | 0 | 0 | 0 | 0 | 0 | 0 | 0 | 0 | 0 | 0 | 0 | 0 | 0 | 0 | 0 | 0 | 0 | 0 | 0 | 0 | 0 | 0
F10_Commercial_WA - Miscellaneous_New_Water Heating_Natural Gas_Water Heater - Pipe Insulation_A_Technical Potential | F10 | Commercial | WA - Miscellaneous | New | Water Heating | Natural Gas | Water Heater - Pipe Insulation | A | Cumulative Energy Savings (MWh or mTherms) | Technical Potential | 0 | 0 | 0 | 0 | 0 | 0 | 0 | 0 | 0 | 0 | 0 | 0 | 0 | 0 | 0 | 0 | 0 | 0 | 0 | 0 | 0 | 0 | 0 | 0 | 0 | 0 | 0
F11_Commercial_WA - Miscellaneous_New_Water Heating_Natural Gas_Water Heater - Pipe Insulation_A_Technical Potential | F11 | Commercial | WA - Miscellaneous | New | Water Heating | Natural Gas | Water Heater - Pipe Insulation | A | Cumulative Summer Peak Savings (MW) | Technical Potential | 0 | 0 | 0 | 0 | 0 | 0 | 0 | 0 | 0 | 0 | 0 | 0 | 0 | 0 | 0 | 0 | 0 | 0 | 0 | 0 | 0 | 0 | 0 | 0 | 0 | 0 | 0
F12_Commercial_WA - Miscellaneous_New_Water Heating_Natural Gas_Water Heater - Pipe Insulation_A_Technical Potential | F12 | Commercial | WA - Miscellaneous | New | Water Heating | Natural Gas | Water Heater - Pipe Insulation | A | Cumulative Winter Peak Savings (MW) | Technical Potential | 0 | 0 | 0 | 0 | 0 | 0 | 0 | 0 | 0 | 0 | 0 | 0 | 0 | 0 | 0 | 0 | 0 | 0 | 0 | 0 | 0 | 0 | 0 | 0 | 0 | 0 | 0
F13_Commercial_WA - Miscellaneous_New_Water Heating_Natural Gas_Water Heater - Pipe Insulation_A_Technical Potential | F13 | Commercial | WA - Miscellaneous | New | Water Heating | Natural Gas | Water Heater - Pipe Insulation | A | Purchases (Incremental) | Technical Potential | 0 | 0 | 0 | 0 | 0 | 0 | 0 | 0 | 0 | 0 | 0 | 0 | 0 | 0 | 0 | 0 | 0 | 0 | 0 | 0 | 0 | 0 | 0 | 0 | 0 | 0 | 0
F14_Commercial_WA - Miscellaneous_New_Water Heating_Natural Gas_Water Heater - Pipe Insulation_A_Technical Potential | F14 | Commercial | WA - Miscellaneous | New | Water Heating | Natural Gas | Water Heater - Pipe Insulation | A | Purchases (Cumulative) | Technical Potential | 0 | 0 | 0 | 0 | 0 | 0 | 0 | 0 | 0 | 0 | 0 | 0 | 0 | 0 | 0 | 0 | 0 | 0 | 0 | 0 | 0 | 0 | 0 | 0 | 0 | 0 | 0
F1_Commercial_WA - Miscellaneous_New_Water Heating_Natural Gas_Water Heater - Motion Control Faucet_A_Technical Potential | F1 | Commercial | WA - Miscellaneous | New | Water Heating | Natural Gas | Water Heater - Motion Control Faucet | A | Original Unit Energy Savings (kWh or therms) | Technical Potential | 0 | 0 | 0 | 0 | 0 | 0 | 0 | 0 | 0 | 0 | 0 | 0 | 0 | 0 | 0 | 0 | 0 | 0 | 0 | 0 | 0 | 0 | 0 | 0 | 0 | 0 | 0
F2_Commercial_WA - Miscellaneous_New_Water Heating_Natural Gas_Water Heater - Motion Control Faucet_A_Technical Potential | F2 | Commercial | WA - Miscellaneous | New | Water Heating | Natural Gas | Water Heater - Motion Control Faucet | A | Original Unit Summer Peak Savings (kW) | Technical Potential | 0 | 0 | 0 | 0 | 0 | 0 | 0 | 0 | 0 | 0 | 0 | 0 | 0 | 0 | 0 | 0 | 0 | 0 | 0 | 0 | 0 | 0 | 0 | 0 | 0 | 0 | 0
F3_Commercial_WA - Miscellaneous_New_Water Heating_Natural Gas_Water Heater - Motion Control Faucet_A_Technical Potential | F3 | Commercial | WA - Miscellaneous | New | Water Heating | Natural Gas | Water Heater - Motion Control Faucet | A | Original Unit Winter Peak Savings (kW) | Technical Potential | 0 | 0 | 0 | 0 | 0 | 0 | 0 | 0 | 0 | 0 | 0 | 0 | 0 | 0 | 0 | 0 | 0 | 0 | 0 | 0 | 0 | 0 | 0 | 0 | 0 | 0 | 0
F4_Commercial_WA - Miscellaneous_New_Water Heating_Natural Gas_Water Heater - Motion Control Faucet_A_Technical Potential | F4 | Commercial | WA - Miscellaneous | New | Water Heating | Natural Gas | Water Heater - Motion Control Faucet | A | Standalone Impact on Baseline Energy (%) | Technical Potential | 0 | 0 | 0 | 0 | 0 | 0 | 0 | 0 | 0 | 0 | 0 | 0 | 0 | 0 | 0 | 0 | 0 | 0 | 0 | 0 | 0 | 0 | 0 | 0 | 0 | 0 | 0
F5_Commercial_WA - Miscellaneous_New_Water Heating_Natural Gas_Water Heater - Motion Control Faucet_A_Technical Potential | F5 | Commercial | WA - Miscellaneous | New | Water Heating | Natural Gas | Water Heater - Motion Control Faucet | A | Standalone Impact on Baseline Summer Peak (%) | Technical Potential | 0 | 0 | 0 | 0 | 0 | 0 | 0 | 0 | 0 | 0 | 0 | 0 | 0 | 0 | 0 | 0 | 0 | 0 | 0 | 0 | 0 | 0 | 0 | 0 | 0 | 0 | 0
F6_Commercial_WA - Miscellaneous_New_Water Heating_Natural Gas_Water Heater - Motion Control Faucet_A_Technical Potential | F6 | Commercial | WA - Miscellaneous | New | Water Heating | Natural Gas | Water Heater - Motion Control Faucet | A | Standalone Impact on Baseline Winter Peak (%) | Technical Potential | 0 | 0 | 0 | 0 | 0 | 0 | 0 | 0 | 0 | 0 | 0 | 0 | 0 | 0 | 0 | 0 | 0 | 0 | 0 | 0 | 0 | 0 | 0 | 0 | 0 | 0 | 0
F7_Commercial_WA - Miscellaneous_New_Water Heating_Natural Gas_Water Heater - Motion Control Faucet_A_Technical Potential | F7 | Commercial | WA - Miscellaneous | New | Water Heating | Natural Gas | Water Heater - Motion Control Faucet | A | Incremental Energy Savings (MWh or mTherms) | Technical Potential | 0 | 0 | 0 | 0 | 0 | 0 | 0 | 0 | 0 | 0 | 0 | 0 | 0 | 0 | 0 | 0 | 0 | 0 | 0 | 0 | 0 | 0 | 0 | 0 | 0 | 0 | 0
F8_Commercial_WA - Miscellaneous_New_Water Heating_Natural Gas_Water Heater - Motion Control Faucet_A_Technical Potential | F8 | Commercial | WA - Miscellaneous | New | Water Heating | Natural Gas | Water Heater - Motion Control Faucet | A | Incremental Summer Peak Savings (MW) | Technical Potential | 0 | 0 | 0 | 0 | 0 | 0 | 0 | 0 | 0 | 0 | 0 | 0 | 0 | 0 | 0 | 0 | 0 | 0 | 0 | 0 | 0 | 0 | 0 | 0 | 0 | 0 | 0
F9_Commercial_WA - Miscellaneous_New_Water Heating_Natural Gas_Water Heater - Motion Control Faucet_A_Technical Potential | F9 | Commercial | WA - Miscellaneous | New | Water Heating | Natural Gas | Water Heater - Motion Control Faucet | A | Incremental Winter Peak Savings (MW) | Technical Potential | 0 | 0 | 0 | 0 | 0 | 0 | 0 | 0 | 0 | 0 | 0 | 0 | 0 | 0 | 0 | 0 | 0 | 0 | 0 | 0 | 0 | 0 | 0 | 0 | 0 | 0 | 0
F10_Commercial_WA - Miscellaneous_New_Water Heating_Natural Gas_Water Heater - Motion Control Faucet_A_Technical Potential | F10 | Commercial | WA - Miscellaneous | New | Water Heating | Natural Gas | Water Heater - Motion Control Faucet | A | Cumulative Energy Savings (MWh or mTherms) | Technical Potential | 0 | 0 | 0 | 0 | 0 | 0 | 0 | 0 | 0 | 0 | 0 | 0 | 0 | 0 | 0 | 0 | 0 | 0 | 0 | 0 | 0 | 0 | 0 | 0 | 0 | 0 | 0
F11_Commercial_WA - Miscellaneous_New_Water Heating_Natural Gas_Water Heater - Motion Control Faucet_A_Technical Potential | F11 | Commercial | WA - Miscellaneous | New | Water Heating | Natural Gas | Water Heater - Motion Control Faucet | A | Cumulative Summer Peak Savings (MW) | Technical Potential | 0 | 0 | 0 | 0 | 0 | 0 | 0 | 0 | 0 | 0 | 0 | 0 | 0 | 0 | 0 | 0 | 0 | 0 | 0 | 0 | 0 | 0 | 0 | 0 | 0 | 0 | 0
F12_Commercial_WA - Miscellaneous_New_Water Heating_Natural Gas_Water Heater - Motion Control Faucet_A_Technical Potential | F12 | Commercial | WA - Miscellaneous | New | Water Heating | Natural Gas | Water Heater - Motion Control Faucet | A | Cumulative Winter Peak Savings (MW) | Technical Potential | 0 | 0 | 0 | 0 | 0 | 0 | 0 | 0 | 0 | 0 | 0 | 0 | 0 | 0 | 0 | 0 | 0 | 0 | 0 | 0 | 0 | 0 | 0 | 0 | 0 | 0 | 0
F13_Commercial_WA - Miscellaneous_New_Water Heating_Natural Gas_Water Heater - Motion Control Faucet_A_Technical Potential | F13 | Commercial | WA - Miscellaneous | New | Water Heating | Natural Gas | Water Heater - Motion Control Faucet | A | Purchases (Incremental) | Technical Potential | 0 | 0 | 0 | 0 | 0 | 0 | 0 | 0 | 0 | 0 | 0 | 0 | 0 | 0 | 0 | 0 | 0 | 0 | 0 | 0 | 0 | 0 | 0 | 0 | 0 | 0 | 0
F14_Commercial_WA - Miscellaneous_New_Water Heating_Natural Gas_Water Heater - Motion Control Faucet_A_Technical Potential | F14 | Commercial | WA - Miscellaneous | New | Water Heating | Natural Gas | Water Heater - Motion Control Faucet | A | Purchases (Cumulative) | Technical Potential | 0 | 0 | 0 | 0 | 0 | 0 | 0 | 0 | 0 | 0 | 0 | 0 | 0 | 0 | 0 | 0 | 0 | 0 | 0 | 0 | 0 | 0 | 0 | 0 | 0 | 0 | 0
F1_Commercial_WA - Miscellaneous_New_Water Heating_Natural Gas_Water Heater - Solar System_A_Technical Potential | F1 | Commercial | WA - Miscellaneous | New | Water Heating | Natural Gas | Water Heater - Solar System | A | Original Unit Energy Savings (kWh or therms) | Technical Potential | 0 | 0 | 0 | 0 | 0 | 0 | 0 | 0 | 0 | 0 | 0 | 0 | 0 | 0 | 0 | 0 | 0 | 0 | 0 | 0 | 0 | 0 | 0 | 0 | 0 | 0 | 0
F2_Commercial_WA - Miscellaneous_New_Water Heating_Natural Gas_Water Heater - Solar System_A_Technical Potential | F2 | Commercial | WA - Miscellaneous | New | Water Heating | Natural Gas | Water Heater - Solar System | A | Original Unit Summer Peak Savings (kW) | Technical Potential | 0 | 0 | 0 | 0 | 0 | 0 | 0 | 0 | 0 | 0 | 0 | 0 | 0 | 0 | 0 | 0 | 0 | 0 | 0 | 0 | 0 | 0 | 0 | 0 | 0 | 0 | 0
F3_Commercial_WA - Miscellaneous_New_Water Heating_Natural Gas_Water Heater - Solar System_A_Technical Potential | F3 | Commercial | WA - Miscellaneous | New | Water Heating | Natural Gas | Water Heater - Solar System | A | Original Unit Winter Peak Savings (kW) | Technical Potential | 0 | 0 | 0 | 0 | 0 | 0 | 0 | 0 | 0 | 0 | 0 | 0 | 0 | 0 | 0 | 0 | 0 | 0 | 0 | 0 | 0 | 0 | 0 | 0 | 0 | 0 | 0
F4_Commercial_WA - Miscellaneous_New_Water Heating_Natural Gas_Water Heater - Solar System_A_Technical Potential | F4 | Commercial | WA - Miscellaneous | New | Water Heating | Natural Gas | Water Heater - Solar System | A | Standalone Impact on Baseline Energy (%) | Technical Potential | 0 | 0 | 0 | 0 | 0 | 0 | 0 | 0 | 0 | 0 | 0 | 0 | 0 | 0 | 0 | 0 | 0 | 0 | 0 | 0 | 0 | 0 | 0 | 0 | 0 | 0 | 0
F5_Commercial_WA - Miscellaneous_New_Water Heating_Natural Gas_Water Heater - Solar System_A_Technical Potential | F5 | Commercial | WA - Miscellaneous | New | Water Heating | Natural Gas | Water Heater - Solar System | A | Standalone Impact on Baseline Summer Peak (%) | Technical Potential | 0 | 0 | 0 | 0 | 0 | 0 | 0 | 0 | 0 | 0 | 0 | 0 | 0 | 0 | 0 | 0 | 0 | 0 | 0 | 0 | 0 | 0 | 0 | 0 | 0 | 0 | 0
F6_Commercial_WA - Miscellaneous_New_Water Heating_Natural Gas_Water Heater - Solar System_A_Technical Potential | F6 | Commercial | WA - Miscellaneous | New | Water Heating | Natural Gas | Water Heater - Solar System | A | Standalone Impact on Baseline Winter Peak (%) | Technical Potential | 0 | 0 | 0 | 0 | 0 | 0 | 0 | 0 | 0 | 0 | 0 | 0 | 0 | 0 | 0 | 0 | 0 | 0 | 0 | 0 | 0 | 0 | 0 | 0 | 0 | 0 | 0
F7_Commercial_WA - Miscellaneous_New_Water Heating_Natural Gas_Water Heater - Solar System_A_Technical Potential | F7 | Commercial | WA - Miscellaneous | New | Water Heating | Natural Gas | Water Heater - Solar System | A | Incremental Energy Savings (MWh or mTherms) | Technical Potential | 0 | 0 | 0 | 0 | 0 | 0 | 0 | 0 | 0 | 0 | 0 | 0 | 0 | 0 | 0 | 0 | 0 | 0 | 0 | 0 | 0 | 0 | 0 | 0 | 0 | 0 | 0
F8_Commercial_WA - Miscellaneous_New_Water Heating_Natural Gas_Water Heater - Solar System_A_Technical Potential | F8 | Commercial | WA - Miscellaneous | New | Water Heating | Natural Gas | Water Heater - Solar System | A | Incremental Summer Peak Savings (MW) | Technical Potential | 0 | 0 | 0 | 0 | 0 | 0 | 0 | 0 | 0 | 0 | 0 | 0 | 0 | 0 | 0 | 0 | 0 | 0 | 0 | 0 | 0 | 0 | 0 | 0 | 0 | 0 | 0
F9_Commercial_WA - Miscellaneous_New_Water Heating_Natural Gas_Water Heater - Solar System_A_Technical Potential | F9 | Commercial | WA - Miscellaneous | New | Water Heating | Natural Gas | Water Heater - Solar System | A | Incremental Winter Peak Savings (MW) | Technical Potential | 0 | 0 | 0 | 0 | 0 | 0 | 0 | 0 | 0 | 0 | 0 | 0 | 0 | 0 | 0 | 0 | 0 | 0 | 0 | 0 | 0 | 0 | 0 | 0 | 0 | 0 | 0
F10_Commercial_WA - Miscellaneous_New_Water Heating_Natural Gas_Water Heater - Solar System_A_Technical Potential | F10 | Commercial | WA - Miscellaneous | New | Water Heating | Natural Gas | Water Heater - Solar System | A | Cumulative Energy Savings (MWh or mTherms) | Technical Potential | 0 | 0 | 0 | 0 | 0 | 0 | 0 | 0 | 0 | 0 | 0 | 0 | 0 | 0 | 0 | 0 | 0 | 0 | 0 | 0 | 0 | 0 | 0 | 0 | 0 | 0 | 0
F11_Commercial_WA - Miscellaneous_New_Water Heating_Natural Gas_Water Heater - Solar System_A_Technical Potential | F11 | Commercial | WA - Miscellaneous | New | Water Heating | Natural Gas | Water Heater - Solar System | A | Cumulative Summer Peak Savings (MW) | Technical Potential | 0 | 0 | 0 | 0 | 0 | 0 | 0 | 0 | 0 | 0 | 0 | 0 | 0 | 0 | 0 | 0 | 0 | 0 | 0 | 0 | 0 | 0 | 0 | 0 | 0 | 0 | 0
F12_Commercial_WA - Miscellaneous_New_Water Heating_Natural Gas_Water Heater - Solar System_A_Technical Potential | F12 | Commercial | WA - Miscellaneous | New | Water Heating | Natural Gas | Water Heater - Solar System | A | Cumulative Winter Peak Savings (MW) | Technical Potential | 0 | 0 | 0 | 0 | 0 | 0 | 0 | 0 | 0 | 0 | 0 | 0 | 0 | 0 | 0 | 0 | 0 | 0 | 0 | 0 | 0 | 0 | 0 | 0 | 0 | 0 | 0
F13_Commercial_WA - Miscellaneous_New_Water Heating_Natural Gas_Water Heater - Solar System_A_Technical Potential | F13 | Commercial | WA - Miscellaneous | New | Water Heating | Natural Gas | Water Heater - Solar System | A | Purchases (Incremental) | Technical Potential | 0 | 0 | 0 | 0 | 0 | 0 | 0 | 0 | 0 | 0 | 0 | 0 | 0 | 0 | 0 | 0 | 0 | 0 | 0 | 0 | 0 | 0 | 0 | 0 | 0 | 0 | 0
F14_Commercial_WA - Miscellaneous_New_Water Heating_Natural Gas_Water Heater - Solar System_A_Technical Potential | F14 | Commercial | WA - Miscellaneous | New | Water Heating | Natural Gas | Water Heater - Solar System | A | Purchases (Cumulative) | Technical Potential | 0 | 0 | 0 | 0 | 0 | 0 | 0 | 0 | 0 | 0 | 0 | 0 | 0 | 0 | 0 | 0 | 0 | 0 | 0 | 0 | 0 | 0 | 0 | 0 | 0 | 0 | 0
F1_Commercial_WA - Miscellaneous_New_Water Heating_Natural Gas_Commercial Laundry - Ozone Treatment_A_Technical Potential | F1 | Commercial | WA - Miscellaneous | New | Water Heating | Natural Gas | Commercial Laundry - Ozone Treatment | A | Original Unit Energy Savings (kWh or therms) | Technical Potential | 0 | 0 | 0 | 0 | 0 | 0 | 0 | 0 | 0 | 0 | 0 | 0 | 0 | 0 | 0 | 0 | 0 | 0 | 0 | 0 | 0 | 0 | 0 | 0 | 0 | 0 | 0
F2_Commercial_WA - Miscellaneous_New_Water Heating_Natural Gas_Commercial Laundry - Ozone Treatment_A_Technical Potential | F2 | Commercial | WA - Miscellaneous | New | Water Heating | Natural Gas | Commercial Laundry - Ozone Treatment | A | Original Unit Summer Peak Savings (kW) | Technical Potential | 0 | 0 | 0 | 0 | 0 | 0 | 0 | 0 | 0 | 0 | 0 | 0 | 0 | 0 | 0 | 0 | 0 | 0 | 0 | 0 | 0 | 0 | 0 | 0 | 0 | 0 | 0
F3_Commercial_WA - Miscellaneous_New_Water Heating_Natural Gas_Commercial Laundry - Ozone Treatment_A_Technical Potential | F3 | Commercial | WA - Miscellaneous | New | Water Heating | Natural Gas | Commercial Laundry - Ozone Treatment | A | Original Unit Winter Peak Savings (kW) | Technical Potential | 0 | 0 | 0 | 0 | 0 | 0 | 0 | 0 | 0 | 0 | 0 | 0 | 0 | 0 | 0 | 0 | 0 | 0 | 0 | 0 | 0 | 0 | 0 | 0 | 0 | 0 | 0
F4_Commercial_WA - Miscellaneous_New_Water Heating_Natural Gas_Commercial Laundry - Ozone Treatment_A_Technical Potential | F4 | Commercial | WA - Miscellaneous | New | Water Heating | Natural Gas | Commercial Laundry - Ozone Treatment | A | Standalone Impact on Baseline Energy (%) | Technical Potential | 0 | 0 | 0 | 0 | 0 | 0 | 0 | 0 | 0 | 0 | 0 | 0 | 0 | 0 | 0 | 0 | 0 | 0 | 0 | 0 | 0 | 0 | 0 | 0 | 0 | 0 | 0
F5_Commercial_WA - Miscellaneous_New_Water Heating_Natural Gas_Commercial Laundry - Ozone Treatment_A_Technical Potential | F5 | Commercial | WA - Miscellaneous | New | Water Heating | Natural Gas | Commercial Laundry - Ozone Treatment | A | Standalone Impact on Baseline Summer Peak (%) | Technical Potential | 0 | 0 | 0 | 0 | 0 | 0 | 0 | 0 | 0 | 0 | 0 | 0 | 0 | 0 | 0 | 0 | 0 | 0 | 0 | 0 | 0 | 0 | 0 | 0 | 0 | 0 | 0
F6_Commercial_WA - Miscellaneous_New_Water Heating_Natural Gas_Commercial Laundry - Ozone Treatment_A_Technical Potential | F6 | Commercial | WA - Miscellaneous | New | Water Heating | Natural Gas | Commercial Laundry - Ozone Treatment | A | Standalone Impact on Baseline Winter Peak (%) | Technical Potential | 0 | 0 | 0 | 0 | 0 | 0 | 0 | 0 | 0 | 0 | 0 | 0 | 0 | 0 | 0 | 0 | 0 | 0 | 0 | 0 | 0 | 0 | 0 | 0 | 0 | 0 | 0
F7_Commercial_WA - Miscellaneous_New_Water Heating_Natural Gas_Commercial Laundry - Ozone Treatment_A_Technical Potential | F7 | Commercial | WA - Miscellaneous | New | Water Heating | Natural Gas | Commercial Laundry - Ozone Treatment | A | Incremental Energy Savings (MWh or mTherms) | Technical Potential | 0 | 0 | 0 | 0 | 0 | 0 | 0 | 0 | 0 | 0 | 0 | 0 | 0 | 0 | 0 | 0 | 0 | 0 | 0 | 0 | 0 | 0 | 0 | 0 | 0 | 0 | 0
F8_Commercial_WA - Miscellaneous_New_Water Heating_Natural Gas_Commercial Laundry - Ozone Treatment_A_Technical Potential | F8 | Commercial | WA - Miscellaneous | New | Water Heating | Natural Gas | Commercial Laundry - Ozone Treatment | A | Incremental Summer Peak Savings (MW) | Technical Potential | 0 | 0 | 0 | 0 | 0 | 0 | 0 | 0 | 0 | 0 | 0 | 0 | 0 | 0 | 0 | 0 | 0 | 0 | 0 | 0 | 0 | 0 | 0 | 0 | 0 | 0 | 0
F9_Commercial_WA - Miscellaneous_New_Water Heating_Natural Gas_Commercial Laundry - Ozone Treatment_A_Technical Potential | F9 | Commercial | WA - Miscellaneous | New | Water Heating | Natural Gas | Commercial Laundry - Ozone Treatment | A | Incremental Winter Peak Savings (MW) | Technical Potential | 0 | 0 | 0 | 0 | 0 | 0 | 0 | 0 | 0 | 0 | 0 | 0 | 0 | 0 | 0 | 0 | 0 | 0 | 0 | 0 | 0 | 0 | 0 | 0 | 0 | 0 | 0
F10_Commercial_WA - Miscellaneous_New_Water Heating_Natural Gas_Commercial Laundry - Ozone Treatment_A_Technical Potential | F10 | Commercial | WA - Miscellaneous | New | Water Heating | Natural Gas | Commercial Laundry - Ozone Treatment | A | Cumulative Energy Savings (MWh or mTherms) | Technical Potential | 0 | 0 | 0 | 0 | 0 | 0 | 0 | 0 | 0 | 0 | 0 | 0 | 0 | 0 | 0 | 0 | 0 | 0 | 0 | 0 | 0 | 0 | 0 | 0 | 0 | 0 | 0
F11_Commercial_WA - Miscellaneous_New_Water Heating_Natural Gas_Commercial Laundry - Ozone Treatment_A_Technical Potential | F11 | Commercial | WA - Miscellaneous | New | Water Heating | Natural Gas | Commercial Laundry - Ozone Treatment | A | Cumulative Summer Peak Savings (MW) | Technical Potential | 0 | 0 | 0 | 0 | 0 | 0 | 0 | 0 | 0 | 0 | 0 | 0 | 0 | 0 | 0 | 0 | 0 | 0 | 0 | 0 | 0 | 0 | 0 | 0 | 0 | 0 | 0
F12_Commercial_WA - Miscellaneous_New_Water Heating_Natural Gas_Commercial Laundry - Ozone Treatment_A_Technical Potential | F12 | Commercial | WA - Miscellaneous | New | Water Heating | Natural Gas | Commercial Laundry - Ozone Treatment | A | Cumulative Winter Peak Savings (MW) | Technical Potential | 0 | 0 | 0 | 0 | 0 | 0 | 0 | 0 | 0 | 0 | 0 | 0 | 0 | 0 | 0 | 0 | 0 | 0 | 0 | 0 | 0 | 0 | 0 | 0 | 0 | 0 | 0
F13_Commercial_WA - Miscellaneous_New_Water Heating_Natural Gas_Commercial Laundry - Ozone Treatment_A_Technical Potential | F13 | Commercial | WA - Miscellaneous | New | Water Heating | Natural Gas | Commercial Laundry - Ozone Treatment | A | Purchases (Incremental) | Technical Potential | 0 | 0 | 0 | 0 | 0 | 0 | 0 | 0 | 0 | 0 | 0 | 0 | 0 | 0 | 0 | 0 | 0 | 0 | 0 | 0 | 0 | 0 | 0 | 0 | 0 | 0 | 0
F14_Commercial_WA - Miscellaneous_New_Water Heating_Natural Gas_Commercial Laundry - Ozone Treatment_A_Technical Potential | F14 | Commercial | WA - Miscellaneous | New | Water Heating | Natural Gas | Commercial Laundry - Ozone Treatment | A | Purchases (Cumulative) | Technical Potential | 0 | 0 | 0 | 0 | 0 | 0 | 0 | 0 | 0 | 0 | 0 | 0 | 0 | 0 | 0 | 0 | 0 | 0 | 0 | 0 | 0 | 0 | 0 | 0 | 0 | 0 | 0
F1_Commercial_WA - Miscellaneous_New_Water Heating_Natural Gas_Commercial Laundry - ENERGY STAR Washer_A_Technical Potential | F1 | Commercial | WA - Miscellaneous | New | Water Heating | Natural Gas | Commercial Laundry - ENERGY STAR Washer | A | Original Unit Energy Savings (kWh or therms) | Technical Potential | 0 | 0 | 0 | 0 | 0 | 0 | 0 | 0 | 0 | 0 | 0 | 0 | 0 | 0 | 0 | 0 | 0 | 0 | 0 | 0 | 0 | 0 | 0 | 0 | 0 | 0 | 0
F2_Commercial_WA - Miscellaneous_New_Water Heating_Natural Gas_Commercial Laundry - ENERGY STAR Washer_A_Technical Potential | F2 | Commercial | WA - Miscellaneous | New | Water Heating | Natural Gas | Commercial Laundry - ENERGY STAR Washer | A | Original Unit Summer Peak Savings (kW) | Technical Potential | 0 | 0 | 0 | 0 | 0 | 0 | 0 | 0 | 0 | 0 | 0 | 0 | 0 | 0 | 0 | 0 | 0 | 0 | 0 | 0 | 0 | 0 | 0 | 0 | 0 | 0 | 0
F3_Commercial_WA - Miscellaneous_New_Water Heating_Natural Gas_Commercial Laundry - ENERGY STAR Washer_A_Technical Potential | F3 | Commercial | WA - Miscellaneous | New | Water Heating | Natural Gas | Commercial Laundry - ENERGY STAR Washer | A | Original Unit Winter Peak Savings (kW) | Technical Potential | 0 | 0 | 0 | 0 | 0 | 0 | 0 | 0 | 0 | 0 | 0 | 0 | 0 | 0 | 0 | 0 | 0 | 0 | 0 | 0 | 0 | 0 | 0 | 0 | 0 | 0 | 0
F4_Commercial_WA - Miscellaneous_New_Water Heating_Natural Gas_Commercial Laundry - ENERGY STAR Washer_A_Technical Potential | F4 | Commercial | WA - Miscellaneous | New | Water Heating | Natural Gas | Commercial Laundry - ENERGY STAR Washer | A | Standalone Impact on Baseline Energy (%) | Technical Potential | 0 | 0 | 0 | 0 | 0 | 0 | 0 | 0 | 0 | 0 | 0 | 0 | 0 | 0 | 0 | 0 | 0 | 0 | 0 | 0 | 0 | 0 | 0 | 0 | 0 | 0 | 0
F5_Commercial_WA - Miscellaneous_New_Water Heating_Natural Gas_Commercial Laundry - ENERGY STAR Washer_A_Technical Potential | F5 | Commercial | WA - Miscellaneous | New | Water Heating | Natural Gas | Commercial Laundry - ENERGY STAR Washer | A | Standalone Impact on Baseline Summer Peak (%) | Technical Potential | 0 | 0 | 0 | 0 | 0 | 0 | 0 | 0 | 0 | 0 | 0 | 0 | 0 | 0 | 0 | 0 | 0 | 0 | 0 | 0 | 0 | 0 | 0 | 0 | 0 | 0 | 0
F6_Commercial_WA - Miscellaneous_New_Water Heating_Natural Gas_Commercial Laundry - ENERGY STAR Washer_A_Technical Potential | F6 | Commercial | WA - Miscellaneous | New | Water Heating | Natural Gas | Commercial Laundry - ENERGY STAR Washer | A | Standalone Impact on Baseline Winter Peak (%) | Technical Potential | 0 | 0 | 0 | 0 | 0 | 0 | 0 | 0 | 0 | 0 | 0 | 0 | 0 | 0 | 0 | 0 | 0 | 0 | 0 | 0 | 0 | 0 | 0 | 0 | 0 | 0 | 0
F7_Commercial_WA - Miscellaneous_New_Water Heating_Natural Gas_Commercial Laundry - ENERGY STAR Washer_A_Technical Potential | F7 | Commercial | WA - Miscellaneous | New | Water Heating | Natural Gas | Commercial Laundry - ENERGY STAR Washer | A | Incremental Energy Savings (MWh or mTherms) | Technical Potential | 0 | 0 | 0 | 0 | 0 | 0 | 0 | 0 | 0 | 0 | 0 | 0 | 0 | 0 | 0 | 0 | 0 | 0 | 0 | 0 | 0 | 0 | 0 | 0 | 0 | 0 | 0
F8_Commercial_WA - Miscellaneous_New_Water Heating_Natural Gas_Commercial Laundry - ENERGY STAR Washer_A_Technical Potential | F8 | Commercial | WA - Miscellaneous | New | Water Heating | Natural Gas | Commercial Laundry - ENERGY STAR Washer | A | Incremental Summer Peak Savings (MW) | Technical Potential | 0 | 0 | 0 | 0 | 0 | 0 | 0 | 0 | 0 | 0 | 0 | 0 | 0 | 0 | 0 | 0 | 0 | 0 | 0 | 0 | 0 | 0 | 0 | 0 | 0 | 0 | 0
F9_Commercial_WA - Miscellaneous_New_Water Heating_Natural Gas_Commercial Laundry - ENERGY STAR Washer_A_Technical Potential | F9 | Commercial | WA - Miscellaneous | New | Water Heating | Natural Gas | Commercial Laundry - ENERGY STAR Washer | A | Incremental Winter Peak Savings (MW) | Technical Potential | 0 | 0 | 0 | 0 | 0 | 0 | 0 | 0 | 0 | 0 | 0 | 0 | 0 | 0 | 0 | 0 | 0 | 0 | 0 | 0 | 0 | 0 | 0 | 0 | 0 | 0 | 0
F10_Commercial_WA - Miscellaneous_New_Water Heating_Natural Gas_Commercial Laundry - ENERGY STAR Washer_A_Technical Potential | F10 | Commercial | WA - Miscellaneous | New | Water Heating | Natural Gas | Commercial Laundry - ENERGY STAR Washer | A | Cumulative Energy Savings (MWh or mTherms) | Technical Potential | 0 | 0 | 0 | 0 | 0 | 0 | 0 | 0 | 0 | 0 | 0 | 0 | 0 | 0 | 0 | 0 | 0 | 0 | 0 | 0 | 0 | 0 | 0 | 0 | 0 | 0 | 0
F11_Commercial_WA - Miscellaneous_New_Water Heating_Natural Gas_Commercial Laundry - ENERGY STAR Washer_A_Technical Potential | F11 | Commercial | WA - Miscellaneous | New | Water Heating | Natural Gas | Commercial Laundry - ENERGY STAR Washer | A | Cumulative Summer Peak Savings (MW) | Technical Potential | 0 | 0 | 0 | 0 | 0 | 0 | 0 | 0 | 0 | 0 | 0 | 0 | 0 | 0 | 0 | 0 | 0 | 0 | 0 | 0 | 0 | 0 | 0 | 0 | 0 | 0 | 0
F12_Commercial_WA - Miscellaneous_New_Water Heating_Natural Gas_Commercial Laundry - ENERGY STAR Washer_A_Technical Potential | F12 | Commercial | WA - Miscellaneous | New | Water Heating | Natural Gas | Commercial Laundry - ENERGY STAR Washer | A | Cumulative Winter Peak Savings (MW) | Technical Potential | 0 | 0 | 0 | 0 | 0 | 0 | 0 | 0 | 0 | 0 | 0 | 0 | 0 | 0 | 0 | 0 | 0 | 0 | 0 | 0 | 0 | 0 | 0 | 0 | 0 | 0 | 0
F13_Commercial_WA - Miscellaneous_New_Water Heating_Natural Gas_Commercial Laundry - ENERGY STAR Washer_A_Technical Potential | F13 | Commercial | WA - Miscellaneous | New | Water Heating | Natural Gas | Commercial Laundry - ENERGY STAR Washer | A | Purchases (Incremental) | Technical Potential | 0 | 0 | 0 | 0 | 0 | 0 | 0 | 0 | 0 | 0 | 0 | 0 | 0 | 0 | 0 | 0 | 0 | 0 | 0 | 0 | 0 | 0 | 0 | 0 | 0 | 0 | 0
F14_Commercial_WA - Miscellaneous_New_Water Heating_Natural Gas_Commercial Laundry - ENERGY STAR Washer_A_Technical Potential | F14 | Commercial | WA - Miscellaneous | New | Water Heating | Natural Gas | Commercial Laundry - ENERGY STAR Washer | A | Purchases (Cumulative) | Technical Potential | 0 | 0 | 0 | 0 | 0 | 0 | 0 | 0 | 0 | 0 | 0 | 0 | 0 | 0 | 0 | 0 | 0 | 0 | 0 | 0 | 0 | 0 | 0 | 0 | 0 | 0 | 0
F1_Commercial_WA - Miscellaneous_New_Water Heating_Natural Gas_Water Heater - Efficient Dishwasher_A_Technical Potential | F1 | Commercial | WA - Miscellaneous | New | Water Heating | Natural Gas | Water Heater - Efficient Dishwasher | A | Original Unit Energy Savings (kWh or therms) | Technical Potential | 0 | 0 | 0 | 0 | 0 | 0 | 0 | 0 | 0 | 0 | 0 | 0 | 0 | 0 | 0 | 0 | 0 | 0 | 0 | 0 | 0 | 0 | 0 | 0 | 0 | 0 | 0
F2_Commercial_WA - Miscellaneous_New_Water Heating_Natural Gas_Water Heater - Efficient Dishwasher_A_Technical Potential | F2 | Commercial | WA - Miscellaneous | New | Water Heating | Natural Gas | Water Heater - Efficient Dishwasher | A | Original Unit Summer Peak Savings (kW) | Technical Potential | 0 | 0 | 0 | 0 | 0 | 0 | 0 | 0 | 0 | 0 | 0 | 0 | 0 | 0 | 0 | 0 | 0 | 0 | 0 | 0 | 0 | 0 | 0 | 0 | 0 | 0 | 0
F3_Commercial_WA - Miscellaneous_New_Water Heating_Natural Gas_Water Heater - Efficient Dishwasher_A_Technical Potential | F3 | Commercial | WA - Miscellaneous | New | Water Heating | Natural Gas | Water Heater - Efficient Dishwasher | A | Original Unit Winter Peak Savings (kW) | Technical Potential | 0 | 0 | 0 | 0 | 0 | 0 | 0 | 0 | 0 | 0 | 0 | 0 | 0 | 0 | 0 | 0 | 0 | 0 | 0 | 0 | 0 | 0 | 0 | 0 | 0 | 0 | 0
F4_Commercial_WA - Miscellaneous_New_Water Heating_Natural Gas_Water Heater - Efficient Dishwasher_A_Technical Potential | F4 | Commercial | WA - Miscellaneous | New | Water Heating | Natural Gas | Water Heater - Efficient Dishwasher | A | Standalone Impact on Baseline Energy (%) | Technical Potential | 0 | 0 | 0 | 0 | 0 | 0 | 0 | 0 | 0 | 0 | 0 | 0 | 0 | 0 | 0 | 0 | 0 | 0 | 0 | 0 | 0 | 0 | 0 | 0 | 0 | 0 | 0
F5_Commercial_WA - Miscellaneous_New_Water Heating_Natural Gas_Water Heater - Efficient Dishwasher_A_Technical Potential | F5 | Commercial | WA - Miscellaneous | New | Water Heating | Natural Gas | Water Heater - Efficient Dishwasher | A | Standalone Impact on Baseline Summer Peak (%) | Technical Potential | 0 | 0 | 0 | 0 | 0 | 0 | 0 | 0 | 0 | 0 | 0 | 0 | 0 | 0 | 0 | 0 | 0 | 0 | 0 | 0 | 0 | 0 | 0 | 0 | 0 | 0 | 0
F6_Commercial_WA - Miscellaneous_New_Water Heating_Natural Gas_Water Heater - Efficient Dishwasher_A_Technical Potential | F6 | Commercial | WA - Miscellaneous | New | Water Heating | Natural Gas | Water Heater - Efficient Dishwasher | A | Standalone Impact on Baseline Winter Peak (%) | Technical Potential | 0 | 0 | 0 | 0 | 0 | 0 | 0 | 0 | 0 | 0 | 0 | 0 | 0 | 0 | 0 | 0 | 0 | 0 | 0 | 0 | 0 | 0 | 0 | 0 | 0 | 0 | 0
F7_Commercial_WA - Miscellaneous_New_Water Heating_Natural Gas_Water Heater - Efficient Dishwasher_A_Technical Potential | F7 | Commercial | WA - Miscellaneous | New | Water Heating | Natural Gas | Water Heater - Efficient Dishwasher | A | Incremental Energy Savings (MWh or mTherms) | Technical Potential | 0 | 0 | 0 | 0 | 0 | 0 | 0 | 0 | 0 | 0 | 0 | 0 | 0 | 0 | 0 | 0 | 0 | 0 | 0 | 0 | 0 | 0 | 0 | 0 | 0 | 0 | 0
F8_Commercial_WA - Miscellaneous_New_Water Heating_Natural Gas_Water Heater - Efficient Dishwasher_A_Technical Potential | F8 | Commercial | WA - Miscellaneous | New | Water Heating | Natural Gas | Water Heater - Efficient Dishwasher | A | Incremental Summer Peak Savings (MW) | Technical Potential | 0 | 0 | 0 | 0 | 0 | 0 | 0 | 0 | 0 | 0 | 0 | 0 | 0 | 0 | 0 | 0 | 0 | 0 | 0 | 0 | 0 | 0 | 0 | 0 | 0 | 0 | 0
F9_Commercial_WA - Miscellaneous_New_Water Heating_Natural Gas_Water Heater - Efficient Dishwasher_A_Technical Potential | F9 | Commercial | WA - Miscellaneous | New | Water Heating | Natural Gas | Water Heater - Efficient Dishwasher | A | Incremental Winter Peak Savings (MW) | Technical Potential | 0 | 0 | 0 | 0 | 0 | 0 | 0 | 0 | 0 | 0 | 0 | 0 | 0 | 0 | 0 | 0 | 0 | 0 | 0 | 0 | 0 | 0 | 0 | 0 | 0 | 0 | 0
F10_Commercial_WA - Miscellaneous_New_Water Heating_Natural Gas_Water Heater - Efficient Dishwasher_A_Technical Potential | F10 | Commercial | WA - Miscellaneous | New | Water Heating | Natural Gas | Water Heater - Efficient Dishwasher | A | Cumulative Energy Savings (MWh or mTherms) | Technical Potential | 0 | 0 | 0 | 0 | 0 | 0 | 0 | 0 | 0 | 0 | 0 | 0 | 0 | 0 | 0 | 0 | 0 | 0 | 0 | 0 | 0 | 0 | 0 | 0 | 0 | 0 | 0
F11_Commercial_WA - Miscellaneous_New_Water Heating_Natural Gas_Water Heater - Efficient Dishwasher_A_Technical Potential | F11 | Commercial | WA - Miscellaneous | New | Water Heating | Natural Gas | Water Heater - Efficient Dishwasher | A | Cumulative Summer Peak Savings (MW) | Technical Potential | 0 | 0 | 0 | 0 | 0 | 0 | 0 | 0 | 0 | 0 | 0 | 0 | 0 | 0 | 0 | 0 | 0 | 0 | 0 | 0 | 0 | 0 | 0 | 0 | 0 | 0 | 0
F12_Commercial_WA - Miscellaneous_New_Water Heating_Natural Gas_Water Heater - Efficient Dishwasher_A_Technical Potential | F12 | Commercial | WA - Miscellaneous | New | Water Heating | Natural Gas | Water Heater - Efficient Dishwasher | A | Cumulative Winter Peak Savings (MW) | Technical Potential | 0 | 0 | 0 | 0 | 0 | 0 | 0 | 0 | 0 | 0 | 0 | 0 | 0 | 0 | 0 | 0 | 0 | 0 | 0 | 0 | 0 | 0 | 0 | 0 | 0 | 0 | 0
F13_Commercial_WA - Miscellaneous_New_Water Heating_Natural Gas_Water Heater - Efficient Dishwasher_A_Technical Potential | F13 | Commercial | WA - Miscellaneous | New | Water Heating | Natural Gas | Water Heater - Efficient Dishwasher | A | Purchases (Incremental) | Technical Potential | 0 | 0 | 0 | 0 | 0 | 0 | 0 | 0 | 0 | 0 | 0 | 0 | 0 | 0 | 0 | 0 | 0 | 0 | 0 | 0 | 0 | 0 | 0 | 0 | 0 | 0 | 0
F14_Commercial_WA - Miscellaneous_New_Water Heating_Natural Gas_Water Heater - Efficient Dishwasher_A_Technical Potential | F14 | Commercial | WA - Miscellaneous | New | Water Heating | Natural Gas | Water Heater - Efficient Dishwasher | A | Purchases (Cumulative) | Technical Potential | 0 | 0 | 0 | 0 | 0 | 0 | 0 | 0 | 0 | 0 | 0 | 0 | 0 | 0 | 0 | 0 | 0 | 0 | 0 | 0 | 0 | 0 | 0 | 0 | 0 | 0 | 0
F1_Commercial_WA - Miscellaneous_New_Water Heating_Natural Gas_Commercial Laundry - Alternative Dry-Cleaning Methods_A_Technical Potential | F1 | Commercial | WA - Miscellaneous | New | Water Heating | Natural Gas | Commercial Laundry - Alternative Dry-Cleaning Methods | A | Original Unit Energy Savings (kWh or therms) | Technical Potential | 0 | 0 | 0 | 0 | 0 | 0 | 0 | 0 | 0 | 0 | 0 | 0 | 0 | 0 | 0 | 0 | 0 | 0 | 0 | 0 | 0 | 0 | 0 | 0 | 0 | 0 | 0
F2_Commercial_WA - Miscellaneous_New_Water Heating_Natural Gas_Commercial Laundry - Alternative Dry-Cleaning Methods_A_Technical Potential | F2 | Commercial | WA - Miscellaneous | New | Water Heating | Natural Gas | Commercial Laundry - Alternative Dry-Cleaning Methods | A | Original Unit Summer Peak Savings (kW) | Technical Potential | 0 | 0 | 0 | 0 | 0 | 0 | 0 | 0 | 0 | 0 | 0 | 0 | 0 | 0 | 0 | 0 | 0 | 0 | 0 | 0 | 0 | 0 | 0 | 0 | 0 | 0 | 0
F3_Commercial_WA - Miscellaneous_New_Water Heating_Natural Gas_Commercial Laundry - Alternative Dry-Cleaning Methods_A_Technical Potential | F3 | Commercial | WA - Miscellaneous | New | Water Heating | Natural Gas | Commercial Laundry - Alternative Dry-Cleaning Methods | A | Original Unit Winter Peak Savings (kW) | Technical Potential | 0 | 0 | 0 | 0 | 0 | 0 | 0 | 0 | 0 | 0 | 0 | 0 | 0 | 0 | 0 | 0 | 0 | 0 | 0 | 0 | 0 | 0 | 0 | 0 | 0 | 0 | 0
F4_Commercial_WA - Miscellaneous_New_Water Heating_Natural Gas_Commercial Laundry - Alternative Dry-Cleaning Methods_A_Technical Potential | F4 | Commercial | WA - Miscellaneous | New | Water Heating | Natural Gas | Commercial Laundry - Alternative Dry-Cleaning Methods | A | Standalone Impact on Baseline Energy (%) | Technical Potential | 0 | 0 | 0 | 0 | 0 | 0 | 0 | 0 | 0 | 0 | 0 | 0 | 0 | 0 | 0 | 0 | 0 | 0 | 0 | 0 | 0 | 0 | 0 | 0 | 0 | 0 | 0
F5_Commercial_WA - Miscellaneous_New_Water Heating_Natural Gas_Commercial Laundry - Alternative Dry-Cleaning Methods_A_Technical Potential | F5 | Commercial | WA - Miscellaneous | New | Water Heating | Natural Gas | Commercial Laundry - Alternative Dry-Cleaning Methods | A | Standalone Impact on Baseline Summer Peak (%) | Technical Potential | 0 | 0 | 0 | 0 | 0 | 0 | 0 | 0 | 0 | 0 | 0 | 0 | 0 | 0 | 0 | 0 | 0 | 0 | 0 | 0 | 0 | 0 | 0 | 0 | 0 | 0 | 0
F6_Commercial_WA - Miscellaneous_New_Water Heating_Natural Gas_Commercial Laundry - Alternative Dry-Cleaning Methods_A_Technical Potential | F6 | Commercial | WA - Miscellaneous | New | Water Heating | Natural Gas | Commercial Laundry - Alternative Dry-Cleaning Methods | A | Standalone Impact on Baseline Winter Peak (%) | Technical Potential | 0 | 0 | 0 | 0 | 0 | 0 | 0 | 0 | 0 | 0 | 0 | 0 | 0 | 0 | 0 | 0 | 0 | 0 | 0 | 0 | 0 | 0 | 0 | 0 | 0 | 0 | 0
F7_Commercial_WA - Miscellaneous_New_Water Heating_Natural Gas_Commercial Laundry - Alternative Dry-Cleaning Methods_A_Technical Potential | F7 | Commercial | WA - Miscellaneous | New | Water Heating | Natural Gas | Commercial Laundry - Alternative Dry-Cleaning Methods | A | Incremental Energy Savings (MWh or mTherms) | Technical Potential | 0 | 0 | 0 | 0 | 0 | 0 | 0 | 0 | 0 | 0 | 0 | 0 | 0 | 0 | 0 | 0 | 0 | 0 | 0 | 0 | 0 | 0 | 0 | 0 | 0 | 0 | 0
F8_Commercial_WA - Miscellaneous_New_Water Heating_Natural Gas_Commercial Laundry - Alternative Dry-Cleaning Methods_A_Technical Potential | F8 | Commercial | WA - Miscellaneous | New | Water Heating | Natural Gas | Commercial Laundry - Alternative Dry-Cleaning Methods | A | Incremental Summer Peak Savings (MW) | Technical Potential | 0 | 0 | 0 | 0 | 0 | 0 | 0 | 0 | 0 | 0 | 0 | 0 | 0 | 0 | 0 | 0 | 0 | 0 | 0 | 0 | 0 | 0 | 0 | 0 | 0 | 0 | 0
F9_Commercial_WA - Miscellaneous_New_Water Heating_Natural Gas_Commercial Laundry - Alternative Dry-Cleaning Methods_A_Technical Potential | F9 | Commercial | WA - Miscellaneous | New | Water Heating | Natural Gas | Commercial Laundry - Alternative Dry-Cleaning Methods | A | Incremental Winter Peak Savings (MW) | Technical Potential | 0 | 0 | 0 | 0 | 0 | 0 | 0 | 0 | 0 | 0 | 0 | 0 | 0 | 0 | 0 | 0 | 0 | 0 | 0 | 0 | 0 | 0 | 0 | 0 | 0 | 0 | 0
F10_Commercial_WA - Miscellaneous_New_Water Heating_Natural Gas_Commercial Laundry - Alternative Dry-Cleaning Methods_A_Technical Potential | F10 | Commercial | WA - Miscellaneous | New | Water Heating | Natural Gas | Commercial Laundry - Alternative Dry-Cleaning Methods | A | Cumulative Energy Savings (MWh or mTherms) | Technical Potential | 0 | 0 | 0 | 0 | 0 | 0 | 0 | 0 | 0 | 0 | 0 | 0 | 0 | 0 | 0 | 0 | 0 | 0 | 0 | 0 | 0 | 0 | 0 | 0 | 0 | 0 | 0
F11_Commercial_WA - Miscellaneous_New_Water Heating_Natural Gas_Commercial Laundry - Alternative Dry-Cleaning Methods_A_Technical Potential | F11 | Commercial | WA - Miscellaneous | New | Water Heating | Natural Gas | Commercial Laundry - Alternative Dry-Cleaning Methods | A | Cumulative Summer Peak Savings (MW) | Technical Potential | 0 | 0 | 0 | 0 | 0 | 0 | 0 | 0 | 0 | 0 | 0 | 0 | 0 | 0 | 0 | 0 | 0 | 0 | 0 | 0 | 0 | 0 | 0 | 0 | 0 | 0 | 0
F12_Commercial_WA - Miscellaneous_New_Water Heating_Natural Gas_Commercial Laundry - Alternative Dry-Cleaning Methods_A_Technical Potential | F12 | Commercial | WA - Miscellaneous | New | Water Heating | Natural Gas | Commercial Laundry - Alternative Dry-Cleaning Methods | A | Cumulative Winter Peak Savings (MW) | Technical Potential | 0 | 0 | 0 | 0 | 0 | 0 | 0 | 0 | 0 | 0 | 0 | 0 | 0 | 0 | 0 | 0 | 0 | 0 | 0 | 0 | 0 | 0 | 0 | 0 | 0 | 0 | 0
F13_Commercial_WA - Miscellaneous_New_Water Heating_Natural Gas_Commercial Laundry - Alternative Dry-Cleaning Methods_A_Technical Potential | F13 | Commercial | WA - Miscellaneous | New | Water Heating | Natural Gas | Commercial Laundry - Alternative Dry-Cleaning Methods | A | Purchases (Incremental) | Technical Potential | 0 | 0 | 0 | 0 | 0 | 0 | 0 | 0 | 0 | 0 | 0 | 0 | 0 | 0 | 0 | 0 | 0 | 0 | 0 | 0 | 0 | 0 | 0 | 0 | 0 | 0 | 0
F14_Commercial_WA - Miscellaneous_New_Water Heating_Natural Gas_Commercial Laundry - Alternative Dry-Cleaning Methods_A_Technical Potential | F14 | Commercial | WA - Miscellaneous | New | Water Heating | Natural Gas | Commercial Laundry - Alternative Dry-Cleaning Methods | A | Purchases (Cumulative) | Technical Potential | 0 | 0 | 0 | 0 | 0 | 0 | 0 | 0 | 0 | 0 | 0 | 0 | 0 | 0 | 0 | 0 | 0 | 0 | 0 | 0 | 0 | 0 | 0 | 0 | 0 | 0 | 0
F1_Commercial_WA - Miscellaneous_New_Space Heating_Natural Gas_Advanced Kitchen Ventilation Controls_A_Technical Potential | F1 | Commercial | WA - Miscellaneous | New | Space Heating | Natural Gas | Advanced Kitchen Ventilation Controls | A | Original Unit Energy Savings (kWh or therms) | Technical Potential | 0 | 0 | 0 | 0 | 0 | 0 | 0 | 0 | 0 | 0 | 0 | 0 | 0 | 0 | 0 | 0 | 0 | 0 | 0 | 0 | 0 | 0 | 0 | 0 | 0 | 0 | 0
F2_Commercial_WA - Miscellaneous_New_Space Heating_Natural Gas_Advanced Kitchen Ventilation Controls_A_Technical Potential | F2 | Commercial | WA - Miscellaneous | New | Space Heating | Natural Gas | Advanced Kitchen Ventilation Controls | A | Original Unit Summer Peak Savings (kW) | Technical Potential | 0 | 0 | 0 | 0 | 0 | 0 | 0 | 0 | 0 | 0 | 0 | 0 | 0 | 0 | 0 | 0 | 0 | 0 | 0 | 0 | 0 | 0 | 0 | 0 | 0 | 0 | 0
F3_Commercial_WA - Miscellaneous_New_Space Heating_Natural Gas_Advanced Kitchen Ventilation Controls_A_Technical Potential | F3 | Commercial | WA - Miscellaneous | New | Space Heating | Natural Gas | Advanced Kitchen Ventilation Controls | A | Original Unit Winter Peak Savings (kW) | Technical Potential | 0 | 0 | 0 | 0 | 0 | 0 | 0 | 0 | 0 | 0 | 0 | 0 | 0 | 0 | 0 | 0 | 0 | 0 | 0 | 0 | 0 | 0 | 0 | 0 | 0 | 0 | 0
F4_Commercial_WA - Miscellaneous_New_Space Heating_Natural Gas_Advanced Kitchen Ventilation Controls_A_Technical Potential | F4 | Commercial | WA - Miscellaneous | New | Space Heating | Natural Gas | Advanced Kitchen Ventilation Controls | A | Standalone Impact on Baseline Energy (%) | Technical Potential | 0 | 0 | 0 | 0 | 0 | 0 | 0 | 0 | 0 | 0 | 0 | 0 | 0 | 0 | 0 | 0 | 0 | 0 | 0 | 0 | 0 | 0 | 0 | 0 | 0 | 0 | 0
F5_Commercial_WA - Miscellaneous_New_Space Heating_Natural Gas_Advanced Kitchen Ventilation Controls_A_Technical Potential | F5 | Commercial | WA - Miscellaneous | New | Space Heating | Natural Gas | Advanced Kitchen Ventilation Controls | A | Standalone Impact on Baseline Summer Peak (%) | Technical Potential | 0 | 0 | 0 | 0 | 0 | 0 | 0 | 0 | 0 | 0 | 0 | 0 | 0 | 0 | 0 | 0 | 0 | 0 | 0 | 0 | 0 | 0 | 0 | 0 | 0 | 0 | 0
F6_Commercial_WA - Miscellaneous_New_Space Heating_Natural Gas_Advanced Kitchen Ventilation Controls_A_Technical Potential | F6 | Commercial | WA - Miscellaneous | New | Space Heating | Natural Gas | Advanced Kitchen Ventilation Controls | A | Standalone Impact on Baseline Winter Peak (%) | Technical Potential | 0 | 0 | 0 | 0 | 0 | 0 | 0 | 0 | 0 | 0 | 0 | 0 | 0 | 0 | 0 | 0 | 0 | 0 | 0 | 0 | 0 | 0 | 0 | 0 | 0 | 0 | 0
F7_Commercial_WA - Miscellaneous_New_Space Heating_Natural Gas_Advanced Kitchen Ventilation Controls_A_Technical Potential | F7 | Commercial | WA - Miscellaneous | New | Space Heating | Natural Gas | Advanced Kitchen Ventilation Controls | A | Incremental Energy Savings (MWh or mTherms) | Technical Potential | 0 | 0 | 0 | 0 | 0 | 0 | 0 | 0 | 0 | 0 | 0 | 0 | 0 | 0 | 0 | 0 | 0 | 0 | 0 | 0 | 0 | 0 | 0 | 0 | 0 | 0 | 0
F8_Commercial_WA - Miscellaneous_New_Space Heating_Natural Gas_Advanced Kitchen Ventilation Controls_A_Technical Potential | F8 | Commercial | WA - Miscellaneous | New | Space Heating | Natural Gas | Advanced Kitchen Ventilation Controls | A | Incremental Summer Peak Savings (MW) | Technical Potential | 0 | 0 | 0 | 0 | 0 | 0 | 0 | 0 | 0 | 0 | 0 | 0 | 0 | 0 | 0 | 0 | 0 | 0 | 0 | 0 | 0 | 0 | 0 | 0 | 0 | 0 | 0
F9_Commercial_WA - Miscellaneous_New_Space Heating_Natural Gas_Advanced Kitchen Ventilation Controls_A_Technical Potential | F9 | Commercial | WA - Miscellaneous | New | Space Heating | Natural Gas | Advanced Kitchen Ventilation Controls | A | Incremental Winter Peak Savings (MW) | Technical Potential | 0 | 0 | 0 | 0 | 0 | 0 | 0 | 0 | 0 | 0 | 0 | 0 | 0 | 0 | 0 | 0 | 0 | 0 | 0 | 0 | 0 | 0 | 0 | 0 | 0 | 0 | 0
F10_Commercial_WA - Miscellaneous_New_Space Heating_Natural Gas_Advanced Kitchen Ventilation Controls_A_Technical Potential | F10 | Commercial | WA - Miscellaneous | New | Space Heating | Natural Gas | Advanced Kitchen Ventilation Controls | A | Cumulative Energy Savings (MWh or mTherms) | Technical Potential | 0 | 0 | 0 | 0 | 0 | 0 | 0 | 0 | 0 | 0 | 0 | 0 | 0 | 0 | 0 | 0 | 0 | 0 | 0 | 0 | 0 | 0 | 0 | 0 | 0 | 0 | 0
F11_Commercial_WA - Miscellaneous_New_Space Heating_Natural Gas_Advanced Kitchen Ventilation Controls_A_Technical Potential | F11 | Commercial | WA - Miscellaneous | New | Space Heating | Natural Gas | Advanced Kitchen Ventilation Controls | A | Cumulative Summer Peak Savings (MW) | Technical Potential | 0 | 0 | 0 | 0 | 0 | 0 | 0 | 0 | 0 | 0 | 0 | 0 | 0 | 0 | 0 | 0 | 0 | 0 | 0 | 0 | 0 | 0 | 0 | 0 | 0 | 0 | 0
F12_Commercial_WA - Miscellaneous_New_Space Heating_Natural Gas_Advanced Kitchen Ventilation Controls_A_Technical Potential | F12 | Commercial | WA - Miscellaneous | New | Space Heating | Natural Gas | Advanced Kitchen Ventilation Controls | A | Cumulative Winter Peak Savings (MW) | Technical Potential | 0 | 0 | 0 | 0 | 0 | 0 | 0 | 0 | 0 | 0 | 0 | 0 | 0 | 0 | 0 | 0 | 0 | 0 | 0 | 0 | 0 | 0 | 0 | 0 | 0 | 0 | 0
F13_Commercial_WA - Miscellaneous_New_Space Heating_Natural Gas_Advanced Kitchen Ventilation Controls_A_Technical Potential | F13 | Commercial | WA - Miscellaneous | New | Space Heating | Natural Gas | Advanced Kitchen Ventilation Controls | A | Purchases (Incremental) | Technical Potential | 0 | 0 | 0 | 0 | 0 | 0 | 0 | 0 | 0 | 0 | 0 | 0 | 0 | 0 | 0 | 0 | 0 | 0 | 0 | 0 | 0 | 0 | 0 | 0 | 0 | 0 | 0
F14_Commercial_WA - Miscellaneous_New_Space Heating_Natural Gas_Advanced Kitchen Ventilation Controls_A_Technical Potential | F14 | Commercial | WA - Miscellaneous | New | Space Heating | Natural Gas | Advanced Kitchen Ventilation Controls | A | Purchases (Cumulative) | Technical Potential | 0 | 0 | 0 | 0 | 0 | 0 | 0 | 0 | 0 | 0 | 0 | 0 | 0 | 0 | 0 | 0 | 0 | 0 | 0 | 0 | 0 | 0 | 0 | 0 | 0 | 0 | 0
F1_Commercial_WA - Miscellaneous_New_Space Heating_Natural Gas_Infiltration Control - Loading Dock Sealing_A_Technical Potential | F1 | Commercial | WA - Miscellaneous | New | Space Heating | Natural Gas | Infiltration Control - Loading Dock Sealing | A | Original Unit Energy Savings (kWh or therms) | Technical Potential | 0 | 0 | 0 | 0 | 0 | 0 | 0 | 0 | 0 | 0 | 0 | 0 | 0 | 0 | 0 | 0 | 0 | 0 | 0 | 0 | 0 | 0 | 0 | 0 | 0 | 0 | 0
F2_Commercial_WA - Miscellaneous_New_Space Heating_Natural Gas_Infiltration Control - Loading Dock Sealing_A_Technical Potential | F2 | Commercial | WA - Miscellaneous | New | Space Heating | Natural Gas | Infiltration Control - Loading Dock Sealing | A | Original Unit Summer Peak Savings (kW) | Technical Potential | 0 | 0 | 0 | 0 | 0 | 0 | 0 | 0 | 0 | 0 | 0 | 0 | 0 | 0 | 0 | 0 | 0 | 0 | 0 | 0 | 0 | 0 | 0 | 0 | 0 | 0 | 0
F3_Commercial_WA - Miscellaneous_New_Space Heating_Natural Gas_Infiltration Control - Loading Dock Sealing_A_Technical Potential | F3 | Commercial | WA - Miscellaneous | New | Space Heating | Natural Gas | Infiltration Control - Loading Dock Sealing | A | Original Unit Winter Peak Savings (kW) | Technical Potential | 0 | 0 | 0 | 0 | 0 | 0 | 0 | 0 | 0 | 0 | 0 | 0 | 0 | 0 | 0 | 0 | 0 | 0 | 0 | 0 | 0 | 0 | 0 | 0 | 0 | 0 | 0
F4_Commercial_WA - Miscellaneous_New_Space Heating_Natural Gas_Infiltration Control - Loading Dock Sealing_A_Technical Potential | F4 | Commercial | WA - Miscellaneous | New | Space Heating | Natural Gas | Infiltration Control - Loading Dock Sealing | A | Standalone Impact on Baseline Energy (%) | Technical Potential | 0 | 0 | 0 | 0 | 0 | 0 | 0 | 0 | 0 | 0 | 0 | 0 | 0 | 0 | 0 | 0 | 0 | 0 | 0 | 0 | 0 | 0 | 0 | 0 | 0 | 0 | 0
F5_Commercial_WA - Miscellaneous_New_Space Heating_Natural Gas_Infiltration Control - Loading Dock Sealing_A_Technical Potential | F5 | Commercial | WA - Miscellaneous | New | Space Heating | Natural Gas | Infiltration Control - Loading Dock Sealing | A | Standalone Impact on Baseline Summer Peak (%) | Technical Potential | 0 | 0 | 0 | 0 | 0 | 0 | 0 | 0 | 0 | 0 | 0 | 0 | 0 | 0 | 0 | 0 | 0 | 0 | 0 | 0 | 0 | 0 | 0 | 0 | 0 | 0 | 0
F6_Commercial_WA - Miscellaneous_New_Space Heating_Natural Gas_Infiltration Control - Loading Dock Sealing_A_Technical Potential | F6 | Commercial | WA - Miscellaneous | New | Space Heating | Natural Gas | Infiltration Control - Loading Dock Sealing | A | Standalone Impact on Baseline Winter Peak (%) | Technical Potential | 0 | 0 | 0 | 0 | 0 | 0 | 0 | 0 | 0 | 0 | 0 | 0 | 0 | 0 | 0 | 0 | 0 | 0 | 0 | 0 | 0 | 0 | 0 | 0 | 0 | 0 | 0
F7_Commercial_WA - Miscellaneous_New_Space Heating_Natural Gas_Infiltration Control - Loading Dock Sealing_A_Technical Potential | F7 | Commercial | WA - Miscellaneous | New | Space Heating | Natural Gas | Infiltration Control - Loading Dock Sealing | A | Incremental Energy Savings (MWh or mTherms) | Technical Potential | 0 | 0 | 0 | 0 | 0 | 0 | 0 | 0 | 0 | 0 | 0 | 0 | 0 | 0 | 0 | 0 | 0 | 0 | 0 | 0 | 0 | 0 | 0 | 0 | 0 | 0 | 0
F8_Commercial_WA - Miscellaneous_New_Space Heating_Natural Gas_Infiltration Control - Loading Dock Sealing_A_Technical Potential | F8 | Commercial | WA - Miscellaneous | New | Space Heating | Natural Gas | Infiltration Control - Loading Dock Sealing | A | Incremental Summer Peak Savings (MW) | Technical Potential | 0 | 0 | 0 | 0 | 0 | 0 | 0 | 0 | 0 | 0 | 0 | 0 | 0 | 0 | 0 | 0 | 0 | 0 | 0 | 0 | 0 | 0 | 0 | 0 | 0 | 0 | 0
F9_Commercial_WA - Miscellaneous_New_Space Heating_Natural Gas_Infiltration Control - Loading Dock Sealing_A_Technical Potential | F9 | Commercial | WA - Miscellaneous | New | Space Heating | Natural Gas | Infiltration Control - Loading Dock Sealing | A | Incremental Winter Peak Savings (MW) | Technical Potential | 0 | 0 | 0 | 0 | 0 | 0 | 0 | 0 | 0 | 0 | 0 | 0 | 0 | 0 | 0 | 0 | 0 | 0 | 0 | 0 | 0 | 0 | 0 | 0 | 0 | 0 | 0
F10_Commercial_WA - Miscellaneous_New_Space Heating_Natural Gas_Infiltration Control - Loading Dock Sealing_A_Technical Potential | F10 | Commercial | WA - Miscellaneous | New | Space Heating | Natural Gas | Infiltration Control - Loading Dock Sealing | A | Cumulative Energy Savings (MWh or mTherms) | Technical Potential | 0 | 0 | 0 | 0 | 0 | 0 | 0 | 0 | 0 | 0 | 0 | 0 | 0 | 0 | 0 | 0 | 0 | 0 | 0 | 0 | 0 | 0 | 0 | 0 | 0 | 0 | 0
F11_Commercial_WA - Miscellaneous_New_Space Heating_Natural Gas_Infiltration Control - Loading Dock Sealing_A_Technical Potential | F11 | Commercial | WA - Miscellaneous | New | Space Heating | Natural Gas | Infiltration Control - Loading Dock Sealing | A | Cumulative Summer Peak Savings (MW) | Technical Potential | 0 | 0 | 0 | 0 | 0 | 0 | 0 | 0 | 0 | 0 | 0 | 0 | 0 | 0 | 0 | 0 | 0 | 0 | 0 | 0 | 0 | 0 | 0 | 0 | 0 | 0 | 0
F12_Commercial_WA - Miscellaneous_New_Space Heating_Natural Gas_Infiltration Control - Loading Dock Sealing_A_Technical Potential | F12 | Commercial | WA - Miscellaneous | New | Space Heating | Natural Gas | Infiltration Control - Loading Dock Sealing | A | Cumulative Winter Peak Savings (MW) | Technical Potential | 0 | 0 | 0 | 0 | 0 | 0 | 0 | 0 | 0 | 0 | 0 | 0 | 0 | 0 | 0 | 0 | 0 | 0 | 0 | 0 | 0 | 0 | 0 | 0 | 0 | 0 | 0
F13_Commercial_WA - Miscellaneous_New_Space Heating_Natural Gas_Infiltration Control - Loading Dock Sealing_A_Technical Potential | F13 | Commercial | WA - Miscellaneous | New | Space Heating | Natural Gas | Infiltration Control - Loading Dock Sealing | A | Purchases (Incremental) | Technical Potential | 0 | 0 | 0 | 0 | 0 | 0 | 0 | 0 | 0 | 0 | 0 | 0 | 0 | 0 | 0 | 0 | 0 | 0 | 0 | 0 | 0 | 0 | 0 | 0 | 0 | 0 | 0
F14_Commercial_WA - Miscellaneous_New_Space Heating_Natural Gas_Infiltration Control - Loading Dock Sealing_A_Technical Potential | F14 | Commercial | WA - Miscellaneous | New | Space Heating | Natural Gas | Infiltration Control - Loading Dock Sealing | A | Purchases (Cumulative) | Technical Potential | 0 | 0 | 0 | 0 | 0 | 0 | 0 | 0 | 0 | 0 | 0 | 0 | 0 | 0 | 0 | 0 | 0 | 0 | 0 | 0 | 0 | 0 | 0 | 0 | 0 | 0 | 0
F1_Commercial_WA - Miscellaneous_New_Space Heating_Natural Gas_Greenhouse Heat Curtain_A_Technical Potential | F1 | Commercial | WA - Miscellaneous | New | Space Heating | Natural Gas | Greenhouse Heat Curtain | A | Original Unit Energy Savings (kWh or therms) | Technical Potential | 0 | 0 | 0 | 0 | 0 | 0 | 0 | 0 | 0 | 0 | 0 | 0 | 0 | 0 | 0 | 0 | 0 | 0 | 0 | 0 | 0 | 0 | 0 | 0 | 0 | 0 | 0
F2_Commercial_WA - Miscellaneous_New_Space Heating_Natural Gas_Greenhouse Heat Curtain_A_Technical Potential | F2 | Commercial | WA - Miscellaneous | New | Space Heating | Natural Gas | Greenhouse Heat Curtain | A | Original Unit Summer Peak Savings (kW) | Technical Potential | 0 | 0 | 0 | 0 | 0 | 0 | 0 | 0 | 0 | 0 | 0 | 0 | 0 | 0 | 0 | 0 | 0 | 0 | 0 | 0 | 0 | 0 | 0 | 0 | 0 | 0 | 0
F3_Commercial_WA - Miscellaneous_New_Space Heating_Natural Gas_Greenhouse Heat Curtain_A_Technical Potential | F3 | Commercial | WA - Miscellaneous | New | Space Heating | Natural Gas | Greenhouse Heat Curtain | A | Original Unit Winter Peak Savings (kW) | Technical Potential | 0 | 0 | 0 | 0 | 0 | 0 | 0 | 0 | 0 | 0 | 0 | 0 | 0 | 0 | 0 | 0 | 0 | 0 | 0 | 0 | 0 | 0 | 0 | 0 | 0 | 0 | 0
F4_Commercial_WA - Miscellaneous_New_Space Heating_Natural Gas_Greenhouse Heat Curtain_A_Technical Potential | F4 | Commercial | WA - Miscellaneous | New | Space Heating | Natural Gas | Greenhouse Heat Curtain | A | Standalone Impact on Baseline Energy (%) | Technical Potential | 0 | 0 | 0 | 0 | 0 | 0 | 0 | 0 | 0 | 0 | 0 | 0 | 0 | 0 | 0 | 0 | 0 | 0 | 0 | 0 | 0 | 0 | 0 | 0 | 0 | 0 | 0
F5_Commercial_WA - Miscellaneous_New_Space Heating_Natural Gas_Greenhouse Heat Curtain_A_Technical Potential | F5 | Commercial | WA - Miscellaneous | New | Space Heating | Natural Gas | Greenhouse Heat Curtain | A | Standalone Impact on Baseline Summer Peak (%) | Technical Potential | 0 | 0 | 0 | 0 | 0 | 0 | 0 | 0 | 0 | 0 | 0 | 0 | 0 | 0 | 0 | 0 | 0 | 0 | 0 | 0 | 0 | 0 | 0 | 0 | 0 | 0 | 0
F6_Commercial_WA - Miscellaneous_New_Space Heating_Natural Gas_Greenhouse Heat Curtain_A_Technical Potential | F6 | Commercial | WA - Miscellaneous | New | Space Heating | Natural Gas | Greenhouse Heat Curtain | A | Standalone Impact on Baseline Winter Peak (%) | Technical Potential | 0 | 0 | 0 | 0 | 0 | 0 | 0 | 0 | 0 | 0 | 0 | 0 | 0 | 0 | 0 | 0 | 0 | 0 | 0 | 0 | 0 | 0 | 0 | 0 | 0 | 0 | 0
F7_Commercial_WA - Miscellaneous_New_Space Heating_Natural Gas_Greenhouse Heat Curtain_A_Technical Potential | F7 | Commercial | WA - Miscellaneous | New | Space Heating | Natural Gas | Greenhouse Heat Curtain | A | Incremental Energy Savings (MWh or mTherms) | Technical Potential | 0 | 0 | 0 | 0 | 0 | 0 | 0 | 0 | 0 | 0 | 0 | 0 | 0 | 0 | 0 | 0 | 0 | 0 | 0 | 0 | 0 | 0 | 0 | 0 | 0 | 0 | 0
F8_Commercial_WA - Miscellaneous_New_Space Heating_Natural Gas_Greenhouse Heat Curtain_A_Technical Potential | F8 | Commercial | WA - Miscellaneous | New | Space Heating | Natural Gas | Greenhouse Heat Curtain | A | Incremental Summer Peak Savings (MW) | Technical Potential | 0 | 0 | 0 | 0 | 0 | 0 | 0 | 0 | 0 | 0 | 0 | 0 | 0 | 0 | 0 | 0 | 0 | 0 | 0 | 0 | 0 | 0 | 0 | 0 | 0 | 0 | 0
F9_Commercial_WA - Miscellaneous_New_Space Heating_Natural Gas_Greenhouse Heat Curtain_A_Technical Potential | F9 | Commercial | WA - Miscellaneous | New | Space Heating | Natural Gas | Greenhouse Heat Curtain | A | Incremental Winter Peak Savings (MW) | Technical Potential | 0 | 0 | 0 | 0 | 0 | 0 | 0 | 0 | 0 | 0 | 0 | 0 | 0 | 0 | 0 | 0 | 0 | 0 | 0 | 0 | 0 | 0 | 0 | 0 | 0 | 0 | 0
F10_Commercial_WA - Miscellaneous_New_Space Heating_Natural Gas_Greenhouse Heat Curtain_A_Technical Potential | F10 | Commercial | WA - Miscellaneous | New | Space Heating | Natural Gas | Greenhouse Heat Curtain | A | Cumulative Energy Savings (MWh or mTherms) | Technical Potential | 0 | 0 | 0 | 0 | 0 | 0 | 0 | 0 | 0 | 0 | 0 | 0 | 0 | 0 | 0 | 0 | 0 | 0 | 0 | 0 | 0 | 0 | 0 | 0 | 0 | 0 | 0
F11_Commercial_WA - Miscellaneous_New_Space Heating_Natural Gas_Greenhouse Heat Curtain_A_Technical Potential | F11 | Commercial | WA - Miscellaneous | New | Space Heating | Natural Gas | Greenhouse Heat Curtain | A | Cumulative Summer Peak Savings (MW) | Technical Potential | 0 | 0 | 0 | 0 | 0 | 0 | 0 | 0 | 0 | 0 | 0 | 0 | 0 | 0 | 0 | 0 | 0 | 0 | 0 | 0 | 0 | 0 | 0 | 0 | 0 | 0 | 0
F12_Commercial_WA - Miscellaneous_New_Space Heating_Natural Gas_Greenhouse Heat Curtain_A_Technical Potential | F12 | Commercial | WA - Miscellaneous | New | Space Heating | Natural Gas | Greenhouse Heat Curtain | A | Cumulative Winter Peak Savings (MW) | Technical Potential | 0 | 0 | 0 | 0 | 0 | 0 | 0 | 0 | 0 | 0 | 0 | 0 | 0 | 0 | 0 | 0 | 0 | 0 | 0 | 0 | 0 | 0 | 0 | 0 | 0 | 0 | 0
F13_Commercial_WA - Miscellaneous_New_Space Heating_Natural Gas_Greenhouse Heat Curtain_A_Technical Potential | F13 | Commercial | WA - Miscellaneous | New | Space Heating | Natural Gas | Greenhouse Heat Curtain | A | Purchases (Incremental) | Technical Potential | 0 | 0 | 0 | 0 | 0 | 0 | 0 | 0 | 0 | 0 | 0 | 0 | 0 | 0 | 0 | 0 | 0 | 0 | 0 | 0 | 0 | 0 | 0 | 0 | 0 | 0 | 0
F14_Commercial_WA - Miscellaneous_New_Space Heating_Natural Gas_Greenhouse Heat Curtain_A_Technical Potential | F14 | Commercial | WA - Miscellaneous | New | Space Heating | Natural Gas | Greenhouse Heat Curtain | A | Purchases (Cumulative) | Technical Potential | 0 | 0 | 0 | 0 | 0 | 0 | 0 | 0 | 0 | 0 | 0 | 0 | 0 | 0 | 0 | 0 | 0 | 0 | 0 | 0 | 0 | 0 | 0 | 0 | 0 | 0 | 0
F1_Commercial_WA - Miscellaneous_New_Space Heating_Natural Gas_Ventilation - Parking Garages, Demand Controlled_A_Technical Potential | F1 | Commercial | WA - Miscellaneous | New | Space Heating | Natural Gas | Ventilation - Parking Garages, Demand Controlled | A | Original Unit Energy Savings (kWh or therms) | Technical Potential | 0 | 0 | 0 | 0 | 0 | 0 | 0 | 0 | 0 | 0 | 0 | 0 | 0 | 0 | 0 | 0 | 0 | 0 | 0 | 0 | 0 | 0 | 0 | 0 | 0 | 0 | 0
F2_Commercial_WA - Miscellaneous_New_Space Heating_Natural Gas_Ventilation - Parking Garages, Demand Controlled_A_Technical Potential | F2 | Commercial | WA - Miscellaneous | New | Space Heating | Natural Gas | Ventilation - Parking Garages, Demand Controlled | A | Original Unit Summer Peak Savings (kW) | Technical Potential | 0 | 0 | 0 | 0 | 0 | 0 | 0 | 0 | 0 | 0 | 0 | 0 | 0 | 0 | 0 | 0 | 0 | 0 | 0 | 0 | 0 | 0 | 0 | 0 | 0 | 0 | 0
F3_Commercial_WA - Miscellaneous_New_Space Heating_Natural Gas_Ventilation - Parking Garages, Demand Controlled_A_Technical Potential | F3 | Commercial | WA - Miscellaneous | New | Space Heating | Natural Gas | Ventilation - Parking Garages, Demand Controlled | A | Original Unit Winter Peak Savings (kW) | Technical Potential | 0 | 0 | 0 | 0 | 0 | 0 | 0 | 0 | 0 | 0 | 0 | 0 | 0 | 0 | 0 | 0 | 0 | 0 | 0 | 0 | 0 | 0 | 0 | 0 | 0 | 0 | 0
F4_Commercial_WA - Miscellaneous_New_Space Heating_Natural Gas_Ventilation - Parking Garages, Demand Controlled_A_Technical Potential | F4 | Commercial | WA - Miscellaneous | New | Space Heating | Natural Gas | Ventilation - Parking Garages, Demand Controlled | A | Standalone Impact on Baseline Energy (%) | Technical Potential | 0 | 0 | 0 | 0 | 0 | 0 | 0 | 0 | 0 | 0 | 0 | 0 | 0 | 0 | 0 | 0 | 0 | 0 | 0 | 0 | 0 | 0 | 0 | 0 | 0 | 0 | 0
F5_Commercial_WA - Miscellaneous_New_Space Heating_Natural Gas_Ventilation - Parking Garages, Demand Controlled_A_Technical Potential | F5 | Commercial | WA - Miscellaneous | New | Space Heating | Natural Gas | Ventilation - Parking Garages, Demand Controlled | A | Standalone Impact on Baseline Summer Peak (%) | Technical Potential | 0 | 0 | 0 | 0 | 0 | 0 | 0 | 0 | 0 | 0 | 0 | 0 | 0 | 0 | 0 | 0 | 0 | 0 | 0 | 0 | 0 | 0 | 0 | 0 | 0 | 0 | 0
F6_Commercial_WA - Miscellaneous_New_Space Heating_Natural Gas_Ventilation - Parking Garages, Demand Controlled_A_Technical Potential | F6 | Commercial | WA - Miscellaneous | New | Space Heating | Natural Gas | Ventilation - Parking Garages, Demand Controlled | A | Standalone Impact on Baseline Winter Peak (%) | Technical Potential | 0 | 0 | 0 | 0 | 0 | 0 | 0 | 0 | 0 | 0 | 0 | 0 | 0 | 0 | 0 | 0 | 0 | 0 | 0 | 0 | 0 | 0 | 0 | 0 | 0 | 0 | 0
F7_Commercial_WA - Miscellaneous_New_Space Heating_Natural Gas_Ventilation - Parking Garages, Demand Controlled_A_Technical Potential | F7 | Commercial | WA - Miscellaneous | New | Space Heating | Natural Gas | Ventilation - Parking Garages, Demand Controlled | A | Incremental Energy Savings (MWh or mTherms) | Technical Potential | 0 | 0 | 0 | 0 | 0 | 0 | 0 | 0 | 0 | 0 | 0 | 0 | 0 | 0 | 0 | 0 | 0 | 0 | 0 | 0 | 0 | 0 | 0 | 0 | 0 | 0 | 0
F8_Commercial_WA - Miscellaneous_New_Space Heating_Natural Gas_Ventilation - Parking Garages, Demand Controlled_A_Technical Potential | F8 | Commercial | WA - Miscellaneous | New | Space Heating | Natural Gas | Ventilation - Parking Garages, Demand Controlled | A | Incremental Summer Peak Savings (MW) | Technical Potential | 0 | 0 | 0 | 0 | 0 | 0 | 0 | 0 | 0 | 0 | 0 | 0 | 0 | 0 | 0 | 0 | 0 | 0 | 0 | 0 | 0 | 0 | 0 | 0 | 0 | 0 | 0
F9_Commercial_WA - Miscellaneous_New_Space Heating_Natural Gas_Ventilation - Parking Garages, Demand Controlled_A_Technical Potential | F9 | Commercial | WA - Miscellaneous | New | Space Heating | Natural Gas | Ventilation - Parking Garages, Demand Controlled | A | Incremental Winter Peak Savings (MW) | Technical Potential | 0 | 0 | 0 | 0 | 0 | 0 | 0 | 0 | 0 | 0 | 0 | 0 | 0 | 0 | 0 | 0 | 0 | 0 | 0 | 0 | 0 | 0 | 0 | 0 | 0 | 0 | 0
F10_Commercial_WA - Miscellaneous_New_Space Heating_Natural Gas_Ventilation - Parking Garages, Demand Controlled_A_Technical Potential | F10 | Commercial | WA - Miscellaneous | New | Space Heating | Natural Gas | Ventilation - Parking Garages, Demand Controlled | A | Cumulative Energy Savings (MWh or mTherms) | Technical Potential | 0 | 0 | 0 | 0 | 0 | 0 | 0 | 0 | 0 | 0 | 0 | 0 | 0 | 0 | 0 | 0 | 0 | 0 | 0 | 0 | 0 | 0 | 0 | 0 | 0 | 0 | 0
F11_Commercial_WA - Miscellaneous_New_Space Heating_Natural Gas_Ventilation - Parking Garages, Demand Controlled_A_Technical Potential | F11 | Commercial | WA - Miscellaneous | New | Space Heating | Natural Gas | Ventilation - Parking Garages, Demand Controlled | A | Cumulative Summer Peak Savings (MW) | Technical Potential | 0 | 0 | 0 | 0 | 0 | 0 | 0 | 0 | 0 | 0 | 0 | 0 | 0 | 0 | 0 | 0 | 0 | 0 | 0 | 0 | 0 | 0 | 0 | 0 | 0 | 0 | 0
F12_Commercial_WA - Miscellaneous_New_Space Heating_Natural Gas_Ventilation - Parking Garages, Demand Controlled_A_Technical Potential | F12 | Commercial | WA - Miscellaneous | New | Space Heating | Natural Gas | Ventilation - Parking Garages, Demand Controlled | A | Cumulative Winter Peak Savings (MW) | Technical Potential | 0 | 0 | 0 | 0 | 0 | 0 | 0 | 0 | 0 | 0 | 0 | 0 | 0 | 0 | 0 | 0 | 0 | 0 | 0 | 0 | 0 | 0 | 0 | 0 | 0 | 0 | 0
F13_Commercial_WA - Miscellaneous_New_Space Heating_Natural Gas_Ventilation - Parking Garages, Demand Controlled_A_Technical Potential | F13 | Commercial | WA - Miscellaneous | New | Space Heating | Natural Gas | Ventilation - Parking Garages, Demand Controlled | A | Purchases (Incremental) | Technical Potential | 0 | 0 | 0 | 0 | 0 | 0 | 0 | 0 | 0 | 0 | 0 | 0 | 0 | 0 | 0 | 0 | 0 | 0 | 0 | 0 | 0 | 0 | 0 | 0 | 0 | 0 | 0
F14_Commercial_WA - Miscellaneous_New_Space Heating_Natural Gas_Ventilation - Parking Garages, Demand Controlled_A_Technical Potential | F14 | Commercial | WA - Miscellaneous | New | Space Heating | Natural Gas | Ventilation - Parking Garages, Demand Controlled | A | Purchases (Cumulative) | Technical Potential | 0 | 0 | 0 | 0 | 0 | 0 | 0 | 0 | 0 | 0 | 0 | 0 | 0 | 0 | 0 | 0 | 0 | 0 | 0 | 0 | 0 | 0 | 0 | 0 | 0 | 0 | 0
F1_Commercial_WA - Miscellaneous_New_Miscellaneous_Natural Gas_Pool Heater - Night Covers_A_Technical Potential | F1 | Commercial | WA - Miscellaneous | New | Miscellaneous | Natural Gas | Pool Heater - Night Covers | A | Original Unit Energy Savings (kWh or therms) | Technical Potential | 0 | 0 | 0 | 0 | 0 | 0 | 0 | 0 | 0 | 0 | 0 | 0 | 0 | 0 | 0 | 0 | 0 | 0 | 0 | 0 | 0 | 0 | 0 | 0 | 0 | 0 | 0
F2_Commercial_WA - Miscellaneous_New_Miscellaneous_Natural Gas_Pool Heater - Night Covers_A_Technical Potential | F2 | Commercial | WA - Miscellaneous | New | Miscellaneous | Natural Gas | Pool Heater - Night Covers | A | Original Unit Summer Peak Savings (kW) | Technical Potential | 0 | 0 | 0 | 0 | 0 | 0 | 0 | 0 | 0 | 0 | 0 | 0 | 0 | 0 | 0 | 0 | 0 | 0 | 0 | 0 | 0 | 0 | 0 | 0 | 0 | 0 | 0
F3_Commercial_WA - Miscellaneous_New_Miscellaneous_Natural Gas_Pool Heater - Night Covers_A_Technical Potential | F3 | Commercial | WA - Miscellaneous | New | Miscellaneous | Natural Gas | Pool Heater - Night Covers | A | Original Unit Winter Peak Savings (kW) | Technical Potential | 0 | 0 | 0 | 0 | 0 | 0 | 0 | 0 | 0 | 0 | 0 | 0 | 0 | 0 | 0 | 0 | 0 | 0 | 0 | 0 | 0 | 0 | 0 | 0 | 0 | 0 | 0
F4_Commercial_WA - Miscellaneous_New_Miscellaneous_Natural Gas_Pool Heater - Night Covers_A_Technical Potential | F4 | Commercial | WA - Miscellaneous | New | Miscellaneous | Natural Gas | Pool Heater - Night Covers | A | Standalone Impact on Baseline Energy (%) | Technical Potential | 0 | 0 | 0 | 0 | 0 | 0 | 0 | 0 | 0 | 0 | 0 | 0 | 0 | 0 | 0 | 0 | 0 | 0 | 0 | 0 | 0 | 0 | 0 | 0 | 0 | 0 | 0
F5_Commercial_WA - Miscellaneous_New_Miscellaneous_Natural Gas_Pool Heater - Night Covers_A_Technical Potential | F5 | Commercial | WA - Miscellaneous | New | Miscellaneous | Natural Gas | Pool Heater - Night Covers | A | Standalone Impact on Baseline Summer Peak (%) | Technical Potential | 0 | 0 | 0 | 0 | 0 | 0 | 0 | 0 | 0 | 0 | 0 | 0 | 0 | 0 | 0 | 0 | 0 | 0 | 0 | 0 | 0 | 0 | 0 | 0 | 0 | 0 | 0
F6_Commercial_WA - Miscellaneous_New_Miscellaneous_Natural Gas_Pool Heater - Night Covers_A_Technical Potential | F6 | Commercial | WA - Miscellaneous | New | Miscellaneous | Natural Gas | Pool Heater - Night Covers | A | Standalone Impact on Baseline Winter Peak (%) | Technical Potential | 0 | 0 | 0 | 0 | 0 | 0 | 0 | 0 | 0 | 0 | 0 | 0 | 0 | 0 | 0 | 0 | 0 | 0 | 0 | 0 | 0 | 0 | 0 | 0 | 0 | 0 | 0
F7_Commercial_WA - Miscellaneous_New_Miscellaneous_Natural Gas_Pool Heater - Night Covers_A_Technical Potential | F7 | Commercial | WA - Miscellaneous | New | Miscellaneous | Natural Gas | Pool Heater - Night Covers | A | Incremental Energy Savings (MWh or mTherms) | Technical Potential | 0 | 0 | 0 | 0 | 0 | 0 | 0 | 0 | 0 | 0 | 0 | 0 | 0 | 0 | 0 | 0 | 0 | 0 | 0 | 0 | 0 | 0 | 0 | 0 | 0 | 0 | 0
F8_Commercial_WA - Miscellaneous_New_Miscellaneous_Natural Gas_Pool Heater - Night Covers_A_Technical Potential | F8 | Commercial | WA - Miscellaneous | New | Miscellaneous | Natural Gas | Pool Heater - Night Covers | A | Incremental Summer Peak Savings (MW) | Technical Potential | 0 | 0 | 0 | 0 | 0 | 0 | 0 | 0 | 0 | 0 | 0 | 0 | 0 | 0 | 0 | 0 | 0 | 0 | 0 | 0 | 0 | 0 | 0 | 0 | 0 | 0 | 0
F9_Commercial_WA - Miscellaneous_New_Miscellaneous_Natural Gas_Pool Heater - Night Covers_A_Technical Potential | F9 | Commercial | WA - Miscellaneous | New | Miscellaneous | Natural Gas | Pool Heater - Night Covers | A | Incremental Winter Peak Savings (MW) | Technical Potential | 0 | 0 | 0 | 0 | 0 | 0 | 0 | 0 | 0 | 0 | 0 | 0 | 0 | 0 | 0 | 0 | 0 | 0 | 0 | 0 | 0 | 0 | 0 | 0 | 0 | 0 | 0
F10_Commercial_WA - Miscellaneous_New_Miscellaneous_Natural Gas_Pool Heater - Night Covers_A_Technical Potential | F10 | Commercial | WA - Miscellaneous | New | Miscellaneous | Natural Gas | Pool Heater - Night Covers | A | Cumulative Energy Savings (MWh or mTherms) | Technical Potential | 0 | 0 | 0 | 0 | 0 | 0 | 0 | 0 | 0 | 0 | 0 | 0 | 0 | 0 | 0 | 0 | 0 | 0 | 0 | 0 | 0 | 0 | 0 | 0 | 0 | 0 | 0
F11_Commercial_WA - Miscellaneous_New_Miscellaneous_Natural Gas_Pool Heater - Night Covers_A_Technical Potential | F11 | Commercial | WA - Miscellaneous | New | Miscellaneous | Natural Gas | Pool Heater - Night Covers | A | Cumulative Summer Peak Savings (MW) | Technical Potential | 0 | 0 | 0 | 0 | 0 | 0 | 0 | 0 | 0 | 0 | 0 | 0 | 0 | 0 | 0 | 0 | 0 | 0 | 0 | 0 | 0 | 0 | 0 | 0 | 0 | 0 | 0
F12_Commercial_WA - Miscellaneous_New_Miscellaneous_Natural Gas_Pool Heater - Night Covers_A_Technical Potential | F12 | Commercial | WA - Miscellaneous | New | Miscellaneous | Natural Gas | Pool Heater - Night Covers | A | Cumulative Winter Peak Savings (MW) | Technical Potential | 0 | 0 | 0 | 0 | 0 | 0 | 0 | 0 | 0 | 0 | 0 | 0 | 0 | 0 | 0 | 0 | 0 | 0 | 0 | 0 | 0 | 0 | 0 | 0 | 0 | 0 | 0
F13_Commercial_WA - Miscellaneous_New_Miscellaneous_Natural Gas_Pool Heater - Night Covers_A_Technical Potential | F13 | Commercial | WA - Miscellaneous | New | Miscellaneous | Natural Gas | Pool Heater - Night Covers | A | Purchases (Incremental) | Technical Potential | 0 | 0 | 0 | 0 | 0 | 0 | 0 | 0 | 0 | 0 | 0 | 0 | 0 | 0 | 0 | 0 | 0 | 0 | 0 | 0 | 0 | 0 | 0 | 0 | 0 | 0 | 0
F14_Commercial_WA - Miscellaneous_New_Miscellaneous_Natural Gas_Pool Heater - Night Covers_A_Technical Potential | F14 | Commercial | WA - Miscellaneous | New | Miscellaneous | Natural Gas | Pool Heater - Night Covers | A | Purchases (Cumulative) | Technical Potential | 0 | 0 | 0 | 0 | 0 | 0 | 0 | 0 | 0 | 0 | 0 | 0 | 0 | 0 | 0 | 0 | 0 | 0 | 0 | 0 | 0 | 0 | 0 | 0 | 0 | 0 | 0
F1_Commercial_WA - Miscellaneous_New_Space Heating_Natural Gas_Advanced New Construction Designs_A_Technical Potential | F1 | Commercial | WA - Miscellaneous | New | Space Heating | Natural Gas | Advanced New Construction Designs | A | Original Unit Energy Savings (kWh or therms) | Technical Potential | 0 | 0 | 0 | 0 | 0 | 0 | 0 | 0 | 0 | 0 | 0 | 0 | 0 | 0 | 0 | 0 | 0 | 0 | 0 | 0 | 0 | 0 | 0 | 0 | 0 | 0 | 0
F2_Commercial_WA - Miscellaneous_New_Space Heating_Natural Gas_Advanced New Construction Designs_A_Technical Potential | F2 | Commercial | WA - Miscellaneous | New | Space Heating | Natural Gas | Advanced New Construction Designs | A | Original Unit Summer Peak Savings (kW) | Technical Potential | 0 | 0 | 0 | 0 | 0 | 0 | 0 | 0 | 0 | 0 | 0 | 0 | 0 | 0 | 0 | 0 | 0 | 0 | 0 | 0 | 0 | 0 | 0 | 0 | 0 | 0 | 0
F3_Commercial_WA - Miscellaneous_New_Space Heating_Natural Gas_Advanced New Construction Designs_A_Technical Potential | F3 | Commercial | WA - Miscellaneous | New | Space Heating | Natural Gas | Advanced New Construction Designs | A | Original Unit Winter Peak Savings (kW) | Technical Potential | 0 | 0 | 0 | 0 | 0 | 0 | 0 | 0 | 0 | 0 | 0 | 0 | 0 | 0 | 0 | 0 | 0 | 0 | 0 | 0 | 0 | 0 | 0 | 0 | 0 | 0 | 0
F4_Commercial_WA - Miscellaneous_New_Space Heating_Natural Gas_Advanced New Construction Designs_A_Technical Potential | F4 | Commercial | WA - Miscellaneous | New | Space Heating | Natural Gas | Advanced New Construction Designs | A | Standalone Impact on Baseline Energy (%) | Technical Potential | 0 | 0 | 0 | 0 | 0 | 0 | 0 | 0 | 0 | 0 | 0 | 0 | 0 | 0 | 0 | 0 | 0 | 0 | 0 | 0 | 0 | 0 | 0 | 0 | 0 | 0 | 0
F5_Commercial_WA - Miscellaneous_New_Space Heating_Natural Gas_Advanced New Construction Designs_A_Technical Potential | F5 | Commercial | WA - Miscellaneous | New | Space Heating | Natural Gas | Advanced New Construction Designs | A | Standalone Impact on Baseline Summer Peak (%) | Technical Potential | 0 | 0 | 0 | 0 | 0 | 0 | 0 | 0 | 0 | 0 | 0 | 0 | 0 | 0 | 0 | 0 | 0 | 0 | 0 | 0 | 0 | 0 | 0 | 0 | 0 | 0 | 0
F6_Commercial_WA - Miscellaneous_New_Space Heating_Natural Gas_Advanced New Construction Designs_A_Technical Potential | F6 | Commercial | WA - Miscellaneous | New | Space Heating | Natural Gas | Advanced New Construction Designs | A | Standalone Impact on Baseline Winter Peak (%) | Technical Potential | 0 | 0 | 0 | 0 | 0 | 0 | 0 | 0 | 0 | 0 | 0 | 0 | 0 | 0 | 0 | 0 | 0 | 0 | 0 | 0 | 0 | 0 | 0 | 0 | 0 | 0 | 0
F7_Commercial_WA - Miscellaneous_New_Space Heating_Natural Gas_Advanced New Construction Designs_A_Technical Potential | F7 | Commercial | WA - Miscellaneous | New | Space Heating | Natural Gas | Advanced New Construction Designs | A | Incremental Energy Savings (MWh or mTherms) | Technical Potential | 0 | 0 | 0 | 0 | 0 | 0 | 0 | 0 | 0 | 0 | 0 | 0 | 0 | 0 | 0 | 0 | 0 | 0 | 0 | 0 | 0 | 0 | 0 | 0 | 0 | 0 | 0
F8_Commercial_WA - Miscellaneous_New_Space Heating_Natural Gas_Advanced New Construction Designs_A_Technical Potential | F8 | Commercial | WA - Miscellaneous | New | Space Heating | Natural Gas | Advanced New Construction Designs | A | Incremental Summer Peak Savings (MW) | Technical Potential | 0 | 0 | 0 | 0 | 0 | 0 | 0 | 0 | 0 | 0 | 0 | 0 | 0 | 0 | 0 | 0 | 0 | 0 | 0 | 0 | 0 | 0 | 0 | 0 | 0 | 0 | 0
F9_Commercial_WA - Miscellaneous_New_Space Heating_Natural Gas_Advanced New Construction Designs_A_Technical Potential | F9 | Commercial | WA - Miscellaneous | New | Space Heating | Natural Gas | Advanced New Construction Designs | A | Incremental Winter Peak Savings (MW) | Technical Potential | 0 | 0 | 0 | 0 | 0 | 0 | 0 | 0 | 0 | 0 | 0 | 0 | 0 | 0 | 0 | 0 | 0 | 0 | 0 | 0 | 0 | 0 | 0 | 0 | 0 | 0 | 0
F10_Commercial_WA - Miscellaneous_New_Space Heating_Natural Gas_Advanced New Construction Designs_A_Technical Potential | F10 | Commercial | WA - Miscellaneous | New | Space Heating | Natural Gas | Advanced New Construction Designs | A | Cumulative Energy Savings (MWh or mTherms) | Technical Potential | 0 | 0 | 0 | 0 | 0 | 0 | 0 | 0 | 0 | 0 | 0 | 0 | 0 | 0 | 0 | 0 | 0 | 0 | 0 | 0 | 0 | 0 | 0 | 0 | 0 | 0 | 0
F11_Commercial_WA - Miscellaneous_New_Space Heating_Natural Gas_Advanced New Construction Designs_A_Technical Potential | F11 | Commercial | WA - Miscellaneous | New | Space Heating | Natural Gas | Advanced New Construction Designs | A | Cumulative Summer Peak Savings (MW) | Technical Potential | 0 | 0 | 0 | 0 | 0 | 0 | 0 | 0 | 0 | 0 | 0 | 0 | 0 | 0 | 0 | 0 | 0 | 0 | 0 | 0 | 0 | 0 | 0 | 0 | 0 | 0 | 0
F12_Commercial_WA - Miscellaneous_New_Space Heating_Natural Gas_Advanced New Construction Designs_A_Technical Potential | F12 | Commercial | WA - Miscellaneous | New | Space Heating | Natural Gas | Advanced New Construction Designs | A | Cumulative Winter Peak Savings (MW) | Technical Potential | 0 | 0 | 0 | 0 | 0 | 0 | 0 | 0 | 0 | 0 | 0 | 0 | 0 | 0 | 0 | 0 | 0 | 0 | 0 | 0 | 0 | 0 | 0 | 0 | 0 | 0 | 0
F13_Commercial_WA - Miscellaneous_New_Space Heating_Natural Gas_Advanced New Construction Designs_A_Technical Potential | F13 | Commercial | WA - Miscellaneous | New | Space Heating | Natural Gas | Advanced New Construction Designs | A | Purchases (Incremental) | Technical Potential | 0 | 0 | 0 | 0 | 0 | 0 | 0 | 0 | 0 | 0 | 0 | 0 | 0 | 0 | 0 | 0 | 0 | 0 | 0 | 0 | 0 | 0 | 0 | 0 | 0 | 0 | 0
F14_Commercial_WA - Miscellaneous_New_Space Heating_Natural Gas_Advanced New Construction Designs_A_Technical Potential | F14 | Commercial | WA - Miscellaneous | New | Space Heating | Natural Gas | Advanced New Construction Designs | A | Purchases (Cumulative) | Technical Potential | 0 | 0 | 0 | 0 | 0 | 0 | 0 | 0 | 0 | 0 | 0 | 0 | 0 | 0 | 0 | 0 | 0 | 0 | 0 | 0 | 0 | 0 | 0 | 0 | 0 | 0 | 0
F1_Commercial_WA - Miscellaneous_New_Water Heating_Natural Gas_Advanced New Construction Designs_A_Technical Potential | F1 | Commercial | WA - Miscellaneous | New | Water Heating | Natural Gas | Advanced New Construction Designs | A | Original Unit Energy Savings (kWh or therms) | Technical Potential | 0 | 0 | 0 | 0 | 0 | 0 | 0 | 0 | 0 | 0 | 0 | 0 | 0 | 0 | 0 | 0 | 0 | 0 | 0 | 0 | 0 | 0 | 0 | 0 | 0 | 0 | 0
F2_Commercial_WA - Miscellaneous_New_Water Heating_Natural Gas_Advanced New Construction Designs_A_Technical Potential | F2 | Commercial | WA - Miscellaneous | New | Water Heating | Natural Gas | Advanced New Construction Designs | A | Original Unit Summer Peak Savings (kW) | Technical Potential | 0 | 0 | 0 | 0 | 0 | 0 | 0 | 0 | 0 | 0 | 0 | 0 | 0 | 0 | 0 | 0 | 0 | 0 | 0 | 0 | 0 | 0 | 0 | 0 | 0 | 0 | 0
F3_Commercial_WA - Miscellaneous_New_Water Heating_Natural Gas_Advanced New Construction Designs_A_Technical Potential | F3 | Commercial | WA - Miscellaneous | New | Water Heating | Natural Gas | Advanced New Construction Designs | A | Original Unit Winter Peak Savings (kW) | Technical Potential | 0 | 0 | 0 | 0 | 0 | 0 | 0 | 0 | 0 | 0 | 0 | 0 | 0 | 0 | 0 | 0 | 0 | 0 | 0 | 0 | 0 | 0 | 0 | 0 | 0 | 0 | 0
F4_Commercial_WA - Miscellaneous_New_Water Heating_Natural Gas_Advanced New Construction Designs_A_Technical Potential | F4 | Commercial | WA - Miscellaneous | New | Water Heating | Natural Gas | Advanced New Construction Designs | A | Standalone Impact on Baseline Energy (%) | Technical Potential | 0 | 0 | 0 | 0 | 0 | 0 | 0 | 0 | 0 | 0 | 0 | 0 | 0 | 0 | 0 | 0 | 0 | 0 | 0 | 0 | 0 | 0 | 0 | 0 | 0 | 0 | 0
F5_Commercial_WA - Miscellaneous_New_Water Heating_Natural Gas_Advanced New Construction Designs_A_Technical Potential | F5 | Commercial | WA - Miscellaneous | New | Water Heating | Natural Gas | Advanced New Construction Designs | A | Standalone Impact on Baseline Summer Peak (%) | Technical Potential | 0 | 0 | 0 | 0 | 0 | 0 | 0 | 0 | 0 | 0 | 0 | 0 | 0 | 0 | 0 | 0 | 0 | 0 | 0 | 0 | 0 | 0 | 0 | 0 | 0 | 0 | 0
F6_Commercial_WA - Miscellaneous_New_Water Heating_Natural Gas_Advanced New Construction Designs_A_Technical Potential | F6 | Commercial | WA - Miscellaneous | New | Water Heating | Natural Gas | Advanced New Construction Designs | A | Standalone Impact on Baseline Winter Peak (%) | Technical Potential | 0 | 0 | 0 | 0 | 0 | 0 | 0 | 0 | 0 | 0 | 0 | 0 | 0 | 0 | 0 | 0 | 0 | 0 | 0 | 0 | 0 | 0 | 0 | 0 | 0 | 0 | 0
F7_Commercial_WA - Miscellaneous_New_Water Heating_Natural Gas_Advanced New Construction Designs_A_Technical Potential | F7 | Commercial | WA - Miscellaneous | New | Water Heating | Natural Gas | Advanced New Construction Designs | A | Incremental Energy Savings (MWh or mTherms) | Technical Potential | 0 | 0 | 0 | 0 | 0 | 0 | 0 | 0 | 0 | 0 | 0 | 0 | 0 | 0 | 0 | 0 | 0 | 0 | 0 | 0 | 0 | 0 | 0 | 0 | 0 | 0 | 0
F8_Commercial_WA - Miscellaneous_New_Water Heating_Natural Gas_Advanced New Construction Designs_A_Technical Potential | F8 | Commercial | WA - Miscellaneous | New | Water Heating | Natural Gas | Advanced New Construction Designs | A | Incremental Summer Peak Savings (MW) | Technical Potential | 0 | 0 | 0 | 0 | 0 | 0 | 0 | 0 | 0 | 0 | 0 | 0 | 0 | 0 | 0 | 0 | 0 | 0 | 0 | 0 | 0 | 0 | 0 | 0 | 0 | 0 | 0
F9_Commercial_WA - Miscellaneous_New_Water Heating_Natural Gas_Advanced New Construction Designs_A_Technical Potential | F9 | Commercial | WA - Miscellaneous | New | Water Heating | Natural Gas | Advanced New Construction Designs | A | Incremental Winter Peak Savings (MW) | Technical Potential | 0 | 0 | 0 | 0 | 0 | 0 | 0 | 0 | 0 | 0 | 0 | 0 | 0 | 0 | 0 | 0 | 0 | 0 | 0 | 0 | 0 | 0 | 0 | 0 | 0 | 0 | 0
F10_Commercial_WA - Miscellaneous_New_Water Heating_Natural Gas_Advanced New Construction Designs_A_Technical Potential | F10 | Commercial | WA - Miscellaneous | New | Water Heating | Natural Gas | Advanced New Construction Designs | A | Cumulative Energy Savings (MWh or mTherms) | Technical Potential | 0 | 0 | 0 | 0 | 0 | 0 | 0 | 0 | 0 | 0 | 0 | 0 | 0 | 0 | 0 | 0 | 0 | 0 | 0 | 0 | 0 | 0 | 0 | 0 | 0 | 0 | 0
F11_Commercial_WA - Miscellaneous_New_Water Heating_Natural Gas_Advanced New Construction Designs_A_Technical Potential | F11 | Commercial | WA - Miscellaneous | New | Water Heating | Natural Gas | Advanced New Construction Designs | A | Cumulative Summer Peak Savings (MW) | Technical Potential | 0 | 0 | 0 | 0 | 0 | 0 | 0 | 0 | 0 | 0 | 0 | 0 | 0 | 0 | 0 | 0 | 0 | 0 | 0 | 0 | 0 | 0 | 0 | 0 | 0 | 0 | 0
F12_Commercial_WA - Miscellaneous_New_Water Heating_Natural Gas_Advanced New Construction Designs_A_Technical Potential | F12 | Commercial | WA - Miscellaneous | New | Water Heating | Natural Gas | Advanced New Construction Designs | A | Cumulative Winter Peak Savings (MW) | Technical Potential | 0 | 0 | 0 | 0 | 0 | 0 | 0 | 0 | 0 | 0 | 0 | 0 | 0 | 0 | 0 | 0 | 0 | 0 | 0 | 0 | 0 | 0 | 0 | 0 | 0 | 0 | 0
F13_Commercial_WA - Miscellaneous_New_Water Heating_Natural Gas_Advanced New Construction Designs_A_Technical Potential | F13 | Commercial | WA - Miscellaneous | New | Water Heating | Natural Gas | Advanced New Construction Designs | A | Purchases (Incremental) | Technical Potential | 0 | 0 | 0 | 0 | 0 | 0 | 0 | 0 | 0 | 0 | 0 | 0 | 0 | 0 | 0 | 0 | 0 | 0 | 0 | 0 | 0 | 0 | 0 | 0 | 0 | 0 | 0
F14_Commercial_WA - Miscellaneous_New_Water Heating_Natural Gas_Advanced New Construction Designs_A_Technical Potential | F14 | Commercial | WA - Miscellaneous | New | Water Heating | Natural Gas | Advanced New Construction Designs | A | Purchases (Cumulative) | Technical Potential | 0 | 0 | 0 | 0 | 0 | 0 | 0 | 0 | 0 | 0 | 0 | 0 | 0 | 0 | 0 | 0 | 0 | 0 | 0 | 0 | 0 | 0 | 0 | 0 | 0 | 0 | 0
F1_Commercial_WA - Miscellaneous_New_Space Heating_Natural Gas_Strategic Energy Management_A_Technical Potential | F1 | Commercial | WA - Miscellaneous | New | Space Heating | Natural Gas | Strategic Energy Management | A | Original Unit Energy Savings (kWh or therms) | Technical Potential | 0 | 0 | 0 | 0 | 0 | 0 | 0 | 0 | 0 | 0 | 0 | 0 | 0 | 0 | 0 | 0 | 0 | 0 | 0 | 0 | 0 | 0 | 0 | 0 | 0 | 0 | 0
F2_Commercial_WA - Miscellaneous_New_Space Heating_Natural Gas_Strategic Energy Management_A_Technical Potential | F2 | Commercial | WA - Miscellaneous | New | Space Heating | Natural Gas | Strategic Energy Management | A | Original Unit Summer Peak Savings (kW) | Technical Potential | 0 | 0 | 0 | 0 | 0 | 0 | 0 | 0 | 0 | 0 | 0 | 0 | 0 | 0 | 0 | 0 | 0 | 0 | 0 | 0 | 0 | 0 | 0 | 0 | 0 | 0 | 0
F3_Commercial_WA - Miscellaneous_New_Space Heating_Natural Gas_Strategic Energy Management_A_Technical Potential | F3 | Commercial | WA - Miscellaneous | New | Space Heating | Natural Gas | Strategic Energy Management | A | Original Unit Winter Peak Savings (kW) | Technical Potential | 0 | 0 | 0 | 0 | 0 | 0 | 0 | 0 | 0 | 0 | 0 | 0 | 0 | 0 | 0 | 0 | 0 | 0 | 0 | 0 | 0 | 0 | 0 | 0 | 0 | 0 | 0
F4_Commercial_WA - Miscellaneous_New_Space Heating_Natural Gas_Strategic Energy Management_A_Technical Potential | F4 | Commercial | WA - Miscellaneous | New | Space Heating | Natural Gas | Strategic Energy Management | A | Standalone Impact on Baseline Energy (%) | Technical Potential | 0 | 0 | 0 | 0 | 0 | 0 | 0 | 0 | 0 | 0 | 0 | 0 | 0 | 0 | 0 | 0 | 0 | 0 | 0 | 0 | 0 | 0 | 0 | 0 | 0 | 0 | 0
F5_Commercial_WA - Miscellaneous_New_Space Heating_Natural Gas_Strategic Energy Management_A_Technical Potential | F5 | Commercial | WA - Miscellaneous | New | Space Heating | Natural Gas | Strategic Energy Management | A | Standalone Impact on Baseline Summer Peak (%) | Technical Potential | 0 | 0 | 0 | 0 | 0 | 0 | 0 | 0 | 0 | 0 | 0 | 0 | 0 | 0 | 0 | 0 | 0 | 0 | 0 | 0 | 0 | 0 | 0 | 0 | 0 | 0 | 0
F6_Commercial_WA - Miscellaneous_New_Space Heating_Natural Gas_Strategic Energy Management_A_Technical Potential | F6 | Commercial | WA - Miscellaneous | New | Space Heating | Natural Gas | Strategic Energy Management | A | Standalone Impact on Baseline Winter Peak (%) | Technical Potential | 0 | 0 | 0 | 0 | 0 | 0 | 0 | 0 | 0 | 0 | 0 | 0 | 0 | 0 | 0 | 0 | 0 | 0 | 0 | 0 | 0 | 0 | 0 | 0 | 0 | 0 | 0
F7_Commercial_WA - Miscellaneous_New_Space Heating_Natural Gas_Strategic Energy Management_A_Technical Potential | F7 | Commercial | WA - Miscellaneous | New | Space Heating | Natural Gas | Strategic Energy Management | A | Incremental Energy Savings (MWh or mTherms) | Technical Potential | 0 | 0 | 0 | 0 | 0 | 0 | 0 | 0 | 0 | 0 | 0 | 0 | 0 | 0 | 0 | 0 | 0 | 0 | 0 | 0 | 0 | 0 | 0 | 0 | 0 | 0 | 0
F8_Commercial_WA - Miscellaneous_New_Space Heating_Natural Gas_Strategic Energy Management_A_Technical Potential | F8 | Commercial | WA - Miscellaneous | New | Space Heating | Natural Gas | Strategic Energy Management | A | Incremental Summer Peak Savings (MW) | Technical Potential | 0 | 0 | 0 | 0 | 0 | 0 | 0 | 0 | 0 | 0 | 0 | 0 | 0 | 0 | 0 | 0 | 0 | 0 | 0 | 0 | 0 | 0 | 0 | 0 | 0 | 0 | 0
F9_Commercial_WA - Miscellaneous_New_Space Heating_Natural Gas_Strategic Energy Management_A_Technical Potential | F9 | Commercial | WA - Miscellaneous | New | Space Heating | Natural Gas | Strategic Energy Management | A | Incremental Winter Peak Savings (MW) | Technical Potential | 0 | 0 | 0 | 0 | 0 | 0 | 0 | 0 | 0 | 0 | 0 | 0 | 0 | 0 | 0 | 0 | 0 | 0 | 0 | 0 | 0 | 0 | 0 | 0 | 0 | 0 | 0
F10_Commercial_WA - Miscellaneous_New_Space Heating_Natural Gas_Strategic Energy Management_A_Technical Potential | F10 | Commercial | WA - Miscellaneous | New | Space Heating | Natural Gas | Strategic Energy Management | A | Cumulative Energy Savings (MWh or mTherms) | Technical Potential | 0 | 0 | 0 | 0 | 0 | 0 | 0 | 0 | 0 | 0 | 0 | 0 | 0 | 0 | 0 | 0 | 0 | 0 | 0 | 0 | 0 | 0 | 0 | 0 | 0 | 0 | 0
F11_Commercial_WA - Miscellaneous_New_Space Heating_Natural Gas_Strategic Energy Management_A_Technical Potential | F11 | Commercial | WA - Miscellaneous | New | Space Heating | Natural Gas | Strategic Energy Management | A | Cumulative Summer Peak Savings (MW) | Technical Potential | 0 | 0 | 0 | 0 | 0 | 0 | 0 | 0 | 0 | 0 | 0 | 0 | 0 | 0 | 0 | 0 | 0 | 0 | 0 | 0 | 0 | 0 | 0 | 0 | 0 | 0 | 0
F12_Commercial_WA - Miscellaneous_New_Space Heating_Natural Gas_Strategic Energy Management_A_Technical Potential | F12 | Commercial | WA - Miscellaneous | New | Space Heating | Natural Gas | Strategic Energy Management | A | Cumulative Winter Peak Savings (MW) | Technical Potential | 0 | 0 | 0 | 0 | 0 | 0 | 0 | 0 | 0 | 0 | 0 | 0 | 0 | 0 | 0 | 0 | 0 | 0 | 0 | 0 | 0 | 0 | 0 | 0 | 0 | 0 | 0
F13_Commercial_WA - Miscellaneous_New_Space Heating_Natural Gas_Strategic Energy Management_A_Technical Potential | F13 | Commercial | WA - Miscellaneous | New | Space Heating | Natural Gas | Strategic Energy Management | A | Purchases (Incremental) | Technical Potential | 0 | 0 | 0 | 0 | 0 | 0 | 0 | 0 | 0 | 0 | 0 | 0 | 0 | 0 | 0 | 0 | 0 | 0 | 0 | 0 | 0 | 0 | 0 | 0 | 0 | 0 | 0
F14_Commercial_WA - Miscellaneous_New_Space Heating_Natural Gas_Strategic Energy Management_A_Technical Potential | F14 | Commercial | WA - Miscellaneous | New | Space Heating | Natural Gas | Strategic Energy Management | A | Purchases (Cumulative) | Technical Potential | 0 | 0 | 0 | 0 | 0 | 0 | 0 | 0 | 0 | 0 | 0 | 0 | 0 | 0 | 0 | 0 | 0 | 0 | 0 | 0 | 0 | 0 | 0 | 0 | 0 | 0 | 0
F1_Commercial_WA - Miscellaneous_New_Water Heating_Natural Gas_Strategic Energy Management_A_Technical Potential | F1 | Commercial | WA - Miscellaneous | New | Water Heating | Natural Gas | Strategic Energy Management | A | Original Unit Energy Savings (kWh or therms) | Technical Potential | 0 | 0 | 0 | 0 | 0 | 0 | 0 | 0 | 0 | 0 | 0 | 0 | 0 | 0 | 0 | 0 | 0 | 0 | 0 | 0 | 0 | 0 | 0 | 0 | 0 | 0 | 0
F2_Commercial_WA - Miscellaneous_New_Water Heating_Natural Gas_Strategic Energy Management_A_Technical Potential | F2 | Commercial | WA - Miscellaneous | New | Water Heating | Natural Gas | Strategic Energy Management | A | Original Unit Summer Peak Savings (kW) | Technical Potential | 0 | 0 | 0 | 0 | 0 | 0 | 0 | 0 | 0 | 0 | 0 | 0 | 0 | 0 | 0 | 0 | 0 | 0 | 0 | 0 | 0 | 0 | 0 | 0 | 0 | 0 | 0
F3_Commercial_WA - Miscellaneous_New_Water Heating_Natural Gas_Strategic Energy Management_A_Technical Potential | F3 | Commercial | WA - Miscellaneous | New | Water Heating | Natural Gas | Strategic Energy Management | A | Original Unit Winter Peak Savings (kW) | Technical Potential | 0 | 0 | 0 | 0 | 0 | 0 | 0 | 0 | 0 | 0 | 0 | 0 | 0 | 0 | 0 | 0 | 0 | 0 | 0 | 0 | 0 | 0 | 0 | 0 | 0 | 0 | 0
F4_Commercial_WA - Miscellaneous_New_Water Heating_Natural Gas_Strategic Energy Management_A_Technical Potential | F4 | Commercial | WA - Miscellaneous | New | Water Heating | Natural Gas | Strategic Energy Management | A | Standalone Impact on Baseline Energy (%) | Technical Potential | 0 | 0 | 0 | 0 | 0 | 0 | 0 | 0 | 0 | 0 | 0 | 0 | 0 | 0 | 0 | 0 | 0 | 0 | 0 | 0 | 0 | 0 | 0 | 0 | 0 | 0 | 0
F5_Commercial_WA - Miscellaneous_New_Water Heating_Natural Gas_Strategic Energy Management_A_Technical Potential | F5 | Commercial | WA - Miscellaneous | New | Water Heating | Natural Gas | Strategic Energy Management | A | Standalone Impact on Baseline Summer Peak (%) | Technical Potential | 0 | 0 | 0 | 0 | 0 | 0 | 0 | 0 | 0 | 0 | 0 | 0 | 0 | 0 | 0 | 0 | 0 | 0 | 0 | 0 | 0 | 0 | 0 | 0 | 0 | 0 | 0
F6_Commercial_WA - Miscellaneous_New_Water Heating_Natural Gas_Strategic Energy Management_A_Technical Potential | F6 | Commercial | WA - Miscellaneous | New | Water Heating | Natural Gas | Strategic Energy Management | A | Standalone Impact on Baseline Winter Peak (%) | Technical Potential | 0 | 0 | 0 | 0 | 0 | 0 | 0 | 0 | 0 | 0 | 0 | 0 | 0 | 0 | 0 | 0 | 0 | 0 | 0 | 0 | 0 | 0 | 0 | 0 | 0 | 0 | 0
F7_Commercial_WA - Miscellaneous_New_Water Heating_Natural Gas_Strategic Energy Management_A_Technical Potential | F7 | Commercial | WA - Miscellaneous | New | Water Heating | Natural Gas | Strategic Energy Management | A | Incremental Energy Savings (MWh or mTherms) | Technical Potential | 0 | 0 | 0 | 0 | 0 | 0 | 0 | 0 | 0 | 0 | 0 | 0 | 0 | 0 | 0 | 0 | 0 | 0 | 0 | 0 | 0 | 0 | 0 | 0 | 0 | 0 | 0
F8_Commercial_WA - Miscellaneous_New_Water Heating_Natural Gas_Strategic Energy Management_A_Technical Potential | F8 | Commercial | WA - Miscellaneous | New | Water Heating | Natural Gas | Strategic Energy Management | A | Incremental Summer Peak Savings (MW) | Technical Potential | 0 | 0 | 0 | 0 | 0 | 0 | 0 | 0 | 0 | 0 | 0 | 0 | 0 | 0 | 0 | 0 | 0 | 0 | 0 | 0 | 0 | 0 | 0 | 0 | 0 | 0 | 0
F9_Commercial_WA - Miscellaneous_New_Water Heating_Natural Gas_Strategic Energy Management_A_Technical Potential | F9 | Commercial | WA - Miscellaneous | New | Water Heating | Natural Gas | Strategic Energy Management | A | Incremental Winter Peak Savings (MW) | Technical Potential | 0 | 0 | 0 | 0 | 0 | 0 | 0 | 0 | 0 | 0 | 0 | 0 | 0 | 0 | 0 | 0 | 0 | 0 | 0 | 0 | 0 | 0 | 0 | 0 | 0 | 0 | 0
F10_Commercial_WA - Miscellaneous_New_Water Heating_Natural Gas_Strategic Energy Management_A_Technical Potential | F10 | Commercial | WA - Miscellaneous | New | Water Heating | Natural Gas | Strategic Energy Management | A | Cumulative Energy Savings (MWh or mTherms) | Technical Potential | 0 | 0 | 0 | 0 | 0 | 0 | 0 | 0 | 0 | 0 | 0 | 0 | 0 | 0 | 0 | 0 | 0 | 0 | 0 | 0 | 0 | 0 | 0 | 0 | 0 | 0 | 0
F11_Commercial_WA - Miscellaneous_New_Water Heating_Natural Gas_Strategic Energy Management_A_Technical Potential | F11 | Commercial | WA - Miscellaneous | New | Water Heating | Natural Gas | Strategic Energy Management | A | Cumulative Summer Peak Savings (MW) | Technical Potential | 0 | 0 | 0 | 0 | 0 | 0 | 0 | 0 | 0 | 0 | 0 | 0 | 0 | 0 | 0 | 0 | 0 | 0 | 0 | 0 | 0 | 0 | 0 | 0 | 0 | 0 | 0
F12_Commercial_WA - Miscellaneous_New_Water Heating_Natural Gas_Strategic Energy Management_A_Technical Potential | F12 | Commercial | WA - Miscellaneous | New | Water Heating | Natural Gas | Strategic Energy Management | A | Cumulative Winter Peak Savings (MW) | Technical Potential | 0 | 0 | 0 | 0 | 0 | 0 | 0 | 0 | 0 | 0 | 0 | 0 | 0 | 0 | 0 | 0 | 0 | 0 | 0 | 0 | 0 | 0 | 0 | 0 | 0 | 0 | 0
F13_Commercial_WA - Miscellaneous_New_Water Heating_Natural Gas_Strategic Energy Management_A_Technical Potential | F13 | Commercial | WA - Miscellaneous | New | Water Heating | Natural Gas | Strategic Energy Management | A | Purchases (Incremental) | Technical Potential | 0 | 0 | 0 | 0 | 0 | 0 | 0 | 0 | 0 | 0 | 0 | 0 | 0 | 0 | 0 | 0 | 0 | 0 | 0 | 0 | 0 | 0 | 0 | 0 | 0 | 0 | 0
F14_Commercial_WA - Miscellaneous_New_Water Heating_Natural Gas_Strategic Energy Management_A_Technical Potential | F14 | Commercial | WA - Miscellaneous | New | Water Heating | Natural Gas | Strategic Energy Management | A | Purchases (Cumulative) | Technical Potential | 0 | 0 | 0 | 0 | 0 | 0 | 0 | 0 | 0 | 0 | 0 | 0 | 0 | 0 | 0 | 0 | 0 | 0 | 0 | 0 | 0 | 0 | 0 | 0 | 0 | 0 | 0
F1_Commercial_WA - Miscellaneous_New_Space Heating_Natural Gas_Retrocommissioning_A_Technical Potential | F1 | Commercial | WA - Miscellaneous | New | Space Heating | Natural Gas | Retrocommissioning | A | Original Unit Energy Savings (kWh or therms) | Technical Potential | 0 | 0 | 0 | 0 | 0 | 0 | 0 | 0 | 0 | 0 | 0 | 0 | 0 | 0 | 0 | 0 | 0 | 0 | 0 | 0 | 0 | 0 | 0 | 0 | 0 | 0 | 0
F2_Commercial_WA - Miscellaneous_New_Space Heating_Natural Gas_Retrocommissioning_A_Technical Potential | F2 | Commercial | WA - Miscellaneous | New | Space Heating | Natural Gas | Retrocommissioning | A | Original Unit Summer Peak Savings (kW) | Technical Potential | 0 | 0 | 0 | 0 | 0 | 0 | 0 | 0 | 0 | 0 | 0 | 0 | 0 | 0 | 0 | 0 | 0 | 0 | 0 | 0 | 0 | 0 | 0 | 0 | 0 | 0 | 0
F3_Commercial_WA - Miscellaneous_New_Space Heating_Natural Gas_Retrocommissioning_A_Technical Potential | F3 | Commercial | WA - Miscellaneous | New | Space Heating | Natural Gas | Retrocommissioning | A | Original Unit Winter Peak Savings (kW) | Technical Potential | 0 | 0 | 0 | 0 | 0 | 0 | 0 | 0 | 0 | 0 | 0 | 0 | 0 | 0 | 0 | 0 | 0 | 0 | 0 | 0 | 0 | 0 | 0 | 0 | 0 | 0 | 0
F4_Commercial_WA - Miscellaneous_New_Space Heating_Natural Gas_Retrocommissioning_A_Technical Potential | F4 | Commercial | WA - Miscellaneous | New | Space Heating | Natural Gas | Retrocommissioning | A | Standalone Impact on Baseline Energy (%) | Technical Potential | 0 | 0 | 0 | 0 | 0 | 0 | 0 | 0 | 0 | 0 | 0 | 0 | 0 | 0 | 0 | 0 | 0 | 0 | 0 | 0 | 0 | 0 | 0 | 0 | 0 | 0 | 0
F5_Commercial_WA - Miscellaneous_New_Space Heating_Natural Gas_Retrocommissioning_A_Technical Potential | F5 | Commercial | WA - Miscellaneous | New | Space Heating | Natural Gas | Retrocommissioning | A | Standalone Impact on Baseline Summer Peak (%) | Technical Potential | 0 | 0 | 0 | 0 | 0 | 0 | 0 | 0 | 0 | 0 | 0 | 0 | 0 | 0 | 0 | 0 | 0 | 0 | 0 | 0 | 0 | 0 | 0 | 0 | 0 | 0 | 0
F6_Commercial_WA - Miscellaneous_New_Space Heating_Natural Gas_Retrocommissioning_A_Technical Potential | F6 | Commercial | WA - Miscellaneous | New | Space Heating | Natural Gas | Retrocommissioning | A | Standalone Impact on Baseline Winter Peak (%) | Technical Potential | 0 | 0 | 0 | 0 | 0 | 0 | 0 | 0 | 0 | 0 | 0 | 0 | 0 | 0 | 0 | 0 | 0 | 0 | 0 | 0 | 0 | 0 | 0 | 0 | 0 | 0 | 0
F7_Commercial_WA - Miscellaneous_New_Space Heating_Natural Gas_Retrocommissioning_A_Technical Potential | F7 | Commercial | WA - Miscellaneous | New | Space Heating | Natural Gas | Retrocommissioning | A | Incremental Energy Savings (MWh or mTherms) | Technical Potential | 0 | 0 | 0 | 0 | 0 | 0 | 0 | 0 | 0 | 0 | 0 | 0 | 0 | 0 | 0 | 0 | 0 | 0 | 0 | 0 | 0 | 0 | 0 | 0 | 0 | 0 | 0
F8_Commercial_WA - Miscellaneous_New_Space Heating_Natural Gas_Retrocommissioning_A_Technical Potential | F8 | Commercial | WA - Miscellaneous | New | Space Heating | Natural Gas | Retrocommissioning | A | Incremental Summer Peak Savings (MW) | Technical Potential | 0 | 0 | 0 | 0 | 0 | 0 | 0 | 0 | 0 | 0 | 0 | 0 | 0 | 0 | 0 | 0 | 0 | 0 | 0 | 0 | 0 | 0 | 0 | 0 | 0 | 0 | 0
F9_Commercial_WA - Miscellaneous_New_Space Heating_Natural Gas_Retrocommissioning_A_Technical Potential | F9 | Commercial | WA - Miscellaneous | New | Space Heating | Natural Gas | Retrocommissioning | A | Incremental Winter Peak Savings (MW) | Technical Potential | 0 | 0 | 0 | 0 | 0 | 0 | 0 | 0 | 0 | 0 | 0 | 0 | 0 | 0 | 0 | 0 | 0 | 0 | 0 | 0 | 0 | 0 | 0 | 0 | 0 | 0 | 0
F10_Commercial_WA - Miscellaneous_New_Space Heating_Natural Gas_Retrocommissioning_A_Technical Potential | F10 | Commercial | WA - Miscellaneous | New | Space Heating | Natural Gas | Retrocommissioning | A | Cumulative Energy Savings (MWh or mTherms) | Technical Potential | 0 | 0 | 0 | 0 | 0 | 0 | 0 | 0 | 0 | 0 | 0 | 0 | 0 | 0 | 0 | 0 | 0 | 0 | 0 | 0 | 0 | 0 | 0 | 0 | 0 | 0 | 0
F11_Commercial_WA - Miscellaneous_New_Space Heating_Natural Gas_Retrocommissioning_A_Technical Potential | F11 | Commercial | WA - Miscellaneous | New | Space Heating | Natural Gas | Retrocommissioning | A | Cumulative Summer Peak Savings (MW) | Technical Potential | 0 | 0 | 0 | 0 | 0 | 0 | 0 | 0 | 0 | 0 | 0 | 0 | 0 | 0 | 0 | 0 | 0 | 0 | 0 | 0 | 0 | 0 | 0 | 0 | 0 | 0 | 0
F12_Commercial_WA - Miscellaneous_New_Space Heating_Natural Gas_Retrocommissioning_A_Technical Potential | F12 | Commercial | WA - Miscellaneous | New | Space Heating | Natural Gas | Retrocommissioning | A | Cumulative Winter Peak Savings (MW) | Technical Potential | 0 | 0 | 0 | 0 | 0 | 0 | 0 | 0 | 0 | 0 | 0 | 0 | 0 | 0 | 0 | 0 | 0 | 0 | 0 | 0 | 0 | 0 | 0 | 0 | 0 | 0 | 0
F13_Commercial_WA - Miscellaneous_New_Space Heating_Natural Gas_Retrocommissioning_A_Technical Potential | F13 | Commercial | WA - Miscellaneous | New | Space Heating | Natural Gas | Retrocommissioning | A | Purchases (Incremental) | Technical Potential | 0 | 0 | 0 | 0 | 0 | 0 | 0 | 0 | 0 | 0 | 0 | 0 | 0 | 0 | 0 | 0 | 0 | 0 | 0 | 0 | 0 | 0 | 0 | 0 | 0 | 0 | 0
F14_Commercial_WA - Miscellaneous_New_Space Heating_Natural Gas_Retrocommissioning_A_Technical Potential | F14 | Commercial | WA - Miscellaneous | New | Space Heating | Natural Gas | Retrocommissioning | A | Purchases (Cumulative) | Technical Potential | 0 | 0 | 0 | 0 | 0 | 0 | 0 | 0 | 0 | 0 | 0 | 0 | 0 | 0 | 0 | 0 | 0 | 0 | 0 | 0 | 0 | 0 | 0 | 0 | 0 | 0 | 0
F1_Commercial_WA - Miscellaneous_New_Water Heating_Natural Gas_Retrocommissioning_A_Technical Potential | F1 | Commercial | WA - Miscellaneous | New | Water Heating | Natural Gas | Retrocommissioning | A | Original Unit Energy Savings (kWh or therms) | Technical Potential | 0 | 0 | 0 | 0 | 0 | 0 | 0 | 0 | 0 | 0 | 0 | 0 | 0 | 0 | 0 | 0 | 0 | 0 | 0 | 0 | 0 | 0 | 0 | 0 | 0 | 0 | 0
F2_Commercial_WA - Miscellaneous_New_Water Heating_Natural Gas_Retrocommissioning_A_Technical Potential | F2 | Commercial | WA - Miscellaneous | New | Water Heating | Natural Gas | Retrocommissioning | A | Original Unit Summer Peak Savings (kW) | Technical Potential | 0 | 0 | 0 | 0 | 0 | 0 | 0 | 0 | 0 | 0 | 0 | 0 | 0 | 0 | 0 | 0 | 0 | 0 | 0 | 0 | 0 | 0 | 0 | 0 | 0 | 0 | 0
F3_Commercial_WA - Miscellaneous_New_Water Heating_Natural Gas_Retrocommissioning_A_Technical Potential | F3 | Commercial | WA - Miscellaneous | New | Water Heating | Natural Gas | Retrocommissioning | A | Original Unit Winter Peak Savings (kW) | Technical Potential | 0 | 0 | 0 | 0 | 0 | 0 | 0 | 0 | 0 | 0 | 0 | 0 | 0 | 0 | 0 | 0 | 0 | 0 | 0 | 0 | 0 | 0 | 0 | 0 | 0 | 0 | 0
F4_Commercial_WA - Miscellaneous_New_Water Heating_Natural Gas_Retrocommissioning_A_Technical Potential | F4 | Commercial | WA - Miscellaneous | New | Water Heating | Natural Gas | Retrocommissioning | A | Standalone Impact on Baseline Energy (%) | Technical Potential | 0 | 0 | 0 | 0 | 0 | 0 | 0 | 0 | 0 | 0 | 0 | 0 | 0 | 0 | 0 | 0 | 0 | 0 | 0 | 0 | 0 | 0 | 0 | 0 | 0 | 0 | 0
F5_Commercial_WA - Miscellaneous_New_Water Heating_Natural Gas_Retrocommissioning_A_Technical Potential | F5 | Commercial | WA - Miscellaneous | New | Water Heating | Natural Gas | Retrocommissioning | A | Standalone Impact on Baseline Summer Peak (%) | Technical Potential | 0 | 0 | 0 | 0 | 0 | 0 | 0 | 0 | 0 | 0 | 0 | 0 | 0 | 0 | 0 | 0 | 0 | 0 | 0 | 0 | 0 | 0 | 0 | 0 | 0 | 0 | 0
F6_Commercial_WA - Miscellaneous_New_Water Heating_Natural Gas_Retrocommissioning_A_Technical Potential | F6 | Commercial | WA - Miscellaneous | New | Water Heating | Natural Gas | Retrocommissioning | A | Standalone Impact on Baseline Winter Peak (%) | Technical Potential | 0 | 0 | 0 | 0 | 0 | 0 | 0 | 0 | 0 | 0 | 0 | 0 | 0 | 0 | 0 | 0 | 0 | 0 | 0 | 0 | 0 | 0 | 0 | 0 | 0 | 0 | 0
F7_Commercial_WA - Miscellaneous_New_Water Heating_Natural Gas_Retrocommissioning_A_Technical Potential | F7 | Commercial | WA - Miscellaneous | New | Water Heating | Natural Gas | Retrocommissioning | A | Incremental Energy Savings (MWh or mTherms) | Technical Potential | 0 | 0 | 0 | 0 | 0 | 0 | 0 | 0 | 0 | 0 | 0 | 0 | 0 | 0 | 0 | 0 | 0 | 0 | 0 | 0 | 0 | 0 | 0 | 0 | 0 | 0 | 0
F8_Commercial_WA - Miscellaneous_New_Water Heating_Natural Gas_Retrocommissioning_A_Technical Potential | F8 | Commercial | WA - Miscellaneous | New | Water Heating | Natural Gas | Retrocommissioning | A | Incremental Summer Peak Savings (MW) | Technical Potential | 0 | 0 | 0 | 0 | 0 | 0 | 0 | 0 | 0 | 0 | 0 | 0 | 0 | 0 | 0 | 0 | 0 | 0 | 0 | 0 | 0 | 0 | 0 | 0 | 0 | 0 | 0
F9_Commercial_WA - Miscellaneous_New_Water Heating_Natural Gas_Retrocommissioning_A_Technical Potential | F9 | Commercial | WA - Miscellaneous | New | Water Heating | Natural Gas | Retrocommissioning | A | Incremental Winter Peak Savings (MW) | Technical Potential | 0 | 0 | 0 | 0 | 0 | 0 | 0 | 0 | 0 | 0 | 0 | 0 | 0 | 0 | 0 | 0 | 0 | 0 | 0 | 0 | 0 | 0 | 0 | 0 | 0 | 0 | 0
F10_Commercial_WA - Miscellaneous_New_Water Heating_Natural Gas_Retrocommissioning_A_Technical Potential | F10 | Commercial | WA - Miscellaneous | New | Water Heating | Natural Gas | Retrocommissioning | A | Cumulative Energy Savings (MWh or mTherms) | Technical Potential | 0 | 0 | 0 | 0 | 0 | 0 | 0 | 0 | 0 | 0 | 0 | 0 | 0 | 0 | 0 | 0 | 0 | 0 | 0 | 0 | 0 | 0 | 0 | 0 | 0 | 0 | 0
F11_Commercial_WA - Miscellaneous_New_Water Heating_Natural Gas_Retrocommissioning_A_Technical Potential | F11 | Commercial | WA - Miscellaneous | New | Water Heating | Natural Gas | Retrocommissioning | A | Cumulative Summer Peak Savings (MW) | Technical Potential | 0 | 0 | 0 | 0 | 0 | 0 | 0 | 0 | 0 | 0 | 0 | 0 | 0 | 0 | 0 | 0 | 0 | 0 | 0 | 0 | 0 | 0 | 0 | 0 | 0 | 0 | 0
F12_Commercial_WA - Miscellaneous_New_Water Heating_Natural Gas_Retrocommissioning_A_Technical Potential | F12 | Commercial | WA - Miscellaneous | New | Water Heating | Natural Gas | Retrocommissioning | A | Cumulative Winter Peak Savings (MW) | Technical Potential | 0 | 0 | 0 | 0 | 0 | 0 | 0 | 0 | 0 | 0 | 0 | 0 | 0 | 0 | 0 | 0 | 0 | 0 | 0 | 0 | 0 | 0 | 0 | 0 | 0 | 0 | 0
F13_Commercial_WA - Miscellaneous_New_Water Heating_Natural Gas_Retrocommissioning_A_Technical Potential | F13 | Commercial | WA - Miscellaneous | New | Water Heating | Natural Gas | Retrocommissioning | A | Purchases (Incremental) | Technical Potential | 0 | 0 | 0 | 0 | 0 | 0 | 0 | 0 | 0 | 0 | 0 | 0 | 0 | 0 | 0 | 0 | 0 | 0 | 0 | 0 | 0 | 0 | 0 | 0 | 0 | 0 | 0
F14_Commercial_WA - Miscellaneous_New_Water Heating_Natural Gas_Retrocommissioning_A_Technical Potential | F14 | Commercial | WA - Miscellaneous | New | Water Heating | Natural Gas | Retrocommissioning | A | Purchases (Cumulative) | Technical Potential | 0 | 0 | 0 | 0 | 0 | 0 | 0 | 0 | 0 | 0 | 0 | 0 | 0 | 0 | 0 | 0 | 0 | 0 | 0 | 0 | 0 | 0 | 0 | 0 | 0 | 0 | 0
F1_Commercial_WA - Health_Existing_Space Heating_Natural Gas_Insulation - Ceiling_A_Technical Potential | F1 | Commercial | WA - Health | Existing | Space Heating | Natural Gas | Insulation - Ceiling | A | Original Unit Energy Savings (kWh or therms) | Technical Potential | 0 | 0 | 0.095857 | 0.095564 | 0.095275 | 0.09499 | 0.09471 | 0.094436 | 0.094168 | 0.093907 | 0.093654 | 0.09341 | 0.093174 | 0.092948 | 0.092732 | 0.092527 | 0.092334 | 0.092152 | 0.091982 | 0.091825 | 0.09168 | 0.091549 | 0.091429 | 0.091319 | 0.09122 | 0.091129 | 0.091046
F2_Commercial_WA - Health_Existing_Space Heating_Natural Gas_Insulation - Ceiling_A_Technical Potential | F2 | Commercial | WA - Health | Existing | Space Heating | Natural Gas | Insulation - Ceiling | A | Original Unit Summer Peak Savings (kW) | Technical Potential | 0 | 0 | 0 | 0 | 0 | 0 | 0 | 0 | 0 | 0 | 0 | 0 | 0 | 0 | 0 | 0 | 0 | 0 | 0 | 0 | 0 | 0 | 0 | 0 | 0 | 0 | 0
F3_Commercial_WA - Health_Existing_Space Heating_Natural Gas_Insulation - Ceiling_A_Technical Potential | F3 | Commercial | WA - Health | Existing | Space Heating | Natural Gas | Insulation - Ceiling | A | Original Unit Winter Peak Savings (kW) | Technical Potential | 0 | 0 | 0 | 0 | 0 | 0 | 0 | 0 | 0 | 0 | 0 | 0 | 0 | 0 | 0 | 0 | 0 | 0 | 0 | 0 | 0 | 0 | 0 | 0 | 0 | 0 | 0
F4_Commercial_WA - Health_Existing_Space Heating_Natural Gas_Insulation - Ceiling_A_Technical Potential | F4 | Commercial | WA - Health | Existing | Space Heating | Natural Gas | Insulation - Ceiling | A | Standalone Impact on Baseline Energy (%) | Technical Potential | 0 | 0 | 0 | 0.00029669 | 0.00045634 | 0.00099641 | 0.0018749 | 0.0032083 | 0.0051181 | 0.0077159 | 0.011084 | 0.015249 | 0.020161 | 0.025671 | 0.031534 | 0.037421 | 0.04297 | 0.047849 | 0.051821 | 0.05479 | 0.056965 | 0.058151 | 0.059101 | 0.059101 | 0.059101 | 0.059101 | 0.059101
F5_Commercial_WA - Health_Existing_Space Heating_Natural Gas_Insulation - Ceiling_A_Technical Potential | F5 | Commercial | WA - Health | Existing | Space Heating | Natural Gas | Insulation - Ceiling | A | Standalone Impact on Baseline Summer Peak (%) | Technical Potential | 0 | 0 | 0 | 0 | 0 | 0 | 0 | 0 | 0 | 0 | 0 | 0 | 0 | 0 | 0 | 0 | 0 | 0 | 0 | 0 | 0 | 0 | 0 | 0 | 0 | 0 | 0
F6_Commercial_WA - Health_Existing_Space Heating_Natural Gas_Insulation - Ceiling_A_Technical Potential | F6 | Commercial | WA - Health | Existing | Space Heating | Natural Gas | Insulation - Ceiling | A | Standalone Impact on Baseline Winter Peak (%) | Technical Potential | 0 | 0 | 0 | 0 | 0 | 0 | 0 | 0 | 0 | 0 | 0 | 0 | 0 | 0 | 0 | 0 | 0 | 0 | 0 | 0 | 0 | 0 | 0 | 0 | 0 | 0 | 0
F7_Commercial_WA - Health_Existing_Space Heating_Natural Gas_Insulation - Ceiling_A_Technical Potential | F7 | Commercial | WA - Health | Existing | Space Heating | Natural Gas | Insulation - Ceiling | A | Incremental Energy Savings (MWh or mTherms) | Technical Potential | 0 | 0 | 0 | 0.77897 | 0.41789 | 1.4095 | 2.2859 | 3.4597 | 4.9409 | 6.7024 | 8.6653 | 10.6895 | 12.5736 | 14.0726 | 14.9358 | 14.9651 | 14.0776 | 12.353 | 10.037 | 7.4894 | 5.4785 | 2.985 | 2.3848 | 0 | 0 | 0 | 0
F8_Commercial_WA - Health_Existing_Space Heating_Natural Gas_Insulation - Ceiling_A_Technical Potential | F8 | Commercial | WA - Health | Existing | Space Heating | Natural Gas | Insulation - Ceiling | A | Incremental Summer Peak Savings (MW) | Technical Potential | 0 | 0 | 0 | 0 | 0 | 0 | 0 | 0 | 0 | 0 | 0 | 0 | 0 | 0 | 0 | 0 | 0 | 0 | 0 | 0 | 0 | 0 | 0 | 0 | 0 | 0 | 0
F9_Commercial_WA - Health_Existing_Space Heating_Natural Gas_Insulation - Ceiling_A_Technical Potential | F9 | Commercial | WA - Health | Existing | Space Heating | Natural Gas | Insulation - Ceiling | A | Incremental Winter Peak Savings (MW) | Technical Potential | 0 | 0 | 0 | 0 | 0 | 0 | 0 | 0 | 0 | 0 | 0 | 0 | 0 | 0 | 0 | 0 | 0 | 0 | 0 | 0 | 0 | 0 | 0 | 0 | 0 | 0 | 0
F10_Commercial_WA - Health_Existing_Space Heating_Natural Gas_Insulation - Ceiling_A_Technical Potential | F10 | Commercial | WA - Health | Existing | Space Heating | Natural Gas | Insulation - Ceiling | A | Cumulative Energy Savings (MWh or mTherms) | Technical Potential | 0 | 0 | 0 | 0.77897 | 1.1945 | 2.6004 | 4.8787 | 8.3242 | 13.2415 | 19.9072 | 28.5188 | 39.1338 | 51.6087 | 65.5561 | 80.3398 | 95.1274 | 109.006 | 121.1442 | 130.9579 | 138.2235 | 143.4846 | 146.2634 | 148.4565 | 148.2789 | 148.117 | 147.9694 | 147.8348
F11_Commercial_WA - Health_Existing_Space Heating_Natural Gas_Insulation - Ceiling_A_Technical Potential | F11 | Commercial | WA - Health | Existing | Space Heating | Natural Gas | Insulation - Ceiling | A | Cumulative Summer Peak Savings (MW) | Technical Potential | 0 | 0 | 0 | 0 | 0 | 0 | 0 | 0 | 0 | 0 | 0 | 0 | 0 | 0 | 0 | 0 | 0 | 0 | 0 | 0 | 0 | 0 | 0 | 0 | 0 | 0 | 0
F12_Commercial_WA - Health_Existing_Space Heating_Natural Gas_Insulation - Ceiling_A_Technical Potential | F12 | Commercial | WA - Health | Existing | Space Heating | Natural Gas | Insulation - Ceiling | A | Cumulative Winter Peak Savings (MW) | Technical Potential | 0 | 0 | 0 | 0 | 0 | 0 | 0 | 0 | 0 | 0 | 0 | 0 | 0 | 0 | 0 | 0 | 0 | 0 | 0 | 0 | 0 | 0 | 0 | 0 | 0 | 0 | 0
F13_Commercial_WA - Health_Existing_Space Heating_Natural Gas_Insulation - Ceiling_A_Technical Potential | F13 | Commercial | WA - Health | Existing | Space Heating | Natural Gas | Insulation - Ceiling | A | Purchases (Incremental) | Technical Potential | 0 | 0 | 0 | 8151.3055 | 4386.15 | 14837.91 | 24135.8944 | 36634.9165 | 52469.0285 | 71372.288 | 92524.263 | 114436.567 | 134947.8971 | 151402.7706 | 161064.0421 | 161736.4631 | 152463.8928 | 134049.8613 | 109119.1884 | 81561.2534 | 59756.9554 | 32605.2218 | 26084.1775 | 0 | 0 | 0 | 0
F14_Commercial_WA - Health_Existing_Space Heating_Natural Gas_Insulation - Ceiling_A_Technical Potential | F14 | Commercial | WA - Health | Existing | Space Heating | Natural Gas | Insulation - Ceiling | A | Purchases (Cumulative) | Technical Potential | 0 | 0 | 0 | 8151.3055 | 12537.4555 | 27375.3655 | 51511.2599 | 88146.1764 | 140615.205 | 211987.4929 | 304511.756 | 418948.323 | 553896.22 | 705298.9906 | 866363.0327 | 1028099.4958 | 1180563.3886 | 1314613.2499 | 1423732.4383 | 1505293.6917 | 1565050.6471 | 1597655.8689 | 1623740.0464 | 1623740.0464 | 1623740.0464 | 1623740.0464 | 1623740.0464
F1_Commercial_WA - Health_Existing_Space Heating_Natural Gas_Insulation - Ducting_A_Technical Potential | F1 | Commercial | WA - Health | Existing | Space Heating | Natural Gas | Insulation - Ducting | A | Original Unit Energy Savings (kWh or therms) | Technical Potential | 0 | 0 | 0 | 0 | 0 | 0 | 0 | 0 | 0 | 0 | 0 | 0 | 0 | 0 | 0 | 0 | 0 | 0 | 0 | 0 | 0 | 0 | 0 | 0 | 0 | 0 | 0
F2_Commercial_WA - Health_Existing_Space Heating_Natural Gas_Insulation - Ducting_A_Technical Potential | F2 | Commercial | WA - Health | Existing | Space Heating | Natural Gas | Insulation - Ducting | A | Original Unit Summer Peak Savings (kW) | Technical Potential | 0 | 0 | 0 | 0 | 0 | 0 | 0 | 0 | 0 | 0 | 0 | 0 | 0 | 0 | 0 | 0 | 0 | 0 | 0 | 0 | 0 | 0 | 0 | 0 | 0 | 0 | 0
F3_Commercial_WA - Health_Existing_Space Heating_Natural Gas_Insulation - Ducting_A_Technical Potential | F3 | Commercial | WA - Health | Existing | Space Heating | Natural Gas | Insulation - Ducting | A | Original Unit Winter Peak Savings (kW) | Technical Potential | 0 | 0 | 0 | 0 | 0 | 0 | 0 | 0 | 0 | 0 | 0 | 0 | 0 | 0 | 0 | 0 | 0 | 0 | 0 | 0 | 0 | 0 | 0 | 0 | 0 | 0 | 0
F4_Commercial_WA - Health_Existing_Space Heating_Natural Gas_Insulation - Ducting_A_Technical Potential | F4 | Commercial | WA - Health | Existing | Space Heating | Natural Gas | Insulation - Ducting | A | Standalone Impact on Baseline Energy (%) | Technical Potential | 0 | 0 | 0 | 0 | 0 | 0 | 0 | 0 | 0 | 0 | 0 | 0 | 0 | 0 | 0 | 0 | 0 | 0 | 0 | 0 | 0 | 0 | 0 | 0 | 0 | 0 | 0
F5_Commercial_WA - Health_Existing_Space Heating_Natural Gas_Insulation - Ducting_A_Technical Potential | F5 | Commercial | WA - Health | Existing | Space Heating | Natural Gas | Insulation - Ducting | A | Standalone Impact on Baseline Summer Peak (%) | Technical Potential | 0 | 0 | 0 | 0 | 0 | 0 | 0 | 0 | 0 | 0 | 0 | 0 | 0 | 0 | 0 | 0 | 0 | 0 | 0 | 0 | 0 | 0 | 0 | 0 | 0 | 0 | 0
F6_Commercial_WA - Health_Existing_Space Heating_Natural Gas_Insulation - Ducting_A_Technical Potential | F6 | Commercial | WA - Health | Existing | Space Heating | Natural Gas | Insulation - Ducting | A | Standalone Impact on Baseline Winter Peak (%) | Technical Potential | 0 | 0 | 0 | 0 | 0 | 0 | 0 | 0 | 0 | 0 | 0 | 0 | 0 | 0 | 0 | 0 | 0 | 0 | 0 | 0 | 0 | 0 | 0 | 0 | 0 | 0 | 0
F7_Commercial_WA - Health_Existing_Space Heating_Natural Gas_Insulation - Ducting_A_Technical Potential | F7 | Commercial | WA - Health | Existing | Space Heating | Natural Gas | Insulation - Ducting | A | Incremental Energy Savings (MWh or mTherms) | Technical Potential | 0 | 0 | 0 | 0 | 0 | 0 | 0 | 0 | 0 | 0 | 0 | 0 | 0 | 0 | 0 | 0 | 0 | 0 | 0 | 0 | 0 | 0 | 0 | 0 | 0 | 0 | 0
F8_Commercial_WA - Health_Existing_Space Heating_Natural Gas_Insulation - Ducting_A_Technical Potential | F8 | Commercial | WA - Health | Existing | Space Heating | Natural Gas | Insulation - Ducting | A | Incremental Summer Peak Savings (MW) | Technical Potential | 0 | 0 | 0 | 0 | 0 | 0 | 0 | 0 | 0 | 0 | 0 | 0 | 0 | 0 | 0 | 0 | 0 | 0 | 0 | 0 | 0 | 0 | 0 | 0 | 0 | 0 | 0
F9_Commercial_WA - Health_Existing_Space Heating_Natural Gas_Insulation - Ducting_A_Technical Potential | F9 | Commercial | WA - Health | Existing | Space Heating | Natural Gas | Insulation - Ducting | A | Incremental Winter Peak Savings (MW) | Technical Potential | 0 | 0 | 0 | 0 | 0 | 0 | 0 | 0 | 0 | 0 | 0 | 0 | 0 | 0 | 0 | 0 | 0 | 0 | 0 | 0 | 0 | 0 | 0 | 0 | 0 | 0 | 0
F10_Commercial_WA - Health_Existing_Space Heating_Natural Gas_Insulation - Ducting_A_Technical Potential | F10 | Commercial | WA - Health | Existing | Space Heating | Natural Gas | Insulation - Ducting | A | Cumulative Energy Savings (MWh or mTherms) | Technical Potential | 0 | 0 | 0 | 0 | 0 | 0 | 0 | 0 | 0 | 0 | 0 | 0 | 0 | 0 | 0 | 0 | 0 | 0 | 0 | 0 | 0 | 0 | 0 | 0 | 0 | 0 | 0
F11_Commercial_WA - Health_Existing_Space Heating_Natural Gas_Insulation - Ducting_A_Technical Potential | F11 | Commercial | WA - Health | Existing | Space Heating | Natural Gas | Insulation - Ducting | A | Cumulative Summer Peak Savings (MW) | Technical Potential | 0 | 0 | 0 | 0 | 0 | 0 | 0 | 0 | 0 | 0 | 0 | 0 | 0 | 0 | 0 | 0 | 0 | 0 | 0 | 0 | 0 | 0 | 0 | 0 | 0 | 0 | 0
F12_Commercial_WA - Health_Existing_Space Heating_Natural Gas_Insulation - Ducting_A_Technical Potential | F12 | Commercial | WA - Health | Existing | Space Heating | Natural Gas | Insulation - Ducting | A | Cumulative Winter Peak Savings (MW) | Technical Potential | 0 | 0 | 0 | 0 | 0 | 0 | 0 | 0 | 0 | 0 | 0 | 0 | 0 | 0 | 0 | 0 | 0 | 0 | 0 | 0 | 0 | 0 | 0 | 0 | 0 | 0 | 0
F13_Commercial_WA - Health_Existing_Space Heating_Natural Gas_Insulation - Ducting_A_Technical Potential | F13 | Commercial | WA - Health | Existing | Space Heating | Natural Gas | Insulation - Ducting | A | Purchases (Incremental) | Technical Potential | 0 | 0 | 0 | 6649.7492 | 3578.175 | 12104.6108 | 19689.8086 | 29886.3793 | 42803.6812 | 58224.7612 | 75480.3199 | 93356.1468 | 110089.0739 | 123512.7865 | 131394.3501 | 131942.9041 | 124378.4389 | 109356.4658 | 89018.2852 | 66536.812 | 48749.0952 | 26598.9967 | 21279.1974 | 0 | 0 | 0 | 0
F14_Commercial_WA - Health_Existing_Space Heating_Natural Gas_Insulation - Ducting_A_Technical Potential | F14 | Commercial | WA - Health | Existing | Space Heating | Natural Gas | Insulation - Ducting | A | Purchases (Cumulative) | Technical Potential | 0 | 0 | 0 | 6649.7492 | 10227.9242 | 22332.535 | 42022.3436 | 71908.7229 | 114712.404 | 172937.1653 | 248417.4851 | 341773.6319 | 451862.7058 | 575375.4923 | 706769.8424 | 838712.7466 | 963091.1854 | 1072447.6513 | 1161465.9365 | 1228002.7485 | 1276751.8437 | 1303350.8404 | 1324630.0378 | 1324630.0378 | 1324630.0378 | 1324630.0378 | 1324630.0378
F1_Commercial_WA - Health_Existing_Space Heating_Natural Gas_Insulation - Wall Cavity_A_Technical Potential | F1 | Commercial | WA - Health | Existing | Space Heating | Natural Gas | Insulation - Wall Cavity | A | Original Unit Energy Savings (kWh or therms) | Technical Potential | 0 | 0 | 0.38343 | 0.38226 | 0.3811 | 0.37996 | 0.37884 | 0.37775 | 0.37667 | 0.37563 | 0.37462 | 0.37364 | 0.3727 | 0.37179 | 0.37093 | 0.37011 | 0.36934 | 0.36861 | 0.36793 | 0.3673 | 0.36672 | 0.3662 | 0.36571 | 0.36528 | 0.36488 | 0.36451 | 0.36418
F2_Commercial_WA - Health_Existing_Space Heating_Natural Gas_Insulation - Wall Cavity_A_Technical Potential | F2 | Commercial | WA - Health | Existing | Space Heating | Natural Gas | Insulation - Wall Cavity | A | Original Unit Summer Peak Savings (kW) | Technical Potential | 0 | 0 | 0 | 0 | 0 | 0 | 0 | 0 | 0 | 0 | 0 | 0 | 0 | 0 | 0 | 0 | 0 | 0 | 0 | 0 | 0 | 0 | 0 | 0 | 0 | 0 | 0
F3_Commercial_WA - Health_Existing_Space Heating_Natural Gas_Insulation - Wall Cavity_A_Technical Potential | F3 | Commercial | WA - Health | Existing | Space Heating | Natural Gas | Insulation - Wall Cavity | A | Original Unit Winter Peak Savings (kW) | Technical Potential | 0 | 0 | 0 | 0 | 0 | 0 | 0 | 0 | 0 | 0 | 0 | 0 | 0 | 0 | 0 | 0 | 0 | 0 | 0 | 0 | 0 | 0 | 0 | 0 | 0 | 0 | 0
F4_Commercial_WA - Health_Existing_Space Heating_Natural Gas_Insulation - Wall Cavity_A_Technical Potential | F4 | Commercial | WA - Health | Existing | Space Heating | Natural Gas | Insulation - Wall Cavity | A | Standalone Impact on Baseline Energy (%) | Technical Potential | 0 | 0 | 0 | 0.00061666 | 0.00094848 | 0.002071 | 0.0038969 | 0.0066684 | 0.010638 | 0.016037 | 0.023037 | 0.031694 | 0.041903 | 0.053357 | 0.065542 | 0.077778 | 0.089312 | 0.099453 | 0.10771 | 0.11388 | 0.1184 | 0.12087 | 0.12284 | 0.12284 | 0.12284 | 0.12284 | 0.12284
F5_Commercial_WA - Health_Existing_Space Heating_Natural Gas_Insulation - Wall Cavity_A_Technical Potential | F5 | Commercial | WA - Health | Existing | Space Heating | Natural Gas | Insulation - Wall Cavity | A | Standalone Impact on Baseline Summer Peak (%) | Technical Potential | 0 | 0 | 0 | 0 | 0 | 0 | 0 | 0 | 0 | 0 | 0 | 0 | 0 | 0 | 0 | 0 | 0 | 0 | 0 | 0 | 0 | 0 | 0 | 0 | 0 | 0 | 0
F6_Commercial_WA - Health_Existing_Space Heating_Natural Gas_Insulation - Wall Cavity_A_Technical Potential | F6 | Commercial | WA - Health | Existing | Space Heating | Natural Gas | Insulation - Wall Cavity | A | Standalone Impact on Baseline Winter Peak (%) | Technical Potential | 0 | 0 | 0 | 0 | 0 | 0 | 0 | 0 | 0 | 0 | 0 | 0 | 0 | 0 | 0 | 0 | 0 | 0 | 0 | 0 | 0 | 0 | 0 | 0 | 0 | 0 | 0
F7_Commercial_WA - Health_Existing_Space Heating_Natural Gas_Insulation - Wall Cavity_A_Technical Potential | F7 | Commercial | WA - Health | Existing | Space Heating | Natural Gas | Insulation - Wall Cavity | A | Incremental Energy Savings (MWh or mTherms) | Technical Potential | 0 | 0 | 0 | 1.6191 | 0.86857 | 2.9295 | 4.7512 | 7.1908 | 10.2695 | 13.9307 | 18.0105 | 22.2177 | 26.1338 | 29.2493 | 31.0436 | 31.1043 | 29.2597 | 25.6752 | 20.8616 | 15.5664 | 11.387 | 6.2041 | 4.9568 | 0 | 0 | 0 | 0
F8_Commercial_WA - Health_Existing_Space Heating_Natural Gas_Insulation - Wall Cavity_A_Technical Potential | F8 | Commercial | WA - Health | Existing | Space Heating | Natural Gas | Insulation - Wall Cavity | A | Incremental Summer Peak Savings (MW) | Technical Potential | 0 | 0 | 0 | 0 | 0 | 0 | 0 | 0 | 0 | 0 | 0 | 0 | 0 | 0 | 0 | 0 | 0 | 0 | 0 | 0 | 0 | 0 | 0 | 0 | 0 | 0 | 0
F9_Commercial_WA - Health_Existing_Space Heating_Natural Gas_Insulation - Wall Cavity_A_Technical Potential | F9 | Commercial | WA - Health | Existing | Space Heating | Natural Gas | Insulation - Wall Cavity | A | Incremental Winter Peak Savings (MW) | Technical Potential | 0 | 0 | 0 | 0 | 0 | 0 | 0 | 0 | 0 | 0 | 0 | 0 | 0 | 0 | 0 | 0 | 0 | 0 | 0 | 0 | 0 | 0 | 0 | 0 | 0 | 0 | 0
F10_Commercial_WA - Health_Existing_Space Heating_Natural Gas_Insulation - Wall Cavity_A_Technical Potential | F10 | Commercial | WA - Health | Existing | Space Heating | Natural Gas | Insulation - Wall Cavity | A | Cumulative Energy Savings (MWh or mTherms) | Technical Potential | 0 | 0 | 0 | 1.6191 | 2.4827 | 5.4048 | 10.1401 | 17.3015 | 27.522 | 41.3764 | 59.2754 | 81.3381 | 107.2667 | 136.256 | 166.9835 | 197.7189 | 226.565 | 251.7938 | 272.1913 | 287.2927 | 298.2275 | 304.0033 | 308.5615 | 308.1923 | 307.8557 | 307.549 | 307.2693
F11_Commercial_WA - Health_Existing_Space Heating_Natural Gas_Insulation - Wall Cavity_A_Technical Potential | F11 | Commercial | WA - Health | Existing | Space Heating | Natural Gas | Insulation - Wall Cavity | A | Cumulative Summer Peak Savings (MW) | Technical Potential | 0 | 0 | 0 | 0 | 0 | 0 | 0 | 0 | 0 | 0 | 0 | 0 | 0 | 0 | 0 | 0 | 0 | 0 | 0 | 0 | 0 | 0 | 0 | 0 | 0 | 0 | 0
F12_Commercial_WA - Health_Existing_Space Heating_Natural Gas_Insulation - Wall Cavity_A_Technical Potential | F12 | Commercial | WA - Health | Existing | Space Heating | Natural Gas | Insulation - Wall Cavity | A | Cumulative Winter Peak Savings (MW) | Technical Potential | 0 | 0 | 0 | 0 | 0 | 0 | 0 | 0 | 0 | 0 | 0 | 0 | 0 | 0 | 0 | 0 | 0 | 0 | 0 | 0 | 0 | 0 | 0 | 0 | 0 | 0 | 0
F13_Commercial_WA - Health_Existing_Space Heating_Natural Gas_Insulation - Wall Cavity_A_Technical Potential | F13 | Commercial | WA - Health | Existing | Space Heating | Natural Gas | Insulation - Wall Cavity | A | Purchases (Incremental) | Technical Potential | 0 | 0 | 0 | 4235.5487 | 2279.1137 | 7710.0155 | 12541.3969 | 19036.0888 | 27263.7467 | 37086.1828 | 48077.0875 | 59463.0712 | 70121.0865 | 78671.302 | 83691.4533 | 84040.854 | 79222.6781 | 69654.4527 | 56700.0762 | 42380.5323 | 31050.6701 | 16942.1949 | 13553.756 | 0 | 0 | 0 | 0
F14_Commercial_WA - Health_Existing_Space Heating_Natural Gas_Insulation - Wall Cavity_A_Technical Potential | F14 | Commercial | WA - Health | Existing | Space Heating | Natural Gas | Insulation - Wall Cavity | A | Purchases (Cumulative) | Technical Potential | 0 | 0 | 0 | 4235.5487 | 6514.6625 | 14224.6779 | 26766.0748 | 45802.1636 | 73065.9103 | 110152.0931 | 158229.1806 | 217692.2518 | 287813.3383 | 366484.6403 | 450176.0936 | 534216.9476 | 613439.6257 | 683094.0785 | 739794.1547 | 782174.6869 | 813225.357 | 830167.552 | 843721.3079 | 843721.3079 | 843721.3079 | 843721.3079 | 843721.3079
F1_Commercial_WA - Health_Existing_Space Heating_Natural Gas_Green Roof - Vegetated Rooftop_A_Technical Potential | F1 | Commercial | WA - Health | Existing | Space Heating | Natural Gas | Green Roof - Vegetated Rooftop | A | Original Unit Energy Savings (kWh or therms) | Technical Potential | 0 | 0 | 0.0052375 | 0.0052215 | 0.0052056 | 0.0051901 | 0.0051748 | 0.0051598 | 0.0051452 | 0.0051309 | 0.0051171 | 0.0051037 | 0.0050908 | 0.0050785 | 0.0050667 | 0.0050555 | 0.0050449 | 0.005035 | 0.0050257 | 0.0050171 | 0.0050092 | 0.005002 | 0.0049955 | 0.0049895 | 0.0049841 | 0.0049791 | 0.0049746
F2_Commercial_WA - Health_Existing_Space Heating_Natural Gas_Green Roof - Vegetated Rooftop_A_Technical Potential | F2 | Commercial | WA - Health | Existing | Space Heating | Natural Gas | Green Roof - Vegetated Rooftop | A | Original Unit Summer Peak Savings (kW) | Technical Potential | 0 | 0 | 0 | 0 | 0 | 0 | 0 | 0 | 0 | 0 | 0 | 0 | 0 | 0 | 0 | 0 | 0 | 0 | 0 | 0 | 0 | 0 | 0 | 0 | 0 | 0 | 0
F3_Commercial_WA - Health_Existing_Space Heating_Natural Gas_Green Roof - Vegetated Rooftop_A_Technical Potential | F3 | Commercial | WA - Health | Existing | Space Heating | Natural Gas | Green Roof - Vegetated Rooftop | A | Original Unit Winter Peak Savings (kW) | Technical Potential | 0 | 0 | 0 | 0 | 0 | 0 | 0 | 0 | 0 | 0 | 0 | 0 | 0 | 0 | 0 | 0 | 0 | 0 | 0 | 0 | 0 | 0 | 0 | 0 | 0 | 0 | 0
F4_Commercial_WA - Health_Existing_Space Heating_Natural Gas_Green Roof - Vegetated Rooftop_A_Technical Potential | F4 | Commercial | WA - Health | Existing | Space Heating | Natural Gas | Green Roof - Vegetated Rooftop | A | Standalone Impact on Baseline Energy (%) | Technical Potential | 0 | 0 | 0 | 0 | 0 | 0 | 0 | 0 | 0 | 0 | 0 | 0 | 0 | 0 | 0 | 0 | 0 | 0 | 0 | 0 | 0 | 0 | 0 | 0 | 0 | 0 | 0
F5_Commercial_WA - Health_Existing_Space Heating_Natural Gas_Green Roof - Vegetated Rooftop_A_Technical Potential | F5 | Commercial | WA - Health | Existing | Space Heating | Natural Gas | Green Roof - Vegetated Rooftop | A | Standalone Impact on Baseline Summer Peak (%) | Technical Potential | 0 | 0 | 0 | 0 | 0 | 0 | 0 | 0 | 0 | 0 | 0 | 0 | 0 | 0 | 0 | 0 | 0 | 0 | 0 | 0 | 0 | 0 | 0 | 0 | 0 | 0 | 0
F6_Commercial_WA - Health_Existing_Space Heating_Natural Gas_Green Roof - Vegetated Rooftop_A_Technical Potential | F6 | Commercial | WA - Health | Existing | Space Heating | Natural Gas | Green Roof - Vegetated Rooftop | A | Standalone Impact on Baseline Winter Peak (%) | Technical Potential | 0 | 0 | 0 | 0 | 0 | 0 | 0 | 0 | 0 | 0 | 0 | 0 | 0 | 0 | 0 | 0 | 0 | 0 | 0 | 0 | 0 | 0 | 0 | 0 | 0 | 0 | 0
F7_Commercial_WA - Health_Existing_Space Heating_Natural Gas_Green Roof - Vegetated Rooftop_A_Technical Potential | F7 | Commercial | WA - Health | Existing | Space Heating | Natural Gas | Green Roof - Vegetated Rooftop | A | Incremental Energy Savings (MWh or mTherms) | Technical Potential | 0 | 0 | 0 | 0 | 0 | 0 | 0 | 0 | 0 | 0 | 0 | 0 | 0 | 0 | 0 | 0 | 0 | 0 | 0 | 0 | 0 | 0 | 0 | 0 | 0 | 0 | 0
F8_Commercial_WA - Health_Existing_Space Heating_Natural Gas_Green Roof - Vegetated Rooftop_A_Technical Potential | F8 | Commercial | WA - Health | Existing | Space Heating | Natural Gas | Green Roof - Vegetated Rooftop | A | Incremental Summer Peak Savings (MW) | Technical Potential | 0 | 0 | 0 | 0 | 0 | 0 | 0 | 0 | 0 | 0 | 0 | 0 | 0 | 0 | 0 | 0 | 0 | 0 | 0 | 0 | 0 | 0 | 0 | 0 | 0 | 0 | 0
F9_Commercial_WA - Health_Existing_Space Heating_Natural Gas_Green Roof - Vegetated Rooftop_A_Technical Potential | F9 | Commercial | WA - Health | Existing | Space Heating | Natural Gas | Green Roof - Vegetated Rooftop | A | Incremental Winter Peak Savings (MW) | Technical Potential | 0 | 0 | 0 | 0 | 0 | 0 | 0 | 0 | 0 | 0 | 0 | 0 | 0 | 0 | 0 | 0 | 0 | 0 | 0 | 0 | 0 | 0 | 0 | 0 | 0 | 0 | 0
F10_Commercial_WA - Health_Existing_Space Heating_Natural Gas_Green Roof - Vegetated Rooftop_A_Technical Potential | F10 | Commercial | WA - Health | Existing | Space Heating | Natural Gas | Green Roof - Vegetated Rooftop | A | Cumulative Energy Savings (MWh or mTherms) | Technical Potential | 0 | 0 | 0 | 0 | 0 | 0 | 0 | 0 | 0 | 0 | 0 | 0 | 0 | 0 | 0 | 0 | 0 | 0 | 0 | 0 | 0 | 0 | 0 | 0 | 0 | 0 | 0
F11_Commercial_WA - Health_Existing_Space Heating_Natural Gas_Green Roof - Vegetated Rooftop_A_Technical Potential | F11 | Commercial | WA - Health | Existing | Space Heating | Natural Gas | Green Roof - Vegetated Rooftop | A | Cumulative Summer Peak Savings (MW) | Technical Potential | 0 | 0 | 0 | 0 | 0 | 0 | 0 | 0 | 0 | 0 | 0 | 0 | 0 | 0 | 0 | 0 | 0 | 0 | 0 | 0 | 0 | 0 | 0 | 0 | 0 | 0 | 0
F12_Commercial_WA - Health_Existing_Space Heating_Natural Gas_Green Roof - Vegetated Rooftop_A_Technical Potential | F12 | Commercial | WA - Health | Existing | Space Heating | Natural Gas | Green Roof - Vegetated Rooftop | A | Cumulative Winter Peak Savings (MW) | Technical Potential | 0 | 0 | 0 | 0 | 0 | 0 | 0 | 0 | 0 | 0 | 0 | 0 | 0 | 0 | 0 | 0 | 0 | 0 | 0 | 0 | 0 | 0 | 0 | 0 | 0 | 0 | 0
F13_Commercial_WA - Health_Existing_Space Heating_Natural Gas_Green Roof - Vegetated Rooftop_A_Technical Potential | F13 | Commercial | WA - Health | Existing | Space Heating | Natural Gas | Green Roof - Vegetated Rooftop | A | Purchases (Incremental) | Technical Potential | 0 | 0 | 0 | 0 | 0 | 0 | 0 | 0 | 0 | 0 | 0 | 0 | 0 | 0 | 0 | 0 | 0 | 0 | 0 | 0 | 0 | 0 | 0 | 0 | 0 | 0 | 0
F14_Commercial_WA - Health_Existing_Space Heating_Natural Gas_Green Roof - Vegetated Rooftop_A_Technical Potential | F14 | Commercial | WA - Health | Existing | Space Heating | Natural Gas | Green Roof - Vegetated Rooftop | A | Purchases (Cumulative) | Technical Potential | 0 | 0 | 0 | 0 | 0 | 0 | 0 | 0 | 0 | 0 | 0 | 0 | 0 | 0 | 0 | 0 | 0 | 0 | 0 | 0 | 0 | 0 | 0 | 0 | 0 | 0 | 0
F1_Commercial_WA - Health_Existing_Space Heating_Natural Gas_Ducting - Repair and Sealing_A_Technical Potential | F1 | Commercial | WA - Health | Existing | Space Heating | Natural Gas | Ducting - Repair and Sealing | A | Original Unit Energy Savings (kWh or therms) | Technical Potential | 0 | 0 | 0.15016 | 0.1497 | 0.14925 | 0.1488 | 0.14837 | 0.14794 | 0.14752 | 0.14711 | 0.14671 | 0.14633 | 0.14596 | 0.14561 | 0.14527 | 0.14495 | 0.14464 | 0.14436 | 0.14409 | 0.14385 | 0.14362 | 0.14341 | 0.14323 | 0.14305 | 0.1429 | 0.14276 | 0.14263
F2_Commercial_WA - Health_Existing_Space Heating_Natural Gas_Ducting - Repair and Sealing_A_Technical Potential | F2 | Commercial | WA - Health | Existing | Space Heating | Natural Gas | Ducting - Repair and Sealing | A | Original Unit Summer Peak Savings (kW) | Technical Potential | 0 | 0 | 0 | 0 | 0 | 0 | 0 | 0 | 0 | 0 | 0 | 0 | 0 | 0 | 0 | 0 | 0 | 0 | 0 | 0 | 0 | 0 | 0 | 0 | 0 | 0 | 0
F3_Commercial_WA - Health_Existing_Space Heating_Natural Gas_Ducting - Repair and Sealing_A_Technical Potential | F3 | Commercial | WA - Health | Existing | Space Heating | Natural Gas | Ducting - Repair and Sealing | A | Original Unit Winter Peak Savings (kW) | Technical Potential | 0 | 0 | 0 | 0 | 0 | 0 | 0 | 0 | 0 | 0 | 0 | 0 | 0 | 0 | 0 | 0 | 0 | 0 | 0 | 0 | 0 | 0 | 0 | 0 | 0 | 0 | 0
F4_Commercial_WA - Health_Existing_Space Heating_Natural Gas_Ducting - Repair and Sealing_A_Technical Potential | F4 | Commercial | WA - Health | Existing | Space Heating | Natural Gas | Ducting - Repair and Sealing | A | Standalone Impact on Baseline Energy (%) | Technical Potential | 0 | 0 | 0 | 0.00037916 | 0.00058318 | 0.0012734 | 0.002396 | 0.0041001 | 0.0065407 | 0.0098606 | 0.014164 | 0.019487 | 0.025764 | 0.032807 | 0.040299 | 0.047822 | 0.054914 | 0.061149 | 0.066225 | 0.070019 | 0.072798 | 0.073936 | 0.074945 | 0.074945 | 0.074945 | 0.074945 | 0.074945
F5_Commercial_WA - Health_Existing_Space Heating_Natural Gas_Ducting - Repair and Sealing_A_Technical Potential | F5 | Commercial | WA - Health | Existing | Space Heating | Natural Gas | Ducting - Repair and Sealing | A | Standalone Impact on Baseline Summer Peak (%) | Technical Potential | 0 | 0 | 0 | 0 | 0 | 0 | 0 | 0 | 0 | 0 | 0 | 0 | 0 | 0 | 0 | 0 | 0 | 0 | 0 | 0 | 0 | 0 | 0 | 0 | 0 | 0 | 0
F6_Commercial_WA - Health_Existing_Space Heating_Natural Gas_Ducting - Repair and Sealing_A_Technical Potential | F6 | Commercial | WA - Health | Existing | Space Heating | Natural Gas | Ducting - Repair and Sealing | A | Standalone Impact on Baseline Winter Peak (%) | Technical Potential | 0 | 0 | 0 | 0 | 0 | 0 | 0 | 0 | 0 | 0 | 0 | 0 | 0 | 0 | 0 | 0 | 0 | 0 | 0 | 0 | 0 | 0 | 0 | 0 | 0 | 0 | 0
F7_Commercial_WA - Health_Existing_Space Heating_Natural Gas_Ducting - Repair and Sealing_A_Technical Potential | F7 | Commercial | WA - Health | Existing | Space Heating | Natural Gas | Ducting - Repair and Sealing | A | Incremental Energy Savings (MWh or mTherms) | Technical Potential | 0 | 0 | 0 | 0.99549 | 0.53405 | 1.8012 | 2.9213 | 4.4213 | 6.3143 | 8.5654 | 11.0738 | 13.6606 | 16.0685 | 17.9841 | 19.0873 | 19.1247 | 17.9905 | 15.7865 | 12.8268 | 9.5711 | 7.0013 | 2.861 | 2.5352 | 0 | 0 | 0 | 0
F8_Commercial_WA - Health_Existing_Space Heating_Natural Gas_Ducting - Repair and Sealing_A_Technical Potential | F8 | Commercial | WA - Health | Existing | Space Heating | Natural Gas | Ducting - Repair and Sealing | A | Incremental Summer Peak Savings (MW) | Technical Potential | 0 | 0 | 0 | 0 | 0 | 0 | 0 | 0 | 0 | 0 | 0 | 0 | 0 | 0 | 0 | 0 | 0 | 0 | 0 | 0 | 0 | 0 | 0 | 0 | 0 | 0 | 0
F9_Commercial_WA - Health_Existing_Space Heating_Natural Gas_Ducting - Repair and Sealing_A_Technical Potential | F9 | Commercial | WA - Health | Existing | Space Heating | Natural Gas | Ducting - Repair and Sealing | A | Incremental Winter Peak Savings (MW) | Technical Potential | 0 | 0 | 0 | 0 | 0 | 0 | 0 | 0 | 0 | 0 | 0 | 0 | 0 | 0 | 0 | 0 | 0 | 0 | 0 | 0 | 0 | 0 | 0 | 0 | 0 | 0 | 0
F10_Commercial_WA - Health_Existing_Space Heating_Natural Gas_Ducting - Repair and Sealing_A_Technical Potential | F10 | Commercial | WA - Health | Existing | Space Heating | Natural Gas | Ducting - Repair and Sealing | A | Cumulative Energy Savings (MWh or mTherms) | Technical Potential | 0 | 0 | 0 | 0.99549 | 1.5265 | 3.3232 | 6.2347 | 10.6379 | 16.922 | 25.4405 | 36.4458 | 50.0112 | 65.9535 | 83.7777 | 102.6706 | 121.5685 | 139.3046 | 154.8167 | 167.3582 | 176.6434 | 183.3667 | 185.9643 | 188.2557 | 188.0305 | 187.8251 | 187.638 | 187.4674
F11_Commercial_WA - Health_Existing_Space Heating_Natural Gas_Ducting - Repair and Sealing_A_Technical Potential | F11 | Commercial | WA - Health | Existing | Space Heating | Natural Gas | Ducting - Repair and Sealing | A | Cumulative Summer Peak Savings (MW) | Technical Potential | 0 | 0 | 0 | 0 | 0 | 0 | 0 | 0 | 0 | 0 | 0 | 0 | 0 | 0 | 0 | 0 | 0 | 0 | 0 | 0 | 0 | 0 | 0 | 0 | 0 | 0 | 0
F12_Commercial_WA - Health_Existing_Space Heating_Natural Gas_Ducting - Repair and Sealing_A_Technical Potential | F12 | Commercial | WA - Health | Existing | Space Heating | Natural Gas | Ducting - Repair and Sealing | A | Cumulative Winter Peak Savings (MW) | Technical Potential | 0 | 0 | 0 | 0 | 0 | 0 | 0 | 0 | 0 | 0 | 0 | 0 | 0 | 0 | 0 | 0 | 0 | 0 | 0 | 0 | 0 | 0 | 0 | 0 | 0 | 0 | 0
F13_Commercial_WA - Health_Existing_Space Heating_Natural Gas_Ducting - Repair and Sealing_A_Technical Potential | F13 | Commercial | WA - Health | Existing | Space Heating | Natural Gas | Ducting - Repair and Sealing | A | Purchases (Incremental) | Technical Potential | 0 | 0 | 0 | 6649.7492 | 3578.175 | 12104.6108 | 19689.8086 | 29886.3793 | 42803.6812 | 58224.7612 | 75480.3199 | 93356.1468 | 110089.0739 | 123512.7865 | 131394.3501 | 131942.9041 | 124378.4389 | 109356.4658 | 89018.2852 | 66536.812 | 48749.0952 | 19949.2476 | 17701.0224 | 0 | 0 | 0 | 0
F14_Commercial_WA - Health_Existing_Space Heating_Natural Gas_Ducting - Repair and Sealing_A_Technical Potential | F14 | Commercial | WA - Health | Existing | Space Heating | Natural Gas | Ducting - Repair and Sealing | A | Purchases (Cumulative) | Technical Potential | 0 | 0 | 0 | 6649.7492 | 10227.9242 | 22332.535 | 42022.3436 | 71908.7229 | 114712.404 | 172937.1653 | 248417.4851 | 341773.6319 | 451862.7058 | 575375.4923 | 706769.8424 | 838712.7466 | 963091.1854 | 1072447.6513 | 1161465.9365 | 1228002.7485 | 1276751.8437 | 1296701.0913 | 1314402.1136 | 1314402.1136 | 1314402.1136 | 1314402.1136 | 1314402.1136
F1_Commercial_WA - Health_Existing_Space Heating_Natural Gas_Windows - High Efficiency Glazing_A_Technical Potential | F1 | Commercial | WA - Health | Existing | Space Heating | Natural Gas | Windows - High Efficiency Glazing | A | Original Unit Energy Savings (kWh or therms) | Technical Potential | 0 | 0 | 0.29133 | 0.29044 | 0.28956 | 0.28869 | 0.28784 | 0.28701 | 0.28619 | 0.2854 | 0.28463 | 0.28389 | 0.28317 | 0.28248 | 0.28183 | 0.28121 | 0.28062 | 0.28007 | 0.27955 | 0.27907 | 0.27863 | 0.27823 | 0.27787 | 0.27753 | 0.27723 | 0.27696 | 0.2767
F2_Commercial_WA - Health_Existing_Space Heating_Natural Gas_Windows - High Efficiency Glazing_A_Technical Potential | F2 | Commercial | WA - Health | Existing | Space Heating | Natural Gas | Windows - High Efficiency Glazing | A | Original Unit Summer Peak Savings (kW) | Technical Potential | 0 | 0 | 0 | 0 | 0 | 0 | 0 | 0 | 0 | 0 | 0 | 0 | 0 | 0 | 0 | 0 | 0 | 0 | 0 | 0 | 0 | 0 | 0 | 0 | 0 | 0 | 0
F3_Commercial_WA - Health_Existing_Space Heating_Natural Gas_Windows - High Efficiency Glazing_A_Technical Potential | F3 | Commercial | WA - Health | Existing | Space Heating | Natural Gas | Windows - High Efficiency Glazing | A | Original Unit Winter Peak Savings (kW) | Technical Potential | 0 | 0 | 0 | 0 | 0 | 0 | 0 | 0 | 0 | 0 | 0 | 0 | 0 | 0 | 0 | 0 | 0 | 0 | 0 | 0 | 0 | 0 | 0 | 0 | 0 | 0 | 0
F4_Commercial_WA - Health_Existing_Space Heating_Natural Gas_Windows - High Efficiency Glazing_A_Technical Potential | F4 | Commercial | WA - Health | Existing | Space Heating | Natural Gas | Windows - High Efficiency Glazing | A | Standalone Impact on Baseline Energy (%) | Technical Potential | 0 | 0 | 0 | 0.00011796 | 0.00018143 | 0.00039615 | 0.00074542 | 0.0012756 | 0.0020348 | 0.0030677 | 0.0044066 | 0.0060626 | 0.0080154 | 0.010206 | 0.012537 | 0.014878 | 0.017084 | 0.019024 | 0.020603 | 0.021783 | 0.022648 | 0.02312 | 0.023497 | 0.023497 | 0.023497 | 0.023497 | 0.023497
F5_Commercial_WA - Health_Existing_Space Heating_Natural Gas_Windows - High Efficiency Glazing_A_Technical Potential | F5 | Commercial | WA - Health | Existing | Space Heating | Natural Gas | Windows - High Efficiency Glazing | A | Standalone Impact on Baseline Summer Peak (%) | Technical Potential | 0 | 0 | 0 | 0 | 0 | 0 | 0 | 0 | 0 | 0 | 0 | 0 | 0 | 0 | 0 | 0 | 0 | 0 | 0 | 0 | 0 | 0 | 0 | 0 | 0 | 0 | 0
F6_Commercial_WA - Health_Existing_Space Heating_Natural Gas_Windows - High Efficiency Glazing_A_Technical Potential | F6 | Commercial | WA - Health | Existing | Space Heating | Natural Gas | Windows - High Efficiency Glazing | A | Standalone Impact on Baseline Winter Peak (%) | Technical Potential | 0 | 0 | 0 | 0 | 0 | 0 | 0 | 0 | 0 | 0 | 0 | 0 | 0 | 0 | 0 | 0 | 0 | 0 | 0 | 0 | 0 | 0 | 0 | 0 | 0 | 0 | 0
F7_Commercial_WA - Health_Existing_Space Heating_Natural Gas_Windows - High Efficiency Glazing_A_Technical Potential | F7 | Commercial | WA - Health | Existing | Space Heating | Natural Gas | Windows - High Efficiency Glazing | A | Incremental Energy Savings (MWh or mTherms) | Technical Potential | 0 | 0 | 0 | 0.3097 | 0.16614 | 0.56037 | 0.90883 | 1.3755 | 1.9644 | 2.6647 | 3.4451 | 4.2499 | 4.999 | 5.5949 | 5.9381 | 5.9497 | 5.5969 | 4.9112 | 3.9905 | 2.9776 | 2.1781 | 1.1867 | 0.94815 | 0 | 0 | 0 | 0
F8_Commercial_WA - Health_Existing_Space Heating_Natural Gas_Windows - High Efficiency Glazing_A_Technical Potential | F8 | Commercial | WA - Health | Existing | Space Heating | Natural Gas | Windows - High Efficiency Glazing | A | Incremental Summer Peak Savings (MW) | Technical Potential | 0 | 0 | 0 | 0 | 0 | 0 | 0 | 0 | 0 | 0 | 0 | 0 | 0 | 0 | 0 | 0 | 0 | 0 | 0 | 0 | 0 | 0 | 0 | 0 | 0 | 0 | 0
F9_Commercial_WA - Health_Existing_Space Heating_Natural Gas_Windows - High Efficiency Glazing_A_Technical Potential | F9 | Commercial | WA - Health | Existing | Space Heating | Natural Gas | Windows - High Efficiency Glazing | A | Incremental Winter Peak Savings (MW) | Technical Potential | 0 | 0 | 0 | 0 | 0 | 0 | 0 | 0 | 0 | 0 | 0 | 0 | 0 | 0 | 0 | 0 | 0 | 0 | 0 | 0 | 0 | 0 | 0 | 0 | 0 | 0 | 0
F10_Commercial_WA - Health_Existing_Space Heating_Natural Gas_Windows - High Efficiency Glazing_A_Technical Potential | F10 | Commercial | WA - Health | Existing | Space Heating | Natural Gas | Windows - High Efficiency Glazing | A | Cumulative Energy Savings (MWh or mTherms) | Technical Potential | 0 | 0 | 0 | 0.3097 | 0.47491 | 1.0339 | 1.9396 | 3.3095 | 5.2645 | 7.9146 | 11.3384 | 15.5586 | 20.5183 | 26.0635 | 31.9411 | 37.8203 | 43.3381 | 48.1639 | 52.0656 | 54.9542 | 57.0459 | 58.1507 | 59.0226 | 58.952 | 58.8876 | 58.8289 | 58.7755
F11_Commercial_WA - Health_Existing_Space Heating_Natural Gas_Windows - High Efficiency Glazing_A_Technical Potential | F11 | Commercial | WA - Health | Existing | Space Heating | Natural Gas | Windows - High Efficiency Glazing | A | Cumulative Summer Peak Savings (MW) | Technical Potential | 0 | 0 | 0 | 0 | 0 | 0 | 0 | 0 | 0 | 0 | 0 | 0 | 0 | 0 | 0 | 0 | 0 | 0 | 0 | 0 | 0 | 0 | 0 | 0 | 0 | 0 | 0
F12_Commercial_WA - Health_Existing_Space Heating_Natural Gas_Windows - High Efficiency Glazing_A_Technical Potential | F12 | Commercial | WA - Health | Existing | Space Heating | Natural Gas | Windows - High Efficiency Glazing | A | Cumulative Winter Peak Savings (MW) | Technical Potential | 0 | 0 | 0 | 0 | 0 | 0 | 0 | 0 | 0 | 0 | 0 | 0 | 0 | 0 | 0 | 0 | 0 | 0 | 0 | 0 | 0 | 0 | 0 | 0 | 0 | 0 | 0
F13_Commercial_WA - Health_Existing_Space Heating_Natural Gas_Windows - High Efficiency Glazing_A_Technical Potential | F13 | Commercial | WA - Health | Existing | Space Heating | Natural Gas | Windows - High Efficiency Glazing | A | Purchases (Incremental) | Technical Potential | 0 | 0 | 0 | 1066.3303 | 573.7835 | 1941.0527 | 3157.3882 | 4792.4744 | 6863.8473 | 9336.7173 | 12103.7578 | 14970.2624 | 17653.4955 | 19806.0747 | 21069.9345 | 21157.8987 | 19944.8877 | 17536.0171 | 14274.6582 | 10669.6085 | 7817.2329 | 4265.3213 | 3412.257 | 0 | 0 | 0 | 0
F14_Commercial_WA - Health_Existing_Space Heating_Natural Gas_Windows - High Efficiency Glazing_A_Technical Potential | F14 | Commercial | WA - Health | Existing | Space Heating | Natural Gas | Windows - High Efficiency Glazing | A | Purchases (Cumulative) | Technical Potential | 0 | 0 | 0 | 1066.3303 | 1640.1138 | 3581.1665 | 6738.5548 | 11531.0291 | 18394.8764 | 27731.5938 | 39835.3516 | 54805.6139 | 72459.1095 | 92265.1842 | 113335.1187 | 134493.0173 | 154437.905 | 171973.9221 | 186248.5803 | 196918.1887 | 204735.4217 | 209000.743 | 212413 | 212413 | 212413 | 212413 | 212413
F1_Commercial_WA - Health_Existing_Space Heating_Natural Gas_Windows - Secondary Glazing Systems_A_Technical Potential | F1 | Commercial | WA - Health | Existing | Space Heating | Natural Gas | Windows - Secondary Glazing Systems | A | Original Unit Energy Savings (kWh or therms) | Technical Potential | 0 | 0 | 1.1637 | 1.1602 | 1.1567 | 1.1532 | 1.1498 | 1.1465 | 1.1432 | 1.1401 | 1.137 | 1.134 | 1.1312 | 1.1284 | 1.1258 | 1.1233 | 1.121 | 1.1187 | 1.1167 | 1.1148 | 1.113 | 1.1114 | 1.11 | 1.1086 | 1.1074 | 1.1063 | 1.1053
F2_Commercial_WA - Health_Existing_Space Heating_Natural Gas_Windows - Secondary Glazing Systems_A_Technical Potential | F2 | Commercial | WA - Health | Existing | Space Heating | Natural Gas | Windows - Secondary Glazing Systems | A | Original Unit Summer Peak Savings (kW) | Technical Potential | 0 | 0 | 0 | 0 | 0 | 0 | 0 | 0 | 0 | 0 | 0 | 0 | 0 | 0 | 0 | 0 | 0 | 0 | 0 | 0 | 0 | 0 | 0 | 0 | 0 | 0 | 0
F3_Commercial_WA - Health_Existing_Space Heating_Natural Gas_Windows - Secondary Glazing Systems_A_Technical Potential | F3 | Commercial | WA - Health | Existing | Space Heating | Natural Gas | Windows - Secondary Glazing Systems | A | Original Unit Winter Peak Savings (kW) | Technical Potential | 0 | 0 | 0 | 0 | 0 | 0 | 0 | 0 | 0 | 0 | 0 | 0 | 0 | 0 | 0 | 0 | 0 | 0 | 0 | 0 | 0 | 0 | 0 | 0 | 0 | 0 | 0
F4_Commercial_WA - Health_Existing_Space Heating_Natural Gas_Windows - Secondary Glazing Systems_A_Technical Potential | F4 | Commercial | WA - Health | Existing | Space Heating | Natural Gas | Windows - Secondary Glazing Systems | A | Standalone Impact on Baseline Energy (%) | Technical Potential | 0 | 0 | 0 | 0.00047119 | 0.00072473 | 0.0015824 | 0.0029776 | 0.0050953 | 0.0081283 | 0.012254 | 0.017602 | 0.024218 | 0.032018 | 0.04077 | 0.050081 | 0.05943 | 0.068243 | 0.075992 | 0.0823 | 0.087014 | 0.090469 | 0.092353 | 0.093861 | 0.093861 | 0.093861 | 0.093861 | 0.093861
F5_Commercial_WA - Health_Existing_Space Heating_Natural Gas_Windows - Secondary Glazing Systems_A_Technical Potential | F5 | Commercial | WA - Health | Existing | Space Heating | Natural Gas | Windows - Secondary Glazing Systems | A | Standalone Impact on Baseline Summer Peak (%) | Technical Potential | 0 | 0 | 0 | 0 | 0 | 0 | 0 | 0 | 0 | 0 | 0 | 0 | 0 | 0 | 0 | 0 | 0 | 0 | 0 | 0 | 0 | 0 | 0 | 0 | 0 | 0 | 0
F6_Commercial_WA - Health_Existing_Space Heating_Natural Gas_Windows - Secondary Glazing Systems_A_Technical Potential | F6 | Commercial | WA - Health | Existing | Space Heating | Natural Gas | Windows - Secondary Glazing Systems | A | Standalone Impact on Baseline Winter Peak (%) | Technical Potential | 0 | 0 | 0 | 0 | 0 | 0 | 0 | 0 | 0 | 0 | 0 | 0 | 0 | 0 | 0 | 0 | 0 | 0 | 0 | 0 | 0 | 0 | 0 | 0 | 0 | 0 | 0
F7_Commercial_WA - Health_Existing_Space Heating_Natural Gas_Windows - Secondary Glazing Systems_A_Technical Potential | F7 | Commercial | WA - Health | Existing | Space Heating | Natural Gas | Windows - Secondary Glazing Systems | A | Incremental Energy Savings (MWh or mTherms) | Technical Potential | 0 | 0 | 0 | 1.2371 | 0.66368 | 2.2384 | 3.6304 | 5.4945 | 7.8469 | 10.6444 | 13.7618 | 16.9765 | 19.9688 | 22.3494 | 23.7204 | 23.7668 | 22.3573 | 19.6184 | 15.9403 | 11.8943 | 8.7008 | 4.7406 | 3.7875 | 0 | 0 | 0 | 0
F8_Commercial_WA - Health_Existing_Space Heating_Natural Gas_Windows - Secondary Glazing Systems_A_Technical Potential | F8 | Commercial | WA - Health | Existing | Space Heating | Natural Gas | Windows - Secondary Glazing Systems | A | Incremental Summer Peak Savings (MW) | Technical Potential | 0 | 0 | 0 | 0 | 0 | 0 | 0 | 0 | 0 | 0 | 0 | 0 | 0 | 0 | 0 | 0 | 0 | 0 | 0 | 0 | 0 | 0 | 0 | 0 | 0 | 0 | 0
F9_Commercial_WA - Health_Existing_Space Heating_Natural Gas_Windows - Secondary Glazing Systems_A_Technical Potential | F9 | Commercial | WA - Health | Existing | Space Heating | Natural Gas | Windows - Secondary Glazing Systems | A | Incremental Winter Peak Savings (MW) | Technical Potential | 0 | 0 | 0 | 0 | 0 | 0 | 0 | 0 | 0 | 0 | 0 | 0 | 0 | 0 | 0 | 0 | 0 | 0 | 0 | 0 | 0 | 0 | 0 | 0 | 0 | 0 | 0
F10_Commercial_WA - Health_Existing_Space Heating_Natural Gas_Windows - Secondary Glazing Systems_A_Technical Potential | F10 | Commercial | WA - Health | Existing | Space Heating | Natural Gas | Windows - Secondary Glazing Systems | A | Cumulative Energy Savings (MWh or mTherms) | Technical Potential | 0 | 0 | 0 | 1.2371 | 1.8971 | 4.1298 | 7.748 | 13.2201 | 21.0295 | 31.6157 | 45.2923 | 62.1504 | 81.9625 | 104.1131 | 127.592 | 151.0769 | 173.1182 | 192.3955 | 207.9812 | 219.5202 | 227.8755 | 232.2887 | 235.7717 | 235.4896 | 235.2324 | 234.998 | 234.7843
F11_Commercial_WA - Health_Existing_Space Heating_Natural Gas_Windows - Secondary Glazing Systems_A_Technical Potential | F11 | Commercial | WA - Health | Existing | Space Heating | Natural Gas | Windows - Secondary Glazing Systems | A | Cumulative Summer Peak Savings (MW) | Technical Potential | 0 | 0 | 0 | 0 | 0 | 0 | 0 | 0 | 0 | 0 | 0 | 0 | 0 | 0 | 0 | 0 | 0 | 0 | 0 | 0 | 0 | 0 | 0 | 0 | 0 | 0 | 0
F12_Commercial_WA - Health_Existing_Space Heating_Natural Gas_Windows - Secondary Glazing Systems_A_Technical Potential | F12 | Commercial | WA - Health | Existing | Space Heating | Natural Gas | Windows - Secondary Glazing Systems | A | Cumulative Winter Peak Savings (MW) | Technical Potential | 0 | 0 | 0 | 0 | 0 | 0 | 0 | 0 | 0 | 0 | 0 | 0 | 0 | 0 | 0 | 0 | 0 | 0 | 0 | 0 | 0 | 0 | 0 | 0 | 0 | 0 | 0
F13_Commercial_WA - Health_Existing_Space Heating_Natural Gas_Windows - Secondary Glazing Systems_A_Technical Potential | F13 | Commercial | WA - Health | Existing | Space Heating | Natural Gas | Windows - Secondary Glazing Systems | A | Purchases (Incremental) | Technical Potential | 0 | 0 | 0 | 1066.3303 | 573.7835 | 1941.0527 | 3157.3882 | 4792.4744 | 6863.8473 | 9336.7173 | 12103.7578 | 14970.2624 | 17653.4955 | 19806.0747 | 21069.9345 | 21157.8987 | 19944.8877 | 17536.0171 | 14274.6582 | 10669.6085 | 7817.2329 | 4265.3213 | 3412.257 | 0 | 0 | 0 | 0
F14_Commercial_WA - Health_Existing_Space Heating_Natural Gas_Windows - Secondary Glazing Systems_A_Technical Potential | F14 | Commercial | WA - Health | Existing | Space Heating | Natural Gas | Windows - Secondary Glazing Systems | A | Purchases (Cumulative) | Technical Potential | 0 | 0 | 0 | 1066.3303 | 1640.1138 | 3581.1665 | 6738.5548 | 11531.0291 | 18394.8764 | 27731.5938 | 39835.3516 | 54805.6139 | 72459.1095 | 92265.1842 | 113335.1187 | 134493.0173 | 154437.905 | 171973.9221 | 186248.5803 | 196918.1887 | 204735.4217 | 209000.743 | 212413 | 212413 | 212413 | 212413 | 212413
F1_Commercial_WA - Health_Existing_Space Heating_Natural Gas_HVAC - Energy Recovery Ventilator_A_Technical Potential | F1 | Commercial | WA - Health | Existing | Space Heating | Natural Gas | HVAC - Energy Recovery Ventilator | A | Original Unit Energy Savings (kWh or therms) | Technical Potential | 0 | 0 | 0.22446 | 0.22378 | 0.2231 | 0.22243 | 0.22178 | 0.22113 | 0.22051 | 0.2199 | 0.2193 | 0.21873 | 0.21818 | 0.21765 | 0.21714 | 0.21667 | 0.21621 | 0.21579 | 0.21539 | 0.21502 | 0.21468 | 0.21437 | 0.21409 | 0.21384 | 0.2136 | 0.21339 | 0.2132
F2_Commercial_WA - Health_Existing_Space Heating_Natural Gas_HVAC - Energy Recovery Ventilator_A_Technical Potential | F2 | Commercial | WA - Health | Existing | Space Heating | Natural Gas | HVAC - Energy Recovery Ventilator | A | Original Unit Summer Peak Savings (kW) | Technical Potential | 0 | 0 | 0 | 0 | 0 | 0 | 0 | 0 | 0 | 0 | 0 | 0 | 0 | 0 | 0 | 0 | 0 | 0 | 0 | 0 | 0 | 0 | 0 | 0 | 0 | 0 | 0
F3_Commercial_WA - Health_Existing_Space Heating_Natural Gas_HVAC - Energy Recovery Ventilator_A_Technical Potential | F3 | Commercial | WA - Health | Existing | Space Heating | Natural Gas | HVAC - Energy Recovery Ventilator | A | Original Unit Winter Peak Savings (kW) | Technical Potential | 0 | 0 | 0 | 0 | 0 | 0 | 0 | 0 | 0 | 0 | 0 | 0 | 0 | 0 | 0 | 0 | 0 | 0 | 0 | 0 | 0 | 0 | 0 | 0 | 0 | 0 | 0
F4_Commercial_WA - Health_Existing_Space Heating_Natural Gas_HVAC - Energy Recovery Ventilator_A_Technical Potential | F4 | Commercial | WA - Health | Existing | Space Heating | Natural Gas | HVAC - Energy Recovery Ventilator | A | Standalone Impact on Baseline Energy (%) | Technical Potential | 0 | 0 | 0 | 0.001097 | 0.0033486 | 0.0056003 | 0.0078519 | 0.010104 | 0.012355 | 0.014607 | 0.016859 | 0.01911 | 0.021362 | 0.023613 | 0.025865 | 0.028117 | 0.030368 | 0.03262 | 0.034872 | 0.037123 | 0.039375 | 0.041627 | 0.043878 | 0.043878 | 0.043878 | 0.043878 | 0.043878
F5_Commercial_WA - Health_Existing_Space Heating_Natural Gas_HVAC - Energy Recovery Ventilator_A_Technical Potential | F5 | Commercial | WA - Health | Existing | Space Heating | Natural Gas | HVAC - Energy Recovery Ventilator | A | Standalone Impact on Baseline Summer Peak (%) | Technical Potential | 0 | 0 | 0 | 0 | 0 | 0 | 0 | 0 | 0 | 0 | 0 | 0 | 0 | 0 | 0 | 0 | 0 | 0 | 0 | 0 | 0 | 0 | 0 | 0 | 0 | 0 | 0
F6_Commercial_WA - Health_Existing_Space Heating_Natural Gas_HVAC - Energy Recovery Ventilator_A_Technical Potential | F6 | Commercial | WA - Health | Existing | Space Heating | Natural Gas | HVAC - Energy Recovery Ventilator | A | Standalone Impact on Baseline Winter Peak (%) | Technical Potential | 0 | 0 | 0 | 0 | 0 | 0 | 0 | 0 | 0 | 0 | 0 | 0 | 0 | 0 | 0 | 0 | 0 | 0 | 0 | 0 | 0 | 0 | 0 | 0 | 0 | 0 | 0
F7_Commercial_WA - Health_Existing_Space Heating_Natural Gas_HVAC - Energy Recovery Ventilator_A_Technical Potential | F7 | Commercial | WA - Health | Existing | Space Heating | Natural Gas | HVAC - Energy Recovery Ventilator | A | Incremental Energy Savings (MWh or mTherms) | Technical Potential | 0 | 0 | 0 | 2.8801 | 5.8939 | 5.8763 | 5.859 | 5.842 | 5.8255 | 5.8093 | 5.7936 | 5.7785 | 5.7639 | 5.75 | 5.7366 | 5.7239 | 5.712 | 5.7007 | 5.6902 | 5.6805 | 5.6715 | 5.6634 | 5.656 | 0 | 0 | 0 | 0
F8_Commercial_WA - Health_Existing_Space Heating_Natural Gas_HVAC - Energy Recovery Ventilator_A_Technical Potential | F8 | Commercial | WA - Health | Existing | Space Heating | Natural Gas | HVAC - Energy Recovery Ventilator | A | Incremental Summer Peak Savings (MW) | Technical Potential | 0 | 0 | 0 | 0 | 0 | 0 | 0 | 0 | 0 | 0 | 0 | 0 | 0 | 0 | 0 | 0 | 0 | 0 | 0 | 0 | 0 | 0 | 0 | 0 | 0 | 0 | 0
F9_Commercial_WA - Health_Existing_Space Heating_Natural Gas_HVAC - Energy Recovery Ventilator_A_Technical Potential | F9 | Commercial | WA - Health | Existing | Space Heating | Natural Gas | HVAC - Energy Recovery Ventilator | A | Incremental Winter Peak Savings (MW) | Technical Potential | 0 | 0 | 0 | 0 | 0 | 0 | 0 | 0 | 0 | 0 | 0 | 0 | 0 | 0 | 0 | 0 | 0 | 0 | 0 | 0 | 0 | 0 | 0 | 0 | 0 | 0 | 0
F10_Commercial_WA - Health_Existing_Space Heating_Natural Gas_HVAC - Energy Recovery Ventilator_A_Technical Potential | F10 | Commercial | WA - Health | Existing | Space Heating | Natural Gas | HVAC - Energy Recovery Ventilator | A | Cumulative Energy Savings (MWh or mTherms) | Technical Potential | 0 | 0 | 0 | 2.8801 | 8.7653 | 14.6154 | 20.4313 | 26.2142 | 31.9653 | 37.686 | 43.3781 | 49.0432 | 54.6834 | 60.3008 | 65.8975 | 71.4758 | 77.0382 | 82.5872 | 88.1252 | 93.6551 | 99.1793 | 104.7002 | 110.2189 | 110.087 | 109.9668 | 109.8572 | 109.7573
F11_Commercial_WA - Health_Existing_Space Heating_Natural Gas_HVAC - Energy Recovery Ventilator_A_Technical Potential | F11 | Commercial | WA - Health | Existing | Space Heating | Natural Gas | HVAC - Energy Recovery Ventilator | A | Cumulative Summer Peak Savings (MW) | Technical Potential | 0 | 0 | 0 | 0 | 0 | 0 | 0 | 0 | 0 | 0 | 0 | 0 | 0 | 0 | 0 | 0 | 0 | 0 | 0 | 0 | 0 | 0 | 0 | 0 | 0 | 0 | 0
F12_Commercial_WA - Health_Existing_Space Heating_Natural Gas_HVAC - Energy Recovery Ventilator_A_Technical Potential | F12 | Commercial | WA - Health | Existing | Space Heating | Natural Gas | HVAC - Energy Recovery Ventilator | A | Cumulative Winter Peak Savings (MW) | Technical Potential | 0 | 0 | 0 | 0 | 0 | 0 | 0 | 0 | 0 | 0 | 0 | 0 | 0 | 0 | 0 | 0 | 0 | 0 | 0 | 0 | 0 | 0 | 0 | 0 | 0 | 0 | 0
F13_Commercial_WA - Health_Existing_Space Heating_Natural Gas_HVAC - Energy Recovery Ventilator_A_Technical Potential | F13 | Commercial | WA - Health | Existing | Space Heating | Natural Gas | HVAC - Energy Recovery Ventilator | A | Purchases (Incremental) | Technical Potential | 0 | 0 | 0 | 12870.4823 | 26418.3584 | 26418.3584 | 26418.3584 | 26418.3584 | 26418.3584 | 26418.3584 | 26418.3584 | 26418.3584 | 26418.3584 | 26418.3584 | 26418.3584 | 26418.3584 | 26418.3584 | 26418.3584 | 26418.3584 | 26418.3584 | 26418.3584 | 26418.3584 | 26418.3584 | 0 | 0 | 0 | 0
F14_Commercial_WA - Health_Existing_Space Heating_Natural Gas_HVAC - Energy Recovery Ventilator_A_Technical Potential | F14 | Commercial | WA - Health | Existing | Space Heating | Natural Gas | HVAC - Energy Recovery Ventilator | A | Purchases (Cumulative) | Technical Potential | 0 | 0 | 0 | 12870.4823 | 39288.8407 | 65707.1991 | 92125.5575 | 118543.9159 | 144962.2743 | 171380.6327 | 197798.9911 | 224217.3495 | 250635.7079 | 277054.0663 | 303472.4246 | 329890.783 | 356309.1414 | 382727.4998 | 409145.8582 | 435564.2166 | 461982.575 | 488400.9334 | 514819.2918 | 514819.2918 | 514819.2918 | 514819.2918 | 514819.2918
F1_Commercial_WA - Health_Existing_Space Heating_Natural Gas_Building Shell - Air Sealing (Infiltration Control)_A_Technical Potential | F1 | Commercial | WA - Health | Existing | Space Heating | Natural Gas | Building Shell - Air Sealing (Infiltration Control) | A | Original Unit Energy Savings (kWh or therms) | Technical Potential | 0 | 0 | 4.3622 | 4.3489 | 4.3357 | 4.3228 | 4.31 | 4.2976 | 4.2854 | 4.2735 | 4.262 | 4.2508 | 4.2401 | 4.2298 | 4.22 | 4.2107 | 4.2019 | 4.1936 | 4.1859 | 4.1787 | 4.1722 | 4.1662 | 4.1607 | 4.1557 | 4.1512 | 4.147 | 4.1433
F2_Commercial_WA - Health_Existing_Space Heating_Natural Gas_Building Shell - Air Sealing (Infiltration Control)_A_Technical Potential | F2 | Commercial | WA - Health | Existing | Space Heating | Natural Gas | Building Shell - Air Sealing (Infiltration Control) | A | Original Unit Summer Peak Savings (kW) | Technical Potential | 0 | 0 | 0 | 0 | 0 | 0 | 0 | 0 | 0 | 0 | 0 | 0 | 0 | 0 | 0 | 0 | 0 | 0 | 0 | 0 | 0 | 0 | 0 | 0 | 0 | 0 | 0
F3_Commercial_WA - Health_Existing_Space Heating_Natural Gas_Building Shell - Air Sealing (Infiltration Control)_A_Technical Potential | F3 | Commercial | WA - Health | Existing | Space Heating | Natural Gas | Building Shell - Air Sealing (Infiltration Control) | A | Original Unit Winter Peak Savings (kW) | Technical Potential | 0 | 0 | 0 | 0 | 0 | 0 | 0 | 0 | 0 | 0 | 0 | 0 | 0 | 0 | 0 | 0 | 0 | 0 | 0 | 0 | 0 | 0 | 0 | 0 | 0 | 0 | 0
F4_Commercial_WA - Health_Existing_Space Heating_Natural Gas_Building Shell - Air Sealing (Infiltration Control)_A_Technical Potential | F4 | Commercial | WA - Health | Existing | Space Heating | Natural Gas | Building Shell - Air Sealing (Infiltration Control) | A | Standalone Impact on Baseline Energy (%) | Technical Potential | 0 | 0 | 0 | 5.1733e-05 | 7.957e-05 | 0.00017374 | 0.00032692 | 0.00055942 | 0.00089242 | 0.0013454 | 0.0019326 | 0.0026589 | 0.0035153 | 0.0044245 | 0.0054189 | 0.0063512 | 0.0071656 | 0.0077838 | 0.0081434 | 0.008208 | 0.008208 | 0.008208 | 0.008208 | 0.008208 | 0.008208 | 0.008208 | 0.008208
F5_Commercial_WA - Health_Existing_Space Heating_Natural Gas_Building Shell - Air Sealing (Infiltration Control)_A_Technical Potential | F5 | Commercial | WA - Health | Existing | Space Heating | Natural Gas | Building Shell - Air Sealing (Infiltration Control) | A | Standalone Impact on Baseline Summer Peak (%) | Technical Potential | 0 | 0 | 0 | 0 | 0 | 0 | 0 | 0 | 0 | 0 | 0 | 0 | 0 | 0 | 0 | 0 | 0 | 0 | 0 | 0 | 0 | 0 | 0 | 0 | 0 | 0 | 0
F6_Commercial_WA - Health_Existing_Space Heating_Natural Gas_Building Shell - Air Sealing (Infiltration Control)_A_Technical Potential | F6 | Commercial | WA - Health | Existing | Space Heating | Natural Gas | Building Shell - Air Sealing (Infiltration Control) | A | Standalone Impact on Baseline Winter Peak (%) | Technical Potential | 0 | 0 | 0 | 0 | 0 | 0 | 0 | 0 | 0 | 0 | 0 | 0 | 0 | 0 | 0 | 0 | 0 | 0 | 0 | 0 | 0 | 0 | 0 | 0 | 0 | 0 | 0
F7_Commercial_WA - Health_Existing_Space Heating_Natural Gas_Building Shell - Air Sealing (Infiltration Control)_A_Technical Potential | F7 | Commercial | WA - Health | Existing | Space Heating | Natural Gas | Building Shell - Air Sealing (Infiltration Control) | A | Incremental Energy Savings (MWh or mTherms) | Technical Potential | 0 | 0 | 0 | 0.13583 | 0.072866 | 0.24576 | 0.39859 | 0.60325 | 0.86153 | 1.1687 | 1.5109 | 1.8639 | 2.1924 | 2.3217 | 2.5334 | 2.37 | 2.0661 | 1.5653 | 0.90858 | 0.16314 | 0 | 0 | 0 | 0 | 0 | 0 | 0
F8_Commercial_WA - Health_Existing_Space Heating_Natural Gas_Building Shell - Air Sealing (Infiltration Control)_A_Technical Potential | F8 | Commercial | WA - Health | Existing | Space Heating | Natural Gas | Building Shell - Air Sealing (Infiltration Control) | A | Incremental Summer Peak Savings (MW) | Technical Potential | 0 | 0 | 0 | 0 | 0 | 0 | 0 | 0 | 0 | 0 | 0 | 0 | 0 | 0 | 0 | 0 | 0 | 0 | 0 | 0 | 0 | 0 | 0 | 0 | 0 | 0 | 0
F9_Commercial_WA - Health_Existing_Space Heating_Natural Gas_Building Shell - Air Sealing (Infiltration Control)_A_Technical Potential | F9 | Commercial | WA - Health | Existing | Space Heating | Natural Gas | Building Shell - Air Sealing (Infiltration Control) | A | Incremental Winter Peak Savings (MW) | Technical Potential | 0 | 0 | 0 | 0 | 0 | 0 | 0 | 0 | 0 | 0 | 0 | 0 | 0 | 0 | 0 | 0 | 0 | 0 | 0 | 0 | 0 | 0 | 0 | 0 | 0 | 0 | 0
F10_Commercial_WA - Health_Existing_Space Heating_Natural Gas_Building Shell - Air Sealing (Infiltration Control)_A_Technical Potential | F10 | Commercial | WA - Health | Existing | Space Heating | Natural Gas | Building Shell - Air Sealing (Infiltration Control) | A | Cumulative Energy Savings (MWh or mTherms) | Technical Potential | 0 | 0 | 0 | 0.13583 | 0.20828 | 0.45342 | 0.85067 | 1.4515 | 2.3089 | 3.4711 | 4.9727 | 6.8236 | 8.9988 | 11.2986 | 13.8058 | 16.1453 | 18.1776 | 19.707 | 20.5793 | 20.7073 | 20.6747 | 20.645 | 20.6179 | 20.5933 | 20.5708 | 20.5503 | 20.5316
F11_Commercial_WA - Health_Existing_Space Heating_Natural Gas_Building Shell - Air Sealing (Infiltration Control)_A_Technical Potential | F11 | Commercial | WA - Health | Existing | Space Heating | Natural Gas | Building Shell - Air Sealing (Infiltration Control) | A | Cumulative Summer Peak Savings (MW) | Technical Potential | 0 | 0 | 0 | 0 | 0 | 0 | 0 | 0 | 0 | 0 | 0 | 0 | 0 | 0 | 0 | 0 | 0 | 0 | 0 | 0 | 0 | 0 | 0 | 0 | 0 | 0 | 0
F12_Commercial_WA - Health_Existing_Space Heating_Natural Gas_Building Shell - Air Sealing (Infiltration Control)_A_Technical Potential | F12 | Commercial | WA - Health | Existing | Space Heating | Natural Gas | Building Shell - Air Sealing (Infiltration Control) | A | Cumulative Winter Peak Savings (MW) | Technical Potential | 0 | 0 | 0 | 0 | 0 | 0 | 0 | 0 | 0 | 0 | 0 | 0 | 0 | 0 | 0 | 0 | 0 | 0 | 0 | 0 | 0 | 0 | 0 | 0 | 0 | 0 | 0
F13_Commercial_WA - Health_Existing_Space Heating_Natural Gas_Building Shell - Air Sealing (Infiltration Control)_A_Technical Potential | F13 | Commercial | WA - Health | Existing | Space Heating | Natural Gas | Building Shell - Air Sealing (Infiltration Control) | A | Purchases (Incremental) | Technical Potential | 0 | 0 | 0 | 31.2324 | 16.8059 | 56.8526 | 92.4786 | 140.3696 | 201.0392 | 273.4686 | 354.514 | 438.4727 | 517.0635 | 548.8793 | 600.3237 | 562.8534 | 491.6989 | 373.2531 | 217.0596 | 39.0398 | 0 | 0 | 0 | 0 | 0 | 0 | 0
F14_Commercial_WA - Health_Existing_Space Heating_Natural Gas_Building Shell - Air Sealing (Infiltration Control)_A_Technical Potential | F14 | Commercial | WA - Health | Existing | Space Heating | Natural Gas | Building Shell - Air Sealing (Infiltration Control) | A | Purchases (Cumulative) | Technical Potential | 0 | 0 | 0 | 31.2324 | 48.0383 | 104.8909 | 197.3695 | 337.739 | 538.7783 | 812.2468 | 1166.7608 | 1605.2336 | 2122.2971 | 2671.1764 | 3271.5001 | 3834.3535 | 4326.0524 | 4699.3054 | 4916.365 | 4955.4048 | 4955.4048 | 4955.4048 | 4955.4048 | 4955.4048 | 4955.4048 | 4955.4048 | 4955.4048
F1_Commercial_WA - Health_Existing_Space Heating_Natural Gas_Ventilation - Demand Controlled_A_Technical Potential | F1 | Commercial | WA - Health | Existing | Space Heating | Natural Gas | Ventilation - Demand Controlled | A | Original Unit Energy Savings (kWh or therms) | Technical Potential | 0 | 0 | 0.05543 | 0.055261 | 0.055094 | 0.054929 | 0.054767 | 0.054609 | 0.054454 | 0.054303 | 0.054156 | 0.054015 | 0.053879 | 0.053748 | 0.053623 | 0.053505 | 0.053393 | 0.053288 | 0.053189 | 0.053099 | 0.053015 | 0.052939 | 0.052869 | 0.052806 | 0.052749 | 0.052696 | 0.052648
F2_Commercial_WA - Health_Existing_Space Heating_Natural Gas_Ventilation - Demand Controlled_A_Technical Potential | F2 | Commercial | WA - Health | Existing | Space Heating | Natural Gas | Ventilation - Demand Controlled | A | Original Unit Summer Peak Savings (kW) | Technical Potential | 0 | 0 | 0 | 0 | 0 | 0 | 0 | 0 | 0 | 0 | 0 | 0 | 0 | 0 | 0 | 0 | 0 | 0 | 0 | 0 | 0 | 0 | 0 | 0 | 0 | 0 | 0
F3_Commercial_WA - Health_Existing_Space Heating_Natural Gas_Ventilation - Demand Controlled_A_Technical Potential | F3 | Commercial | WA - Health | Existing | Space Heating | Natural Gas | Ventilation - Demand Controlled | A | Original Unit Winter Peak Savings (kW) | Technical Potential | 0 | 0 | 0 | 0 | 0 | 0 | 0 | 0 | 0 | 0 | 0 | 0 | 0 | 0 | 0 | 0 | 0 | 0 | 0 | 0 | 0 | 0 | 0 | 0 | 0 | 0 | 0
F4_Commercial_WA - Health_Existing_Space Heating_Natural Gas_Ventilation - Demand Controlled_A_Technical Potential | F4 | Commercial | WA - Health | Existing | Space Heating | Natural Gas | Ventilation - Demand Controlled | A | Standalone Impact on Baseline Energy (%) | Technical Potential | 0 | 0 | 0 | 0.00093186 | 0.002076 | 0.0034762 | 0.0051015 | 0.0069554 | 0.0091229 | 0.011501 | 0.01393 | 0.016219 | 0.018186 | 0.018777 | 0.018777 | 0.018777 | 0.018777 | 0.018777 | 0.018777 | 0.018777 | 0.018777 | 0.018777 | 0.018777 | 0.018777 | 0.018777 | 0.018777 | 0.018777
F5_Commercial_WA - Health_Existing_Space Heating_Natural Gas_Ventilation - Demand Controlled_A_Technical Potential | F5 | Commercial | WA - Health | Existing | Space Heating | Natural Gas | Ventilation - Demand Controlled | A | Standalone Impact on Baseline Summer Peak (%) | Technical Potential | 0 | 0 | 0 | 0 | 0 | 0 | 0 | 0 | 0 | 0 | 0 | 0 | 0 | 0 | 0 | 0 | 0 | 0 | 0 | 0 | 0 | 0 | 0 | 0 | 0 | 0 | 0
F6_Commercial_WA - Health_Existing_Space Heating_Natural Gas_Ventilation - Demand Controlled_A_Technical Potential | F6 | Commercial | WA - Health | Existing | Space Heating | Natural Gas | Ventilation - Demand Controlled | A | Standalone Impact on Baseline Winter Peak (%) | Technical Potential | 0 | 0 | 0 | 0 | 0 | 0 | 0 | 0 | 0 | 0 | 0 | 0 | 0 | 0 | 0 | 0 | 0 | 0 | 0 | 0 | 0 | 0 | 0 | 0 | 0 | 0 | 0
F7_Commercial_WA - Health_Existing_Space Heating_Natural Gas_Ventilation - Demand Controlled_A_Technical Potential | F7 | Commercial | WA - Health | Existing | Space Heating | Natural Gas | Ventilation - Demand Controlled | A | Incremental Energy Savings (MWh or mTherms) | Technical Potential | 0 | 0 | 0 | 2.4466 | 2.995 | 3.654 | 4.2293 | 4.8101 | 5.6076 | 6.1346 | 6.25 | 5.8745 | 5.0369 | 1.5086 | 0 | 0 | 0 | 0 | 0 | 0 | 0 | 0 | 0 | 0 | 0 | 0 | 0
F8_Commercial_WA - Health_Existing_Space Heating_Natural Gas_Ventilation - Demand Controlled_A_Technical Potential | F8 | Commercial | WA - Health | Existing | Space Heating | Natural Gas | Ventilation - Demand Controlled | A | Incremental Summer Peak Savings (MW) | Technical Potential | 0 | 0 | 0 | 0 | 0 | 0 | 0 | 0 | 0 | 0 | 0 | 0 | 0 | 0 | 0 | 0 | 0 | 0 | 0 | 0 | 0 | 0 | 0 | 0 | 0 | 0 | 0
F9_Commercial_WA - Health_Existing_Space Heating_Natural Gas_Ventilation - Demand Controlled_A_Technical Potential | F9 | Commercial | WA - Health | Existing | Space Heating | Natural Gas | Ventilation - Demand Controlled | A | Incremental Winter Peak Savings (MW) | Technical Potential | 0 | 0 | 0 | 0 | 0 | 0 | 0 | 0 | 0 | 0 | 0 | 0 | 0 | 0 | 0 | 0 | 0 | 0 | 0 | 0 | 0 | 0 | 0 | 0 | 0 | 0 | 0
F10_Commercial_WA - Health_Existing_Space Heating_Natural Gas_Ventilation - Demand Controlled_A_Technical Potential | F10 | Commercial | WA - Health | Existing | Space Heating | Natural Gas | Ventilation - Demand Controlled | A | Cumulative Energy Savings (MWh or mTherms) | Technical Potential | 0 | 0 | 0 | 2.4466 | 5.4342 | 9.072 | 13.2746 | 18.0462 | 23.6026 | 29.6718 | 35.8418 | 41.6226 | 46.5545 | 47.9502 | 47.839 | 47.7333 | 47.6334 | 47.5396 | 47.452 | 47.3709 | 47.2964 | 47.2284 | 47.1665 | 47.1101 | 47.0586 | 47.0117 | 46.969
F11_Commercial_WA - Health_Existing_Space Heating_Natural Gas_Ventilation - Demand Controlled_A_Technical Potential | F11 | Commercial | WA - Health | Existing | Space Heating | Natural Gas | Ventilation - Demand Controlled | A | Cumulative Summer Peak Savings (MW) | Technical Potential | 0 | 0 | 0 | 0 | 0 | 0 | 0 | 0 | 0 | 0 | 0 | 0 | 0 | 0 | 0 | 0 | 0 | 0 | 0 | 0 | 0 | 0 | 0 | 0 | 0 | 0 | 0
F12_Commercial_WA - Health_Existing_Space Heating_Natural Gas_Ventilation - Demand Controlled_A_Technical Potential | F12 | Commercial | WA - Health | Existing | Space Heating | Natural Gas | Ventilation - Demand Controlled | A | Cumulative Winter Peak Savings (MW) | Technical Potential | 0 | 0 | 0 | 0 | 0 | 0 | 0 | 0 | 0 | 0 | 0 | 0 | 0 | 0 | 0 | 0 | 0 | 0 | 0 | 0 | 0 | 0 | 0 | 0 | 0 | 0 | 0
F13_Commercial_WA - Health_Existing_Space Heating_Natural Gas_Ventilation - Demand Controlled_A_Technical Potential | F13 | Commercial | WA - Health | Existing | Space Heating | Natural Gas | Ventilation - Demand Controlled | A | Purchases (Incremental) | Technical Potential | 0 | 0 | 0 | 44274.4591 | 54361.9748 | 66523.1485 | 77222.8938 | 88082.4893 | 102979.0178 | 112969.5817 | 115406.4075 | 108756.6891 | 93485.5863 | 28068.6346 | 0 | 0 | 0 | 0 | 0 | 0 | 0 | 0 | 0 | 0 | 0 | 0 | 0
F14_Commercial_WA - Health_Existing_Space Heating_Natural Gas_Ventilation - Demand Controlled_A_Technical Potential | F14 | Commercial | WA - Health | Existing | Space Heating | Natural Gas | Ventilation - Demand Controlled | A | Purchases (Cumulative) | Technical Potential | 0 | 0 | 0 | 44274.4591 | 98636.4339 | 165159.5824 | 242382.4762 | 330464.9655 | 433443.9833 | 546413.565 | 661819.9725 | 770576.6616 | 864062.2479 | 892130.8824 | 892130.8824 | 892130.8824 | 892130.8824 | 892130.8824 | 892130.8824 | 892130.8824 | 892130.8824 | 892130.8824 | 892130.8824 | 892130.8824 | 892130.8824 | 892130.8824 | 892130.8824
F1_Commercial_WA - Health_Existing_Space Heating_Natural Gas_HVAC - Dedicated Outdoor Air System (DOAS)_A_Technical Potential | F1 | Commercial | WA - Health | Existing | Space Heating | Natural Gas | HVAC - Dedicated Outdoor Air System (DOAS) | A | Original Unit Energy Savings (kWh or therms) | Technical Potential | 0 | 0 | 0.22817 | 0.22748 | 0.22679 | 0.22611 | 0.22544 | 0.22479 | 0.22415 | 0.22353 | 0.22293 | 0.22235 | 0.22179 | 0.22125 | 0.22073 | 0.22025 | 0.21979 | 0.21935 | 0.21895 | 0.21858 | 0.21823 | 0.21792 | 0.21763 | 0.21737 | 0.21713 | 0.21692 | 0.21672
F2_Commercial_WA - Health_Existing_Space Heating_Natural Gas_HVAC - Dedicated Outdoor Air System (DOAS)_A_Technical Potential | F2 | Commercial | WA - Health | Existing | Space Heating | Natural Gas | HVAC - Dedicated Outdoor Air System (DOAS) | A | Original Unit Summer Peak Savings (kW) | Technical Potential | 0 | 0 | 0 | 0 | 0 | 0 | 0 | 0 | 0 | 0 | 0 | 0 | 0 | 0 | 0 | 0 | 0 | 0 | 0 | 0 | 0 | 0 | 0 | 0 | 0 | 0 | 0
F3_Commercial_WA - Health_Existing_Space Heating_Natural Gas_HVAC - Dedicated Outdoor Air System (DOAS)_A_Technical Potential | F3 | Commercial | WA - Health | Existing | Space Heating | Natural Gas | HVAC - Dedicated Outdoor Air System (DOAS) | A | Original Unit Winter Peak Savings (kW) | Technical Potential | 0 | 0 | 0 | 0 | 0 | 0 | 0 | 0 | 0 | 0 | 0 | 0 | 0 | 0 | 0 | 0 | 0 | 0 | 0 | 0 | 0 | 0 | 0 | 0 | 0 | 0 | 0
F4_Commercial_WA - Health_Existing_Space Heating_Natural Gas_HVAC - Dedicated Outdoor Air System (DOAS)_A_Technical Potential | F4 | Commercial | WA - Health | Existing | Space Heating | Natural Gas | HVAC - Dedicated Outdoor Air System (DOAS) | A | Standalone Impact on Baseline Energy (%) | Technical Potential | 0 | 0 | 0 | 0.0015477 | 0.0047246 | 0.0079015 | 0.011078 | 0.014255 | 0.017432 | 0.020609 | 0.023786 | 0.026963 | 0.03014 | 0.033317 | 0.036493 | 0.03967 | 0.042847 | 0.046024 | 0.049201 | 0.052378 | 0.055555 | 0.058732 | 0.061908 | 0.061908 | 0.061908 | 0.061908 | 0.061908
F5_Commercial_WA - Health_Existing_Space Heating_Natural Gas_HVAC - Dedicated Outdoor Air System (DOAS)_A_Technical Potential | F5 | Commercial | WA - Health | Existing | Space Heating | Natural Gas | HVAC - Dedicated Outdoor Air System (DOAS) | A | Standalone Impact on Baseline Summer Peak (%) | Technical Potential | 0 | 0 | 0 | 0 | 0 | 0 | 0 | 0 | 0 | 0 | 0 | 0 | 0 | 0 | 0 | 0 | 0 | 0 | 0 | 0 | 0 | 0 | 0 | 0 | 0 | 0 | 0
F6_Commercial_WA - Health_Existing_Space Heating_Natural Gas_HVAC - Dedicated Outdoor Air System (DOAS)_A_Technical Potential | F6 | Commercial | WA - Health | Existing | Space Heating | Natural Gas | HVAC - Dedicated Outdoor Air System (DOAS) | A | Standalone Impact on Baseline Winter Peak (%) | Technical Potential | 0 | 0 | 0 | 0 | 0 | 0 | 0 | 0 | 0 | 0 | 0 | 0 | 0 | 0 | 0 | 0 | 0 | 0 | 0 | 0 | 0 | 0 | 0 | 0 | 0 | 0 | 0
F7_Commercial_WA - Health_Existing_Space Heating_Natural Gas_HVAC - Dedicated Outdoor Air System (DOAS)_A_Technical Potential | F7 | Commercial | WA - Health | Existing | Space Heating | Natural Gas | HVAC - Dedicated Outdoor Air System (DOAS) | A | Incremental Energy Savings (MWh or mTherms) | Technical Potential | 0 | 0 | 0 | 4.0636 | 8.3158 | 8.2909 | 8.2665 | 8.2426 | 8.2192 | 8.1964 | 8.1743 | 8.153 | 8.1324 | 8.1127 | 8.0938 | 8.076 | 8.0591 | 8.0432 | 8.0284 | 8.0147 | 8.002 | 7.9905 | 7.9801 | 0 | 0 | 0 | 0
F8_Commercial_WA - Health_Existing_Space Heating_Natural Gas_HVAC - Dedicated Outdoor Air System (DOAS)_A_Technical Potential | F8 | Commercial | WA - Health | Existing | Space Heating | Natural Gas | HVAC - Dedicated Outdoor Air System (DOAS) | A | Incremental Summer Peak Savings (MW) | Technical Potential | 0 | 0 | 0 | 0 | 0 | 0 | 0 | 0 | 0 | 0 | 0 | 0 | 0 | 0 | 0 | 0 | 0 | 0 | 0 | 0 | 0 | 0 | 0 | 0 | 0 | 0 | 0
F9_Commercial_WA - Health_Existing_Space Heating_Natural Gas_HVAC - Dedicated Outdoor Air System (DOAS)_A_Technical Potential | F9 | Commercial | WA - Health | Existing | Space Heating | Natural Gas | HVAC - Dedicated Outdoor Air System (DOAS) | A | Incremental Winter Peak Savings (MW) | Technical Potential | 0 | 0 | 0 | 0 | 0 | 0 | 0 | 0 | 0 | 0 | 0 | 0 | 0 | 0 | 0 | 0 | 0 | 0 | 0 | 0 | 0 | 0 | 0 | 0 | 0 | 0 | 0
F10_Commercial_WA - Health_Existing_Space Heating_Natural Gas_HVAC - Dedicated Outdoor Air System (DOAS)_A_Technical Potential | F10 | Commercial | WA - Health | Existing | Space Heating | Natural Gas | HVAC - Dedicated Outdoor Air System (DOAS) | A | Cumulative Energy Savings (MWh or mTherms) | Technical Potential | 0 | 0 | 0 | 4.0636 | 12.3671 | 20.621 | 28.8268 | 36.9859 | 45.1002 | 53.1717 | 61.2026 | 69.1956 | 77.1534 | 85.079 | 92.9755 | 100.8461 | 108.6941 | 116.5232 | 124.3368 | 132.1391 | 139.9332 | 147.7227 | 155.5091 | 155.323 | 155.1534 | 154.9988 | 154.8579
F11_Commercial_WA - Health_Existing_Space Heating_Natural Gas_HVAC - Dedicated Outdoor Air System (DOAS)_A_Technical Potential | F11 | Commercial | WA - Health | Existing | Space Heating | Natural Gas | HVAC - Dedicated Outdoor Air System (DOAS) | A | Cumulative Summer Peak Savings (MW) | Technical Potential | 0 | 0 | 0 | 0 | 0 | 0 | 0 | 0 | 0 | 0 | 0 | 0 | 0 | 0 | 0 | 0 | 0 | 0 | 0 | 0 | 0 | 0 | 0 | 0 | 0 | 0 | 0
F12_Commercial_WA - Health_Existing_Space Heating_Natural Gas_HVAC - Dedicated Outdoor Air System (DOAS)_A_Technical Potential | F12 | Commercial | WA - Health | Existing | Space Heating | Natural Gas | HVAC - Dedicated Outdoor Air System (DOAS) | A | Cumulative Winter Peak Savings (MW) | Technical Potential | 0 | 0 | 0 | 0 | 0 | 0 | 0 | 0 | 0 | 0 | 0 | 0 | 0 | 0 | 0 | 0 | 0 | 0 | 0 | 0 | 0 | 0 | 0 | 0 | 0 | 0 | 0
F13_Commercial_WA - Health_Existing_Space Heating_Natural Gas_HVAC - Dedicated Outdoor Air System (DOAS)_A_Technical Potential | F13 | Commercial | WA - Health | Existing | Space Heating | Natural Gas | HVAC - Dedicated Outdoor Air System (DOAS) | A | Purchases (Incremental) | Technical Potential | 0 | 0 | 0 | 17863.768 | 36667.7344 | 36667.7344 | 36667.7344 | 36667.7344 | 36667.7344 | 36667.7344 | 36667.7344 | 36667.7344 | 36667.7344 | 36667.7344 | 36667.7344 | 36667.7344 | 36667.7344 | 36667.7344 | 36667.7344 | 36667.7344 | 36667.7344 | 36667.7344 | 36667.7344 | 0 | 0 | 0 | 0
F14_Commercial_WA - Health_Existing_Space Heating_Natural Gas_HVAC - Dedicated Outdoor Air System (DOAS)_A_Technical Potential | F14 | Commercial | WA - Health | Existing | Space Heating | Natural Gas | HVAC - Dedicated Outdoor Air System (DOAS) | A | Purchases (Cumulative) | Technical Potential | 0 | 0 | 0 | 17863.768 | 54531.5024 | 91199.2368 | 127866.9712 | 164534.7056 | 201202.44 | 237870.1744 | 274537.9088 | 311205.6432 | 347873.3776 | 384541.112 | 421208.8464 | 457876.5808 | 494544.3152 | 531212.0496 | 567879.784 | 604547.5184 | 641215.2528 | 677882.9872 | 714550.7216 | 714550.7216 | 714550.7216 | 714550.7216 | 714550.7216
F1_Commercial_WA - Health_Existing_Space Heating_Natural Gas_Destratification Fans (HVLS)_A_Technical Potential | F1 | Commercial | WA - Health | Existing | Space Heating | Natural Gas | Destratification Fans (HVLS) | A | Original Unit Energy Savings (kWh or therms) | Technical Potential | 0 | 0 | 765.7138 | 763.3744 | 761.0641 | 758.7885 | 756.5531 | 754.3631 | 752.2234 | 750.1392 | 748.1165 | 746.1614 | 744.279 | 742.4743 | 740.7516 | 739.1152 | 737.5687 | 736.1157 | 734.7591 | 733.5038 | 732.3496 | 731.2976 | 730.3388 | 729.4648 | 728.6683 | 727.9422 | 727.2803
F2_Commercial_WA - Health_Existing_Space Heating_Natural Gas_Destratification Fans (HVLS)_A_Technical Potential | F2 | Commercial | WA - Health | Existing | Space Heating | Natural Gas | Destratification Fans (HVLS) | A | Original Unit Summer Peak Savings (kW) | Technical Potential | 0 | 0 | 0 | 0 | 0 | 0 | 0 | 0 | 0 | 0 | 0 | 0 | 0 | 0 | 0 | 0 | 0 | 0 | 0 | 0 | 0 | 0 | 0 | 0 | 0 | 0 | 0
F3_Commercial_WA - Health_Existing_Space Heating_Natural Gas_Destratification Fans (HVLS)_A_Technical Potential | F3 | Commercial | WA - Health | Existing | Space Heating | Natural Gas | Destratification Fans (HVLS) | A | Original Unit Winter Peak Savings (kW) | Technical Potential | 0 | 0 | 0 | 0 | 0 | 0 | 0 | 0 | 0 | 0 | 0 | 0 | 0 | 0 | 0 | 0 | 0 | 0 | 0 | 0 | 0 | 0 | 0 | 0 | 0 | 0 | 0
F4_Commercial_WA - Health_Existing_Space Heating_Natural Gas_Destratification Fans (HVLS)_A_Technical Potential | F4 | Commercial | WA - Health | Existing | Space Heating | Natural Gas | Destratification Fans (HVLS) | A | Standalone Impact on Baseline Energy (%) | Technical Potential | 0 | 0 | 0 | 0.0001613 | 0.00049238 | 0.00082346 | 0.0011545 | 0.0014856 | 0.0018167 | 0.0021478 | 0.0024789 | 0.00281 | 0.003141 | 0.0034721 | 0.0038032 | 0.0041343 | 0.0044654 | 0.0047965 | 0.0049662 | 0.0049662 | 0.0049662 | 0.0049662 | 0.0049662 | 0.0049662 | 0.0049662 | 0.0049662 | 0.0049662
F5_Commercial_WA - Health_Existing_Space Heating_Natural Gas_Destratification Fans (HVLS)_A_Technical Potential | F5 | Commercial | WA - Health | Existing | Space Heating | Natural Gas | Destratification Fans (HVLS) | A | Standalone Impact on Baseline Summer Peak (%) | Technical Potential | 0 | 0 | 0 | 0 | 0 | 0 | 0 | 0 | 0 | 0 | 0 | 0 | 0 | 0 | 0 | 0 | 0 | 0 | 0 | 0 | 0 | 0 | 0 | 0 | 0 | 0 | 0
F6_Commercial_WA - Health_Existing_Space Heating_Natural Gas_Destratification Fans (HVLS)_A_Technical Potential | F6 | Commercial | WA - Health | Existing | Space Heating | Natural Gas | Destratification Fans (HVLS) | A | Standalone Impact on Baseline Winter Peak (%) | Technical Potential | 0 | 0 | 0 | 0 | 0 | 0 | 0 | 0 | 0 | 0 | 0 | 0 | 0 | 0 | 0 | 0 | 0 | 0 | 0 | 0 | 0 | 0 | 0 | 0 | 0 | 0 | 0
F7_Commercial_WA - Health_Existing_Space Heating_Natural Gas_Destratification Fans (HVLS)_A_Technical Potential | F7 | Commercial | WA - Health | Existing | Space Heating | Natural Gas | Destratification Fans (HVLS) | A | Incremental Energy Savings (MWh or mTherms) | Technical Potential | 0 | 0 | 0 | 0.42349 | 0.86664 | 0.86405 | 0.8615 | 0.85901 | 0.85657 | 0.8542 | 0.8519 | 0.84967 | 0.84753 | 0.84547 | 0.84351 | 0.84165 | 0.83989 | 0.83823 | 0.42907 | 0 | 1.7888e-15 | 1.6238e-16 | 0 | 0 | 0 | 0 | 0
F8_Commercial_WA - Health_Existing_Space Heating_Natural Gas_Destratification Fans (HVLS)_A_Technical Potential | F8 | Commercial | WA - Health | Existing | Space Heating | Natural Gas | Destratification Fans (HVLS) | A | Incremental Summer Peak Savings (MW) | Technical Potential | 0 | 0 | 0 | 0 | 0 | 0 | 0 | 0 | 0 | 0 | 0 | 0 | 0 | 0 | 0 | 0 | 0 | 0 | 0 | 0 | 0 | 0 | 0 | 0 | 0 | 0 | 0
F9_Commercial_WA - Health_Existing_Space Heating_Natural Gas_Destratification Fans (HVLS)_A_Technical Potential | F9 | Commercial | WA - Health | Existing | Space Heating | Natural Gas | Destratification Fans (HVLS) | A | Incremental Winter Peak Savings (MW) | Technical Potential | 0 | 0 | 0 | 0 | 0 | 0 | 0 | 0 | 0 | 0 | 0 | 0 | 0 | 0 | 0 | 0 | 0 | 0 | 0 | 0 | 0 | 0 | 0 | 0 | 0 | 0 | 0
F10_Commercial_WA - Health_Existing_Space Heating_Natural Gas_Destratification Fans (HVLS)_A_Technical Potential | F10 | Commercial | WA - Health | Existing | Space Heating | Natural Gas | Destratification Fans (HVLS) | A | Cumulative Energy Savings (MWh or mTherms) | Technical Potential | 0 | 0 | 0 | 0.42349 | 1.2889 | 2.149 | 3.0042 | 3.8545 | 4.7002 | 5.5414 | 6.3783 | 7.2113 | 8.0406 | 8.8666 | 9.6896 | 10.5098 | 11.3277 | 12.1436 | 12.5503 | 12.5289 | 12.5091 | 12.4912 | 12.4748 | 12.4599 | 12.4463 | 12.4339 | 12.4226
F11_Commercial_WA - Health_Existing_Space Heating_Natural Gas_Destratification Fans (HVLS)_A_Technical Potential | F11 | Commercial | WA - Health | Existing | Space Heating | Natural Gas | Destratification Fans (HVLS) | A | Cumulative Summer Peak Savings (MW) | Technical Potential | 0 | 0 | 0 | 0 | 0 | 0 | 0 | 0 | 0 | 0 | 0 | 0 | 0 | 0 | 0 | 0 | 0 | 0 | 0 | 0 | 0 | 0 | 0 | 0 | 0 | 0 | 0
F12_Commercial_WA - Health_Existing_Space Heating_Natural Gas_Destratification Fans (HVLS)_A_Technical Potential | F12 | Commercial | WA - Health | Existing | Space Heating | Natural Gas | Destratification Fans (HVLS) | A | Cumulative Winter Peak Savings (MW) | Technical Potential | 0 | 0 | 0 | 0 | 0 | 0 | 0 | 0 | 0 | 0 | 0 | 0 | 0 | 0 | 0 | 0 | 0 | 0 | 0 | 0 | 0 | 0 | 0 | 0 | 0 | 0 | 0
F13_Commercial_WA - Health_Existing_Space Heating_Natural Gas_Destratification Fans (HVLS)_A_Technical Potential | F13 | Commercial | WA - Health | Existing | Space Heating | Natural Gas | Destratification Fans (HVLS) | A | Purchases (Incremental) | Technical Potential | 0 | 0 | 0 | 0.55476 | 1.1387 | 1.1387 | 1.1387 | 1.1387 | 1.1387 | 1.1387 | 1.1387 | 1.1387 | 1.1387 | 1.1387 | 1.1387 | 1.1387 | 1.1387 | 1.1387 | 0.58396 | 0 | 2.4425e-15 | 2.2204e-16 | 0 | 0 | 0 | 0 | 0
F14_Commercial_WA - Health_Existing_Space Heating_Natural Gas_Destratification Fans (HVLS)_A_Technical Potential | F14 | Commercial | WA - Health | Existing | Space Heating | Natural Gas | Destratification Fans (HVLS) | A | Purchases (Cumulative) | Technical Potential | 0 | 0 | 0 | 0.55476 | 1.6935 | 2.8322 | 3.9709 | 5.1097 | 6.2484 | 7.3871 | 8.5258 | 9.6645 | 10.8033 | 11.942 | 13.0807 | 14.2194 | 15.3582 | 16.4969 | 17.0808 | 17.0808 | 17.0808 | 17.0808 | 17.0808 | 17.0808 | 17.0808 | 17.0808 | 17.0808
F1_Commercial_WA - Health_Existing_Space Heating_Natural Gas_Gas Boiler - Maintenance_A_Technical Potential | F1 | Commercial | WA - Health | Existing | Space Heating | Natural Gas | Gas Boiler - Maintenance | A | Original Unit Energy Savings (kWh or therms) | Technical Potential | 0 | 0 | 0.27942 | 0.27858 | 0.27775 | 0.27694 | 0.27616 | 0.27539 | 0.27466 | 0.27394 | 0.27325 | 0.27259 | 0.27196 | 0.27136 | 0.27079 | 0.27025 | 0.26974 | 0.26926 | 0.26882 | 0.26841 | 0.26803 | 0.26769 | 0.26738 | 0.2671 | 0.26684 | 0.26661 | 0.26639
F2_Commercial_WA - Health_Existing_Space Heating_Natural Gas_Gas Boiler - Maintenance_A_Technical Potential | F2 | Commercial | WA - Health | Existing | Space Heating | Natural Gas | Gas Boiler - Maintenance | A | Original Unit Summer Peak Savings (kW) | Technical Potential | 0 | 0 | 0 | 0 | 0 | 0 | 0 | 0 | 0 | 0 | 0 | 0 | 0 | 0 | 0 | 0 | 0 | 0 | 0 | 0 | 0 | 0 | 0 | 0 | 0 | 0 | 0
F3_Commercial_WA - Health_Existing_Space Heating_Natural Gas_Gas Boiler - Maintenance_A_Technical Potential | F3 | Commercial | WA - Health | Existing | Space Heating | Natural Gas | Gas Boiler - Maintenance | A | Original Unit Winter Peak Savings (kW) | Technical Potential | 0 | 0 | 0 | 0 | 0 | 0 | 0 | 0 | 0 | 0 | 0 | 0 | 0 | 0 | 0 | 0 | 0 | 0 | 0 | 0 | 0 | 0 | 0 | 0 | 0 | 0 | 0
F4_Commercial_WA - Health_Existing_Space Heating_Natural Gas_Gas Boiler - Maintenance_A_Technical Potential | F4 | Commercial | WA - Health | Existing | Space Heating | Natural Gas | Gas Boiler - Maintenance | A | Standalone Impact on Baseline Energy (%) | Technical Potential | 0 | 0 | 0 | 0.0003288 | 0.00065765 | 0.00098656 | 0.00098666 | 0.00098679 | 0.00098694 | 0.00098711 | 0.00098729 | 0.00098749 | 0.0009877 | 0.00098791 | 0.00098812 | 0.00098833 | 0.00098854 | 0.00098874 | 0.00098893 | 0.00098911 | 0.00098928 | 0.00098944 | 0.00098959 | 0.00098972 | 0.00098985 | 0.00098997 | 0.00099008
F5_Commercial_WA - Health_Existing_Space Heating_Natural Gas_Gas Boiler - Maintenance_A_Technical Potential | F5 | Commercial | WA - Health | Existing | Space Heating | Natural Gas | Gas Boiler - Maintenance | A | Standalone Impact on Baseline Summer Peak (%) | Technical Potential | 0 | 0 | 0 | 0 | 0 | 0 | 0 | 0 | 0 | 0 | 0 | 0 | 0 | 0 | 0 | 0 | 0 | 0 | 0 | 0 | 0 | 0 | 0 | 0 | 0 | 0 | 0
F6_Commercial_WA - Health_Existing_Space Heating_Natural Gas_Gas Boiler - Maintenance_A_Technical Potential | F6 | Commercial | WA - Health | Existing | Space Heating | Natural Gas | Gas Boiler - Maintenance | A | Standalone Impact on Baseline Winter Peak (%) | Technical Potential | 0 | 0 | 0 | 0 | 0 | 0 | 0 | 0 | 0 | 0 | 0 | 0 | 0 | 0 | 0 | 0 | 0 | 0 | 0 | 0 | 0 | 0 | 0 | 0 | 0 | 0 | 0
F7_Commercial_WA - Health_Existing_Space Heating_Natural Gas_Gas Boiler - Maintenance_A_Technical Potential | F7 | Commercial | WA - Health | Existing | Space Heating | Natural Gas | Gas Boiler - Maintenance | A | Incremental Energy Savings (MWh or mTherms) | Technical Potential | 0 | 0 | 0 | 0.86329 | 0.86073 | 0.85823 | 0 | 0 | 0 | 0 | 0 | 0 | 0 | 0 | 0 | 0 | 0 | 0 | 0 | 0 | 0 | 0 | 0 | 0 | 0 | 0 | 0
F8_Commercial_WA - Health_Existing_Space Heating_Natural Gas_Gas Boiler - Maintenance_A_Technical Potential | F8 | Commercial | WA - Health | Existing | Space Heating | Natural Gas | Gas Boiler - Maintenance | A | Incremental Summer Peak Savings (MW) | Technical Potential | 0 | 0 | 0 | 0 | 0 | 0 | 0 | 0 | 0 | 0 | 0 | 0 | 0 | 0 | 0 | 0 | 0 | 0 | 0 | 0 | 0 | 0 | 0 | 0 | 0 | 0 | 0
F9_Commercial_WA - Health_Existing_Space Heating_Natural Gas_Gas Boiler - Maintenance_A_Technical Potential | F9 | Commercial | WA - Health | Existing | Space Heating | Natural Gas | Gas Boiler - Maintenance | A | Incremental Winter Peak Savings (MW) | Technical Potential | 0 | 0 | 0 | 0 | 0 | 0 | 0 | 0 | 0 | 0 | 0 | 0 | 0 | 0 | 0 | 0 | 0 | 0 | 0 | 0 | 0 | 0 | 0 | 0 | 0 | 0 | 0
F10_Commercial_WA - Health_Existing_Space Heating_Natural Gas_Gas Boiler - Maintenance_A_Technical Potential | F10 | Commercial | WA - Health | Existing | Space Heating | Natural Gas | Gas Boiler - Maintenance | A | Cumulative Energy Savings (MWh or mTherms) | Technical Potential | 0 | 0 | 0 | 0.86329 | 1.7215 | 2.5747 | 2.5674 | 2.5603 | 2.5534 | 2.5468 | 2.5404 | 2.5342 | 2.5284 | 2.5228 | 2.5175 | 2.5124 | 2.5077 | 2.5033 | 2.4991 | 2.4953 | 2.4918 | 2.4887 | 2.4858 | 2.4831 | 2.4807 | 2.4786 | 2.4766
F11_Commercial_WA - Health_Existing_Space Heating_Natural Gas_Gas Boiler - Maintenance_A_Technical Potential | F11 | Commercial | WA - Health | Existing | Space Heating | Natural Gas | Gas Boiler - Maintenance | A | Cumulative Summer Peak Savings (MW) | Technical Potential | 0 | 0 | 0 | 0 | 0 | 0 | 0 | 0 | 0 | 0 | 0 | 0 | 0 | 0 | 0 | 0 | 0 | 0 | 0 | 0 | 0 | 0 | 0 | 0 | 0 | 0 | 0
F12_Commercial_WA - Health_Existing_Space Heating_Natural Gas_Gas Boiler - Maintenance_A_Technical Potential | F12 | Commercial | WA - Health | Existing | Space Heating | Natural Gas | Gas Boiler - Maintenance | A | Cumulative Winter Peak Savings (MW) | Technical Potential | 0 | 0 | 0 | 0 | 0 | 0 | 0 | 0 | 0 | 0 | 0 | 0 | 0 | 0 | 0 | 0 | 0 | 0 | 0 | 0 | 0 | 0 | 0 | 0 | 0 | 0 | 0
F13_Commercial_WA - Health_Existing_Space Heating_Natural Gas_Gas Boiler - Maintenance_A_Technical Potential | F13 | Commercial | WA - Health | Existing | Space Heating | Natural Gas | Gas Boiler - Maintenance | A | Purchases (Incremental) | Technical Potential | 0 | 0 | 0 | 3098.9209 | 3098.9209 | 3098.9209 | 0 | 0 | 0 | 0 | 0 | 0 | 0 | 0 | 0 | 0 | 0 | 0 | 0 | 0 | 0 | 0 | 0 | 0 | 0 | 0 | 0
F14_Commercial_WA - Health_Existing_Space Heating_Natural Gas_Gas Boiler - Maintenance_A_Technical Potential | F14 | Commercial | WA - Health | Existing | Space Heating | Natural Gas | Gas Boiler - Maintenance | A | Purchases (Cumulative) | Technical Potential | 0 | 0 | 0 | 3098.9209 | 6197.8419 | 9296.7628 | 9296.7628 | 9296.7628 | 9296.7628 | 9296.7628 | 9296.7628 | 9296.7628 | 9296.7628 | 9296.7628 | 9296.7628 | 9296.7628 | 9296.7628 | 9296.7628 | 9296.7628 | 9296.7628 | 9296.7628 | 9296.7628 | 9296.7628 | 9296.7628 | 9296.7628 | 9296.7628 | 9296.7628
F1_Commercial_WA - Health_Existing_Space Heating_Natural Gas_Gas Furnace - Maintenance_A_Technical Potential | F1 | Commercial | WA - Health | Existing | Space Heating | Natural Gas | Gas Furnace - Maintenance | A | Original Unit Energy Savings (kWh or therms) | Technical Potential | 0 | 0 | 0.1752 | 0.17458 | 0.1739 | 0.17318 | 0.1724 | 0.17159 | 0.17073 | 0.16984 | 0.16893 | 0.16801 | 0.16709 | 0.16617 | 0.16527 | 0.1644 | 0.16355 | 0.16274 | 0.16198 | 0.16127 | 0.16061 | 0.16 | 0.15943 | 0.15891 | 0.15844 | 0.15799 | 0.15758
F2_Commercial_WA - Health_Existing_Space Heating_Natural Gas_Gas Furnace - Maintenance_A_Technical Potential | F2 | Commercial | WA - Health | Existing | Space Heating | Natural Gas | Gas Furnace - Maintenance | A | Original Unit Summer Peak Savings (kW) | Technical Potential | 0 | 0 | 0 | 0 | 0 | 0 | 0 | 0 | 0 | 0 | 0 | 0 | 0 | 0 | 0 | 0 | 0 | 0 | 0 | 0 | 0 | 0 | 0 | 0 | 0 | 0 | 0
F3_Commercial_WA - Health_Existing_Space Heating_Natural Gas_Gas Furnace - Maintenance_A_Technical Potential | F3 | Commercial | WA - Health | Existing | Space Heating | Natural Gas | Gas Furnace - Maintenance | A | Original Unit Winter Peak Savings (kW) | Technical Potential | 0 | 0 | 0 | 0 | 0 | 0 | 0 | 0 | 0 | 0 | 0 | 0 | 0 | 0 | 0 | 0 | 0 | 0 | 0 | 0 | 0 | 0 | 0 | 0 | 0 | 0 | 0
F4_Commercial_WA - Health_Existing_Space Heating_Natural Gas_Gas Furnace - Maintenance_A_Technical Potential | F4 | Commercial | WA - Health | Existing | Space Heating | Natural Gas | Gas Furnace - Maintenance | A | Standalone Impact on Baseline Energy (%) | Technical Potential | 0 | 0 | 0 | 3.6561e-05 | 7.306e-05 | 0.00010946 | 0.00010929 | 0.00010909 | 0.00010885 | 0.00010859 | 0.0001083 | 0.00010799 | 0.00010767 | 0.00010734 | 0.00010701 | 0.00010667 | 0.00010635 | 0.00010603 | 0.00010573 | 0.00010544 | 0.00010518 | 0.00010493 | 0.0001047 | 0.00010448 | 0.00010428 | 0.00010409 | 0.00010392
F5_Commercial_WA - Health_Existing_Space Heating_Natural Gas_Gas Furnace - Maintenance_A_Technical Potential | F5 | Commercial | WA - Health | Existing | Space Heating | Natural Gas | Gas Furnace - Maintenance | A | Standalone Impact on Baseline Summer Peak (%) | Technical Potential | 0 | 0 | 0 | 0 | 0 | 0 | 0 | 0 | 0 | 0 | 0 | 0 | 0 | 0 | 0 | 0 | 0 | 0 | 0 | 0 | 0 | 0 | 0 | 0 | 0 | 0 | 0
F6_Commercial_WA - Health_Existing_Space Heating_Natural Gas_Gas Furnace - Maintenance_A_Technical Potential | F6 | Commercial | WA - Health | Existing | Space Heating | Natural Gas | Gas Furnace - Maintenance | A | Standalone Impact on Baseline Winter Peak (%) | Technical Potential | 0 | 0 | 0 | 0 | 0 | 0 | 0 | 0 | 0 | 0 | 0 | 0 | 0 | 0 | 0 | 0 | 0 | 0 | 0 | 0 | 0 | 0 | 0 | 0 | 0 | 0 | 0
F7_Commercial_WA - Health_Existing_Space Heating_Natural Gas_Gas Furnace - Maintenance_A_Technical Potential | F7 | Commercial | WA - Health | Existing | Space Heating | Natural Gas | Gas Furnace - Maintenance | A | Incremental Energy Savings (MWh or mTherms) | Technical Potential | 0 | 0 | 0 | 0.095992 | 0.095621 | 0.095221 | 1.96e-17 | 3.9014e-17 | 0 | 0 | 0 | 0 | 0 | 0 | 0 | 0 | 0 | 0 | 0 | 0 | 0 | 0 | 0 | 0 | 0 | 0 | 0
F8_Commercial_WA - Health_Existing_Space Heating_Natural Gas_Gas Furnace - Maintenance_A_Technical Potential | F8 | Commercial | WA - Health | Existing | Space Heating | Natural Gas | Gas Furnace - Maintenance | A | Incremental Summer Peak Savings (MW) | Technical Potential | 0 | 0 | 0 | 0 | 0 | 0 | 0 | 0 | 0 | 0 | 0 | 0 | 0 | 0 | 0 | 0 | 0 | 0 | 0 | 0 | 0 | 0 | 0 | 0 | 0 | 0 | 0
F9_Commercial_WA - Health_Existing_Space Heating_Natural Gas_Gas Furnace - Maintenance_A_Technical Potential | F9 | Commercial | WA - Health | Existing | Space Heating | Natural Gas | Gas Furnace - Maintenance | A | Incremental Winter Peak Savings (MW) | Technical Potential | 0 | 0 | 0 | 0 | 0 | 0 | 0 | 0 | 0 | 0 | 0 | 0 | 0 | 0 | 0 | 0 | 0 | 0 | 0 | 0 | 0 | 0 | 0 | 0 | 0 | 0 | 0
F10_Commercial_WA - Health_Existing_Space Heating_Natural Gas_Gas Furnace - Maintenance_A_Technical Potential | F10 | Commercial | WA - Health | Existing | Space Heating | Natural Gas | Gas Furnace - Maintenance | A | Cumulative Energy Savings (MWh or mTherms) | Technical Potential | 0 | 0 | 0 | 0.095992 | 0.19124 | 0.28566 | 0.28439 | 0.28304 | 0.28163 | 0.28016 | 0.27866 | 0.27714 | 0.27562 | 0.27411 | 0.27262 | 0.27118 | 0.26978 | 0.26845 | 0.26719 | 0.26601 | 0.26493 | 0.26392 | 0.26299 | 0.26214 | 0.26135 | 0.26062 | 0.25994
F11_Commercial_WA - Health_Existing_Space Heating_Natural Gas_Gas Furnace - Maintenance_A_Technical Potential | F11 | Commercial | WA - Health | Existing | Space Heating | Natural Gas | Gas Furnace - Maintenance | A | Cumulative Summer Peak Savings (MW) | Technical Potential | 0 | 0 | 0 | 0 | 0 | 0 | 0 | 0 | 0 | 0 | 0 | 0 | 0 | 0 | 0 | 0 | 0 | 0 | 0 | 0 | 0 | 0 | 0 | 0 | 0 | 0 | 0
F12_Commercial_WA - Health_Existing_Space Heating_Natural Gas_Gas Furnace - Maintenance_A_Technical Potential | F12 | Commercial | WA - Health | Existing | Space Heating | Natural Gas | Gas Furnace - Maintenance | A | Cumulative Winter Peak Savings (MW) | Technical Potential | 0 | 0 | 0 | 0 | 0 | 0 | 0 | 0 | 0 | 0 | 0 | 0 | 0 | 0 | 0 | 0 | 0 | 0 | 0 | 0 | 0 | 0 | 0 | 0 | 0 | 0 | 0
F13_Commercial_WA - Health_Existing_Space Heating_Natural Gas_Gas Furnace - Maintenance_A_Technical Potential | F13 | Commercial | WA - Health | Existing | Space Heating | Natural Gas | Gas Furnace - Maintenance | A | Purchases (Incremental) | Technical Potential | 0 | 0 | 0 | 549.8473 | 549.8473 | 549.8473 | 1.1369e-13 | 2.2737e-13 | 0 | 0 | 0 | 0 | 0 | 0 | 0 | 0 | 0 | 0 | 0 | 0 | 0 | 0 | 0 | 0 | 0 | 0 | 0
F14_Commercial_WA - Health_Existing_Space Heating_Natural Gas_Gas Furnace - Maintenance_A_Technical Potential | F14 | Commercial | WA - Health | Existing | Space Heating | Natural Gas | Gas Furnace - Maintenance | A | Purchases (Cumulative) | Technical Potential | 0 | 0 | 0 | 549.8473 | 1099.6945 | 1649.5418 | 1649.5418 | 1649.5418 | 1649.5418 | 1649.5418 | 1649.5418 | 1649.5418 | 1649.5418 | 1649.5418 | 1649.5418 | 1649.5418 | 1649.5418 | 1649.5418 | 1649.5418 | 1649.5418 | 1649.5418 | 1649.5418 | 1649.5418 | 1649.5418 | 1649.5418 | 1649.5418 | 1649.5418
F1_Commercial_WA - Health_Existing_Space Heating_Natural Gas_Gas Boiler - Hot Water Reset_A_Technical Potential | F1 | Commercial | WA - Health | Existing | Space Heating | Natural Gas | Gas Boiler - Hot Water Reset | A | Original Unit Energy Savings (kWh or therms) | Technical Potential | 0 | 0 | 496.7496 | 495.2493 | 493.78 | 492.3451 | 490.9475 | 489.5902 | 488.2757 | 487.0062 | 485.7839 | 484.6107 | 483.4883 | 482.4184 | 481.4023 | 480.4413 | 479.5367 | 478.6896 | 477.9008 | 477.1713 | 476.502 | 475.8935 | 475.3403 | 474.8374 | 474.3802 | 473.9646 | 473.5868
F2_Commercial_WA - Health_Existing_Space Heating_Natural Gas_Gas Boiler - Hot Water Reset_A_Technical Potential | F2 | Commercial | WA - Health | Existing | Space Heating | Natural Gas | Gas Boiler - Hot Water Reset | A | Original Unit Summer Peak Savings (kW) | Technical Potential | 0 | 0 | 0 | 0 | 0 | 0 | 0 | 0 | 0 | 0 | 0 | 0 | 0 | 0 | 0 | 0 | 0 | 0 | 0 | 0 | 0 | 0 | 0 | 0 | 0 | 0 | 0
F3_Commercial_WA - Health_Existing_Space Heating_Natural Gas_Gas Boiler - Hot Water Reset_A_Technical Potential | F3 | Commercial | WA - Health | Existing | Space Heating | Natural Gas | Gas Boiler - Hot Water Reset | A | Original Unit Winter Peak Savings (kW) | Technical Potential | 0 | 0 | 0 | 0 | 0 | 0 | 0 | 0 | 0 | 0 | 0 | 0 | 0 | 0 | 0 | 0 | 0 | 0 | 0 | 0 | 0 | 0 | 0 | 0 | 0 | 0 | 0
F4_Commercial_WA - Health_Existing_Space Heating_Natural Gas_Gas Boiler - Hot Water Reset_A_Technical Potential | F4 | Commercial | WA - Health | Existing | Space Heating | Natural Gas | Gas Boiler - Hot Water Reset | A | Standalone Impact on Baseline Energy (%) | Technical Potential | 0 | 0 | 0 | 0.00066805 | 0.0020394 | 0.0034111 | 0.004783 | 0.0061554 | 0.0075284 | 0.0089019 | 0.010276 | 0.011651 | 0.013026 | 0.014402 | 0.015779 | 0.017156 | 0.018534 | 0.019912 | 0.021291 | 0.02267 | 0.024049 | 0.025428 | 0.026808 | 0.026812 | 0.026815 | 0.026818 | 0.026821
F5_Commercial_WA - Health_Existing_Space Heating_Natural Gas_Gas Boiler - Hot Water Reset_A_Technical Potential | F5 | Commercial | WA - Health | Existing | Space Heating | Natural Gas | Gas Boiler - Hot Water Reset | A | Standalone Impact on Baseline Summer Peak (%) | Technical Potential | 0 | 0 | 0 | 0 | 0 | 0 | 0 | 0 | 0 | 0 | 0 | 0 | 0 | 0 | 0 | 0 | 0 | 0 | 0 | 0 | 0 | 0 | 0 | 0 | 0 | 0 | 0
F6_Commercial_WA - Health_Existing_Space Heating_Natural Gas_Gas Boiler - Hot Water Reset_A_Technical Potential | F6 | Commercial | WA - Health | Existing | Space Heating | Natural Gas | Gas Boiler - Hot Water Reset | A | Standalone Impact on Baseline Winter Peak (%) | Technical Potential | 0 | 0 | 0 | 0 | 0 | 0 | 0 | 0 | 0 | 0 | 0 | 0 | 0 | 0 | 0 | 0 | 0 | 0 | 0 | 0 | 0 | 0 | 0 | 0 | 0 | 0 | 0
F7_Commercial_WA - Health_Existing_Space Heating_Natural Gas_Gas Boiler - Hot Water Reset_A_Technical Potential | F7 | Commercial | WA - Health | Existing | Space Heating | Natural Gas | Gas Boiler - Hot Water Reset | A | Incremental Energy Savings (MWh or mTherms) | Technical Potential | 0 | 0 | 0 | 1.754 | 3.5896 | 3.5792 | 3.569 | 3.5592 | 3.5496 | 3.5404 | 3.5315 | 3.523 | 3.5148 | 3.507 | 3.4996 | 3.4927 | 3.4861 | 3.4799 | 3.4742 | 3.4689 | 3.464 | 3.4596 | 3.4556 | 0 | 0 | 0 | 0
F8_Commercial_WA - Health_Existing_Space Heating_Natural Gas_Gas Boiler - Hot Water Reset_A_Technical Potential | F8 | Commercial | WA - Health | Existing | Space Heating | Natural Gas | Gas Boiler - Hot Water Reset | A | Incremental Summer Peak Savings (MW) | Technical Potential | 0 | 0 | 0 | 0 | 0 | 0 | 0 | 0 | 0 | 0 | 0 | 0 | 0 | 0 | 0 | 0 | 0 | 0 | 0 | 0 | 0 | 0 | 0 | 0 | 0 | 0 | 0
F9_Commercial_WA - Health_Existing_Space Heating_Natural Gas_Gas Boiler - Hot Water Reset_A_Technical Potential | F9 | Commercial | WA - Health | Existing | Space Heating | Natural Gas | Gas Boiler - Hot Water Reset | A | Incremental Winter Peak Savings (MW) | Technical Potential | 0 | 0 | 0 | 0 | 0 | 0 | 0 | 0 | 0 | 0 | 0 | 0 | 0 | 0 | 0 | 0 | 0 | 0 | 0 | 0 | 0 | 0 | 0 | 0 | 0 | 0 | 0
F10_Commercial_WA - Health_Existing_Space Heating_Natural Gas_Gas Boiler - Hot Water Reset_A_Technical Potential | F10 | Commercial | WA - Health | Existing | Space Heating | Natural Gas | Gas Boiler - Hot Water Reset | A | Cumulative Energy Savings (MWh or mTherms) | Technical Potential | 0 | 0 | 0 | 1.754 | 5.3384 | 8.9021 | 12.4458 | 15.9706 | 19.4773 | 22.9671 | 26.4409 | 29.9 | 33.3456 | 36.7788 | 40.201 | 43.6134 | 47.0173 | 50.4142 | 53.8053 | 57.1921 | 60.5759 | 63.9581 | 67.3393 | 67.2681 | 67.2033 | 67.1444 | 67.0909
F11_Commercial_WA - Health_Existing_Space Heating_Natural Gas_Gas Boiler - Hot Water Reset_A_Technical Potential | F11 | Commercial | WA - Health | Existing | Space Heating | Natural Gas | Gas Boiler - Hot Water Reset | A | Cumulative Summer Peak Savings (MW) | Technical Potential | 0 | 0 | 0 | 0 | 0 | 0 | 0 | 0 | 0 | 0 | 0 | 0 | 0 | 0 | 0 | 0 | 0 | 0 | 0 | 0 | 0 | 0 | 0 | 0 | 0 | 0 | 0
F12_Commercial_WA - Health_Existing_Space Heating_Natural Gas_Gas Boiler - Hot Water Reset_A_Technical Potential | F12 | Commercial | WA - Health | Existing | Space Heating | Natural Gas | Gas Boiler - Hot Water Reset | A | Cumulative Winter Peak Savings (MW) | Technical Potential | 0 | 0 | 0 | 0 | 0 | 0 | 0 | 0 | 0 | 0 | 0 | 0 | 0 | 0 | 0 | 0 | 0 | 0 | 0 | 0 | 0 | 0 | 0 | 0 | 0 | 0 | 0
F13_Commercial_WA - Health_Existing_Space Heating_Natural Gas_Gas Boiler - Hot Water Reset_A_Technical Potential | F13 | Commercial | WA - Health | Existing | Space Heating | Natural Gas | Gas Boiler - Hot Water Reset | A | Purchases (Incremental) | Technical Potential | 0 | 0 | 0 | 3.5416 | 7.2697 | 7.2697 | 7.2697 | 7.2697 | 7.2697 | 7.2697 | 7.2697 | 7.2697 | 7.2697 | 7.2697 | 7.2697 | 7.2697 | 7.2697 | 7.2697 | 7.2697 | 7.2697 | 7.2697 | 7.2697 | 7.2697 | 0 | 0 | 0 | 0
F14_Commercial_WA - Health_Existing_Space Heating_Natural Gas_Gas Boiler - Hot Water Reset_A_Technical Potential | F14 | Commercial | WA - Health | Existing | Space Heating | Natural Gas | Gas Boiler - Hot Water Reset | A | Purchases (Cumulative) | Technical Potential | 0 | 0 | 0 | 3.5416 | 10.8113 | 18.081 | 25.3507 | 32.6203 | 39.89 | 47.1597 | 54.4294 | 61.699 | 68.9687 | 76.2384 | 83.5081 | 90.7778 | 98.0474 | 105.3171 | 112.5868 | 119.8565 | 127.1261 | 134.3958 | 141.6655 | 141.6655 | 141.6655 | 141.6655 | 141.6655
F1_Commercial_WA - Health_Existing_Space Heating_Natural Gas_Gas Boiler - Steam Trap Replacement_A_Technical Potential | F1 | Commercial | WA - Health | Existing | Space Heating | Natural Gas | Gas Boiler - Steam Trap Replacement | A | Original Unit Energy Savings (kWh or therms) | Technical Potential | 0 | 0 | 79.6395 | 79.3989 | 79.1634 | 78.9333 | 78.7093 | 78.4917 | 78.2809 | 78.0774 | 77.8814 | 77.6933 | 77.5134 | 77.3419 | 77.179 | 77.0249 | 76.8799 | 76.7441 | 76.6176 | 76.5007 | 76.3933 | 76.2958 | 76.2071 | 76.1265 | 76.0532 | 75.9866 | 75.926
F2_Commercial_WA - Health_Existing_Space Heating_Natural Gas_Gas Boiler - Steam Trap Replacement_A_Technical Potential | F2 | Commercial | WA - Health | Existing | Space Heating | Natural Gas | Gas Boiler - Steam Trap Replacement | A | Original Unit Summer Peak Savings (kW) | Technical Potential | 0 | 0 | 0 | 0 | 0 | 0 | 0 | 0 | 0 | 0 | 0 | 0 | 0 | 0 | 0 | 0 | 0 | 0 | 0 | 0 | 0 | 0 | 0 | 0 | 0 | 0 | 0
F3_Commercial_WA - Health_Existing_Space Heating_Natural Gas_Gas Boiler - Steam Trap Replacement_A_Technical Potential | F3 | Commercial | WA - Health | Existing | Space Heating | Natural Gas | Gas Boiler - Steam Trap Replacement | A | Original Unit Winter Peak Savings (kW) | Technical Potential | 0 | 0 | 0 | 0 | 0 | 0 | 0 | 0 | 0 | 0 | 0 | 0 | 0 | 0 | 0 | 0 | 0 | 0 | 0 | 0 | 0 | 0 | 0 | 0 | 0 | 0 | 0
F4_Commercial_WA - Health_Existing_Space Heating_Natural Gas_Gas Boiler - Steam Trap Replacement_A_Technical Potential | F4 | Commercial | WA - Health | Existing | Space Heating | Natural Gas | Gas Boiler - Steam Trap Replacement | A | Standalone Impact on Baseline Energy (%) | Technical Potential | 0 | 0 | 0 | 0.0001785 | 0.00054494 | 0.00091144 | 0.001278 | 0.0016447 | 0.0020116 | 0.0022 | 0.0022004 | 0.0022008 | 0.0022013 | 0.0022017 | 0.0022022 | 0.0022027 | 0.0022031 | 0.0022036 | 0.002204 | 0.0022044 | 0.0022048 | 0.0022052 | 0.0022055 | 0.0022058 | 0.0022061 | 0.0022063 | 0.0022066
F5_Commercial_WA - Health_Existing_Space Heating_Natural Gas_Gas Boiler - Steam Trap Replacement_A_Technical Potential | F5 | Commercial | WA - Health | Existing | Space Heating | Natural Gas | Gas Boiler - Steam Trap Replacement | A | Standalone Impact on Baseline Summer Peak (%) | Technical Potential | 0 | 0 | 0 | 0 | 0 | 0 | 0 | 0 | 0 | 0 | 0 | 0 | 0 | 0 | 0 | 0 | 0 | 0 | 0 | 0 | 0 | 0 | 0 | 0 | 0 | 0 | 0
F6_Commercial_WA - Health_Existing_Space Heating_Natural Gas_Gas Boiler - Steam Trap Replacement_A_Technical Potential | F6 | Commercial | WA - Health | Existing | Space Heating | Natural Gas | Gas Boiler - Steam Trap Replacement | A | Standalone Impact on Baseline Winter Peak (%) | Technical Potential | 0 | 0 | 0 | 0 | 0 | 0 | 0 | 0 | 0 | 0 | 0 | 0 | 0 | 0 | 0 | 0 | 0 | 0 | 0 | 0 | 0 | 0 | 0 | 0 | 0 | 0 | 0
F7_Commercial_WA - Health_Existing_Space Heating_Natural Gas_Gas Boiler - Steam Trap Replacement_A_Technical Potential | F7 | Commercial | WA - Health | Existing | Space Heating | Natural Gas | Gas Boiler - Steam Trap Replacement | A | Incremental Energy Savings (MWh or mTherms) | Technical Potential | 0 | 0 | 0 | 0.46867 | 0.95915 | 0.95637 | 0.95365 | 0.95102 | 0.94846 | 0.48513 | 0 | 0 | 0 | 2.7477e-16 | 0 | 5.4729e-16 | 1.9119e-15 | 0 | 2.0415e-15 | 2.7178e-16 | 2.3069e-15 | 0 | 0 | 0 | 0 | 0 | 0
F8_Commercial_WA - Health_Existing_Space Heating_Natural Gas_Gas Boiler - Steam Trap Replacement_A_Technical Potential | F8 | Commercial | WA - Health | Existing | Space Heating | Natural Gas | Gas Boiler - Steam Trap Replacement | A | Incremental Summer Peak Savings (MW) | Technical Potential | 0 | 0 | 0 | 0 | 0 | 0 | 0 | 0 | 0 | 0 | 0 | 0 | 0 | 0 | 0 | 0 | 0 | 0 | 0 | 0 | 0 | 0 | 0 | 0 | 0 | 0 | 0
F9_Commercial_WA - Health_Existing_Space Heating_Natural Gas_Gas Boiler - Steam Trap Replacement_A_Technical Potential | F9 | Commercial | WA - Health | Existing | Space Heating | Natural Gas | Gas Boiler - Steam Trap Replacement | A | Incremental Winter Peak Savings (MW) | Technical Potential | 0 | 0 | 0 | 0 | 0 | 0 | 0 | 0 | 0 | 0 | 0 | 0 | 0 | 0 | 0 | 0 | 0 | 0 | 0 | 0 | 0 | 0 | 0 | 0 | 0 | 0 | 0
F10_Commercial_WA - Health_Existing_Space Heating_Natural Gas_Gas Boiler - Steam Trap Replacement_A_Technical Potential | F10 | Commercial | WA - Health | Existing | Space Heating | Natural Gas | Gas Boiler - Steam Trap Replacement | A | Cumulative Energy Savings (MWh or mTherms) | Technical Potential | 0 | 0 | 0 | 0.46867 | 1.4264 | 2.3787 | 3.3256 | 4.2674 | 5.2044 | 5.676 | 5.6617 | 5.6481 | 5.635 | 5.6225 | 5.6107 | 5.5995 | 5.5889 | 5.579 | 5.5699 | 5.5614 | 5.5535 | 5.5465 | 5.54 | 5.5341 | 5.5288 | 5.524 | 5.5196
F11_Commercial_WA - Health_Existing_Space Heating_Natural Gas_Gas Boiler - Steam Trap Replacement_A_Technical Potential | F11 | Commercial | WA - Health | Existing | Space Heating | Natural Gas | Gas Boiler - Steam Trap Replacement | A | Cumulative Summer Peak Savings (MW) | Technical Potential | 0 | 0 | 0 | 0 | 0 | 0 | 0 | 0 | 0 | 0 | 0 | 0 | 0 | 0 | 0 | 0 | 0 | 0 | 0 | 0 | 0 | 0 | 0 | 0 | 0 | 0 | 0
F12_Commercial_WA - Health_Existing_Space Heating_Natural Gas_Gas Boiler - Steam Trap Replacement_A_Technical Potential | F12 | Commercial | WA - Health | Existing | Space Heating | Natural Gas | Gas Boiler - Steam Trap Replacement | A | Cumulative Winter Peak Savings (MW) | Technical Potential | 0 | 0 | 0 | 0 | 0 | 0 | 0 | 0 | 0 | 0 | 0 | 0 | 0 | 0 | 0 | 0 | 0 | 0 | 0 | 0 | 0 | 0 | 0 | 0 | 0 | 0 | 0
F13_Commercial_WA - Health_Existing_Space Heating_Natural Gas_Gas Boiler - Steam Trap Replacement_A_Technical Potential | F13 | Commercial | WA - Health | Existing | Space Heating | Natural Gas | Gas Boiler - Steam Trap Replacement | A | Purchases (Incremental) | Technical Potential | 0 | 0 | 0 | 5.9027 | 12.1161 | 12.1161 | 12.1161 | 12.1161 | 12.1161 | 6.2134 | 0 | 0 | 0 | 3.5527e-15 | 0 | 7.1054e-15 | 2.4869e-14 | 0 | 2.6645e-14 | 3.5527e-15 | 3.0198e-14 | 0 | 0 | 0 | 0 | 0 | 0
F14_Commercial_WA - Health_Existing_Space Heating_Natural Gas_Gas Boiler - Steam Trap Replacement_A_Technical Potential | F14 | Commercial | WA - Health | Existing | Space Heating | Natural Gas | Gas Boiler - Steam Trap Replacement | A | Purchases (Cumulative) | Technical Potential | 0 | 0 | 0 | 5.9027 | 18.0189 | 30.135 | 42.2511 | 54.3672 | 66.4834 | 72.6968 | 72.6968 | 72.6968 | 72.6968 | 72.6968 | 72.6968 | 72.6968 | 72.6968 | 72.6968 | 72.6968 | 72.6968 | 72.6968 | 72.6968 | 72.6968 | 72.6968 | 72.6968 | 72.6968 | 72.6968
F1_Commercial_WA - Health_Existing_Space Heating_Natural Gas_Gas Boiler - High Turndown Burner_A_Technical Potential | F1 | Commercial | WA - Health | Existing | Space Heating | Natural Gas | Gas Boiler - High Turndown Burner | A | Original Unit Energy Savings (kWh or therms) | Technical Potential | 0 | 0 | 0.4657 | 0.4643 | 0.46292 | 0.46157 | 0.46026 | 0.45899 | 0.45776 | 0.45657 | 0.45542 | 0.45432 | 0.45327 | 0.45227 | 0.45131 | 0.45041 | 0.44957 | 0.44877 | 0.44803 | 0.44735 | 0.44672 | 0.44615 | 0.44563 | 0.44516 | 0.44473 | 0.44434 | 0.44399
F2_Commercial_WA - Health_Existing_Space Heating_Natural Gas_Gas Boiler - High Turndown Burner_A_Technical Potential | F2 | Commercial | WA - Health | Existing | Space Heating | Natural Gas | Gas Boiler - High Turndown Burner | A | Original Unit Summer Peak Savings (kW) | Technical Potential | 0 | 0 | 0 | 0 | 0 | 0 | 0 | 0 | 0 | 0 | 0 | 0 | 0 | 0 | 0 | 0 | 0 | 0 | 0 | 0 | 0 | 0 | 0 | 0 | 0 | 0 | 0
F3_Commercial_WA - Health_Existing_Space Heating_Natural Gas_Gas Boiler - High Turndown Burner_A_Technical Potential | F3 | Commercial | WA - Health | Existing | Space Heating | Natural Gas | Gas Boiler - High Turndown Burner | A | Original Unit Winter Peak Savings (kW) | Technical Potential | 0 | 0 | 0 | 0 | 0 | 0 | 0 | 0 | 0 | 0 | 0 | 0 | 0 | 0 | 0 | 0 | 0 | 0 | 0 | 0 | 0 | 0 | 0 | 0 | 0 | 0 | 0
F4_Commercial_WA - Health_Existing_Space Heating_Natural Gas_Gas Boiler - High Turndown Burner_A_Technical Potential | F4 | Commercial | WA - Health | Existing | Space Heating | Natural Gas | Gas Boiler - High Turndown Burner | A | Standalone Impact on Baseline Energy (%) | Technical Potential | 0 | 0 | 0 | 0.00053862 | 0.0012 | 0.0020095 | 0.0029494 | 0.0040218 | 0.0052758 | 0.006652 | 0.0080585 | 0.0093846 | 0.010525 | 0.011409 | 0.012016 | 0.012381 | 0.012553 | 0.012555 | 0.012558 | 0.01256 | 0.012562 | 0.012564 | 0.012566 | 0.012568 | 0.01257 | 0.012571 | 0.012573
F5_Commercial_WA - Health_Existing_Space Heating_Natural Gas_Gas Boiler - High Turndown Burner_A_Technical Potential | F5 | Commercial | WA - Health | Existing | Space Heating | Natural Gas | Gas Boiler - High Turndown Burner | A | Standalone Impact on Baseline Summer Peak (%) | Technical Potential | 0 | 0 | 0 | 0 | 0 | 0 | 0 | 0 | 0 | 0 | 0 | 0 | 0 | 0 | 0 | 0 | 0 | 0 | 0 | 0 | 0 | 0 | 0 | 0 | 0 | 0 | 0
F6_Commercial_WA - Health_Existing_Space Heating_Natural Gas_Gas Boiler - High Turndown Burner_A_Technical Potential | F6 | Commercial | WA - Health | Existing | Space Heating | Natural Gas | Gas Boiler - High Turndown Burner | A | Standalone Impact on Baseline Winter Peak (%) | Technical Potential | 0 | 0 | 0 | 0 | 0 | 0 | 0 | 0 | 0 | 0 | 0 | 0 | 0 | 0 | 0 | 0 | 0 | 0 | 0 | 0 | 0 | 0 | 0 | 0 | 0 | 0 | 0
F7_Commercial_WA - Health_Existing_Space Heating_Natural Gas_Gas Boiler - High Turndown Burner_A_Technical Potential | F7 | Commercial | WA - Health | Existing | Space Heating | Natural Gas | Gas Boiler - High Turndown Burner | A | Incremental Energy Savings (MWh or mTherms) | Technical Potential | 0 | 0 | 0 | 1.4142 | 1.7312 | 2.1123 | 2.4451 | 2.7813 | 3.2429 | 3.5483 | 3.6157 | 3.3991 | 2.9151 | 2.2508 | 1.5414 | 0.92057 | 0.42916 | 0 | 0 | 0 | 0 | 0 | 0 | 0 | 0 | 0 | 0
F8_Commercial_WA - Health_Existing_Space Heating_Natural Gas_Gas Boiler - High Turndown Burner_A_Technical Potential | F8 | Commercial | WA - Health | Existing | Space Heating | Natural Gas | Gas Boiler - High Turndown Burner | A | Incremental Summer Peak Savings (MW) | Technical Potential | 0 | 0 | 0 | 0 | 0 | 0 | 0 | 0 | 0 | 0 | 0 | 0 | 0 | 0 | 0 | 0 | 0 | 0 | 0 | 0 | 0 | 0 | 0 | 0 | 0 | 0 | 0
F9_Commercial_WA - Health_Existing_Space Heating_Natural Gas_Gas Boiler - High Turndown Burner_A_Technical Potential | F9 | Commercial | WA - Health | Existing | Space Heating | Natural Gas | Gas Boiler - High Turndown Burner | A | Incremental Winter Peak Savings (MW) | Technical Potential | 0 | 0 | 0 | 0 | 0 | 0 | 0 | 0 | 0 | 0 | 0 | 0 | 0 | 0 | 0 | 0 | 0 | 0 | 0 | 0 | 0 | 0 | 0 | 0 | 0 | 0 | 0
F10_Commercial_WA - Health_Existing_Space Heating_Natural Gas_Gas Boiler - High Turndown Burner_A_Technical Potential | F10 | Commercial | WA - Health | Existing | Space Heating | Natural Gas | Gas Boiler - High Turndown Burner | A | Cumulative Energy Savings (MWh or mTherms) | Technical Potential | 0 | 0 | 0 | 1.4142 | 3.1412 | 5.2444 | 7.6746 | 10.4347 | 13.6496 | 17.1623 | 20.735 | 24.084 | 26.9433 | 29.1345 | 30.6146 | 31.4741 | 31.844 | 31.7877 | 31.7353 | 31.6869 | 31.6424 | 31.602 | 31.5653 | 31.5319 | 31.5016 | 31.474 | 31.4489
F11_Commercial_WA - Health_Existing_Space Heating_Natural Gas_Gas Boiler - High Turndown Burner_A_Technical Potential | F11 | Commercial | WA - Health | Existing | Space Heating | Natural Gas | Gas Boiler - High Turndown Burner | A | Cumulative Summer Peak Savings (MW) | Technical Potential | 0 | 0 | 0 | 0 | 0 | 0 | 0 | 0 | 0 | 0 | 0 | 0 | 0 | 0 | 0 | 0 | 0 | 0 | 0 | 0 | 0 | 0 | 0 | 0 | 0 | 0 | 0
F12_Commercial_WA - Health_Existing_Space Heating_Natural Gas_Gas Boiler - High Turndown Burner_A_Technical Potential | F12 | Commercial | WA - Health | Existing | Space Heating | Natural Gas | Gas Boiler - High Turndown Burner | A | Cumulative Winter Peak Savings (MW) | Technical Potential | 0 | 0 | 0 | 0 | 0 | 0 | 0 | 0 | 0 | 0 | 0 | 0 | 0 | 0 | 0 | 0 | 0 | 0 | 0 | 0 | 0 | 0 | 0 | 0 | 0 | 0 | 0
F13_Commercial_WA - Health_Existing_Space Heating_Natural Gas_Gas Boiler - High Turndown Burner_A_Technical Potential | F13 | Commercial | WA - Health | Existing | Space Heating | Natural Gas | Gas Boiler - High Turndown Burner | A | Purchases (Incremental) | Technical Potential | 0 | 0 | 0 | 3045.8079 | 3739.7663 | 4576.3796 | 5312.4556 | 6059.5283 | 7084.317 | 7771.6058 | 7939.2443 | 7481.7849 | 6431.2279 | 4976.7556 | 3415.4386 | 2043.8245 | 954.605 | 0 | 0 | 0 | 0 | 0 | 0 | 0 | 0 | 0 | 0
F14_Commercial_WA - Health_Existing_Space Heating_Natural Gas_Gas Boiler - High Turndown Burner_A_Technical Potential | F14 | Commercial | WA - Health | Existing | Space Heating | Natural Gas | Gas Boiler - High Turndown Burner | A | Purchases (Cumulative) | Technical Potential | 0 | 0 | 0 | 3045.8079 | 6785.5742 | 11361.9538 | 16674.4094 | 22733.9377 | 29818.2547 | 37589.8605 | 45529.1047 | 53010.8896 | 59442.1175 | 64418.8731 | 67834.3118 | 69878.1363 | 70832.7413 | 70832.7413 | 70832.7413 | 70832.7413 | 70832.7413 | 70832.7413 | 70832.7413 | 70832.7413 | 70832.7413 | 70832.7413 | 70832.7413
F1_Commercial_WA - Health_Existing_Space Heating_Natural Gas_Gas Boiler - Burner Control Optimization_A_Technical Potential | F1 | Commercial | WA - Health | Existing | Space Heating | Natural Gas | Gas Boiler - Burner Control Optimization | A | Original Unit Energy Savings (kWh or therms) | Technical Potential | 0 | 0 | 0.13505 | 0.13465 | 0.13425 | 0.13386 | 0.13348 | 0.13311 | 0.13275 | 0.1324 | 0.13207 | 0.13175 | 0.13145 | 0.13116 | 0.13088 | 0.13062 | 0.13037 | 0.13014 | 0.12993 | 0.12973 | 0.12955 | 0.12938 | 0.12923 | 0.1291 | 0.12897 | 0.12886 | 0.12876
F2_Commercial_WA - Health_Existing_Space Heating_Natural Gas_Gas Boiler - Burner Control Optimization_A_Technical Potential | F2 | Commercial | WA - Health | Existing | Space Heating | Natural Gas | Gas Boiler - Burner Control Optimization | A | Original Unit Summer Peak Savings (kW) | Technical Potential | 0 | 0 | 0 | 0 | 0 | 0 | 0 | 0 | 0 | 0 | 0 | 0 | 0 | 0 | 0 | 0 | 0 | 0 | 0 | 0 | 0 | 0 | 0 | 0 | 0 | 0 | 0
F3_Commercial_WA - Health_Existing_Space Heating_Natural Gas_Gas Boiler - Burner Control Optimization_A_Technical Potential | F3 | Commercial | WA - Health | Existing | Space Heating | Natural Gas | Gas Boiler - Burner Control Optimization | A | Original Unit Winter Peak Savings (kW) | Technical Potential | 0 | 0 | 0 | 0 | 0 | 0 | 0 | 0 | 0 | 0 | 0 | 0 | 0 | 0 | 0 | 0 | 0 | 0 | 0 | 0 | 0 | 0 | 0 | 0 | 0 | 0 | 0
F4_Commercial_WA - Health_Existing_Space Heating_Natural Gas_Gas Boiler - Burner Control Optimization_A_Technical Potential | F4 | Commercial | WA - Health | Existing | Space Heating | Natural Gas | Gas Boiler - Burner Control Optimization | A | Standalone Impact on Baseline Energy (%) | Technical Potential | 0 | 0 | 0 | 5.812e-05 | 8.94e-05 | 0.00019522 | 0.00036738 | 0.00062874 | 0.0010031 | 0.0015126 | 0.0021732 | 0.0029904 | 0.0039545 | 0.0050365 | 0.006188 | 0.0073448 | 0.0084357 | 0.0093955 | 0.010177 | 0.010762 | 0.011192 | 0.011368 | 0.011525 | 0.011527 | 0.011528 | 0.01153 | 0.011531
F5_Commercial_WA - Health_Existing_Space Heating_Natural Gas_Gas Boiler - Burner Control Optimization_A_Technical Potential | F5 | Commercial | WA - Health | Existing | Space Heating | Natural Gas | Gas Boiler - Burner Control Optimization | A | Standalone Impact on Baseline Summer Peak (%) | Technical Potential | 0 | 0 | 0 | 0 | 0 | 0 | 0 | 0 | 0 | 0 | 0 | 0 | 0 | 0 | 0 | 0 | 0 | 0 | 0 | 0 | 0 | 0 | 0 | 0 | 0 | 0 | 0
F6_Commercial_WA - Health_Existing_Space Heating_Natural Gas_Gas Boiler - Burner Control Optimization_A_Technical Potential | F6 | Commercial | WA - Health | Existing | Space Heating | Natural Gas | Gas Boiler - Burner Control Optimization | A | Standalone Impact on Baseline Winter Peak (%) | Technical Potential | 0 | 0 | 0 | 0 | 0 | 0 | 0 | 0 | 0 | 0 | 0 | 0 | 0 | 0 | 0 | 0 | 0 | 0 | 0 | 0 | 0 | 0 | 0 | 0 | 0 | 0 | 0
F7_Commercial_WA - Health_Existing_Space Heating_Natural Gas_Gas Boiler - Burner Control Optimization_A_Technical Potential | F7 | Commercial | WA - Health | Existing | Space Heating | Natural Gas | Gas Boiler - Burner Control Optimization | A | Incremental Energy Savings (MWh or mTherms) | Technical Potential | 0 | 0 | 0 | 0.1526 | 0.081868 | 0.27615 | 0.44791 | 0.67799 | 0.96842 | 1.3139 | 1.699 | 2.0963 | 2.4663 | 2.7609 | 2.9309 | 2.9373 | 2.7637 | 2.4256 | 1.9712 | 1.4711 | 1.0763 | 0.4399 | 0.38987 | 0 | 0 | 0 | 0
F8_Commercial_WA - Health_Existing_Space Heating_Natural Gas_Gas Boiler - Burner Control Optimization_A_Technical Potential | F8 | Commercial | WA - Health | Existing | Space Heating | Natural Gas | Gas Boiler - Burner Control Optimization | A | Incremental Summer Peak Savings (MW) | Technical Potential | 0 | 0 | 0 | 0 | 0 | 0 | 0 | 0 | 0 | 0 | 0 | 0 | 0 | 0 | 0 | 0 | 0 | 0 | 0 | 0 | 0 | 0 | 0 | 0 | 0 | 0 | 0
F9_Commercial_WA - Health_Existing_Space Heating_Natural Gas_Gas Boiler - Burner Control Optimization_A_Technical Potential | F9 | Commercial | WA - Health | Existing | Space Heating | Natural Gas | Gas Boiler - Burner Control Optimization | A | Incremental Winter Peak Savings (MW) | Technical Potential | 0 | 0 | 0 | 0 | 0 | 0 | 0 | 0 | 0 | 0 | 0 | 0 | 0 | 0 | 0 | 0 | 0 | 0 | 0 | 0 | 0 | 0 | 0 | 0 | 0 | 0 | 0
F10_Commercial_WA - Health_Existing_Space Heating_Natural Gas_Gas Boiler - Burner Control Optimization_A_Technical Potential | F10 | Commercial | WA - Health | Existing | Space Heating | Natural Gas | Gas Boiler - Burner Control Optimization | A | Cumulative Energy Savings (MWh or mTherms) | Technical Potential | 0 | 0 | 0 | 0.1526 | 0.23401 | 0.50948 | 0.95595 | 1.6313 | 2.5953 | 3.9025 | 5.5917 | 7.6745 | 10.123 | 12.8615 | 15.7654 | 18.6712 | 21.3997 | 23.7875 | 25.7195 | 27.1514 | 28.1896 | 28.5935 | 28.9502 | 28.9195 | 28.8917 | 28.8664 | 28.8434
F11_Commercial_WA - Health_Existing_Space Heating_Natural Gas_Gas Boiler - Burner Control Optimization_A_Technical Potential | F11 | Commercial | WA - Health | Existing | Space Heating | Natural Gas | Gas Boiler - Burner Control Optimization | A | Cumulative Summer Peak Savings (MW) | Technical Potential | 0 | 0 | 0 | 0 | 0 | 0 | 0 | 0 | 0 | 0 | 0 | 0 | 0 | 0 | 0 | 0 | 0 | 0 | 0 | 0 | 0 | 0 | 0 | 0 | 0 | 0 | 0
F12_Commercial_WA - Health_Existing_Space Heating_Natural Gas_Gas Boiler - Burner Control Optimization_A_Technical Potential | F12 | Commercial | WA - Health | Existing | Space Heating | Natural Gas | Gas Boiler - Burner Control Optimization | A | Cumulative Winter Peak Savings (MW) | Technical Potential | 0 | 0 | 0 | 0 | 0 | 0 | 0 | 0 | 0 | 0 | 0 | 0 | 0 | 0 | 0 | 0 | 0 | 0 | 0 | 0 | 0 | 0 | 0 | 0 | 0 | 0 | 0
F13_Commercial_WA - Health_Existing_Space Heating_Natural Gas_Gas Boiler - Burner Control Optimization_A_Technical Potential | F13 | Commercial | WA - Health | Existing | Space Heating | Natural Gas | Gas Boiler - Burner Control Optimization | A | Purchases (Incremental) | Technical Potential | 0 | 0 | 0 | 1133.3239 | 609.8322 | 2063.0018 | 3355.7551 | 5093.5676 | 7295.0771 | 9923.3083 | 12864.1916 | 15910.7879 | 18762.5985 | 21050.4162 | 22393.6795 | 22487.1702 | 21197.9503 | 18637.7393 | 15171.4815 | 11339.94 | 8308.3604 | 3399.9716 | 3016.8042 | 0 | 0 | 0 | 0
F14_Commercial_WA - Health_Existing_Space Heating_Natural Gas_Gas Boiler - Burner Control Optimization_A_Technical Potential | F14 | Commercial | WA - Health | Existing | Space Heating | Natural Gas | Gas Boiler - Burner Control Optimization | A | Purchases (Cumulative) | Technical Potential | 0 | 0 | 0 | 1133.3239 | 1743.1561 | 3806.1578 | 7161.9129 | 12255.4805 | 19550.5576 | 29473.8659 | 42338.0575 | 58248.8454 | 77011.4439 | 98061.8601 | 120455.5396 | 142942.7098 | 164140.66 | 182778.3994 | 197949.8809 | 209289.8209 | 217598.1812 | 220998.1528 | 224014.957 | 224014.957 | 224014.957 | 224014.957 | 224014.957
F1_Commercial_WA - Health_Existing_Space Heating_Natural Gas_Gas Boiler - Stack Economizer_A_Technical Potential | F1 | Commercial | WA - Health | Existing | Space Heating | Natural Gas | Gas Boiler - Stack Economizer | A | Original Unit Energy Savings (kWh or therms) | Technical Potential | 0 | 0 | 0.44707 | 0.44572 | 0.4444 | 0.44311 | 0.44185 | 0.44063 | 0.43945 | 0.43831 | 0.43721 | 0.43615 | 0.43514 | 0.43418 | 0.43326 | 0.4324 | 0.43158 | 0.43082 | 0.43011 | 0.42945 | 0.42885 | 0.4283 | 0.42781 | 0.42735 | 0.42694 | 0.42657 | 0.42623
F2_Commercial_WA - Health_Existing_Space Heating_Natural Gas_Gas Boiler - Stack Economizer_A_Technical Potential | F2 | Commercial | WA - Health | Existing | Space Heating | Natural Gas | Gas Boiler - Stack Economizer | A | Original Unit Summer Peak Savings (kW) | Technical Potential | 0 | 0 | 0 | 0 | 0 | 0 | 0 | 0 | 0 | 0 | 0 | 0 | 0 | 0 | 0 | 0 | 0 | 0 | 0 | 0 | 0 | 0 | 0 | 0 | 0 | 0 | 0
F3_Commercial_WA - Health_Existing_Space Heating_Natural Gas_Gas Boiler - Stack Economizer_A_Technical Potential | F3 | Commercial | WA - Health | Existing | Space Heating | Natural Gas | Gas Boiler - Stack Economizer | A | Original Unit Winter Peak Savings (kW) | Technical Potential | 0 | 0 | 0 | 0 | 0 | 0 | 0 | 0 | 0 | 0 | 0 | 0 | 0 | 0 | 0 | 0 | 0 | 0 | 0 | 0 | 0 | 0 | 0 | 0 | 0 | 0 | 0
F4_Commercial_WA - Health_Existing_Space Heating_Natural Gas_Gas Boiler - Stack Economizer_A_Technical Potential | F4 | Commercial | WA - Health | Existing | Space Heating | Natural Gas | Gas Boiler - Stack Economizer | A | Standalone Impact on Baseline Energy (%) | Technical Potential | 0 | 0 | 0 | 0.00082731 | 0.0018432 | 0.0030866 | 0.0045303 | 0.0061774 | 0.0081037 | 0.010217 | 0.012378 | 0.014415 | 0.016167 | 0.017524 | 0.018457 | 0.019017 | 0.019281 | 0.019285 | 0.019289 | 0.019292 | 0.019296 | 0.019299 | 0.019302 | 0.019304 | 0.019307 | 0.019309 | 0.019311
F5_Commercial_WA - Health_Existing_Space Heating_Natural Gas_Gas Boiler - Stack Economizer_A_Technical Potential | F5 | Commercial | WA - Health | Existing | Space Heating | Natural Gas | Gas Boiler - Stack Economizer | A | Standalone Impact on Baseline Summer Peak (%) | Technical Potential | 0 | 0 | 0 | 0 | 0 | 0 | 0 | 0 | 0 | 0 | 0 | 0 | 0 | 0 | 0 | 0 | 0 | 0 | 0 | 0 | 0 | 0 | 0 | 0 | 0 | 0 | 0
F6_Commercial_WA - Health_Existing_Space Heating_Natural Gas_Gas Boiler - Stack Economizer_A_Technical Potential | F6 | Commercial | WA - Health | Existing | Space Heating | Natural Gas | Gas Boiler - Stack Economizer | A | Standalone Impact on Baseline Winter Peak (%) | Technical Potential | 0 | 0 | 0 | 0 | 0 | 0 | 0 | 0 | 0 | 0 | 0 | 0 | 0 | 0 | 0 | 0 | 0 | 0 | 0 | 0 | 0 | 0 | 0 | 0 | 0 | 0 | 0
F7_Commercial_WA - Health_Existing_Space Heating_Natural Gas_Gas Boiler - Stack Economizer_A_Technical Potential | F7 | Commercial | WA - Health | Existing | Space Heating | Natural Gas | Gas Boiler - Stack Economizer | A | Incremental Energy Savings (MWh or mTherms) | Technical Potential | 0 | 0 | 0 | 2.1721 | 2.6591 | 3.2445 | 3.7557 | 4.272 | 4.9811 | 5.4501 | 5.5537 | 5.2211 | 4.4776 | 3.4573 | 2.3676 | 1.414 | 0.65919 | 0 | 0 | 0 | 0 | 0 | 0 | 0 | 0 | 0 | 0
F8_Commercial_WA - Health_Existing_Space Heating_Natural Gas_Gas Boiler - Stack Economizer_A_Technical Potential | F8 | Commercial | WA - Health | Existing | Space Heating | Natural Gas | Gas Boiler - Stack Economizer | A | Incremental Summer Peak Savings (MW) | Technical Potential | 0 | 0 | 0 | 0 | 0 | 0 | 0 | 0 | 0 | 0 | 0 | 0 | 0 | 0 | 0 | 0 | 0 | 0 | 0 | 0 | 0 | 0 | 0 | 0 | 0 | 0 | 0
F9_Commercial_WA - Health_Existing_Space Heating_Natural Gas_Gas Boiler - Stack Economizer_A_Technical Potential | F9 | Commercial | WA - Health | Existing | Space Heating | Natural Gas | Gas Boiler - Stack Economizer | A | Incremental Winter Peak Savings (MW) | Technical Potential | 0 | 0 | 0 | 0 | 0 | 0 | 0 | 0 | 0 | 0 | 0 | 0 | 0 | 0 | 0 | 0 | 0 | 0 | 0 | 0 | 0 | 0 | 0 | 0 | 0 | 0 | 0
F10_Commercial_WA - Health_Existing_Space Heating_Natural Gas_Gas Boiler - Stack Economizer_A_Technical Potential | F10 | Commercial | WA - Health | Existing | Space Heating | Natural Gas | Gas Boiler - Stack Economizer | A | Cumulative Energy Savings (MWh or mTherms) | Technical Potential | 0 | 0 | 0 | 2.1721 | 4.8248 | 8.0554 | 11.7882 | 16.0277 | 20.9657 | 26.3614 | 31.8489 | 36.9931 | 41.385 | 44.7507 | 47.0241 | 48.3442 | 48.9123 | 48.8259 | 48.7455 | 48.6711 | 48.6028 | 48.5407 | 48.4843 | 48.433 | 48.3864 | 48.344 | 48.3055
F11_Commercial_WA - Health_Existing_Space Heating_Natural Gas_Gas Boiler - Stack Economizer_A_Technical Potential | F11 | Commercial | WA - Health | Existing | Space Heating | Natural Gas | Gas Boiler - Stack Economizer | A | Cumulative Summer Peak Savings (MW) | Technical Potential | 0 | 0 | 0 | 0 | 0 | 0 | 0 | 0 | 0 | 0 | 0 | 0 | 0 | 0 | 0 | 0 | 0 | 0 | 0 | 0 | 0 | 0 | 0 | 0 | 0 | 0 | 0
F12_Commercial_WA - Health_Existing_Space Heating_Natural Gas_Gas Boiler - Stack Economizer_A_Technical Potential | F12 | Commercial | WA - Health | Existing | Space Heating | Natural Gas | Gas Boiler - Stack Economizer | A | Cumulative Winter Peak Savings (MW) | Technical Potential | 0 | 0 | 0 | 0 | 0 | 0 | 0 | 0 | 0 | 0 | 0 | 0 | 0 | 0 | 0 | 0 | 0 | 0 | 0 | 0 | 0 | 0 | 0 | 0 | 0 | 0 | 0
F13_Commercial_WA - Health_Existing_Space Heating_Natural Gas_Gas Boiler - Stack Economizer_A_Technical Potential | F13 | Commercial | WA - Health | Existing | Space Heating | Natural Gas | Gas Boiler - Stack Economizer | A | Purchases (Incremental) | Technical Potential | 0 | 0 | 0 | 4873.2926 | 5983.6261 | 7322.2073 | 8499.929 | 9695.2453 | 11334.9072 | 12434.5692 | 12702.7908 | 11970.8559 | 10289.9646 | 7962.809 | 5464.7018 | 3270.1193 | 1527.3679 | 0 | 0 | 0 | 0 | 0 | 0 | 0 | 0 | 0 | 0
F14_Commercial_WA - Health_Existing_Space Heating_Natural Gas_Gas Boiler - Stack Economizer_A_Technical Potential | F14 | Commercial | WA - Health | Existing | Space Heating | Natural Gas | Gas Boiler - Stack Economizer | A | Purchases (Cumulative) | Technical Potential | 0 | 0 | 0 | 4873.2926 | 10856.9187 | 18179.126 | 26679.055 | 36374.3003 | 47709.2075 | 60143.7767 | 72846.5675 | 84817.4234 | 95107.388 | 103070.197 | 108534.8989 | 111805.0181 | 113332.3861 | 113332.3861 | 113332.3861 | 113332.3861 | 113332.3861 | 113332.3861 | 113332.3861 | 113332.3861 | 113332.3861 | 113332.3861 | 113332.3861
F1_Commercial_WA - Health_Existing_Space Heating_Natural Gas_Gas Boiler - Thermostatic Radiator Valves_A_Technical Potential | F1 | Commercial | WA - Health | Existing | Space Heating | Natural Gas | Gas Boiler - Thermostatic Radiator Valves | A | Original Unit Energy Savings (kWh or therms) | Technical Potential | 0 | 0 | 16.7743 | 16.7236 | 16.674 | 16.6256 | 16.5784 | 16.5325 | 16.4882 | 16.4453 | 16.404 | 16.3644 | 16.3265 | 16.2904 | 16.2561 | 16.2236 | 16.1931 | 16.1644 | 16.1378 | 16.1132 | 16.0906 | 16.07 | 16.0513 | 16.0344 | 16.0189 | 16.0049 | 15.9921
F2_Commercial_WA - Health_Existing_Space Heating_Natural Gas_Gas Boiler - Thermostatic Radiator Valves_A_Technical Potential | F2 | Commercial | WA - Health | Existing | Space Heating | Natural Gas | Gas Boiler - Thermostatic Radiator Valves | A | Original Unit Summer Peak Savings (kW) | Technical Potential | 0 | 0 | 0 | 0 | 0 | 0 | 0 | 0 | 0 | 0 | 0 | 0 | 0 | 0 | 0 | 0 | 0 | 0 | 0 | 0 | 0 | 0 | 0 | 0 | 0 | 0 | 0
F3_Commercial_WA - Health_Existing_Space Heating_Natural Gas_Gas Boiler - Thermostatic Radiator Valves_A_Technical Potential | F3 | Commercial | WA - Health | Existing | Space Heating | Natural Gas | Gas Boiler - Thermostatic Radiator Valves | A | Original Unit Winter Peak Savings (kW) | Technical Potential | 0 | 0 | 0 | 0 | 0 | 0 | 0 | 0 | 0 | 0 | 0 | 0 | 0 | 0 | 0 | 0 | 0 | 0 | 0 | 0 | 0 | 0 | 0 | 0 | 0 | 0 | 0
F4_Commercial_WA - Health_Existing_Space Heating_Natural Gas_Gas Boiler - Thermostatic Radiator Valves_A_Technical Potential | F4 | Commercial | WA - Health | Existing | Space Heating | Natural Gas | Gas Boiler - Thermostatic Radiator Valves | A | Standalone Impact on Baseline Energy (%) | Technical Potential | 0 | 0 | 0 | 0.0015657 | 0.0047799 | 0.0079947 | 0.01121 | 0.014427 | 0.017645 | 0.020864 | 0.024084 | 0.027307 | 0.03053 | 0.033756 | 0.036982 | 0.04021 | 0.04344 | 0.04667 | 0.048331 | 0.04834 | 0.048348 | 0.048356 | 0.048363 | 0.04837 | 0.048376 | 0.048382 | 0.048388
F5_Commercial_WA - Health_Existing_Space Heating_Natural Gas_Gas Boiler - Thermostatic Radiator Valves_A_Technical Potential | F5 | Commercial | WA - Health | Existing | Space Heating | Natural Gas | Gas Boiler - Thermostatic Radiator Valves | A | Standalone Impact on Baseline Summer Peak (%) | Technical Potential | 0 | 0 | 0 | 0 | 0 | 0 | 0 | 0 | 0 | 0 | 0 | 0 | 0 | 0 | 0 | 0 | 0 | 0 | 0 | 0 | 0 | 0 | 0 | 0 | 0 | 0 | 0
F6_Commercial_WA - Health_Existing_Space Heating_Natural Gas_Gas Boiler - Thermostatic Radiator Valves_A_Technical Potential | F6 | Commercial | WA - Health | Existing | Space Heating | Natural Gas | Gas Boiler - Thermostatic Radiator Valves | A | Standalone Impact on Baseline Winter Peak (%) | Technical Potential | 0 | 0 | 0 | 0 | 0 | 0 | 0 | 0 | 0 | 0 | 0 | 0 | 0 | 0 | 0 | 0 | 0 | 0 | 0 | 0 | 0 | 0 | 0 | 0 | 0 | 0 | 0
F7_Commercial_WA - Health_Existing_Space Heating_Natural Gas_Gas Boiler - Thermostatic Radiator Valves_A_Technical Potential | F7 | Commercial | WA - Health | Existing | Space Heating | Natural Gas | Gas Boiler - Thermostatic Radiator Valves | A | Incremental Energy Savings (MWh or mTherms) | Technical Potential | 0 | 0 | 0 | 4.1109 | 8.4132 | 8.3887 | 8.3649 | 8.3418 | 8.3194 | 8.2978 | 8.2769 | 8.2569 | 8.2378 | 8.2196 | 8.2023 | 8.1859 | 8.1705 | 8.1561 | 4.1757 | 0 | 1.6464e-14 | 1.827e-15 | 0 | 0 | 0 | 0 | 0
F8_Commercial_WA - Health_Existing_Space Heating_Natural Gas_Gas Boiler - Thermostatic Radiator Valves_A_Technical Potential | F8 | Commercial | WA - Health | Existing | Space Heating | Natural Gas | Gas Boiler - Thermostatic Radiator Valves | A | Incremental Summer Peak Savings (MW) | Technical Potential | 0 | 0 | 0 | 0 | 0 | 0 | 0 | 0 | 0 | 0 | 0 | 0 | 0 | 0 | 0 | 0 | 0 | 0 | 0 | 0 | 0 | 0 | 0 | 0 | 0 | 0 | 0
F9_Commercial_WA - Health_Existing_Space Heating_Natural Gas_Gas Boiler - Thermostatic Radiator Valves_A_Technical Potential | F9 | Commercial | WA - Health | Existing | Space Heating | Natural Gas | Gas Boiler - Thermostatic Radiator Valves | A | Incremental Winter Peak Savings (MW) | Technical Potential | 0 | 0 | 0 | 0 | 0 | 0 | 0 | 0 | 0 | 0 | 0 | 0 | 0 | 0 | 0 | 0 | 0 | 0 | 0 | 0 | 0 | 0 | 0 | 0 | 0 | 0 | 0
F10_Commercial_WA - Health_Existing_Space Heating_Natural Gas_Gas Boiler - Thermostatic Radiator Valves_A_Technical Potential | F10 | Commercial | WA - Health | Existing | Space Heating | Natural Gas | Gas Boiler - Thermostatic Radiator Valves | A | Cumulative Energy Savings (MWh or mTherms) | Technical Potential | 0 | 0 | 0 | 4.1109 | 12.5119 | 20.8643 | 29.17 | 37.4311 | 45.65 | 53.8291 | 61.9709 | 70.0782 | 78.1537 | 86.2003 | 94.221 | 102.2189 | 110.1969 | 118.1583 | 122.1393 | 121.9528 | 121.7818 | 121.6263 | 121.4849 | 121.3564 | 121.2395 | 121.1333 | 121.0367
F11_Commercial_WA - Health_Existing_Space Heating_Natural Gas_Gas Boiler - Thermostatic Radiator Valves_A_Technical Potential | F11 | Commercial | WA - Health | Existing | Space Heating | Natural Gas | Gas Boiler - Thermostatic Radiator Valves | A | Cumulative Summer Peak Savings (MW) | Technical Potential | 0 | 0 | 0 | 0 | 0 | 0 | 0 | 0 | 0 | 0 | 0 | 0 | 0 | 0 | 0 | 0 | 0 | 0 | 0 | 0 | 0 | 0 | 0 | 0 | 0 | 0 | 0
F12_Commercial_WA - Health_Existing_Space Heating_Natural Gas_Gas Boiler - Thermostatic Radiator Valves_A_Technical Potential | F12 | Commercial | WA - Health | Existing | Space Heating | Natural Gas | Gas Boiler - Thermostatic Radiator Valves | A | Cumulative Winter Peak Savings (MW) | Technical Potential | 0 | 0 | 0 | 0 | 0 | 0 | 0 | 0 | 0 | 0 | 0 | 0 | 0 | 0 | 0 | 0 | 0 | 0 | 0 | 0 | 0 | 0 | 0 | 0 | 0 | 0 | 0
F13_Commercial_WA - Health_Existing_Space Heating_Natural Gas_Gas Boiler - Thermostatic Radiator Valves_A_Technical Potential | F13 | Commercial | WA - Health | Existing | Space Heating | Natural Gas | Gas Boiler - Thermostatic Radiator Valves | A | Purchases (Incremental) | Technical Potential | 0 | 0 | 0 | 245.815 | 504.5677 | 504.5677 | 504.5677 | 504.5677 | 504.5677 | 504.5677 | 504.5677 | 504.5677 | 504.5677 | 504.5677 | 504.5677 | 504.5677 | 504.5677 | 504.5677 | 258.7527 | 0 | 1.0232e-12 | 1.1369e-13 | 0 | 0 | 0 | 0 | 0
F14_Commercial_WA - Health_Existing_Space Heating_Natural Gas_Gas Boiler - Thermostatic Radiator Valves_A_Technical Potential | F14 | Commercial | WA - Health | Existing | Space Heating | Natural Gas | Gas Boiler - Thermostatic Radiator Valves | A | Purchases (Cumulative) | Technical Potential | 0 | 0 | 0 | 245.815 | 750.3827 | 1254.9504 | 1759.5181 | 2264.0858 | 2768.6534 | 3273.2211 | 3777.7888 | 4282.3565 | 4786.9242 | 5291.4919 | 5796.0596 | 6300.6272 | 6805.1949 | 7309.7626 | 7568.5153 | 7568.5153 | 7568.5153 | 7568.5153 | 7568.5153 | 7568.5153 | 7568.5153 | 7568.5153 | 7568.5153
F1_Commercial_WA - Health_Existing_Space Heating_Natural Gas_HVAC - Shut Off Damper_A_Technical Potential | F1 | Commercial | WA - Health | Existing | Space Heating | Natural Gas | HVAC - Shut Off Damper | A | Original Unit Energy Savings (kWh or therms) | Technical Potential | 0 | 0 | 46.3465 | 46.2049 | 46.0651 | 45.9273 | 45.792 | 45.6595 | 45.53 | 45.4038 | 45.2814 | 45.1631 | 45.0491 | 44.9399 | 44.8356 | 44.7366 | 44.643 | 44.555 | 44.4729 | 44.3969 | 44.3271 | 44.2634 | 44.2054 | 44.1525 | 44.1043 | 44.0603 | 44.0202
F2_Commercial_WA - Health_Existing_Space Heating_Natural Gas_HVAC - Shut Off Damper_A_Technical Potential | F2 | Commercial | WA - Health | Existing | Space Heating | Natural Gas | HVAC - Shut Off Damper | A | Original Unit Summer Peak Savings (kW) | Technical Potential | 0 | 0 | 0 | 0 | 0 | 0 | 0 | 0 | 0 | 0 | 0 | 0 | 0 | 0 | 0 | 0 | 0 | 0 | 0 | 0 | 0 | 0 | 0 | 0 | 0 | 0 | 0
F3_Commercial_WA - Health_Existing_Space Heating_Natural Gas_HVAC - Shut Off Damper_A_Technical Potential | F3 | Commercial | WA - Health | Existing | Space Heating | Natural Gas | HVAC - Shut Off Damper | A | Original Unit Winter Peak Savings (kW) | Technical Potential | 0 | 0 | 0 | 0 | 0 | 0 | 0 | 0 | 0 | 0 | 0 | 0 | 0 | 0 | 0 | 0 | 0 | 0 | 0 | 0 | 0 | 0 | 0 | 0 | 0 | 0 | 0
F4_Commercial_WA - Health_Existing_Space Heating_Natural Gas_HVAC - Shut Off Damper_A_Technical Potential | F4 | Commercial | WA - Health | Existing | Space Heating | Natural Gas | HVAC - Shut Off Damper | A | Standalone Impact on Baseline Energy (%) | Technical Potential | 0 | 0 | 0 | 0.00047334 | 0.0010545 | 0.0017657 | 0.0025913 | 0.003533 | 0.0046339 | 0.0058417 | 0.0070755 | 0.0082382 | 0.0092376 | 0.010011 | 0.010542 | 0.010859 | 0.011008 | 0.011008 | 0.011008 | 0.011008 | 0.011008 | 0.011008 | 0.011008 | 0.011008 | 0.011008 | 0.011008 | 0.011008
F5_Commercial_WA - Health_Existing_Space Heating_Natural Gas_HVAC - Shut Off Damper_A_Technical Potential | F5 | Commercial | WA - Health | Existing | Space Heating | Natural Gas | HVAC - Shut Off Damper | A | Standalone Impact on Baseline Summer Peak (%) | Technical Potential | 0 | 0 | 0 | 0 | 0 | 0 | 0 | 0 | 0 | 0 | 0 | 0 | 0 | 0 | 0 | 0 | 0 | 0 | 0 | 0 | 0 | 0 | 0 | 0 | 0 | 0 | 0
F6_Commercial_WA - Health_Existing_Space Heating_Natural Gas_HVAC - Shut Off Damper_A_Technical Potential | F6 | Commercial | WA - Health | Existing | Space Heating | Natural Gas | HVAC - Shut Off Damper | A | Standalone Impact on Baseline Winter Peak (%) | Technical Potential | 0 | 0 | 0 | 0 | 0 | 0 | 0 | 0 | 0 | 0 | 0 | 0 | 0 | 0 | 0 | 0 | 0 | 0 | 0 | 0 | 0 | 0 | 0 | 0 | 0 | 0 | 0
F7_Commercial_WA - Health_Existing_Space Heating_Natural Gas_HVAC - Shut Off Damper_A_Technical Potential | F7 | Commercial | WA - Health | Existing | Space Heating | Natural Gas | HVAC - Shut Off Damper | A | Incremental Energy Savings (MWh or mTherms) | Technical Potential | 0 | 0 | 0 | 1.2428 | 1.5213 | 1.8561 | 2.1482 | 2.4432 | 2.8483 | 3.116 | 3.1747 | 2.9839 | 2.5585 | 1.975 | 1.3523 | 0.80743 | 0.37633 | 0 | 0 | 0 | 0 | 0 | 0 | 0 | 0 | 0 | 0
F8_Commercial_WA - Health_Existing_Space Heating_Natural Gas_HVAC - Shut Off Damper_A_Technical Potential | F8 | Commercial | WA - Health | Existing | Space Heating | Natural Gas | HVAC - Shut Off Damper | A | Incremental Summer Peak Savings (MW) | Technical Potential | 0 | 0 | 0 | 0 | 0 | 0 | 0 | 0 | 0 | 0 | 0 | 0 | 0 | 0 | 0 | 0 | 0 | 0 | 0 | 0 | 0 | 0 | 0 | 0 | 0 | 0 | 0
F9_Commercial_WA - Health_Existing_Space Heating_Natural Gas_HVAC - Shut Off Damper_A_Technical Potential | F9 | Commercial | WA - Health | Existing | Space Heating | Natural Gas | HVAC - Shut Off Damper | A | Incremental Winter Peak Savings (MW) | Technical Potential | 0 | 0 | 0 | 0 | 0 | 0 | 0 | 0 | 0 | 0 | 0 | 0 | 0 | 0 | 0 | 0 | 0 | 0 | 0 | 0 | 0 | 0 | 0 | 0 | 0 | 0 | 0
F10_Commercial_WA - Health_Existing_Space Heating_Natural Gas_HVAC - Shut Off Damper_A_Technical Potential | F10 | Commercial | WA - Health | Existing | Space Heating | Natural Gas | HVAC - Shut Off Damper | A | Cumulative Energy Savings (MWh or mTherms) | Technical Potential | 0 | 0 | 0 | 1.2428 | 2.7603 | 4.6081 | 6.7428 | 9.1665 | 11.9888 | 15.0716 | 18.2056 | 21.142 | 23.6471 | 25.5648 | 26.8578 | 27.6058 | 27.9244 | 27.8694 | 27.8181 | 27.7705 | 27.7268 | 27.687 | 27.6507 | 27.6176 | 27.5875 | 27.56 | 27.5349
F11_Commercial_WA - Health_Existing_Space Heating_Natural Gas_HVAC - Shut Off Damper_A_Technical Potential | F11 | Commercial | WA - Health | Existing | Space Heating | Natural Gas | HVAC - Shut Off Damper | A | Cumulative Summer Peak Savings (MW) | Technical Potential | 0 | 0 | 0 | 0 | 0 | 0 | 0 | 0 | 0 | 0 | 0 | 0 | 0 | 0 | 0 | 0 | 0 | 0 | 0 | 0 | 0 | 0 | 0 | 0 | 0 | 0 | 0
F12_Commercial_WA - Health_Existing_Space Heating_Natural Gas_HVAC - Shut Off Damper_A_Technical Potential | F12 | Commercial | WA - Health | Existing | Space Heating | Natural Gas | HVAC - Shut Off Damper | A | Cumulative Winter Peak Savings (MW) | Technical Potential | 0 | 0 | 0 | 0 | 0 | 0 | 0 | 0 | 0 | 0 | 0 | 0 | 0 | 0 | 0 | 0 | 0 | 0 | 0 | 0 | 0 | 0 | 0 | 0 | 0 | 0 | 0
F13_Commercial_WA - Health_Existing_Space Heating_Natural Gas_HVAC - Shut Off Damper_A_Technical Potential | F13 | Commercial | WA - Health | Existing | Space Heating | Natural Gas | HVAC - Shut Off Damper | A | Purchases (Incremental) | Technical Potential | 0 | 0 | 0 | 26.8967 | 33.0249 | 40.4128 | 46.9129 | 53.5101 | 62.5598 | 68.629 | 70.1094 | 66.0697 | 56.7925 | 43.9484 | 30.1608 | 18.0485 | 8.4299 | 0 | 0 | 0 | 0 | 0 | 0 | 0 | 0 | 0 | 0
F14_Commercial_WA - Health_Existing_Space Heating_Natural Gas_HVAC - Shut Off Damper_A_Technical Potential | F14 | Commercial | WA - Health | Existing | Space Heating | Natural Gas | HVAC - Shut Off Damper | A | Purchases (Cumulative) | Technical Potential | 0 | 0 | 0 | 26.8967 | 59.9216 | 100.3344 | 147.2474 | 200.7575 | 263.3172 | 331.9462 | 402.0556 | 468.1253 | 524.9178 | 568.8662 | 599.0271 | 617.0756 | 625.5054 | 625.5054 | 625.5054 | 625.5054 | 625.5054 | 625.5054 | 625.5054 | 625.5054 | 625.5054 | 625.5054 | 625.5054
F1_Commercial_WA - Health_Existing_Space Heating_Natural Gas_Gas Furnace - Tube Inserts_A_Technical Potential | F1 | Commercial | WA - Health | Existing | Space Heating | Natural Gas | Gas Furnace - Tube Inserts | A | Original Unit Energy Savings (kWh or therms) | Technical Potential | 0 | 0 | 0 | 0 | 0 | 0 | 0 | 0 | 0 | 0 | 0 | 0 | 0 | 0 | 0 | 0 | 0 | 0 | 0 | 0 | 0 | 0 | 0 | 0 | 0 | 0 | 0
F2_Commercial_WA - Health_Existing_Space Heating_Natural Gas_Gas Furnace - Tube Inserts_A_Technical Potential | F2 | Commercial | WA - Health | Existing | Space Heating | Natural Gas | Gas Furnace - Tube Inserts | A | Original Unit Summer Peak Savings (kW) | Technical Potential | 0 | 0 | 0 | 0 | 0 | 0 | 0 | 0 | 0 | 0 | 0 | 0 | 0 | 0 | 0 | 0 | 0 | 0 | 0 | 0 | 0 | 0 | 0 | 0 | 0 | 0 | 0
F3_Commercial_WA - Health_Existing_Space Heating_Natural Gas_Gas Furnace - Tube Inserts_A_Technical Potential | F3 | Commercial | WA - Health | Existing | Space Heating | Natural Gas | Gas Furnace - Tube Inserts | A | Original Unit Winter Peak Savings (kW) | Technical Potential | 0 | 0 | 0 | 0 | 0 | 0 | 0 | 0 | 0 | 0 | 0 | 0 | 0 | 0 | 0 | 0 | 0 | 0 | 0 | 0 | 0 | 0 | 0 | 0 | 0 | 0 | 0
F4_Commercial_WA - Health_Existing_Space Heating_Natural Gas_Gas Furnace - Tube Inserts_A_Technical Potential | F4 | Commercial | WA - Health | Existing | Space Heating | Natural Gas | Gas Furnace - Tube Inserts | A | Standalone Impact on Baseline Energy (%) | Technical Potential | 0 | 0 | 0 | 0 | 0 | 0 | 0 | 0 | 0 | 0 | 0 | 0 | 0 | 0 | 0 | 0 | 0 | 0 | 0 | 0 | 0 | 0 | 0 | 0 | 0 | 0 | 0
F5_Commercial_WA - Health_Existing_Space Heating_Natural Gas_Gas Furnace - Tube Inserts_A_Technical Potential | F5 | Commercial | WA - Health | Existing | Space Heating | Natural Gas | Gas Furnace - Tube Inserts | A | Standalone Impact on Baseline Summer Peak (%) | Technical Potential | 0 | 0 | 0 | 0 | 0 | 0 | 0 | 0 | 0 | 0 | 0 | 0 | 0 | 0 | 0 | 0 | 0 | 0 | 0 | 0 | 0 | 0 | 0 | 0 | 0 | 0 | 0
F6_Commercial_WA - Health_Existing_Space Heating_Natural Gas_Gas Furnace - Tube Inserts_A_Technical Potential | F6 | Commercial | WA - Health | Existing | Space Heating | Natural Gas | Gas Furnace - Tube Inserts | A | Standalone Impact on Baseline Winter Peak (%) | Technical Potential | 0 | 0 | 0 | 0 | 0 | 0 | 0 | 0 | 0 | 0 | 0 | 0 | 0 | 0 | 0 | 0 | 0 | 0 | 0 | 0 | 0 | 0 | 0 | 0 | 0 | 0 | 0
F7_Commercial_WA - Health_Existing_Space Heating_Natural Gas_Gas Furnace - Tube Inserts_A_Technical Potential | F7 | Commercial | WA - Health | Existing | Space Heating | Natural Gas | Gas Furnace - Tube Inserts | A | Incremental Energy Savings (MWh or mTherms) | Technical Potential | 0 | 0 | 0 | 0 | 0 | 0 | 0 | 0 | 0 | 0 | 0 | 0 | 0 | 0 | 0 | 0 | 0 | 0 | 0 | 0 | 0 | 0 | 0 | 0 | 0 | 0 | 0
F8_Commercial_WA - Health_Existing_Space Heating_Natural Gas_Gas Furnace - Tube Inserts_A_Technical Potential | F8 | Commercial | WA - Health | Existing | Space Heating | Natural Gas | Gas Furnace - Tube Inserts | A | Incremental Summer Peak Savings (MW) | Technical Potential | 0 | 0 | 0 | 0 | 0 | 0 | 0 | 0 | 0 | 0 | 0 | 0 | 0 | 0 | 0 | 0 | 0 | 0 | 0 | 0 | 0 | 0 | 0 | 0 | 0 | 0 | 0
F9_Commercial_WA - Health_Existing_Space Heating_Natural Gas_Gas Furnace - Tube Inserts_A_Technical Potential | F9 | Commercial | WA - Health | Existing | Space Heating | Natural Gas | Gas Furnace - Tube Inserts | A | Incremental Winter Peak Savings (MW) | Technical Potential | 0 | 0 | 0 | 0 | 0 | 0 | 0 | 0 | 0 | 0 | 0 | 0 | 0 | 0 | 0 | 0 | 0 | 0 | 0 | 0 | 0 | 0 | 0 | 0 | 0 | 0 | 0
F10_Commercial_WA - Health_Existing_Space Heating_Natural Gas_Gas Furnace - Tube Inserts_A_Technical Potential | F10 | Commercial | WA - Health | Existing | Space Heating | Natural Gas | Gas Furnace - Tube Inserts | A | Cumulative Energy Savings (MWh or mTherms) | Technical Potential | 0 | 0 | 0 | 0 | 0 | 0 | 0 | 0 | 0 | 0 | 0 | 0 | 0 | 0 | 0 | 0 | 0 | 0 | 0 | 0 | 0 | 0 | 0 | 0 | 0 | 0 | 0
F11_Commercial_WA - Health_Existing_Space Heating_Natural Gas_Gas Furnace - Tube Inserts_A_Technical Potential | F11 | Commercial | WA - Health | Existing | Space Heating | Natural Gas | Gas Furnace - Tube Inserts | A | Cumulative Summer Peak Savings (MW) | Technical Potential | 0 | 0 | 0 | 0 | 0 | 0 | 0 | 0 | 0 | 0 | 0 | 0 | 0 | 0 | 0 | 0 | 0 | 0 | 0 | 0 | 0 | 0 | 0 | 0 | 0 | 0 | 0
F12_Commercial_WA - Health_Existing_Space Heating_Natural Gas_Gas Furnace - Tube Inserts_A_Technical Potential | F12 | Commercial | WA - Health | Existing | Space Heating | Natural Gas | Gas Furnace - Tube Inserts | A | Cumulative Winter Peak Savings (MW) | Technical Potential | 0 | 0 | 0 | 0 | 0 | 0 | 0 | 0 | 0 | 0 | 0 | 0 | 0 | 0 | 0 | 0 | 0 | 0 | 0 | 0 | 0 | 0 | 0 | 0 | 0 | 0 | 0
F13_Commercial_WA - Health_Existing_Space Heating_Natural Gas_Gas Furnace - Tube Inserts_A_Technical Potential | F13 | Commercial | WA - Health | Existing | Space Heating | Natural Gas | Gas Furnace - Tube Inserts | A | Purchases (Incremental) | Technical Potential | 0 | 0 | 0 | 1047.332 | 563.5607 | 1906.4698 | 3101.1345 | 4707.089 | 5694.2253 | 8606.8086 | 9981.6408 | 11602.4095 | 12631.8822 | 12711.6416 | 11524.1718 | 8892.8273 | 4885.9947 | 0 | 0 | 0 | 0 | 0 | 0 | 0 | 0 | 0 | 0
F14_Commercial_WA - Health_Existing_Space Heating_Natural Gas_Gas Furnace - Tube Inserts_A_Technical Potential | F14 | Commercial | WA - Health | Existing | Space Heating | Natural Gas | Gas Furnace - Tube Inserts | A | Purchases (Cumulative) | Technical Potential | 0 | 0 | 0 | 1047.332 | 1610.8927 | 3517.3625 | 6618.497 | 11325.586 | 17019.8113 | 25626.6199 | 35608.2607 | 47210.6702 | 59842.5524 | 72554.1941 | 84078.3658 | 92971.1931 | 97857.1878 | 97857.1878 | 97857.1878 | 97857.1878 | 97857.1878 | 97857.1878 | 97857.1878 | 97857.1878 | 97857.1878 | 97857.1878 | 97857.1878
F1_Commercial_WA - Health_Existing_Space Heating_Natural Gas_Gas Boiler - Insulate Steam Lines/Condensate Tank_A_Technical Potential | F1 | Commercial | WA - Health | Existing | Space Heating | Natural Gas | Gas Boiler - Insulate Steam Lines/Condensate Tank | A | Original Unit Energy Savings (kWh or therms) | Technical Potential | 0 | 0 | 3.9937 | 3.9817 | 3.9698 | 3.9583 | 3.9471 | 3.9362 | 3.9256 | 3.9154 | 3.9056 | 3.8961 | 3.8871 | 3.8785 | 3.8703 | 3.8626 | 3.8553 | 3.8485 | 3.8422 | 3.8363 | 3.8309 | 3.826 | 3.8216 | 3.8176 | 3.8139 | 3.8105 | 3.8075
F2_Commercial_WA - Health_Existing_Space Heating_Natural Gas_Gas Boiler - Insulate Steam Lines/Condensate Tank_A_Technical Potential | F2 | Commercial | WA - Health | Existing | Space Heating | Natural Gas | Gas Boiler - Insulate Steam Lines/Condensate Tank | A | Original Unit Summer Peak Savings (kW) | Technical Potential | 0 | 0 | 0 | 0 | 0 | 0 | 0 | 0 | 0 | 0 | 0 | 0 | 0 | 0 | 0 | 0 | 0 | 0 | 0 | 0 | 0 | 0 | 0 | 0 | 0 | 0 | 0
F3_Commercial_WA - Health_Existing_Space Heating_Natural Gas_Gas Boiler - Insulate Steam Lines/Condensate Tank_A_Technical Potential | F3 | Commercial | WA - Health | Existing | Space Heating | Natural Gas | Gas Boiler - Insulate Steam Lines/Condensate Tank | A | Original Unit Winter Peak Savings (kW) | Technical Potential | 0 | 0 | 0 | 0 | 0 | 0 | 0 | 0 | 0 | 0 | 0 | 0 | 0 | 0 | 0 | 0 | 0 | 0 | 0 | 0 | 0 | 0 | 0 | 0 | 0 | 0 | 0
F4_Commercial_WA - Health_Existing_Space Heating_Natural Gas_Gas Boiler - Insulate Steam Lines/Condensate Tank_A_Technical Potential | F4 | Commercial | WA - Health | Existing | Space Heating | Natural Gas | Gas Boiler - Insulate Steam Lines/Condensate Tank | A | Standalone Impact on Baseline Energy (%) | Technical Potential | 0 | 0 | 0 | 0.00093773 | 0.0028627 | 0.0047881 | 0.0067139 | 0.0086403 | 0.010567 | 0.012495 | 0.014424 | 0.016354 | 0.018285 | 0.020216 | 0.022149 | 0.024082 | 0.026016 | 0.027951 | 0.028946 | 0.028951 | 0.028956 | 0.028961 | 0.028965 | 0.028969 | 0.028973 | 0.028976 | 0.02898
F5_Commercial_WA - Health_Existing_Space Heating_Natural Gas_Gas Boiler - Insulate Steam Lines/Condensate Tank_A_Technical Potential | F5 | Commercial | WA - Health | Existing | Space Heating | Natural Gas | Gas Boiler - Insulate Steam Lines/Condensate Tank | A | Standalone Impact on Baseline Summer Peak (%) | Technical Potential | 0 | 0 | 0 | 0 | 0 | 0 | 0 | 0 | 0 | 0 | 0 | 0 | 0 | 0 | 0 | 0 | 0 | 0 | 0 | 0 | 0 | 0 | 0 | 0 | 0 | 0 | 0
F6_Commercial_WA - Health_Existing_Space Heating_Natural Gas_Gas Boiler - Insulate Steam Lines/Condensate Tank_A_Technical Potential | F6 | Commercial | WA - Health | Existing | Space Heating | Natural Gas | Gas Boiler - Insulate Steam Lines/Condensate Tank | A | Standalone Impact on Baseline Winter Peak (%) | Technical Potential | 0 | 0 | 0 | 0 | 0 | 0 | 0 | 0 | 0 | 0 | 0 | 0 | 0 | 0 | 0 | 0 | 0 | 0 | 0 | 0 | 0 | 0 | 0 | 0 | 0 | 0 | 0
F7_Commercial_WA - Health_Existing_Space Heating_Natural Gas_Gas Boiler - Insulate Steam Lines/Condensate Tank_A_Technical Potential | F7 | Commercial | WA - Health | Existing | Space Heating | Natural Gas | Gas Boiler - Insulate Steam Lines/Condensate Tank | A | Incremental Energy Savings (MWh or mTherms) | Technical Potential | 0 | 0 | 0 | 2.4621 | 5.0387 | 5.0241 | 5.0098 | 4.9959 | 4.9825 | 4.9696 | 4.9571 | 4.9451 | 4.9337 | 4.9228 | 4.9124 | 4.9026 | 4.8934 | 4.8847 | 2.5009 | 0 | 1.0453e-14 | 1.7399e-15 | 0 | 0 | 0 | 0 | 0
F8_Commercial_WA - Health_Existing_Space Heating_Natural Gas_Gas Boiler - Insulate Steam Lines/Condensate Tank_A_Technical Potential | F8 | Commercial | WA - Health | Existing | Space Heating | Natural Gas | Gas Boiler - Insulate Steam Lines/Condensate Tank | A | Incremental Summer Peak Savings (MW) | Technical Potential | 0 | 0 | 0 | 0 | 0 | 0 | 0 | 0 | 0 | 0 | 0 | 0 | 0 | 0 | 0 | 0 | 0 | 0 | 0 | 0 | 0 | 0 | 0 | 0 | 0 | 0 | 0
F9_Commercial_WA - Health_Existing_Space Heating_Natural Gas_Gas Boiler - Insulate Steam Lines/Condensate Tank_A_Technical Potential | F9 | Commercial | WA - Health | Existing | Space Heating | Natural Gas | Gas Boiler - Insulate Steam Lines/Condensate Tank | A | Incremental Winter Peak Savings (MW) | Technical Potential | 0 | 0 | 0 | 0 | 0 | 0 | 0 | 0 | 0 | 0 | 0 | 0 | 0 | 0 | 0 | 0 | 0 | 0 | 0 | 0 | 0 | 0 | 0 | 0 | 0 | 0 | 0
F10_Commercial_WA - Health_Existing_Space Heating_Natural Gas_Gas Boiler - Insulate Steam Lines/Condensate Tank_A_Technical Potential | F10 | Commercial | WA - Health | Existing | Space Heating | Natural Gas | Gas Boiler - Insulate Steam Lines/Condensate Tank | A | Cumulative Energy Savings (MWh or mTherms) | Technical Potential | 0 | 0 | 0 | 2.4621 | 7.4935 | 12.4957 | 17.4701 | 22.4177 | 27.34 | 32.2385 | 37.1147 | 41.9702 | 46.8067 | 51.6259 | 56.4295 | 61.2195 | 65.9976 | 70.7657 | 73.1499 | 73.0383 | 72.9358 | 72.8427 | 72.758 | 72.681 | 72.6111 | 72.5475 | 72.4896
F11_Commercial_WA - Health_Existing_Space Heating_Natural Gas_Gas Boiler - Insulate Steam Lines/Condensate Tank_A_Technical Potential | F11 | Commercial | WA - Health | Existing | Space Heating | Natural Gas | Gas Boiler - Insulate Steam Lines/Condensate Tank | A | Cumulative Summer Peak Savings (MW) | Technical Potential | 0 | 0 | 0 | 0 | 0 | 0 | 0 | 0 | 0 | 0 | 0 | 0 | 0 | 0 | 0 | 0 | 0 | 0 | 0 | 0 | 0 | 0 | 0 | 0 | 0 | 0 | 0
F12_Commercial_WA - Health_Existing_Space Heating_Natural Gas_Gas Boiler - Insulate Steam Lines/Condensate Tank_A_Technical Potential | F12 | Commercial | WA - Health | Existing | Space Heating | Natural Gas | Gas Boiler - Insulate Steam Lines/Condensate Tank | A | Cumulative Winter Peak Savings (MW) | Technical Potential | 0 | 0 | 0 | 0 | 0 | 0 | 0 | 0 | 0 | 0 | 0 | 0 | 0 | 0 | 0 | 0 | 0 | 0 | 0 | 0 | 0 | 0 | 0 | 0 | 0 | 0 | 0
F13_Commercial_WA - Health_Existing_Space Heating_Natural Gas_Gas Boiler - Insulate Steam Lines/Condensate Tank_A_Technical Potential | F13 | Commercial | WA - Health | Existing | Space Heating | Natural Gas | Gas Boiler - Insulate Steam Lines/Condensate Tank | A | Purchases (Incremental) | Technical Potential | 0 | 0 | 0 | 618.3495 | 1269.2438 | 1269.2438 | 1269.2438 | 1269.2438 | 1269.2438 | 1269.2438 | 1269.2438 | 1269.2438 | 1269.2438 | 1269.2438 | 1269.2438 | 1269.2438 | 1269.2438 | 1269.2438 | 650.8942 | 0 | 2.7285e-12 | 4.5475e-13 | 0 | 0 | 0 | 0 | 0
F14_Commercial_WA - Health_Existing_Space Heating_Natural Gas_Gas Boiler - Insulate Steam Lines/Condensate Tank_A_Technical Potential | F14 | Commercial | WA - Health | Existing | Space Heating | Natural Gas | Gas Boiler - Insulate Steam Lines/Condensate Tank | A | Purchases (Cumulative) | Technical Potential | 0 | 0 | 0 | 618.3495 | 1887.5933 | 3156.8371 | 4426.0808 | 5695.3246 | 6964.5684 | 8233.8121 | 9503.0559 | 10772.2997 | 12041.5434 | 13310.7872 | 14580.031 | 15849.2747 | 17118.5185 | 18387.7623 | 19038.6565 | 19038.6565 | 19038.6565 | 19038.6565 | 19038.6565 | 19038.6565 | 19038.6565 | 19038.6565 | 19038.6565
F1_Commercial_WA - Health_Existing_Space Heating_Natural Gas_Gas Boiler - Insulate Hot Water Lines_A_Technical Potential | F1 | Commercial | WA - Health | Existing | Space Heating | Natural Gas | Gas Boiler - Insulate Hot Water Lines | A | Original Unit Energy Savings (kWh or therms) | Technical Potential | 0 | 0 | 2.6736 | 2.6655 | 2.6576 | 2.6499 | 2.6424 | 2.6351 | 2.628 | 2.6212 | 2.6146 | 2.6083 | 2.6022 | 2.5965 | 2.591 | 2.5858 | 2.5809 | 2.5764 | 2.5721 | 2.5682 | 2.5646 | 2.5613 | 2.5584 | 2.5557 | 2.5532 | 2.551 | 2.5489
F2_Commercial_WA - Health_Existing_Space Heating_Natural Gas_Gas Boiler - Insulate Hot Water Lines_A_Technical Potential | F2 | Commercial | WA - Health | Existing | Space Heating | Natural Gas | Gas Boiler - Insulate Hot Water Lines | A | Original Unit Summer Peak Savings (kW) | Technical Potential | 0 | 0 | 0 | 0 | 0 | 0 | 0 | 0 | 0 | 0 | 0 | 0 | 0 | 0 | 0 | 0 | 0 | 0 | 0 | 0 | 0 | 0 | 0 | 0 | 0 | 0 | 0
F3_Commercial_WA - Health_Existing_Space Heating_Natural Gas_Gas Boiler - Insulate Hot Water Lines_A_Technical Potential | F3 | Commercial | WA - Health | Existing | Space Heating | Natural Gas | Gas Boiler - Insulate Hot Water Lines | A | Original Unit Winter Peak Savings (kW) | Technical Potential | 0 | 0 | 0 | 0 | 0 | 0 | 0 | 0 | 0 | 0 | 0 | 0 | 0 | 0 | 0 | 0 | 0 | 0 | 0 | 0 | 0 | 0 | 0 | 0 | 0 | 0 | 0
F4_Commercial_WA - Health_Existing_Space Heating_Natural Gas_Gas Boiler - Insulate Hot Water Lines_A_Technical Potential | F4 | Commercial | WA - Health | Existing | Space Heating | Natural Gas | Gas Boiler - Insulate Hot Water Lines | A | Standalone Impact on Baseline Energy (%) | Technical Potential | 0 | 0 | 0 | 0.00062776 | 0.0019164 | 0.0032054 | 0.0044946 | 0.0057842 | 0.0070744 | 0.0083651 | 0.0096564 | 0.010948 | 0.012241 | 0.013534 | 0.014199 | 0.014202 | 0.014205 | 0.014208 | 0.01421 | 0.014213 | 0.014215 | 0.014218 | 0.01422 | 0.014222 | 0.014224 | 0.014225 | 0.014227
F5_Commercial_WA - Health_Existing_Space Heating_Natural Gas_Gas Boiler - Insulate Hot Water Lines_A_Technical Potential | F5 | Commercial | WA - Health | Existing | Space Heating | Natural Gas | Gas Boiler - Insulate Hot Water Lines | A | Standalone Impact on Baseline Summer Peak (%) | Technical Potential | 0 | 0 | 0 | 0 | 0 | 0 | 0 | 0 | 0 | 0 | 0 | 0 | 0 | 0 | 0 | 0 | 0 | 0 | 0 | 0 | 0 | 0 | 0 | 0 | 0 | 0 | 0
F6_Commercial_WA - Health_Existing_Space Heating_Natural Gas_Gas Boiler - Insulate Hot Water Lines_A_Technical Potential | F6 | Commercial | WA - Health | Existing | Space Heating | Natural Gas | Gas Boiler - Insulate Hot Water Lines | A | Standalone Impact on Baseline Winter Peak (%) | Technical Potential | 0 | 0 | 0 | 0 | 0 | 0 | 0 | 0 | 0 | 0 | 0 | 0 | 0 | 0 | 0 | 0 | 0 | 0 | 0 | 0 | 0 | 0 | 0 | 0 | 0 | 0 | 0
F7_Commercial_WA - Health_Existing_Space Heating_Natural Gas_Gas Boiler - Insulate Hot Water Lines_A_Technical Potential | F7 | Commercial | WA - Health | Existing | Space Heating | Natural Gas | Gas Boiler - Insulate Hot Water Lines | A | Incremental Energy Savings (MWh or mTherms) | Technical Potential | 0 | 0 | 0 | 1.6482 | 3.3732 | 3.3634 | 3.3538 | 3.3445 | 3.3356 | 3.3269 | 3.3185 | 3.3105 | 3.3028 | 3.2955 | 1.6865 | 0 | 7.0421e-15 | 1.1716e-15 | 7.6029e-15 | 1.1679e-15 | 8.7469e-15 | 1.1648e-15 | 0 | 0 | 0 | 0 | 0
F8_Commercial_WA - Health_Existing_Space Heating_Natural Gas_Gas Boiler - Insulate Hot Water Lines_A_Technical Potential | F8 | Commercial | WA - Health | Existing | Space Heating | Natural Gas | Gas Boiler - Insulate Hot Water Lines | A | Incremental Summer Peak Savings (MW) | Technical Potential | 0 | 0 | 0 | 0 | 0 | 0 | 0 | 0 | 0 | 0 | 0 | 0 | 0 | 0 | 0 | 0 | 0 | 0 | 0 | 0 | 0 | 0 | 0 | 0 | 0 | 0 | 0
F9_Commercial_WA - Health_Existing_Space Heating_Natural Gas_Gas Boiler - Insulate Hot Water Lines_A_Technical Potential | F9 | Commercial | WA - Health | Existing | Space Heating | Natural Gas | Gas Boiler - Insulate Hot Water Lines | A | Incremental Winter Peak Savings (MW) | Technical Potential | 0 | 0 | 0 | 0 | 0 | 0 | 0 | 0 | 0 | 0 | 0 | 0 | 0 | 0 | 0 | 0 | 0 | 0 | 0 | 0 | 0 | 0 | 0 | 0 | 0 | 0 | 0
F10_Commercial_WA - Health_Existing_Space Heating_Natural Gas_Gas Boiler - Insulate Hot Water Lines_A_Technical Potential | F10 | Commercial | WA - Health | Existing | Space Heating | Natural Gas | Gas Boiler - Insulate Hot Water Lines | A | Cumulative Energy Savings (MWh or mTherms) | Technical Potential | 0 | 0 | 0 | 1.6482 | 5.0165 | 8.3653 | 11.6953 | 15.0075 | 18.3028 | 21.5821 | 24.8464 | 28.0969 | 31.3347 | 34.5609 | 36.1746 | 36.1024 | 36.0344 | 35.9707 | 35.9115 | 35.8566 | 35.8063 | 35.7606 | 35.719 | 35.6813 | 35.6469 | 35.6157 | 35.5873
F11_Commercial_WA - Health_Existing_Space Heating_Natural Gas_Gas Boiler - Insulate Hot Water Lines_A_Technical Potential | F11 | Commercial | WA - Health | Existing | Space Heating | Natural Gas | Gas Boiler - Insulate Hot Water Lines | A | Cumulative Summer Peak Savings (MW) | Technical Potential | 0 | 0 | 0 | 0 | 0 | 0 | 0 | 0 | 0 | 0 | 0 | 0 | 0 | 0 | 0 | 0 | 0 | 0 | 0 | 0 | 0 | 0 | 0 | 0 | 0 | 0 | 0
F12_Commercial_WA - Health_Existing_Space Heating_Natural Gas_Gas Boiler - Insulate Hot Water Lines_A_Technical Potential | F12 | Commercial | WA - Health | Existing | Space Heating | Natural Gas | Gas Boiler - Insulate Hot Water Lines | A | Cumulative Winter Peak Savings (MW) | Technical Potential | 0 | 0 | 0 | 0 | 0 | 0 | 0 | 0 | 0 | 0 | 0 | 0 | 0 | 0 | 0 | 0 | 0 | 0 | 0 | 0 | 0 | 0 | 0 | 0 | 0 | 0 | 0
F13_Commercial_WA - Health_Existing_Space Heating_Natural Gas_Gas Boiler - Insulate Hot Water Lines_A_Technical Potential | F13 | Commercial | WA - Health | Existing | Space Heating | Natural Gas | Gas Boiler - Insulate Hot Water Lines | A | Purchases (Incremental) | Technical Potential | 0 | 0 | 0 | 618.3495 | 1269.2438 | 1269.2438 | 1269.2438 | 1269.2438 | 1269.2438 | 1269.2438 | 1269.2438 | 1269.2438 | 1269.2438 | 1269.2438 | 650.8942 | 0 | 2.7285e-12 | 4.5475e-13 | 2.9559e-12 | 4.5475e-13 | 3.4106e-12 | 4.5475e-13 | 0 | 0 | 0 | 0 | 0
F14_Commercial_WA - Health_Existing_Space Heating_Natural Gas_Gas Boiler - Insulate Hot Water Lines_A_Technical Potential | F14 | Commercial | WA - Health | Existing | Space Heating | Natural Gas | Gas Boiler - Insulate Hot Water Lines | A | Purchases (Cumulative) | Technical Potential | 0 | 0 | 0 | 618.3495 | 1887.5933 | 3156.8371 | 4426.0808 | 5695.3246 | 6964.5684 | 8233.8121 | 9503.0559 | 10772.2997 | 12041.5434 | 13310.7872 | 13961.6814 | 13961.6814 | 13961.6814 | 13961.6814 | 13961.6814 | 13961.6814 | 13961.6814 | 13961.6814 | 13961.6814 | 13961.6814 | 13961.6814 | 13961.6814 | 13961.6814
F1_Commercial_WA - Health_Existing_Space Heating_Natural Gas_Condensing RTU_A_Technical Potential | F1 | Commercial | WA - Health | Existing | Space Heating | Natural Gas | Condensing RTU | A | Original Unit Energy Savings (kWh or therms) | Technical Potential | 0 | 0 | 0.073424 | 0.073163 | 0.07288 | 0.072576 | 0.072251 | 0.071909 | 0.07155 | 0.071178 | 0.070796 | 0.07041 | 0.070023 | 0.069639 | 0.069262 | 0.068895 | 0.068541 | 0.068202 | 0.067881 | 0.067583 | 0.067307 | 0.067051 | 0.066816 | 0.066598 | 0.066397 | 0.066212 | 0.066041
F2_Commercial_WA - Health_Existing_Space Heating_Natural Gas_Condensing RTU_A_Technical Potential | F2 | Commercial | WA - Health | Existing | Space Heating | Natural Gas | Condensing RTU | A | Original Unit Summer Peak Savings (kW) | Technical Potential | 0 | 0 | 0 | 0 | 0 | 0 | 0 | 0 | 0 | 0 | 0 | 0 | 0 | 0 | 0 | 0 | 0 | 0 | 0 | 0 | 0 | 0 | 0 | 0 | 0 | 0 | 0
F3_Commercial_WA - Health_Existing_Space Heating_Natural Gas_Condensing RTU_A_Technical Potential | F3 | Commercial | WA - Health | Existing | Space Heating | Natural Gas | Condensing RTU | A | Original Unit Winter Peak Savings (kW) | Technical Potential | 0 | 0 | 0 | 0 | 0 | 0 | 0 | 0 | 0 | 0 | 0 | 0 | 0 | 0 | 0 | 0 | 0 | 0 | 0 | 0 | 0 | 0 | 0 | 0 | 0 | 0 | 0
F4_Commercial_WA - Health_Existing_Space Heating_Natural Gas_Condensing RTU_A_Technical Potential | F4 | Commercial | WA - Health | Existing | Space Heating | Natural Gas | Condensing RTU | A | Standalone Impact on Baseline Energy (%) | Technical Potential | 0 | 0 | 0 | 5.4046e-05 | 0.00016484 | 0.00027536 | 0.00038548 | 0.0004951 | 0.00055049 | 0.00054915 | 0.00054768 | 0.00054612 | 0.00054449 | 0.00054283 | 0.00054114 | 0.00053947 | 0.00053782 | 0.00053622 | 0.00053468 | 0.00053325 | 0.0005319 | 0.00053064 | 0.00052947 | 0.00052838 | 0.00052736 | 0.00052642 | 0.00052553
F5_Commercial_WA - Health_Existing_Space Heating_Natural Gas_Condensing RTU_A_Technical Potential | F5 | Commercial | WA - Health | Existing | Space Heating | Natural Gas | Condensing RTU | A | Standalone Impact on Baseline Summer Peak (%) | Technical Potential | 0 | 0 | 0 | 0 | 0 | 0 | 0 | 0 | 0 | 0 | 0 | 0 | 0 | 0 | 0 | 0 | 0 | 0 | 0 | 0 | 0 | 0 | 0 | 0 | 0 | 0 | 0
F6_Commercial_WA - Health_Existing_Space Heating_Natural Gas_Condensing RTU_A_Technical Potential | F6 | Commercial | WA - Health | Existing | Space Heating | Natural Gas | Condensing RTU | A | Standalone Impact on Baseline Winter Peak (%) | Technical Potential | 0 | 0 | 0 | 0 | 0 | 0 | 0 | 0 | 0 | 0 | 0 | 0 | 0 | 0 | 0 | 0 | 0 | 0 | 0 | 0 | 0 | 0 | 0 | 0 | 0 | 0 | 0
F7_Commercial_WA - Health_Existing_Space Heating_Natural Gas_Condensing RTU_A_Technical Potential | F7 | Commercial | WA - Health | Existing | Space Heating | Natural Gas | Condensing RTU | A | Incremental Energy Savings (MWh or mTherms) | Technical Potential | 0 | 0 | 0 | 0.1419 | 0.29014 | 0.28893 | 0.28764 | 0.28627 | 0.14608 | 9.7103e-17 | 0 | 6.4037e-17 | 0 | 0 | 0 | 0 | 4.6753e-16 | 0 | 0 | 0 | 0 | 0 | 0 | 0 | 0 | 0 | 0
F8_Commercial_WA - Health_Existing_Space Heating_Natural Gas_Condensing RTU_A_Technical Potential | F8 | Commercial | WA - Health | Existing | Space Heating | Natural Gas | Condensing RTU | A | Incremental Summer Peak Savings (MW) | Technical Potential | 0 | 0 | 0 | 0 | 0 | 0 | 0 | 0 | 0 | 0 | 0 | 0 | 0 | 0 | 0 | 0 | 0 | 0 | 0 | 0 | 0 | 0 | 0 | 0 | 0 | 0 | 0
F9_Commercial_WA - Health_Existing_Space Heating_Natural Gas_Condensing RTU_A_Technical Potential | F9 | Commercial | WA - Health | Existing | Space Heating | Natural Gas | Condensing RTU | A | Incremental Winter Peak Savings (MW) | Technical Potential | 0 | 0 | 0 | 0 | 0 | 0 | 0 | 0 | 0 | 0 | 0 | 0 | 0 | 0 | 0 | 0 | 0 | 0 | 0 | 0 | 0 | 0 | 0 | 0 | 0 | 0 | 0
F10_Commercial_WA - Health_Existing_Space Heating_Natural Gas_Condensing RTU_A_Technical Potential | F10 | Commercial | WA - Health | Existing | Space Heating | Natural Gas | Condensing RTU | A | Cumulative Energy Savings (MWh or mTherms) | Technical Potential | 0 | 0 | 0 | 0.1419 | 0.43149 | 0.71862 | 1.003 | 1.2846 | 1.4242 | 1.4168 | 1.4092 | 1.4015 | 1.3938 | 1.3862 | 1.3787 | 1.3714 | 1.3643 | 1.3576 | 1.3512 | 1.3453 | 1.3398 | 1.3347 | 1.33 | 1.3257 | 1.3217 | 1.318 | 1.3146
F11_Commercial_WA - Health_Existing_Space Heating_Natural Gas_Condensing RTU_A_Technical Potential | F11 | Commercial | WA - Health | Existing | Space Heating | Natural Gas | Condensing RTU | A | Cumulative Summer Peak Savings (MW) | Technical Potential | 0 | 0 | 0 | 0 | 0 | 0 | 0 | 0 | 0 | 0 | 0 | 0 | 0 | 0 | 0 | 0 | 0 | 0 | 0 | 0 | 0 | 0 | 0 | 0 | 0 | 0 | 0
F12_Commercial_WA - Health_Existing_Space Heating_Natural Gas_Condensing RTU_A_Technical Potential | F12 | Commercial | WA - Health | Existing | Space Heating | Natural Gas | Condensing RTU | A | Cumulative Winter Peak Savings (MW) | Technical Potential | 0 | 0 | 0 | 0 | 0 | 0 | 0 | 0 | 0 | 0 | 0 | 0 | 0 | 0 | 0 | 0 | 0 | 0 | 0 | 0 | 0 | 0 | 0 | 0 | 0 | 0 | 0
F13_Commercial_WA - Health_Existing_Space Heating_Natural Gas_Condensing RTU_A_Technical Potential | F13 | Commercial | WA - Health | Existing | Space Heating | Natural Gas | Condensing RTU | A | Purchases (Incremental) | Technical Potential | 0 | 0 | 0 | 1939.5037 | 3981.0865 | 3981.0865 | 3981.0865 | 3981.0865 | 2041.5828 | 1.3642e-12 | 0 | 9.0949e-13 | 0 | 0 | 0 | 0 | 6.8212e-12 | 0 | 0 | 0 | 0 | 0 | 0 | 0 | 0 | 0 | 0
F14_Commercial_WA - Health_Existing_Space Heating_Natural Gas_Condensing RTU_A_Technical Potential | F14 | Commercial | WA - Health | Existing | Space Heating | Natural Gas | Condensing RTU | A | Purchases (Cumulative) | Technical Potential | 0 | 0 | 0 | 1939.5037 | 5920.5902 | 9901.6768 | 13882.7633 | 17863.8499 | 19905.4327 | 19905.4327 | 19905.4327 | 19905.4327 | 19905.4327 | 19905.4327 | 19905.4327 | 19905.4327 | 19905.4327 | 19905.4327 | 19905.4327 | 19905.4327 | 19905.4327 | 19905.4327 | 19905.4327 | 19905.4327 | 19905.4327 | 19905.4327 | 19905.4327
F1_Commercial_WA - Health_Existing_Space Heating_Natural Gas_Hydronic Heating Radiator Replacement_A_Technical Potential | F1 | Commercial | WA - Health | Existing | Space Heating | Natural Gas | Hydronic Heating Radiator Replacement | A | Original Unit Energy Savings (kWh or therms) | Technical Potential | 0 | 0 | 36.2112 | 36.1018 | 35.9947 | 35.8901 | 35.7882 | 35.6893 | 35.5935 | 35.5009 | 35.4118 | 35.3263 | 35.2445 | 35.1665 | 35.0924 | 35.0224 | 34.9564 | 34.8947 | 34.8372 | 34.784 | 34.7352 | 34.6909 | 34.6505 | 34.6139 | 34.5805 | 34.5503 | 34.5227
F2_Commercial_WA - Health_Existing_Space Heating_Natural Gas_Hydronic Heating Radiator Replacement_A_Technical Potential | F2 | Commercial | WA - Health | Existing | Space Heating | Natural Gas | Hydronic Heating Radiator Replacement | A | Original Unit Summer Peak Savings (kW) | Technical Potential | 0 | 0 | 0 | 0 | 0 | 0 | 0 | 0 | 0 | 0 | 0 | 0 | 0 | 0 | 0 | 0 | 0 | 0 | 0 | 0 | 0 | 0 | 0 | 0 | 0 | 0 | 0
F3_Commercial_WA - Health_Existing_Space Heating_Natural Gas_Hydronic Heating Radiator Replacement_A_Technical Potential | F3 | Commercial | WA - Health | Existing | Space Heating | Natural Gas | Hydronic Heating Radiator Replacement | A | Original Unit Winter Peak Savings (kW) | Technical Potential | 0 | 0 | 0 | 0 | 0 | 0 | 0 | 0 | 0 | 0 | 0 | 0 | 0 | 0 | 0 | 0 | 0 | 0 | 0 | 0 | 0 | 0 | 0 | 0 | 0 | 0 | 0
F4_Commercial_WA - Health_Existing_Space Heating_Natural Gas_Hydronic Heating Radiator Replacement_A_Technical Potential | F4 | Commercial | WA - Health | Existing | Space Heating | Natural Gas | Hydronic Heating Radiator Replacement | A | Standalone Impact on Baseline Energy (%) | Technical Potential | 0 | 0 | 0 | 0.001352 | 0.0041274 | 0.0069033 | 0.00968 | 0.012457 | 0.015236 | 0.018016 | 0.020797 | 0.023579 | 0.026363 | 0.029148 | 0.031934 | 0.034721 | 0.03751 | 0.040299 | 0.043089 | 0.04588 | 0.048671 | 0.051462 | 0.054254 | 0.054262 | 0.054269 | 0.054275 | 0.054281
F5_Commercial_WA - Health_Existing_Space Heating_Natural Gas_Hydronic Heating Radiator Replacement_A_Technical Potential | F5 | Commercial | WA - Health | Existing | Space Heating | Natural Gas | Hydronic Heating Radiator Replacement | A | Standalone Impact on Baseline Summer Peak (%) | Technical Potential | 0 | 0 | 0 | 0 | 0 | 0 | 0 | 0 | 0 | 0 | 0 | 0 | 0 | 0 | 0 | 0 | 0 | 0 | 0 | 0 | 0 | 0 | 0 | 0 | 0 | 0 | 0
F6_Commercial_WA - Health_Existing_Space Heating_Natural Gas_Hydronic Heating Radiator Replacement_A_Technical Potential | F6 | Commercial | WA - Health | Existing | Space Heating | Natural Gas | Hydronic Heating Radiator Replacement | A | Standalone Impact on Baseline Winter Peak (%) | Technical Potential | 0 | 0 | 0 | 0 | 0 | 0 | 0 | 0 | 0 | 0 | 0 | 0 | 0 | 0 | 0 | 0 | 0 | 0 | 0 | 0 | 0 | 0 | 0 | 0 | 0 | 0 | 0
F7_Commercial_WA - Health_Existing_Space Heating_Natural Gas_Hydronic Heating Radiator Replacement_A_Technical Potential | F7 | Commercial | WA - Health | Existing | Space Heating | Natural Gas | Hydronic Heating Radiator Replacement | A | Incremental Energy Savings (MWh or mTherms) | Technical Potential | 0 | 0 | 0 | 3.5497 | 7.2647 | 7.2436 | 7.223 | 7.2031 | 7.1837 | 7.165 | 7.1471 | 7.1298 | 7.1133 | 7.0976 | 7.0826 | 7.0685 | 7.0552 | 7.0427 | 7.0311 | 7.0204 | 7.0105 | 7.0016 | 6.9934 | 0 | 0 | 0 | 0
F8_Commercial_WA - Health_Existing_Space Heating_Natural Gas_Hydronic Heating Radiator Replacement_A_Technical Potential | F8 | Commercial | WA - Health | Existing | Space Heating | Natural Gas | Hydronic Heating Radiator Replacement | A | Incremental Summer Peak Savings (MW) | Technical Potential | 0 | 0 | 0 | 0 | 0 | 0 | 0 | 0 | 0 | 0 | 0 | 0 | 0 | 0 | 0 | 0 | 0 | 0 | 0 | 0 | 0 | 0 | 0 | 0 | 0 | 0 | 0
F9_Commercial_WA - Health_Existing_Space Heating_Natural Gas_Hydronic Heating Radiator Replacement_A_Technical Potential | F9 | Commercial | WA - Health | Existing | Space Heating | Natural Gas | Hydronic Heating Radiator Replacement | A | Incremental Winter Peak Savings (MW) | Technical Potential | 0 | 0 | 0 | 0 | 0 | 0 | 0 | 0 | 0 | 0 | 0 | 0 | 0 | 0 | 0 | 0 | 0 | 0 | 0 | 0 | 0 | 0 | 0 | 0 | 0 | 0 | 0
F10_Commercial_WA - Health_Existing_Space Heating_Natural Gas_Hydronic Heating Radiator Replacement_A_Technical Potential | F10 | Commercial | WA - Health | Existing | Space Heating | Natural Gas | Hydronic Heating Radiator Replacement | A | Cumulative Energy Savings (MWh or mTherms) | Technical Potential | 0 | 0 | 0 | 3.5497 | 10.8039 | 18.0161 | 25.188 | 32.3215 | 39.4184 | 46.481 | 53.5114 | 60.5119 | 67.4851 | 74.4333 | 81.3591 | 88.2652 | 95.1541 | 102.0287 | 108.8917 | 115.7458 | 122.594 | 129.439 | 136.2819 | 136.1378 | 136.0067 | 135.8875 | 135.7792
F11_Commercial_WA - Health_Existing_Space Heating_Natural Gas_Hydronic Heating Radiator Replacement_A_Technical Potential | F11 | Commercial | WA - Health | Existing | Space Heating | Natural Gas | Hydronic Heating Radiator Replacement | A | Cumulative Summer Peak Savings (MW) | Technical Potential | 0 | 0 | 0 | 0 | 0 | 0 | 0 | 0 | 0 | 0 | 0 | 0 | 0 | 0 | 0 | 0 | 0 | 0 | 0 | 0 | 0 | 0 | 0 | 0 | 0 | 0 | 0
F12_Commercial_WA - Health_Existing_Space Heating_Natural Gas_Hydronic Heating Radiator Replacement_A_Technical Potential | F12 | Commercial | WA - Health | Existing | Space Heating | Natural Gas | Hydronic Heating Radiator Replacement | A | Cumulative Winter Peak Savings (MW) | Technical Potential | 0 | 0 | 0 | 0 | 0 | 0 | 0 | 0 | 0 | 0 | 0 | 0 | 0 | 0 | 0 | 0 | 0 | 0 | 0 | 0 | 0 | 0 | 0 | 0 | 0 | 0 | 0
F13_Commercial_WA - Health_Existing_Space Heating_Natural Gas_Hydronic Heating Radiator Replacement_A_Technical Potential | F13 | Commercial | WA - Health | Existing | Space Heating | Natural Gas | Hydronic Heating Radiator Replacement | A | Purchases (Incremental) | Technical Potential | 0 | 0 | 0 | 98.326 | 201.8271 | 201.8271 | 201.8271 | 201.8271 | 201.8271 | 201.8271 | 201.8271 | 201.8271 | 201.8271 | 201.8271 | 201.8271 | 201.8271 | 201.8271 | 201.8271 | 201.8271 | 201.8271 | 201.8271 | 201.8271 | 201.8271 | 0 | 0 | 0 | 0
F14_Commercial_WA - Health_Existing_Space Heating_Natural Gas_Hydronic Heating Radiator Replacement_A_Technical Potential | F14 | Commercial | WA - Health | Existing | Space Heating | Natural Gas | Hydronic Heating Radiator Replacement | A | Purchases (Cumulative) | Technical Potential | 0 | 0 | 0 | 98.326 | 300.1531 | 501.9802 | 703.8072 | 905.6343 | 1107.4614 | 1309.2885 | 1511.1155 | 1712.9426 | 1914.7697 | 2116.5967 | 2318.4238 | 2520.2509 | 2722.078 | 2923.905 | 3125.7321 | 3327.5592 | 3529.3863 | 3731.2133 | 3933.0404 | 3933.0404 | 3933.0404 | 3933.0404 | 3933.0404
F1_Commercial_WA - Health_Existing_Space Heating_Natural Gas_Thermostat - Connected_A_Technical Potential | F1 | Commercial | WA - Health | Existing | Space Heating | Natural Gas | Thermostat - Connected | A | Original Unit Energy Savings (kWh or therms) | Technical Potential | 0 | 0 | 49.883 | 49.7306 | 49.5801 | 49.4318 | 49.2862 | 49.1435 | 49.0042 | 48.8684 | 48.7366 | 48.6092 | 48.4866 | 48.369 | 48.2568 | 48.1502 | 48.0495 | 47.9548 | 47.8664 | 47.7847 | 47.7095 | 47.6409 | 47.5785 | 47.5215 | 47.4696 | 47.4223 | 47.3792
F2_Commercial_WA - Health_Existing_Space Heating_Natural Gas_Thermostat - Connected_A_Technical Potential | F2 | Commercial | WA - Health | Existing | Space Heating | Natural Gas | Thermostat - Connected | A | Original Unit Summer Peak Savings (kW) | Technical Potential | 0 | 0 | 0 | 0 | 0 | 0 | 0 | 0 | 0 | 0 | 0 | 0 | 0 | 0 | 0 | 0 | 0 | 0 | 0 | 0 | 0 | 0 | 0 | 0 | 0 | 0 | 0
F3_Commercial_WA - Health_Existing_Space Heating_Natural Gas_Thermostat - Connected_A_Technical Potential | F3 | Commercial | WA - Health | Existing | Space Heating | Natural Gas | Thermostat - Connected | A | Original Unit Winter Peak Savings (kW) | Technical Potential | 0 | 0 | 0 | 0 | 0 | 0 | 0 | 0 | 0 | 0 | 0 | 0 | 0 | 0 | 0 | 0 | 0 | 0 | 0 | 0 | 0 | 0 | 0 | 0 | 0 | 0 | 0
F4_Commercial_WA - Health_Existing_Space Heating_Natural Gas_Thermostat - Connected_A_Technical Potential | F4 | Commercial | WA - Health | Existing | Space Heating | Natural Gas | Thermostat - Connected | A | Standalone Impact on Baseline Energy (%) | Technical Potential | 0 | 0 | 0 | 0.00097837 | 0.0021797 | 0.0036497 | 0.0053561 | 0.0073026 | 0.0085998 | 0.0098949 | 0.010975 | 0.011672 | 0.011791 | 0.011791 | 0.011791 | 0.011791 | 0.011791 | 0.011791 | 0.011791 | 0.011791 | 0.011791 | 0.011791 | 0.011791 | 0.011791 | 0.011791 | 0.011791 | 0.011791
F5_Commercial_WA - Health_Existing_Space Heating_Natural Gas_Thermostat - Connected_A_Technical Potential | F5 | Commercial | WA - Health | Existing | Space Heating | Natural Gas | Thermostat - Connected | A | Standalone Impact on Baseline Summer Peak (%) | Technical Potential | 0 | 0 | 0 | 0 | 0 | 0 | 0 | 0 | 0 | 0 | 0 | 0 | 0 | 0 | 0 | 0 | 0 | 0 | 0 | 0 | 0 | 0 | 0 | 0 | 0 | 0 | 0
F6_Commercial_WA - Health_Existing_Space Heating_Natural Gas_Thermostat - Connected_A_Technical Potential | F6 | Commercial | WA - Health | Existing | Space Heating | Natural Gas | Thermostat - Connected | A | Standalone Impact on Baseline Winter Peak (%) | Technical Potential | 0 | 0 | 0 | 0 | 0 | 0 | 0 | 0 | 0 | 0 | 0 | 0 | 0 | 0 | 0 | 0 | 0 | 0 | 0 | 0 | 0 | 0 | 0 | 0 | 0 | 0 | 0
F7_Commercial_WA - Health_Existing_Space Heating_Natural Gas_Thermostat - Connected_A_Technical Potential | F7 | Commercial | WA - Health | Existing | Space Heating | Natural Gas | Thermostat - Connected | A | Incremental Energy Savings (MWh or mTherms) | Technical Potential | 0 | 0 | 0 | 2.5688 | 3.1445 | 3.8364 | 4.4404 | 5.0501 | 3.3562 | 3.3414 | 2.7795 | 1.7883 | 0.30564 | 0 | 0 | 0 | 0 | 0 | 0 | 0 | 0 | 0 | 0 | 0 | 0 | 0 | 0
F8_Commercial_WA - Health_Existing_Space Heating_Natural Gas_Thermostat - Connected_A_Technical Potential | F8 | Commercial | WA - Health | Existing | Space Heating | Natural Gas | Thermostat - Connected | A | Incremental Summer Peak Savings (MW) | Technical Potential | 0 | 0 | 0 | 0 | 0 | 0 | 0 | 0 | 0 | 0 | 0 | 0 | 0 | 0 | 0 | 0 | 0 | 0 | 0 | 0 | 0 | 0 | 0 | 0 | 0 | 0 | 0
F9_Commercial_WA - Health_Existing_Space Heating_Natural Gas_Thermostat - Connected_A_Technical Potential | F9 | Commercial | WA - Health | Existing | Space Heating | Natural Gas | Thermostat - Connected | A | Incremental Winter Peak Savings (MW) | Technical Potential | 0 | 0 | 0 | 0 | 0 | 0 | 0 | 0 | 0 | 0 | 0 | 0 | 0 | 0 | 0 | 0 | 0 | 0 | 0 | 0 | 0 | 0 | 0 | 0 | 0 | 0 | 0
F10_Commercial_WA - Health_Existing_Space Heating_Natural Gas_Thermostat - Connected_A_Technical Potential | F10 | Commercial | WA - Health | Existing | Space Heating | Natural Gas | Thermostat - Connected | A | Cumulative Energy Savings (MWh or mTherms) | Technical Potential | 0 | 0 | 0 | 2.5688 | 5.7055 | 9.5248 | 13.9371 | 18.9469 | 22.2494 | 25.5292 | 28.2398 | 29.9543 | 30.1844 | 30.1112 | 30.0413 | 29.975 | 29.9122 | 29.8533 | 29.7983 | 29.7474 | 29.7006 | 29.6579 | 29.619 | 29.5836 | 29.5513 | 29.5218 | 29.495
F11_Commercial_WA - Health_Existing_Space Heating_Natural Gas_Thermostat - Connected_A_Technical Potential | F11 | Commercial | WA - Health | Existing | Space Heating | Natural Gas | Thermostat - Connected | A | Cumulative Summer Peak Savings (MW) | Technical Potential | 0 | 0 | 0 | 0 | 0 | 0 | 0 | 0 | 0 | 0 | 0 | 0 | 0 | 0 | 0 | 0 | 0 | 0 | 0 | 0 | 0 | 0 | 0 | 0 | 0 | 0 | 0
F12_Commercial_WA - Health_Existing_Space Heating_Natural Gas_Thermostat - Connected_A_Technical Potential | F12 | Commercial | WA - Health | Existing | Space Heating | Natural Gas | Thermostat - Connected | A | Cumulative Winter Peak Savings (MW) | Technical Potential | 0 | 0 | 0 | 0 | 0 | 0 | 0 | 0 | 0 | 0 | 0 | 0 | 0 | 0 | 0 | 0 | 0 | 0 | 0 | 0 | 0 | 0 | 0 | 0 | 0 | 0 | 0
F13_Commercial_WA - Health_Existing_Space Heating_Natural Gas_Thermostat - Connected_A_Technical Potential | F13 | Commercial | WA - Health | Existing | Space Heating | Natural Gas | Thermostat - Connected | A | Purchases (Incremental) | Technical Potential | 0 | 0 | 0 | 51.6535 | 63.4223 | 77.6103 | 90.0934 | 102.7629 | 68.4887 | 68.3755 | 57.0305 | 36.7894 | 6.3036 | 0 | 0 | 0 | 0 | 0 | 0 | 0 | 0 | 0 | 0 | 0 | 0 | 0 | 0
F14_Commercial_WA - Health_Existing_Space Heating_Natural Gas_Thermostat - Connected_A_Technical Potential | F14 | Commercial | WA - Health | Existing | Space Heating | Natural Gas | Thermostat - Connected | A | Purchases (Cumulative) | Technical Potential | 0 | 0 | 0 | 51.6535 | 115.0758 | 192.6862 | 282.7796 | 385.5425 | 454.0311 | 522.4067 | 579.4371 | 616.2265 | 622.5302 | 622.5302 | 622.5302 | 622.5302 | 622.5302 | 622.5302 | 622.5302 | 622.5302 | 622.5302 | 622.5302 | 622.5302 | 622.5302 | 622.5302 | 622.5302 | 622.5302
F1_Commercial_WA - Health_Existing_Water Heating_Natural Gas_Water Heater - Thermostatic Shower Restriction Valve_A_Technical Potential | F1 | Commercial | WA - Health | Existing | Water Heating | Natural Gas | Water Heater - Thermostatic Shower Restriction Valve | A | Original Unit Energy Savings (kWh or therms) | Technical Potential | 0 | 0 | 4.0893 | 4.0253 | 3.969 | 3.92 | 3.8778 | 3.8421 | 3.8125 | 3.7888 | 3.7699 | 3.7547 | 3.7426 | 3.7329 | 3.7251 | 3.7189 | 3.7139 | 3.71 | 3.7068 | 3.7043 | 3.7022 | 3.7006 | 3.6993 | 3.6982 | 3.6974 | 3.6967 | 3.6962
F2_Commercial_WA - Health_Existing_Water Heating_Natural Gas_Water Heater - Thermostatic Shower Restriction Valve_A_Technical Potential | F2 | Commercial | WA - Health | Existing | Water Heating | Natural Gas | Water Heater - Thermostatic Shower Restriction Valve | A | Original Unit Summer Peak Savings (kW) | Technical Potential | 0 | 0 | 0 | 0 | 0 | 0 | 0 | 0 | 0 | 0 | 0 | 0 | 0 | 0 | 0 | 0 | 0 | 0 | 0 | 0 | 0 | 0 | 0 | 0 | 0 | 0 | 0
F3_Commercial_WA - Health_Existing_Water Heating_Natural Gas_Water Heater - Thermostatic Shower Restriction Valve_A_Technical Potential | F3 | Commercial | WA - Health | Existing | Water Heating | Natural Gas | Water Heater - Thermostatic Shower Restriction Valve | A | Original Unit Winter Peak Savings (kW) | Technical Potential | 0 | 0 | 0 | 0 | 0 | 0 | 0 | 0 | 0 | 0 | 0 | 0 | 0 | 0 | 0 | 0 | 0 | 0 | 0 | 0 | 0 | 0 | 0 | 0 | 0 | 0 | 0
F4_Commercial_WA - Health_Existing_Water Heating_Natural Gas_Water Heater - Thermostatic Shower Restriction Valve_A_Technical Potential | F4 | Commercial | WA - Health | Existing | Water Heating | Natural Gas | Water Heater - Thermostatic Shower Restriction Valve | A | Standalone Impact on Baseline Energy (%) | Technical Potential | 0 | 0 | 0 | 0 | 0 | 0 | 0 | 0 | 0 | 0 | 0 | 0 | 0 | 0 | 0 | 0 | 0 | 0 | 0 | 0 | 0 | 0 | 0 | 0 | 0 | 0 | 0
F5_Commercial_WA - Health_Existing_Water Heating_Natural Gas_Water Heater - Thermostatic Shower Restriction Valve_A_Technical Potential | F5 | Commercial | WA - Health | Existing | Water Heating | Natural Gas | Water Heater - Thermostatic Shower Restriction Valve | A | Standalone Impact on Baseline Summer Peak (%) | Technical Potential | 0 | 0 | 0 | 0 | 0 | 0 | 0 | 0 | 0 | 0 | 0 | 0 | 0 | 0 | 0 | 0 | 0 | 0 | 0 | 0 | 0 | 0 | 0 | 0 | 0 | 0 | 0
F6_Commercial_WA - Health_Existing_Water Heating_Natural Gas_Water Heater - Thermostatic Shower Restriction Valve_A_Technical Potential | F6 | Commercial | WA - Health | Existing | Water Heating | Natural Gas | Water Heater - Thermostatic Shower Restriction Valve | A | Standalone Impact on Baseline Winter Peak (%) | Technical Potential | 0 | 0 | 0 | 0 | 0 | 0 | 0 | 0 | 0 | 0 | 0 | 0 | 0 | 0 | 0 | 0 | 0 | 0 | 0 | 0 | 0 | 0 | 0 | 0 | 0 | 0 | 0
F7_Commercial_WA - Health_Existing_Water Heating_Natural Gas_Water Heater - Thermostatic Shower Restriction Valve_A_Technical Potential | F7 | Commercial | WA - Health | Existing | Water Heating | Natural Gas | Water Heater - Thermostatic Shower Restriction Valve | A | Incremental Energy Savings (MWh or mTherms) | Technical Potential | 0 | 0 | 0 | 0 | 0 | 0 | 0 | 0 | 0 | 0 | 0 | 0 | 0 | 0 | 0 | 0 | 0 | 0 | 0 | 0 | 0 | 0 | 0 | 0 | 0 | 0 | 0
F8_Commercial_WA - Health_Existing_Water Heating_Natural Gas_Water Heater - Thermostatic Shower Restriction Valve_A_Technical Potential | F8 | Commercial | WA - Health | Existing | Water Heating | Natural Gas | Water Heater - Thermostatic Shower Restriction Valve | A | Incremental Summer Peak Savings (MW) | Technical Potential | 0 | 0 | 0 | 0 | 0 | 0 | 0 | 0 | 0 | 0 | 0 | 0 | 0 | 0 | 0 | 0 | 0 | 0 | 0 | 0 | 0 | 0 | 0 | 0 | 0 | 0 | 0
F9_Commercial_WA - Health_Existing_Water Heating_Natural Gas_Water Heater - Thermostatic Shower Restriction Valve_A_Technical Potential | F9 | Commercial | WA - Health | Existing | Water Heating | Natural Gas | Water Heater - Thermostatic Shower Restriction Valve | A | Incremental Winter Peak Savings (MW) | Technical Potential | 0 | 0 | 0 | 0 | 0 | 0 | 0 | 0 | 0 | 0 | 0 | 0 | 0 | 0 | 0 | 0 | 0 | 0 | 0 | 0 | 0 | 0 | 0 | 0 | 0 | 0 | 0
F10_Commercial_WA - Health_Existing_Water Heating_Natural Gas_Water Heater - Thermostatic Shower Restriction Valve_A_Technical Potential | F10 | Commercial | WA - Health | Existing | Water Heating | Natural Gas | Water Heater - Thermostatic Shower Restriction Valve | A | Cumulative Energy Savings (MWh or mTherms) | Technical Potential | 0 | 0 | 0 | 0 | 0 | 0 | 0 | 0 | 0 | 0 | 0 | 0 | 0 | 0 | 0 | 0 | 0 | 0 | 0 | 0 | 0 | 0 | 0 | 0 | 0 | 0 | 0
F11_Commercial_WA - Health_Existing_Water Heating_Natural Gas_Water Heater - Thermostatic Shower Restriction Valve_A_Technical Potential | F11 | Commercial | WA - Health | Existing | Water Heating | Natural Gas | Water Heater - Thermostatic Shower Restriction Valve | A | Cumulative Summer Peak Savings (MW) | Technical Potential | 0 | 0 | 0 | 0 | 0 | 0 | 0 | 0 | 0 | 0 | 0 | 0 | 0 | 0 | 0 | 0 | 0 | 0 | 0 | 0 | 0 | 0 | 0 | 0 | 0 | 0 | 0
F12_Commercial_WA - Health_Existing_Water Heating_Natural Gas_Water Heater - Thermostatic Shower Restriction Valve_A_Technical Potential | F12 | Commercial | WA - Health | Existing | Water Heating | Natural Gas | Water Heater - Thermostatic Shower Restriction Valve | A | Cumulative Winter Peak Savings (MW) | Technical Potential | 0 | 0 | 0 | 0 | 0 | 0 | 0 | 0 | 0 | 0 | 0 | 0 | 0 | 0 | 0 | 0 | 0 | 0 | 0 | 0 | 0 | 0 | 0 | 0 | 0 | 0 | 0
F13_Commercial_WA - Health_Existing_Water Heating_Natural Gas_Water Heater - Thermostatic Shower Restriction Valve_A_Technical Potential | F13 | Commercial | WA - Health | Existing | Water Heating | Natural Gas | Water Heater - Thermostatic Shower Restriction Valve | A | Purchases (Incremental) | Technical Potential | 0 | 0 | 0 | 0 | 0 | 0 | 0 | 0 | 0 | 0 | 0 | 0 | 0 | 0 | 0 | 0 | 0 | 0 | 0 | 0 | 0 | 0 | 0 | 0 | 0 | 0 | 0
F14_Commercial_WA - Health_Existing_Water Heating_Natural Gas_Water Heater - Thermostatic Shower Restriction Valve_A_Technical Potential | F14 | Commercial | WA - Health | Existing | Water Heating | Natural Gas | Water Heater - Thermostatic Shower Restriction Valve | A | Purchases (Cumulative) | Technical Potential | 0 | 0 | 0 | 0 | 0 | 0 | 0 | 0 | 0 | 0 | 0 | 0 | 0 | 0 | 0 | 0 | 0 | 0 | 0 | 0 | 0 | 0 | 0 | 0 | 0 | 0 | 0
F1_Commercial_WA - Health_Existing_Water Heating_Natural Gas_Water Heater - Pre-Rinse Spray Valve_A_Technical Potential | F1 | Commercial | WA - Health | Existing | Water Heating | Natural Gas | Water Heater - Pre-Rinse Spray Valve | A | Original Unit Energy Savings (kWh or therms) | Technical Potential | 0 | 0 | 16.1979 | 15.9442 | 15.7214 | 15.5273 | 15.3602 | 15.2186 | 15.1013 | 15.0075 | 14.9325 | 14.8725 | 14.8244 | 14.786 | 14.7553 | 14.7307 | 14.711 | 14.6953 | 14.6827 | 14.6726 | 14.6646 | 14.6581 | 14.653 | 14.6488 | 14.6455 | 14.6429 | 14.6408
F2_Commercial_WA - Health_Existing_Water Heating_Natural Gas_Water Heater - Pre-Rinse Spray Valve_A_Technical Potential | F2 | Commercial | WA - Health | Existing | Water Heating | Natural Gas | Water Heater - Pre-Rinse Spray Valve | A | Original Unit Summer Peak Savings (kW) | Technical Potential | 0 | 0 | 0 | 0 | 0 | 0 | 0 | 0 | 0 | 0 | 0 | 0 | 0 | 0 | 0 | 0 | 0 | 0 | 0 | 0 | 0 | 0 | 0 | 0 | 0 | 0 | 0
F3_Commercial_WA - Health_Existing_Water Heating_Natural Gas_Water Heater - Pre-Rinse Spray Valve_A_Technical Potential | F3 | Commercial | WA - Health | Existing | Water Heating | Natural Gas | Water Heater - Pre-Rinse Spray Valve | A | Original Unit Winter Peak Savings (kW) | Technical Potential | 0 | 0 | 0 | 0 | 0 | 0 | 0 | 0 | 0 | 0 | 0 | 0 | 0 | 0 | 0 | 0 | 0 | 0 | 0 | 0 | 0 | 0 | 0 | 0 | 0 | 0 | 0
F4_Commercial_WA - Health_Existing_Water Heating_Natural Gas_Water Heater - Pre-Rinse Spray Valve_A_Technical Potential | F4 | Commercial | WA - Health | Existing | Water Heating | Natural Gas | Water Heater - Pre-Rinse Spray Valve | A | Standalone Impact on Baseline Energy (%) | Technical Potential | 0 | 0 | 0 | 0 | 0 | 0 | 0 | 0 | 0 | 0 | 0 | 0 | 0 | 0 | 0 | 0 | 0 | 0 | 0 | 0 | 0 | 0 | 0 | 0 | 0 | 0 | 0
F5_Commercial_WA - Health_Existing_Water Heating_Natural Gas_Water Heater - Pre-Rinse Spray Valve_A_Technical Potential | F5 | Commercial | WA - Health | Existing | Water Heating | Natural Gas | Water Heater - Pre-Rinse Spray Valve | A | Standalone Impact on Baseline Summer Peak (%) | Technical Potential | 0 | 0 | 0 | 0 | 0 | 0 | 0 | 0 | 0 | 0 | 0 | 0 | 0 | 0 | 0 | 0 | 0 | 0 | 0 | 0 | 0 | 0 | 0 | 0 | 0 | 0 | 0
F6_Commercial_WA - Health_Existing_Water Heating_Natural Gas_Water Heater - Pre-Rinse Spray Valve_A_Technical Potential | F6 | Commercial | WA - Health | Existing | Water Heating | Natural Gas | Water Heater - Pre-Rinse Spray Valve | A | Standalone Impact on Baseline Winter Peak (%) | Technical Potential | 0 | 0 | 0 | 0 | 0 | 0 | 0 | 0 | 0 | 0 | 0 | 0 | 0 | 0 | 0 | 0 | 0 | 0 | 0 | 0 | 0 | 0 | 0 | 0 | 0 | 0 | 0
F7_Commercial_WA - Health_Existing_Water Heating_Natural Gas_Water Heater - Pre-Rinse Spray Valve_A_Technical Potential | F7 | Commercial | WA - Health | Existing | Water Heating | Natural Gas | Water Heater - Pre-Rinse Spray Valve | A | Incremental Energy Savings (MWh or mTherms) | Technical Potential | 0 | 0 | 0 | 0 | 0 | 0 | 0 | 0 | 0 | 0 | 0 | 0 | 0 | 0 | 0 | 0 | 0 | 0 | 0 | 0 | 0 | 0 | 0 | 0 | 0 | 0 | 0
F8_Commercial_WA - Health_Existing_Water Heating_Natural Gas_Water Heater - Pre-Rinse Spray Valve_A_Technical Potential | F8 | Commercial | WA - Health | Existing | Water Heating | Natural Gas | Water Heater - Pre-Rinse Spray Valve | A | Incremental Summer Peak Savings (MW) | Technical Potential | 0 | 0 | 0 | 0 | 0 | 0 | 0 | 0 | 0 | 0 | 0 | 0 | 0 | 0 | 0 | 0 | 0 | 0 | 0 | 0 | 0 | 0 | 0 | 0 | 0 | 0 | 0
F9_Commercial_WA - Health_Existing_Water Heating_Natural Gas_Water Heater - Pre-Rinse Spray Valve_A_Technical Potential | F9 | Commercial | WA - Health | Existing | Water Heating | Natural Gas | Water Heater - Pre-Rinse Spray Valve | A | Incremental Winter Peak Savings (MW) | Technical Potential | 0 | 0 | 0 | 0 | 0 | 0 | 0 | 0 | 0 | 0 | 0 | 0 | 0 | 0 | 0 | 0 | 0 | 0 | 0 | 0 | 0 | 0 | 0 | 0 | 0 | 0 | 0
F10_Commercial_WA - Health_Existing_Water Heating_Natural Gas_Water Heater - Pre-Rinse Spray Valve_A_Technical Potential | F10 | Commercial | WA - Health | Existing | Water Heating | Natural Gas | Water Heater - Pre-Rinse Spray Valve | A | Cumulative Energy Savings (MWh or mTherms) | Technical Potential | 0 | 0 | 0 | 0 | 0 | 0 | 0 | 0 | 0 | 0 | 0 | 0 | 0 | 0 | 0 | 0 | 0 | 0 | 0 | 0 | 0 | 0 | 0 | 0 | 0 | 0 | 0
F11_Commercial_WA - Health_Existing_Water Heating_Natural Gas_Water Heater - Pre-Rinse Spray Valve_A_Technical Potential | F11 | Commercial | WA - Health | Existing | Water Heating | Natural Gas | Water Heater - Pre-Rinse Spray Valve | A | Cumulative Summer Peak Savings (MW) | Technical Potential | 0 | 0 | 0 | 0 | 0 | 0 | 0 | 0 | 0 | 0 | 0 | 0 | 0 | 0 | 0 | 0 | 0 | 0 | 0 | 0 | 0 | 0 | 0 | 0 | 0 | 0 | 0
F12_Commercial_WA - Health_Existing_Water Heating_Natural Gas_Water Heater - Pre-Rinse Spray Valve_A_Technical Potential | F12 | Commercial | WA - Health | Existing | Water Heating | Natural Gas | Water Heater - Pre-Rinse Spray Valve | A | Cumulative Winter Peak Savings (MW) | Technical Potential | 0 | 0 | 0 | 0 | 0 | 0 | 0 | 0 | 0 | 0 | 0 | 0 | 0 | 0 | 0 | 0 | 0 | 0 | 0 | 0 | 0 | 0 | 0 | 0 | 0 | 0 | 0
F13_Commercial_WA - Health_Existing_Water Heating_Natural Gas_Water Heater - Pre-Rinse Spray Valve_A_Technical Potential | F13 | Commercial | WA - Health | Existing | Water Heating | Natural Gas | Water Heater - Pre-Rinse Spray Valve | A | Purchases (Incremental) | Technical Potential | 0 | 0 | 0 | 0 | 0 | 0 | 0 | 0 | 0 | 0 | 0 | 0 | 0 | 0 | 0 | 0 | 0 | 0 | 0 | 0 | 0 | 0 | 0 | 0 | 0 | 0 | 0
F14_Commercial_WA - Health_Existing_Water Heating_Natural Gas_Water Heater - Pre-Rinse Spray Valve_A_Technical Potential | F14 | Commercial | WA - Health | Existing | Water Heating | Natural Gas | Water Heater - Pre-Rinse Spray Valve | A | Purchases (Cumulative) | Technical Potential | 0 | 0 | 0 | 0 | 0 | 0 | 0 | 0 | 0 | 0 | 0 | 0 | 0 | 0 | 0 | 0 | 0 | 0 | 0 | 0 | 0 | 0 | 0 | 0 | 0 | 0 | 0
F1_Commercial_WA - Health_Existing_Water Heating_Natural Gas_Water Heater - Temperature Setback_A_Technical Potential | F1 | Commercial | WA - Health | Existing | Water Heating | Natural Gas | Water Heater - Temperature Setback | A | Original Unit Energy Savings (kWh or therms) | Technical Potential | 0 | 0 | 100.1381 | 98.5696 | 97.1923 | 95.9927 | 94.9595 | 94.084 | 93.3591 | 92.7792 | 92.3153 | 91.9442 | 91.6473 | 91.4097 | 91.2197 | 91.0677 | 90.9461 | 90.8488 | 90.771 | 90.7087 | 90.6589 | 90.619 | 90.5872 | 90.5617 | 90.5413 | 90.5249 | 90.5119
F2_Commercial_WA - Health_Existing_Water Heating_Natural Gas_Water Heater - Temperature Setback_A_Technical Potential | F2 | Commercial | WA - Health | Existing | Water Heating | Natural Gas | Water Heater - Temperature Setback | A | Original Unit Summer Peak Savings (kW) | Technical Potential | 0 | 0 | 0 | 0 | 0 | 0 | 0 | 0 | 0 | 0 | 0 | 0 | 0 | 0 | 0 | 0 | 0 | 0 | 0 | 0 | 0 | 0 | 0 | 0 | 0 | 0 | 0
F3_Commercial_WA - Health_Existing_Water Heating_Natural Gas_Water Heater - Temperature Setback_A_Technical Potential | F3 | Commercial | WA - Health | Existing | Water Heating | Natural Gas | Water Heater - Temperature Setback | A | Original Unit Winter Peak Savings (kW) | Technical Potential | 0 | 0 | 0 | 0 | 0 | 0 | 0 | 0 | 0 | 0 | 0 | 0 | 0 | 0 | 0 | 0 | 0 | 0 | 0 | 0 | 0 | 0 | 0 | 0 | 0 | 0 | 0
F4_Commercial_WA - Health_Existing_Water Heating_Natural Gas_Water Heater - Temperature Setback_A_Technical Potential | F4 | Commercial | WA - Health | Existing | Water Heating | Natural Gas | Water Heater - Temperature Setback | A | Standalone Impact on Baseline Energy (%) | Technical Potential | 0 | 0 | 0 | 0.00082823 | 0.0018452 | 0.0022614 | 0.002689 | 0.0030923 | 0.0035741 | 0.0035741 | 0.0035741 | 0.0035741 | 0.0035741 | 0.0035741 | 0.0035741 | 0.0035741 | 0.0035741 | 0.0035741 | 0.0035741 | 0.0035741 | 0.0035741 | 0.0035741 | 0.0035741 | 0.0035741 | 0.0035741 | 0.0035741 | 0.0035741
F5_Commercial_WA - Health_Existing_Water Heating_Natural Gas_Water Heater - Temperature Setback_A_Technical Potential | F5 | Commercial | WA - Health | Existing | Water Heating | Natural Gas | Water Heater - Temperature Setback | A | Standalone Impact on Baseline Summer Peak (%) | Technical Potential | 0 | 0 | 0 | 0 | 0 | 0 | 0 | 0 | 0 | 0 | 0 | 0 | 0 | 0 | 0 | 0 | 0 | 0 | 0 | 0 | 0 | 0 | 0 | 0 | 0 | 0 | 0
F6_Commercial_WA - Health_Existing_Water Heating_Natural Gas_Water Heater - Temperature Setback_A_Technical Potential | F6 | Commercial | WA - Health | Existing | Water Heating | Natural Gas | Water Heater - Temperature Setback | A | Standalone Impact on Baseline Winter Peak (%) | Technical Potential | 0 | 0 | 0 | 0 | 0 | 0 | 0 | 0 | 0 | 0 | 0 | 0 | 0 | 0 | 0 | 0 | 0 | 0 | 0 | 0 | 0 | 0 | 0 | 0 | 0 | 0 | 0
F7_Commercial_WA - Health_Existing_Water Heating_Natural Gas_Water Heater - Temperature Setback_A_Technical Potential | F7 | Commercial | WA - Health | Existing | Water Heating | Natural Gas | Water Heater - Temperature Setback | A | Incremental Energy Savings (MWh or mTherms) | Technical Potential | 0 | 0 | 0 | 1.8374 | 2.2245 | 0.89917 | 0.91397 | 0.85398 | 1.0124 | 0 | 0 | 0 | 0 | 0 | 0 | 0 | 0 | 0 | 0 | 0 | 0 | 0 | 0 | 0 | 0 | 0 | 0
F8_Commercial_WA - Health_Existing_Water Heating_Natural Gas_Water Heater - Temperature Setback_A_Technical Potential | F8 | Commercial | WA - Health | Existing | Water Heating | Natural Gas | Water Heater - Temperature Setback | A | Incremental Summer Peak Savings (MW) | Technical Potential | 0 | 0 | 0 | 0 | 0 | 0 | 0 | 0 | 0 | 0 | 0 | 0 | 0 | 0 | 0 | 0 | 0 | 0 | 0 | 0 | 0 | 0 | 0 | 0 | 0 | 0 | 0
F9_Commercial_WA - Health_Existing_Water Heating_Natural Gas_Water Heater - Temperature Setback_A_Technical Potential | F9 | Commercial | WA - Health | Existing | Water Heating | Natural Gas | Water Heater - Temperature Setback | A | Incremental Winter Peak Savings (MW) | Technical Potential | 0 | 0 | 0 | 0 | 0 | 0 | 0 | 0 | 0 | 0 | 0 | 0 | 0 | 0 | 0 | 0 | 0 | 0 | 0 | 0 | 0 | 0 | 0 | 0 | 0 | 0 | 0
F10_Commercial_WA - Health_Existing_Water Heating_Natural Gas_Water Heater - Temperature Setback_A_Technical Potential | F10 | Commercial | WA - Health | Existing | Water Heating | Natural Gas | Water Heater - Temperature Setback | A | Cumulative Energy Savings (MWh or mTherms) | Technical Potential | 0 | 0 | 0 | 1.8374 | 4.0362 | 4.8855 | 5.7469 | 6.5479 | 7.5098 | 7.4631 | 7.4258 | 7.396 | 7.3721 | 7.353 | 7.3377 | 7.3255 | 7.3157 | 7.3079 | 7.3016 | 7.2966 | 7.2926 | 7.2894 | 7.2868 | 7.2848 | 7.2831 | 7.2818 | 7.2808
F11_Commercial_WA - Health_Existing_Water Heating_Natural Gas_Water Heater - Temperature Setback_A_Technical Potential | F11 | Commercial | WA - Health | Existing | Water Heating | Natural Gas | Water Heater - Temperature Setback | A | Cumulative Summer Peak Savings (MW) | Technical Potential | 0 | 0 | 0 | 0 | 0 | 0 | 0 | 0 | 0 | 0 | 0 | 0 | 0 | 0 | 0 | 0 | 0 | 0 | 0 | 0 | 0 | 0 | 0 | 0 | 0 | 0 | 0
F12_Commercial_WA - Health_Existing_Water Heating_Natural Gas_Water Heater - Temperature Setback_A_Technical Potential | F12 | Commercial | WA - Health | Existing | Water Heating | Natural Gas | Water Heater - Temperature Setback | A | Cumulative Winter Peak Savings (MW) | Technical Potential | 0 | 0 | 0 | 0 | 0 | 0 | 0 | 0 | 0 | 0 | 0 | 0 | 0 | 0 | 0 | 0 | 0 | 0 | 0 | 0 | 0 | 0 | 0 | 0 | 0 | 0 | 0
F13_Commercial_WA - Health_Existing_Water Heating_Natural Gas_Water Heater - Temperature Setback_A_Technical Potential | F13 | Commercial | WA - Health | Existing | Water Heating | Natural Gas | Water Heater - Temperature Setback | A | Purchases (Incremental) | Technical Potential | 0 | 0 | 0 | 18.6402 | 22.8872 | 9.367 | 9.6248 | 9.0768 | 10.8437 | 0 | 0 | 0 | 0 | 0 | 0 | 0 | 0 | 0 | 0 | 0 | 0 | 0 | 0 | 0 | 0 | 0 | 0
F14_Commercial_WA - Health_Existing_Water Heating_Natural Gas_Water Heater - Temperature Setback_A_Technical Potential | F14 | Commercial | WA - Health | Existing | Water Heating | Natural Gas | Water Heater - Temperature Setback | A | Purchases (Cumulative) | Technical Potential | 0 | 0 | 0 | 18.6402 | 41.5275 | 50.8945 | 60.5193 | 69.5961 | 80.4399 | 80.4399 | 80.4399 | 80.4399 | 80.4399 | 80.4399 | 80.4399 | 80.4399 | 80.4399 | 80.4399 | 80.4399 | 80.4399 | 80.4399 | 80.4399 | 80.4399 | 80.4399 | 80.4399 | 80.4399 | 80.4399
F1_Commercial_WA - Health_Existing_Water Heating_Natural Gas_Water Heater - Faucet Aerators_A_Technical Potential | F1 | Commercial | WA - Health | Existing | Water Heating | Natural Gas | Water Heater - Faucet Aerators | A | Original Unit Energy Savings (kWh or therms) | Technical Potential | 0 | 0 | 7.1593 | 7.0472 | 6.9487 | 6.8629 | 6.7891 | 6.7265 | 6.6746 | 6.6332 | 6.6 | 6.5735 | 6.5523 | 6.5353 | 6.5217 | 6.5108 | 6.5021 | 6.4952 | 6.4896 | 6.4852 | 6.4816 | 6.4787 | 6.4765 | 6.4746 | 6.4732 | 6.472 | 6.4711
F2_Commercial_WA - Health_Existing_Water Heating_Natural Gas_Water Heater - Faucet Aerators_A_Technical Potential | F2 | Commercial | WA - Health | Existing | Water Heating | Natural Gas | Water Heater - Faucet Aerators | A | Original Unit Summer Peak Savings (kW) | Technical Potential | 0 | 0 | 0 | 0 | 0 | 0 | 0 | 0 | 0 | 0 | 0 | 0 | 0 | 0 | 0 | 0 | 0 | 0 | 0 | 0 | 0 | 0 | 0 | 0 | 0 | 0 | 0
F3_Commercial_WA - Health_Existing_Water Heating_Natural Gas_Water Heater - Faucet Aerators_A_Technical Potential | F3 | Commercial | WA - Health | Existing | Water Heating | Natural Gas | Water Heater - Faucet Aerators | A | Original Unit Winter Peak Savings (kW) | Technical Potential | 0 | 0 | 0 | 0 | 0 | 0 | 0 | 0 | 0 | 0 | 0 | 0 | 0 | 0 | 0 | 0 | 0 | 0 | 0 | 0 | 0 | 0 | 0 | 0 | 0 | 0 | 0
F4_Commercial_WA - Health_Existing_Water Heating_Natural Gas_Water Heater - Faucet Aerators_A_Technical Potential | F4 | Commercial | WA - Health | Existing | Water Heating | Natural Gas | Water Heater - Faucet Aerators | A | Standalone Impact on Baseline Energy (%) | Technical Potential | 0 | 0 | 0 | 0 | 0 | 0 | 0 | 0 | 0 | 0 | 0 | 0 | 0 | 0 | 0 | 0 | 0 | 0 | 0 | 0 | 0 | 0 | 0 | 0 | 0 | 0 | 0
F5_Commercial_WA - Health_Existing_Water Heating_Natural Gas_Water Heater - Faucet Aerators_A_Technical Potential | F5 | Commercial | WA - Health | Existing | Water Heating | Natural Gas | Water Heater - Faucet Aerators | A | Standalone Impact on Baseline Summer Peak (%) | Technical Potential | 0 | 0 | 0 | 0 | 0 | 0 | 0 | 0 | 0 | 0 | 0 | 0 | 0 | 0 | 0 | 0 | 0 | 0 | 0 | 0 | 0 | 0 | 0 | 0 | 0 | 0 | 0
F6_Commercial_WA - Health_Existing_Water Heating_Natural Gas_Water Heater - Faucet Aerators_A_Technical Potential | F6 | Commercial | WA - Health | Existing | Water Heating | Natural Gas | Water Heater - Faucet Aerators | A | Standalone Impact on Baseline Winter Peak (%) | Technical Potential | 0 | 0 | 0 | 0 | 0 | 0 | 0 | 0 | 0 | 0 | 0 | 0 | 0 | 0 | 0 | 0 | 0 | 0 | 0 | 0 | 0 | 0 | 0 | 0 | 0 | 0 | 0
F7_Commercial_WA - Health_Existing_Water Heating_Natural Gas_Water Heater - Faucet Aerators_A_Technical Potential | F7 | Commercial | WA - Health | Existing | Water Heating | Natural Gas | Water Heater - Faucet Aerators | A | Incremental Energy Savings (MWh or mTherms) | Technical Potential | 0 | 0 | 0 | 0 | 0 | 0 | 0 | 0 | 0 | 0 | 0 | 0 | 0 | 0 | 0 | 0 | 0 | 0 | 0 | 0 | 0 | 0 | 0 | 0 | 0 | 0 | 0
F8_Commercial_WA - Health_Existing_Water Heating_Natural Gas_Water Heater - Faucet Aerators_A_Technical Potential | F8 | Commercial | WA - Health | Existing | Water Heating | Natural Gas | Water Heater - Faucet Aerators | A | Incremental Summer Peak Savings (MW) | Technical Potential | 0 | 0 | 0 | 0 | 0 | 0 | 0 | 0 | 0 | 0 | 0 | 0 | 0 | 0 | 0 | 0 | 0 | 0 | 0 | 0 | 0 | 0 | 0 | 0 | 0 | 0 | 0
F9_Commercial_WA - Health_Existing_Water Heating_Natural Gas_Water Heater - Faucet Aerators_A_Technical Potential | F9 | Commercial | WA - Health | Existing | Water Heating | Natural Gas | Water Heater - Faucet Aerators | A | Incremental Winter Peak Savings (MW) | Technical Potential | 0 | 0 | 0 | 0 | 0 | 0 | 0 | 0 | 0 | 0 | 0 | 0 | 0 | 0 | 0 | 0 | 0 | 0 | 0 | 0 | 0 | 0 | 0 | 0 | 0 | 0 | 0
F10_Commercial_WA - Health_Existing_Water Heating_Natural Gas_Water Heater - Faucet Aerators_A_Technical Potential | F10 | Commercial | WA - Health | Existing | Water Heating | Natural Gas | Water Heater - Faucet Aerators | A | Cumulative Energy Savings (MWh or mTherms) | Technical Potential | 0 | 0 | 0 | 0 | 0 | 0 | 0 | 0 | 0 | 0 | 0 | 0 | 0 | 0 | 0 | 0 | 0 | 0 | 0 | 0 | 0 | 0 | 0 | 0 | 0 | 0 | 0
F11_Commercial_WA - Health_Existing_Water Heating_Natural Gas_Water Heater - Faucet Aerators_A_Technical Potential | F11 | Commercial | WA - Health | Existing | Water Heating | Natural Gas | Water Heater - Faucet Aerators | A | Cumulative Summer Peak Savings (MW) | Technical Potential | 0 | 0 | 0 | 0 | 0 | 0 | 0 | 0 | 0 | 0 | 0 | 0 | 0 | 0 | 0 | 0 | 0 | 0 | 0 | 0 | 0 | 0 | 0 | 0 | 0 | 0 | 0
F12_Commercial_WA - Health_Existing_Water Heating_Natural Gas_Water Heater - Faucet Aerators_A_Technical Potential | F12 | Commercial | WA - Health | Existing | Water Heating | Natural Gas | Water Heater - Faucet Aerators | A | Cumulative Winter Peak Savings (MW) | Technical Potential | 0 | 0 | 0 | 0 | 0 | 0 | 0 | 0 | 0 | 0 | 0 | 0 | 0 | 0 | 0 | 0 | 0 | 0 | 0 | 0 | 0 | 0 | 0 | 0 | 0 | 0 | 0
F13_Commercial_WA - Health_Existing_Water Heating_Natural Gas_Water Heater - Faucet Aerators_A_Technical Potential | F13 | Commercial | WA - Health | Existing | Water Heating | Natural Gas | Water Heater - Faucet Aerators | A | Purchases (Incremental) | Technical Potential | 0 | 0 | 0 | 0 | 0 | 0 | 0 | 0 | 0 | 0 | 0 | 0 | 0 | 0 | 0 | 0 | 0 | 0 | 0 | 0 | 0 | 0 | 0 | 0 | 0 | 0 | 0
F14_Commercial_WA - Health_Existing_Water Heating_Natural Gas_Water Heater - Faucet Aerators_A_Technical Potential | F14 | Commercial | WA - Health | Existing | Water Heating | Natural Gas | Water Heater - Faucet Aerators | A | Purchases (Cumulative) | Technical Potential | 0 | 0 | 0 | 0 | 0 | 0 | 0 | 0 | 0 | 0 | 0 | 0 | 0 | 0 | 0 | 0 | 0 | 0 | 0 | 0 | 0 | 0 | 0 | 0 | 0 | 0 | 0
F1_Commercial_WA - Health_Existing_Water Heating_Natural Gas_Water Heater - Low-Flow Showerheads_A_Technical Potential | F1 | Commercial | WA - Health | Existing | Water Heating | Natural Gas | Water Heater - Low-Flow Showerheads | A | Original Unit Energy Savings (kWh or therms) | Technical Potential | 0 | 0 | 12.3557 | 12.1622 | 11.9923 | 11.8442 | 11.7168 | 11.6087 | 11.5193 | 11.4477 | 11.3905 | 11.3447 | 11.3081 | 11.2788 | 11.2553 | 11.2366 | 11.2216 | 11.2095 | 11.1999 | 11.1923 | 11.1861 | 11.1812 | 11.1773 | 11.1741 | 11.1716 | 11.1696 | 11.168
F2_Commercial_WA - Health_Existing_Water Heating_Natural Gas_Water Heater - Low-Flow Showerheads_A_Technical Potential | F2 | Commercial | WA - Health | Existing | Water Heating | Natural Gas | Water Heater - Low-Flow Showerheads | A | Original Unit Summer Peak Savings (kW) | Technical Potential | 0 | 0 | 0 | 0 | 0 | 0 | 0 | 0 | 0 | 0 | 0 | 0 | 0 | 0 | 0 | 0 | 0 | 0 | 0 | 0 | 0 | 0 | 0 | 0 | 0 | 0 | 0
F3_Commercial_WA - Health_Existing_Water Heating_Natural Gas_Water Heater - Low-Flow Showerheads_A_Technical Potential | F3 | Commercial | WA - Health | Existing | Water Heating | Natural Gas | Water Heater - Low-Flow Showerheads | A | Original Unit Winter Peak Savings (kW) | Technical Potential | 0 | 0 | 0 | 0 | 0 | 0 | 0 | 0 | 0 | 0 | 0 | 0 | 0 | 0 | 0 | 0 | 0 | 0 | 0 | 0 | 0 | 0 | 0 | 0 | 0 | 0 | 0
F4_Commercial_WA - Health_Existing_Water Heating_Natural Gas_Water Heater - Low-Flow Showerheads_A_Technical Potential | F4 | Commercial | WA - Health | Existing | Water Heating | Natural Gas | Water Heater - Low-Flow Showerheads | A | Standalone Impact on Baseline Energy (%) | Technical Potential | 0 | 0 | 0 | 0 | 0 | 0 | 0 | 0 | 0 | 0 | 0 | 0 | 0 | 0 | 0 | 0 | 0 | 0 | 0 | 0 | 0 | 0 | 0 | 0 | 0 | 0 | 0
F5_Commercial_WA - Health_Existing_Water Heating_Natural Gas_Water Heater - Low-Flow Showerheads_A_Technical Potential | F5 | Commercial | WA - Health | Existing | Water Heating | Natural Gas | Water Heater - Low-Flow Showerheads | A | Standalone Impact on Baseline Summer Peak (%) | Technical Potential | 0 | 0 | 0 | 0 | 0 | 0 | 0 | 0 | 0 | 0 | 0 | 0 | 0 | 0 | 0 | 0 | 0 | 0 | 0 | 0 | 0 | 0 | 0 | 0 | 0 | 0 | 0
F6_Commercial_WA - Health_Existing_Water Heating_Natural Gas_Water Heater - Low-Flow Showerheads_A_Technical Potential | F6 | Commercial | WA - Health | Existing | Water Heating | Natural Gas | Water Heater - Low-Flow Showerheads | A | Standalone Impact on Baseline Winter Peak (%) | Technical Potential | 0 | 0 | 0 | 0 | 0 | 0 | 0 | 0 | 0 | 0 | 0 | 0 | 0 | 0 | 0 | 0 | 0 | 0 | 0 | 0 | 0 | 0 | 0 | 0 | 0 | 0 | 0
F7_Commercial_WA - Health_Existing_Water Heating_Natural Gas_Water Heater - Low-Flow Showerheads_A_Technical Potential | F7 | Commercial | WA - Health | Existing | Water Heating | Natural Gas | Water Heater - Low-Flow Showerheads | A | Incremental Energy Savings (MWh or mTherms) | Technical Potential | 0 | 0 | 0 | 0 | 0 | 0 | 0 | 0 | 0 | 0 | 0 | 0 | 0 | 0 | 0 | 0 | 0 | 0 | 0 | 0 | 0 | 0 | 0 | 0 | 0 | 0 | 0
F8_Commercial_WA - Health_Existing_Water Heating_Natural Gas_Water Heater - Low-Flow Showerheads_A_Technical Potential | F8 | Commercial | WA - Health | Existing | Water Heating | Natural Gas | Water Heater - Low-Flow Showerheads | A | Incremental Summer Peak Savings (MW) | Technical Potential | 0 | 0 | 0 | 0 | 0 | 0 | 0 | 0 | 0 | 0 | 0 | 0 | 0 | 0 | 0 | 0 | 0 | 0 | 0 | 0 | 0 | 0 | 0 | 0 | 0 | 0 | 0
F9_Commercial_WA - Health_Existing_Water Heating_Natural Gas_Water Heater - Low-Flow Showerheads_A_Technical Potential | F9 | Commercial | WA - Health | Existing | Water Heating | Natural Gas | Water Heater - Low-Flow Showerheads | A | Incremental Winter Peak Savings (MW) | Technical Potential | 0 | 0 | 0 | 0 | 0 | 0 | 0 | 0 | 0 | 0 | 0 | 0 | 0 | 0 | 0 | 0 | 0 | 0 | 0 | 0 | 0 | 0 | 0 | 0 | 0 | 0 | 0
F10_Commercial_WA - Health_Existing_Water Heating_Natural Gas_Water Heater - Low-Flow Showerheads_A_Technical Potential | F10 | Commercial | WA - Health | Existing | Water Heating | Natural Gas | Water Heater - Low-Flow Showerheads | A | Cumulative Energy Savings (MWh or mTherms) | Technical Potential | 0 | 0 | 0 | 0 | 0 | 0 | 0 | 0 | 0 | 0 | 0 | 0 | 0 | 0 | 0 | 0 | 0 | 0 | 0 | 0 | 0 | 0 | 0 | 0 | 0 | 0 | 0
F11_Commercial_WA - Health_Existing_Water Heating_Natural Gas_Water Heater - Low-Flow Showerheads_A_Technical Potential | F11 | Commercial | WA - Health | Existing | Water Heating | Natural Gas | Water Heater - Low-Flow Showerheads | A | Cumulative Summer Peak Savings (MW) | Technical Potential | 0 | 0 | 0 | 0 | 0 | 0 | 0 | 0 | 0 | 0 | 0 | 0 | 0 | 0 | 0 | 0 | 0 | 0 | 0 | 0 | 0 | 0 | 0 | 0 | 0 | 0 | 0
F12_Commercial_WA - Health_Existing_Water Heating_Natural Gas_Water Heater - Low-Flow Showerheads_A_Technical Potential | F12 | Commercial | WA - Health | Existing | Water Heating | Natural Gas | Water Heater - Low-Flow Showerheads | A | Cumulative Winter Peak Savings (MW) | Technical Potential | 0 | 0 | 0 | 0 | 0 | 0 | 0 | 0 | 0 | 0 | 0 | 0 | 0 | 0 | 0 | 0 | 0 | 0 | 0 | 0 | 0 | 0 | 0 | 0 | 0 | 0 | 0
F13_Commercial_WA - Health_Existing_Water Heating_Natural Gas_Water Heater - Low-Flow Showerheads_A_Technical Potential | F13 | Commercial | WA - Health | Existing | Water Heating | Natural Gas | Water Heater - Low-Flow Showerheads | A | Purchases (Incremental) | Technical Potential | 0 | 0 | 0 | 0 | 0 | 0 | 0 | 0 | 0 | 0 | 0 | 0 | 0 | 0 | 0 | 0 | 0 | 0 | 0 | 0 | 0 | 0 | 0 | 0 | 0 | 0 | 0
F14_Commercial_WA - Health_Existing_Water Heating_Natural Gas_Water Heater - Low-Flow Showerheads_A_Technical Potential | F14 | Commercial | WA - Health | Existing | Water Heating | Natural Gas | Water Heater - Low-Flow Showerheads | A | Purchases (Cumulative) | Technical Potential | 0 | 0 | 0 | 0 | 0 | 0 | 0 | 0 | 0 | 0 | 0 | 0 | 0 | 0 | 0 | 0 | 0 | 0 | 0 | 0 | 0 | 0 | 0 | 0 | 0 | 0 | 0
F1_Commercial_WA - Health_Existing_Water Heating_Natural Gas_Water Heater - Tank Blanket/Insulation_A_Technical Potential | F1 | Commercial | WA - Health | Existing | Water Heating | Natural Gas | Water Heater - Tank Blanket/Insulation | A | Original Unit Energy Savings (kWh or therms) | Technical Potential | 0 | 0 | 193.4658 | 190.4354 | 187.7747 | 185.4569 | 183.4608 | 181.7694 | 180.3689 | 179.2486 | 178.3523 | 177.6353 | 177.0617 | 176.6028 | 176.2356 | 175.9419 | 175.707 | 175.519 | 175.3686 | 175.2483 | 175.1521 | 175.0751 | 175.0135 | 174.9643 | 174.9248 | 174.8933 | 174.8681
F2_Commercial_WA - Health_Existing_Water Heating_Natural Gas_Water Heater - Tank Blanket/Insulation_A_Technical Potential | F2 | Commercial | WA - Health | Existing | Water Heating | Natural Gas | Water Heater - Tank Blanket/Insulation | A | Original Unit Summer Peak Savings (kW) | Technical Potential | 0 | 0 | 0 | 0 | 0 | 0 | 0 | 0 | 0 | 0 | 0 | 0 | 0 | 0 | 0 | 0 | 0 | 0 | 0 | 0 | 0 | 0 | 0 | 0 | 0 | 0 | 0
F3_Commercial_WA - Health_Existing_Water Heating_Natural Gas_Water Heater - Tank Blanket/Insulation_A_Technical Potential | F3 | Commercial | WA - Health | Existing | Water Heating | Natural Gas | Water Heater - Tank Blanket/Insulation | A | Original Unit Winter Peak Savings (kW) | Technical Potential | 0 | 0 | 0 | 0 | 0 | 0 | 0 | 0 | 0 | 0 | 0 | 0 | 0 | 0 | 0 | 0 | 0 | 0 | 0 | 0 | 0 | 0 | 0 | 0 | 0 | 0 | 0
F4_Commercial_WA - Health_Existing_Water Heating_Natural Gas_Water Heater - Tank Blanket/Insulation_A_Technical Potential | F4 | Commercial | WA - Health | Existing | Water Heating | Natural Gas | Water Heater - Tank Blanket/Insulation | A | Standalone Impact on Baseline Energy (%) | Technical Potential | 0 | 0 | 0 | 0.00047063 | 0.0010485 | 0.0017556 | 0.0025765 | 0.0035128 | 0.0046074 | 0.0058082 | 0.007035 | 0.008191 | 0.0091848 | 0.0099537 | 0.010481 | 0.010797 | 0.010945 | 0.010945 | 0.010945 | 0.010945 | 0.010945 | 0.010945 | 0.010945 | 0.010945 | 0.010945 | 0.010945 | 0.010945
F5_Commercial_WA - Health_Existing_Water Heating_Natural Gas_Water Heater - Tank Blanket/Insulation_A_Technical Potential | F5 | Commercial | WA - Health | Existing | Water Heating | Natural Gas | Water Heater - Tank Blanket/Insulation | A | Standalone Impact on Baseline Summer Peak (%) | Technical Potential | 0 | 0 | 0 | 0 | 0 | 0 | 0 | 0 | 0 | 0 | 0 | 0 | 0 | 0 | 0 | 0 | 0 | 0 | 0 | 0 | 0 | 0 | 0 | 0 | 0 | 0 | 0
F6_Commercial_WA - Health_Existing_Water Heating_Natural Gas_Water Heater - Tank Blanket/Insulation_A_Technical Potential | F6 | Commercial | WA - Health | Existing | Water Heating | Natural Gas | Water Heater - Tank Blanket/Insulation | A | Standalone Impact on Baseline Winter Peak (%) | Technical Potential | 0 | 0 | 0 | 0 | 0 | 0 | 0 | 0 | 0 | 0 | 0 | 0 | 0 | 0 | 0 | 0 | 0 | 0 | 0 | 0 | 0 | 0 | 0 | 0 | 0 | 0 | 0
F7_Commercial_WA - Health_Existing_Water Heating_Natural Gas_Water Heater - Tank Blanket/Insulation_A_Technical Potential | F7 | Commercial | WA - Health | Existing | Water Heating | Natural Gas | Water Heater - Tank Blanket/Insulation | A | Incremental Energy Savings (MWh or mTherms) | Technical Potential | 0 | 0 | 0 | 1.044 | 1.264 | 1.5277 | 1.7543 | 1.9826 | 2.3 | 2.5075 | 2.5488 | 2.3922 | 2.0497 | 1.582 | 1.0835 | 0.64727 | 0.30191 | 0 | 0 | 0 | 0 | 0 | 0 | 0 | 0 | 0 | 0
F8_Commercial_WA - Health_Existing_Water Heating_Natural Gas_Water Heater - Tank Blanket/Insulation_A_Technical Potential | F8 | Commercial | WA - Health | Existing | Water Heating | Natural Gas | Water Heater - Tank Blanket/Insulation | A | Incremental Summer Peak Savings (MW) | Technical Potential | 0 | 0 | 0 | 0 | 0 | 0 | 0 | 0 | 0 | 0 | 0 | 0 | 0 | 0 | 0 | 0 | 0 | 0 | 0 | 0 | 0 | 0 | 0 | 0 | 0 | 0 | 0
F9_Commercial_WA - Health_Existing_Water Heating_Natural Gas_Water Heater - Tank Blanket/Insulation_A_Technical Potential | F9 | Commercial | WA - Health | Existing | Water Heating | Natural Gas | Water Heater - Tank Blanket/Insulation | A | Incremental Winter Peak Savings (MW) | Technical Potential | 0 | 0 | 0 | 0 | 0 | 0 | 0 | 0 | 0 | 0 | 0 | 0 | 0 | 0 | 0 | 0 | 0 | 0 | 0 | 0 | 0 | 0 | 0 | 0 | 0 | 0 | 0
F10_Commercial_WA - Health_Existing_Water Heating_Natural Gas_Water Heater - Tank Blanket/Insulation_A_Technical Potential | F10 | Commercial | WA - Health | Existing | Water Heating | Natural Gas | Water Heater - Tank Blanket/Insulation | A | Cumulative Energy Savings (MWh or mTherms) | Technical Potential | 0 | 0 | 0 | 1.044 | 2.2935 | 3.7929 | 5.5063 | 7.4382 | 9.6809 | 12.1282 | 14.6163 | 16.9498 | 18.9447 | 20.4777 | 21.5186 | 22.13 | 22.4023 | 22.3784 | 22.3592 | 22.3438 | 22.3316 | 22.3218 | 22.3139 | 22.3076 | 22.3026 | 22.2986 | 22.2954
F11_Commercial_WA - Health_Existing_Water Heating_Natural Gas_Water Heater - Tank Blanket/Insulation_A_Technical Potential | F11 | Commercial | WA - Health | Existing | Water Heating | Natural Gas | Water Heater - Tank Blanket/Insulation | A | Cumulative Summer Peak Savings (MW) | Technical Potential | 0 | 0 | 0 | 0 | 0 | 0 | 0 | 0 | 0 | 0 | 0 | 0 | 0 | 0 | 0 | 0 | 0 | 0 | 0 | 0 | 0 | 0 | 0 | 0 | 0 | 0 | 0
F12_Commercial_WA - Health_Existing_Water Heating_Natural Gas_Water Heater - Tank Blanket/Insulation_A_Technical Potential | F12 | Commercial | WA - Health | Existing | Water Heating | Natural Gas | Water Heater - Tank Blanket/Insulation | A | Cumulative Winter Peak Savings (MW) | Technical Potential | 0 | 0 | 0 | 0 | 0 | 0 | 0 | 0 | 0 | 0 | 0 | 0 | 0 | 0 | 0 | 0 | 0 | 0 | 0 | 0 | 0 | 0 | 0 | 0 | 0 | 0 | 0
F13_Commercial_WA - Health_Existing_Water Heating_Natural Gas_Water Heater - Tank Blanket/Insulation_A_Technical Potential | F13 | Commercial | WA - Health | Existing | Water Heating | Natural Gas | Water Heater - Tank Blanket/Insulation | A | Purchases (Incremental) | Technical Potential | 0 | 0 | 0 | 5.4824 | 6.7315 | 8.2374 | 9.5624 | 10.9071 | 12.7517 | 13.9888 | 14.2906 | 13.4671 | 11.5761 | 8.9581 | 6.1478 | 3.6789 | 1.7183 | 0 | 0 | 0 | 0 | 0 | 0 | 0 | 0 | 0 | 0
F14_Commercial_WA - Health_Existing_Water Heating_Natural Gas_Water Heater - Tank Blanket/Insulation_A_Technical Potential | F14 | Commercial | WA - Health | Existing | Water Heating | Natural Gas | Water Heater - Tank Blanket/Insulation | A | Purchases (Cumulative) | Technical Potential | 0 | 0 | 0 | 5.4824 | 12.214 | 20.4514 | 30.0138 | 40.9208 | 53.6725 | 67.6613 | 81.9519 | 95.419 | 106.9952 | 115.9533 | 122.101 | 125.7799 | 127.4982 | 127.4982 | 127.4982 | 127.4982 | 127.4982 | 127.4982 | 127.4982 | 127.4982 | 127.4982 | 127.4982 | 127.4982
F1_Commercial_WA - Health_Existing_Water Heating_Natural Gas_Water Heater - Drainwater Heat Recovery_A_Technical Potential | F1 | Commercial | WA - Health | Existing | Water Heating | Natural Gas | Water Heater - Drainwater Heat Recovery | A | Original Unit Energy Savings (kWh or therms) | Technical Potential | 0 | 0 | 11.0227 | 10.8501 | 10.6985 | 10.5664 | 10.4527 | 10.3563 | 10.2765 | 10.2127 | 10.1616 | 10.1208 | 10.0881 | 10.062 | 10.041 | 10.0243 | 10.0109 | 10.0002 | 9.9916 | 9.9848 | 9.9793 | 9.9749 | 9.9714 | 9.9686 | 9.9664 | 9.9646 | 9.9631
F2_Commercial_WA - Health_Existing_Water Heating_Natural Gas_Water Heater - Drainwater Heat Recovery_A_Technical Potential | F2 | Commercial | WA - Health | Existing | Water Heating | Natural Gas | Water Heater - Drainwater Heat Recovery | A | Original Unit Summer Peak Savings (kW) | Technical Potential | 0 | 0 | 0 | 0 | 0 | 0 | 0 | 0 | 0 | 0 | 0 | 0 | 0 | 0 | 0 | 0 | 0 | 0 | 0 | 0 | 0 | 0 | 0 | 0 | 0 | 0 | 0
F3_Commercial_WA - Health_Existing_Water Heating_Natural Gas_Water Heater - Drainwater Heat Recovery_A_Technical Potential | F3 | Commercial | WA - Health | Existing | Water Heating | Natural Gas | Water Heater - Drainwater Heat Recovery | A | Original Unit Winter Peak Savings (kW) | Technical Potential | 0 | 0 | 0 | 0 | 0 | 0 | 0 | 0 | 0 | 0 | 0 | 0 | 0 | 0 | 0 | 0 | 0 | 0 | 0 | 0 | 0 | 0 | 0 | 0 | 0 | 0 | 0
F4_Commercial_WA - Health_Existing_Water Heating_Natural Gas_Water Heater - Drainwater Heat Recovery_A_Technical Potential | F4 | Commercial | WA - Health | Existing | Water Heating | Natural Gas | Water Heater - Drainwater Heat Recovery | A | Standalone Impact on Baseline Energy (%) | Technical Potential | 0 | 0 | 0 | 0 | 0 | 0 | 0 | 0 | 0 | 0 | 0 | 0 | 0 | 0 | 0 | 0 | 0 | 0 | 0 | 0 | 0 | 0 | 0 | 0 | 0 | 0 | 0
F5_Commercial_WA - Health_Existing_Water Heating_Natural Gas_Water Heater - Drainwater Heat Recovery_A_Technical Potential | F5 | Commercial | WA - Health | Existing | Water Heating | Natural Gas | Water Heater - Drainwater Heat Recovery | A | Standalone Impact on Baseline Summer Peak (%) | Technical Potential | 0 | 0 | 0 | 0 | 0 | 0 | 0 | 0 | 0 | 0 | 0 | 0 | 0 | 0 | 0 | 0 | 0 | 0 | 0 | 0 | 0 | 0 | 0 | 0 | 0 | 0 | 0
F6_Commercial_WA - Health_Existing_Water Heating_Natural Gas_Water Heater - Drainwater Heat Recovery_A_Technical Potential | F6 | Commercial | WA - Health | Existing | Water Heating | Natural Gas | Water Heater - Drainwater Heat Recovery | A | Standalone Impact on Baseline Winter Peak (%) | Technical Potential | 0 | 0 | 0 | 0 | 0 | 0 | 0 | 0 | 0 | 0 | 0 | 0 | 0 | 0 | 0 | 0 | 0 | 0 | 0 | 0 | 0 | 0 | 0 | 0 | 0 | 0 | 0
F7_Commercial_WA - Health_Existing_Water Heating_Natural Gas_Water Heater - Drainwater Heat Recovery_A_Technical Potential | F7 | Commercial | WA - Health | Existing | Water Heating | Natural Gas | Water Heater - Drainwater Heat Recovery | A | Incremental Energy Savings (MWh or mTherms) | Technical Potential | 0 | 0 | 0 | 0 | 0 | 0 | 0 | 0 | 0 | 0 | 0 | 0 | 0 | 0 | 0 | 0 | 0 | 0 | 0 | 0 | 0 | 0 | 0 | 0 | 0 | 0 | 0
F8_Commercial_WA - Health_Existing_Water Heating_Natural Gas_Water Heater - Drainwater Heat Recovery_A_Technical Potential | F8 | Commercial | WA - Health | Existing | Water Heating | Natural Gas | Water Heater - Drainwater Heat Recovery | A | Incremental Summer Peak Savings (MW) | Technical Potential | 0 | 0 | 0 | 0 | 0 | 0 | 0 | 0 | 0 | 0 | 0 | 0 | 0 | 0 | 0 | 0 | 0 | 0 | 0 | 0 | 0 | 0 | 0 | 0 | 0 | 0 | 0
F9_Commercial_WA - Health_Existing_Water Heating_Natural Gas_Water Heater - Drainwater Heat Recovery_A_Technical Potential | F9 | Commercial | WA - Health | Existing | Water Heating | Natural Gas | Water Heater - Drainwater Heat Recovery | A | Incremental Winter Peak Savings (MW) | Technical Potential | 0 | 0 | 0 | 0 | 0 | 0 | 0 | 0 | 0 | 0 | 0 | 0 | 0 | 0 | 0 | 0 | 0 | 0 | 0 | 0 | 0 | 0 | 0 | 0 | 0 | 0 | 0
F10_Commercial_WA - Health_Existing_Water Heating_Natural Gas_Water Heater - Drainwater Heat Recovery_A_Technical Potential | F10 | Commercial | WA - Health | Existing | Water Heating | Natural Gas | Water Heater - Drainwater Heat Recovery | A | Cumulative Energy Savings (MWh or mTherms) | Technical Potential | 0 | 0 | 0 | 0 | 0 | 0 | 0 | 0 | 0 | 0 | 0 | 0 | 0 | 0 | 0 | 0 | 0 | 0 | 0 | 0 | 0 | 0 | 0 | 0 | 0 | 0 | 0
F11_Commercial_WA - Health_Existing_Water Heating_Natural Gas_Water Heater - Drainwater Heat Recovery_A_Technical Potential | F11 | Commercial | WA - Health | Existing | Water Heating | Natural Gas | Water Heater - Drainwater Heat Recovery | A | Cumulative Summer Peak Savings (MW) | Technical Potential | 0 | 0 | 0 | 0 | 0 | 0 | 0 | 0 | 0 | 0 | 0 | 0 | 0 | 0 | 0 | 0 | 0 | 0 | 0 | 0 | 0 | 0 | 0 | 0 | 0 | 0 | 0
F12_Commercial_WA - Health_Existing_Water Heating_Natural Gas_Water Heater - Drainwater Heat Recovery_A_Technical Potential | F12 | Commercial | WA - Health | Existing | Water Heating | Natural Gas | Water Heater - Drainwater Heat Recovery | A | Cumulative Winter Peak Savings (MW) | Technical Potential | 0 | 0 | 0 | 0 | 0 | 0 | 0 | 0 | 0 | 0 | 0 | 0 | 0 | 0 | 0 | 0 | 0 | 0 | 0 | 0 | 0 | 0 | 0 | 0 | 0 | 0 | 0
F13_Commercial_WA - Health_Existing_Water Heating_Natural Gas_Water Heater - Drainwater Heat Recovery_A_Technical Potential | F13 | Commercial | WA - Health | Existing | Water Heating | Natural Gas | Water Heater - Drainwater Heat Recovery | A | Purchases (Incremental) | Technical Potential | 0 | 0 | 0 | 0 | 0 | 0 | 0 | 0 | 0 | 0 | 0 | 0 | 0 | 0 | 0 | 0 | 0 | 0 | 0 | 0 | 0 | 0 | 0 | 0 | 0 | 0 | 0
F14_Commercial_WA - Health_Existing_Water Heating_Natural Gas_Water Heater - Drainwater Heat Recovery_A_Technical Potential | F14 | Commercial | WA - Health | Existing | Water Heating | Natural Gas | Water Heater - Drainwater Heat Recovery | A | Purchases (Cumulative) | Technical Potential | 0 | 0 | 0 | 0 | 0 | 0 | 0 | 0 | 0 | 0 | 0 | 0 | 0 | 0 | 0 | 0 | 0 | 0 | 0 | 0 | 0 | 0 | 0 | 0 | 0 | 0 | 0
F1_Commercial_WA - Health_Existing_Water Heating_Natural Gas_Water Heater - Circulation Pump Controls_A_Technical Potential | F1 | Commercial | WA - Health | Existing | Water Heating | Natural Gas | Water Heater - Circulation Pump Controls | A | Original Unit Energy Savings (kWh or therms) | Technical Potential | 0 | 0 | 578.7645 | 569.6989 | 561.7392 | 554.8054 | 548.834 | 543.774 | 539.5845 | 536.2329 | 533.5516 | 531.4065 | 529.6905 | 528.3177 | 527.2194 | 526.3408 | 525.6379 | 525.0756 | 524.6258 | 524.2659 | 523.978 | 523.7477 | 523.5634 | 523.416 | 523.2981 | 523.2038 | 523.1283
F2_Commercial_WA - Health_Existing_Water Heating_Natural Gas_Water Heater - Circulation Pump Controls_A_Technical Potential | F2 | Commercial | WA - Health | Existing | Water Heating | Natural Gas | Water Heater - Circulation Pump Controls | A | Original Unit Summer Peak Savings (kW) | Technical Potential | 0 | 0 | 0 | 0 | 0 | 0 | 0 | 0 | 0 | 0 | 0 | 0 | 0 | 0 | 0 | 0 | 0 | 0 | 0 | 0 | 0 | 0 | 0 | 0 | 0 | 0 | 0
F3_Commercial_WA - Health_Existing_Water Heating_Natural Gas_Water Heater - Circulation Pump Controls_A_Technical Potential | F3 | Commercial | WA - Health | Existing | Water Heating | Natural Gas | Water Heater - Circulation Pump Controls | A | Original Unit Winter Peak Savings (kW) | Technical Potential | 0 | 0 | 0 | 0 | 0 | 0 | 0 | 0 | 0 | 0 | 0 | 0 | 0 | 0 | 0 | 0 | 0 | 0 | 0 | 0 | 0 | 0 | 0 | 0 | 0 | 0 | 0
F4_Commercial_WA - Health_Existing_Water Heating_Natural Gas_Water Heater - Circulation Pump Controls_A_Technical Potential | F4 | Commercial | WA - Health | Existing | Water Heating | Natural Gas | Water Heater - Circulation Pump Controls | A | Standalone Impact on Baseline Energy (%) | Technical Potential | 0 | 0 | 0 | 0.0012288 | 0.0027375 | 0.0045837 | 0.0067269 | 0.0091715 | 0.01203 | 0.015165 | 0.018368 | 0.021386 | 0.023981 | 0.025988 | 0.026137 | 0.026137 | 0.026137 | 0.026137 | 0.026137 | 0.026137 | 0.026137 | 0.026137 | 0.026137 | 0.026137 | 0.026137 | 0.026137 | 0.026137
F5_Commercial_WA - Health_Existing_Water Heating_Natural Gas_Water Heater - Circulation Pump Controls_A_Technical Potential | F5 | Commercial | WA - Health | Existing | Water Heating | Natural Gas | Water Heater - Circulation Pump Controls | A | Standalone Impact on Baseline Summer Peak (%) | Technical Potential | 0 | 0 | 0 | 0 | 0 | 0 | 0 | 0 | 0 | 0 | 0 | 0 | 0 | 0 | 0 | 0 | 0 | 0 | 0 | 0 | 0 | 0 | 0 | 0 | 0 | 0 | 0
F6_Commercial_WA - Health_Existing_Water Heating_Natural Gas_Water Heater - Circulation Pump Controls_A_Technical Potential | F6 | Commercial | WA - Health | Existing | Water Heating | Natural Gas | Water Heater - Circulation Pump Controls | A | Standalone Impact on Baseline Winter Peak (%) | Technical Potential | 0 | 0 | 0 | 0 | 0 | 0 | 0 | 0 | 0 | 0 | 0 | 0 | 0 | 0 | 0 | 0 | 0 | 0 | 0 | 0 | 0 | 0 | 0 | 0 | 0 | 0 | 0
F7_Commercial_WA - Health_Existing_Water Heating_Natural Gas_Water Heater - Circulation Pump Controls_A_Technical Potential | F7 | Commercial | WA - Health | Existing | Water Heating | Natural Gas | Water Heater - Circulation Pump Controls | A | Incremental Energy Savings (MWh or mTherms) | Technical Potential | 0 | 0 | 0 | 2.7259 | 3.3002 | 3.9887 | 4.5804 | 5.1763 | 6.0051 | 6.5468 | 6.6546 | 6.2459 | 5.3516 | 4.1305 | 0.30614 | 0 | 0 | 0 | 0 | 0 | 0 | 0 | 0 | 0 | 0 | 0 | 0
F8_Commercial_WA - Health_Existing_Water Heating_Natural Gas_Water Heater - Circulation Pump Controls_A_Technical Potential | F8 | Commercial | WA - Health | Existing | Water Heating | Natural Gas | Water Heater - Circulation Pump Controls | A | Incremental Summer Peak Savings (MW) | Technical Potential | 0 | 0 | 0 | 0 | 0 | 0 | 0 | 0 | 0 | 0 | 0 | 0 | 0 | 0 | 0 | 0 | 0 | 0 | 0 | 0 | 0 | 0 | 0 | 0 | 0 | 0 | 0
F9_Commercial_WA - Health_Existing_Water Heating_Natural Gas_Water Heater - Circulation Pump Controls_A_Technical Potential | F9 | Commercial | WA - Health | Existing | Water Heating | Natural Gas | Water Heater - Circulation Pump Controls | A | Incremental Winter Peak Savings (MW) | Technical Potential | 0 | 0 | 0 | 0 | 0 | 0 | 0 | 0 | 0 | 0 | 0 | 0 | 0 | 0 | 0 | 0 | 0 | 0 | 0 | 0 | 0 | 0 | 0 | 0 | 0 | 0 | 0
F10_Commercial_WA - Health_Existing_Water Heating_Natural Gas_Water Heater - Circulation Pump Controls_A_Technical Potential | F10 | Commercial | WA - Health | Existing | Water Heating | Natural Gas | Water Heater - Circulation Pump Controls | A | Cumulative Energy Savings (MWh or mTherms) | Technical Potential | 0 | 0 | 0 | 2.7259 | 5.9881 | 9.9028 | 14.3766 | 19.4204 | 25.2759 | 31.6657 | 38.1619 | 44.2544 | 49.4631 | 53.4654 | 53.6604 | 53.571 | 53.4995 | 53.4423 | 53.3965 | 53.3598 | 53.3305 | 53.3071 | 53.2883 | 53.2733 | 53.2613 | 53.2517 | 53.2441
F11_Commercial_WA - Health_Existing_Water Heating_Natural Gas_Water Heater - Circulation Pump Controls_A_Technical Potential | F11 | Commercial | WA - Health | Existing | Water Heating | Natural Gas | Water Heater - Circulation Pump Controls | A | Cumulative Summer Peak Savings (MW) | Technical Potential | 0 | 0 | 0 | 0 | 0 | 0 | 0 | 0 | 0 | 0 | 0 | 0 | 0 | 0 | 0 | 0 | 0 | 0 | 0 | 0 | 0 | 0 | 0 | 0 | 0 | 0 | 0
F12_Commercial_WA - Health_Existing_Water Heating_Natural Gas_Water Heater - Circulation Pump Controls_A_Technical Potential | F12 | Commercial | WA - Health | Existing | Water Heating | Natural Gas | Water Heater - Circulation Pump Controls | A | Cumulative Winter Peak Savings (MW) | Technical Potential | 0 | 0 | 0 | 0 | 0 | 0 | 0 | 0 | 0 | 0 | 0 | 0 | 0 | 0 | 0 | 0 | 0 | 0 | 0 | 0 | 0 | 0 | 0 | 0 | 0 | 0 | 0
F13_Commercial_WA - Health_Existing_Water Heating_Natural Gas_Water Heater - Circulation Pump Controls_A_Technical Potential | F13 | Commercial | WA - Health | Existing | Water Heating | Natural Gas | Water Heater - Circulation Pump Controls | A | Purchases (Incremental) | Technical Potential | 0 | 0 | 0 | 4.7848 | 5.875 | 7.1893 | 8.3457 | 9.5193 | 11.1292 | 12.2089 | 12.4722 | 11.7536 | 10.1032 | 7.8183 | 0.58067 | 0 | 0 | 0 | 0 | 0 | 0 | 0 | 0 | 0 | 0 | 0 | 0
F14_Commercial_WA - Health_Existing_Water Heating_Natural Gas_Water Heater - Circulation Pump Controls_A_Technical Potential | F14 | Commercial | WA - Health | Existing | Water Heating | Natural Gas | Water Heater - Circulation Pump Controls | A | Purchases (Cumulative) | Technical Potential | 0 | 0 | 0 | 4.7848 | 10.6599 | 17.8492 | 26.1948 | 35.7141 | 46.8433 | 59.0521 | 71.5244 | 83.278 | 93.3811 | 101.1994 | 101.7801 | 101.7801 | 101.7801 | 101.7801 | 101.7801 | 101.7801 | 101.7801 | 101.7801 | 101.7801 | 101.7801 | 101.7801 | 101.7801 | 101.7801
F1_Commercial_WA - Health_Existing_Water Heating_Natural Gas_Water Heater - Pipe Insulation_A_Technical Potential | F1 | Commercial | WA - Health | Existing | Water Heating | Natural Gas | Water Heater - Pipe Insulation | A | Original Unit Energy Savings (kWh or therms) | Technical Potential | 0 | 0 | 4.8372 | 4.7614 | 4.6949 | 4.637 | 4.587 | 4.5448 | 4.5097 | 4.4817 | 4.4593 | 4.4414 | 4.4271 | 4.4156 | 4.4064 | 4.3991 | 4.3932 | 4.3885 | 4.3847 | 4.3817 | 4.3793 | 4.3774 | 4.3758 | 4.3746 | 4.3736 | 4.3728 | 4.3722
F2_Commercial_WA - Health_Existing_Water Heating_Natural Gas_Water Heater - Pipe Insulation_A_Technical Potential | F2 | Commercial | WA - Health | Existing | Water Heating | Natural Gas | Water Heater - Pipe Insulation | A | Original Unit Summer Peak Savings (kW) | Technical Potential | 0 | 0 | 0 | 0 | 0 | 0 | 0 | 0 | 0 | 0 | 0 | 0 | 0 | 0 | 0 | 0 | 0 | 0 | 0 | 0 | 0 | 0 | 0 | 0 | 0 | 0 | 0
F3_Commercial_WA - Health_Existing_Water Heating_Natural Gas_Water Heater - Pipe Insulation_A_Technical Potential | F3 | Commercial | WA - Health | Existing | Water Heating | Natural Gas | Water Heater - Pipe Insulation | A | Original Unit Winter Peak Savings (kW) | Technical Potential | 0 | 0 | 0 | 0 | 0 | 0 | 0 | 0 | 0 | 0 | 0 | 0 | 0 | 0 | 0 | 0 | 0 | 0 | 0 | 0 | 0 | 0 | 0 | 0 | 0 | 0 | 0
F4_Commercial_WA - Health_Existing_Water Heating_Natural Gas_Water Heater - Pipe Insulation_A_Technical Potential | F4 | Commercial | WA - Health | Existing | Water Heating | Natural Gas | Water Heater - Pipe Insulation | A | Standalone Impact on Baseline Energy (%) | Technical Potential | 0 | 0 | 0 | 0.00037059 | 0.00082562 | 0.0013824 | 0.0020288 | 0.0027661 | 0.0036281 | 0.0045737 | 0.0055397 | 0.00645 | 0.0072325 | 0.0078381 | 0.0082536 | 0.0085023 | 0.0086185 | 0.0086185 | 0.0086185 | 0.0086185 | 0.0086185 | 0.0086185 | 0.0086185 | 0.0086185 | 0.0086185 | 0.0086185 | 0.0086185
F5_Commercial_WA - Health_Existing_Water Heating_Natural Gas_Water Heater - Pipe Insulation_A_Technical Potential | F5 | Commercial | WA - Health | Existing | Water Heating | Natural Gas | Water Heater - Pipe Insulation | A | Standalone Impact on Baseline Summer Peak (%) | Technical Potential | 0 | 0 | 0 | 0 | 0 | 0 | 0 | 0 | 0 | 0 | 0 | 0 | 0 | 0 | 0 | 0 | 0 | 0 | 0 | 0 | 0 | 0 | 0 | 0 | 0 | 0 | 0
F6_Commercial_WA - Health_Existing_Water Heating_Natural Gas_Water Heater - Pipe Insulation_A_Technical Potential | F6 | Commercial | WA - Health | Existing | Water Heating | Natural Gas | Water Heater - Pipe Insulation | A | Standalone Impact on Baseline Winter Peak (%) | Technical Potential | 0 | 0 | 0 | 0 | 0 | 0 | 0 | 0 | 0 | 0 | 0 | 0 | 0 | 0 | 0 | 0 | 0 | 0 | 0 | 0 | 0 | 0 | 0 | 0 | 0 | 0 | 0
F7_Commercial_WA - Health_Existing_Water Heating_Natural Gas_Water Heater - Pipe Insulation_A_Technical Potential | F7 | Commercial | WA - Health | Existing | Water Heating | Natural Gas | Water Heater - Pipe Insulation | A | Incremental Energy Savings (MWh or mTherms) | Technical Potential | 0 | 0 | 0 | 0.82213 | 0.99535 | 1.203 | 1.3814 | 1.5612 | 1.8111 | 1.9745 | 2.007 | 1.8838 | 1.614 | 1.2458 | 0.85316 | 0.50969 | 0.23774 | 0 | 0 | 0 | 0 | 0 | 0 | 0 | 0 | 0 | 0
F8_Commercial_WA - Health_Existing_Water Heating_Natural Gas_Water Heater - Pipe Insulation_A_Technical Potential | F8 | Commercial | WA - Health | Existing | Water Heating | Natural Gas | Water Heater - Pipe Insulation | A | Incremental Summer Peak Savings (MW) | Technical Potential | 0 | 0 | 0 | 0 | 0 | 0 | 0 | 0 | 0 | 0 | 0 | 0 | 0 | 0 | 0 | 0 | 0 | 0 | 0 | 0 | 0 | 0 | 0 | 0 | 0 | 0 | 0
F9_Commercial_WA - Health_Existing_Water Heating_Natural Gas_Water Heater - Pipe Insulation_A_Technical Potential | F9 | Commercial | WA - Health | Existing | Water Heating | Natural Gas | Water Heater - Pipe Insulation | A | Incremental Winter Peak Savings (MW) | Technical Potential | 0 | 0 | 0 | 0 | 0 | 0 | 0 | 0 | 0 | 0 | 0 | 0 | 0 | 0 | 0 | 0 | 0 | 0 | 0 | 0 | 0 | 0 | 0 | 0 | 0 | 0 | 0
F10_Commercial_WA - Health_Existing_Water Heating_Natural Gas_Water Heater - Pipe Insulation_A_Technical Potential | F10 | Commercial | WA - Health | Existing | Water Heating | Natural Gas | Water Heater - Pipe Insulation | A | Cumulative Energy Savings (MWh or mTherms) | Technical Potential | 0 | 0 | 0 | 0.82213 | 1.806 | 2.9867 | 4.336 | 5.8572 | 7.6232 | 9.5503 | 11.5096 | 13.3471 | 14.918 | 16.1251 | 16.9448 | 17.4262 | 17.6407 | 17.6218 | 17.6067 | 17.5946 | 17.585 | 17.5772 | 17.5711 | 17.5661 | 17.5622 | 17.559 | 17.5565
F11_Commercial_WA - Health_Existing_Water Heating_Natural Gas_Water Heater - Pipe Insulation_A_Technical Potential | F11 | Commercial | WA - Health | Existing | Water Heating | Natural Gas | Water Heater - Pipe Insulation | A | Cumulative Summer Peak Savings (MW) | Technical Potential | 0 | 0 | 0 | 0 | 0 | 0 | 0 | 0 | 0 | 0 | 0 | 0 | 0 | 0 | 0 | 0 | 0 | 0 | 0 | 0 | 0 | 0 | 0 | 0 | 0 | 0 | 0
F12_Commercial_WA - Health_Existing_Water Heating_Natural Gas_Water Heater - Pipe Insulation_A_Technical Potential | F12 | Commercial | WA - Health | Existing | Water Heating | Natural Gas | Water Heater - Pipe Insulation | A | Cumulative Winter Peak Savings (MW) | Technical Potential | 0 | 0 | 0 | 0 | 0 | 0 | 0 | 0 | 0 | 0 | 0 | 0 | 0 | 0 | 0 | 0 | 0 | 0 | 0 | 0 | 0 | 0 | 0 | 0 | 0 | 0 | 0
F13_Commercial_WA - Health_Existing_Water Heating_Natural Gas_Water Heater - Pipe Insulation_A_Technical Potential | F13 | Commercial | WA - Health | Existing | Water Heating | Natural Gas | Water Heater - Pipe Insulation | A | Purchases (Incremental) | Technical Potential | 0 | 0 | 0 | 172.6652 | 212.0053 | 259.4324 | 301.1602 | 343.5113 | 401.606 | 440.5681 | 450.0714 | 424.1383 | 364.5828 | 282.1295 | 193.6193 | 115.8633 | 54.116 | 0 | 0 | 0 | 0 | 0 | 0 | 0 | 0 | 0 | 0
F14_Commercial_WA - Health_Existing_Water Heating_Natural Gas_Water Heater - Pipe Insulation_A_Technical Potential | F14 | Commercial | WA - Health | Existing | Water Heating | Natural Gas | Water Heater - Pipe Insulation | A | Purchases (Cumulative) | Technical Potential | 0 | 0 | 0 | 172.6652 | 384.6705 | 644.1029 | 945.2631 | 1288.7744 | 1690.3804 | 2130.9485 | 2581.0199 | 3005.1582 | 3369.7409 | 3651.8705 | 3845.4898 | 3961.3531 | 4015.4691 | 4015.4691 | 4015.4691 | 4015.4691 | 4015.4691 | 4015.4691 | 4015.4691 | 4015.4691 | 4015.4691 | 4015.4691 | 4015.4691
F1_Commercial_WA - Health_Existing_Water Heating_Natural Gas_Water Heater - Motion Control Faucet_A_Technical Potential | F1 | Commercial | WA - Health | Existing | Water Heating | Natural Gas | Water Heater - Motion Control Faucet | A | Original Unit Energy Savings (kWh or therms) | Technical Potential | 0 | 0 | 0 | 0 | 0 | 0 | 0 | 0 | 0 | 0 | 0 | 0 | 0 | 0 | 0 | 0 | 0 | 0 | 0 | 0 | 0 | 0 | 0 | 0 | 0 | 0 | 0
F2_Commercial_WA - Health_Existing_Water Heating_Natural Gas_Water Heater - Motion Control Faucet_A_Technical Potential | F2 | Commercial | WA - Health | Existing | Water Heating | Natural Gas | Water Heater - Motion Control Faucet | A | Original Unit Summer Peak Savings (kW) | Technical Potential | 0 | 0 | 0 | 0 | 0 | 0 | 0 | 0 | 0 | 0 | 0 | 0 | 0 | 0 | 0 | 0 | 0 | 0 | 0 | 0 | 0 | 0 | 0 | 0 | 0 | 0 | 0
F3_Commercial_WA - Health_Existing_Water Heating_Natural Gas_Water Heater - Motion Control Faucet_A_Technical Potential | F3 | Commercial | WA - Health | Existing | Water Heating | Natural Gas | Water Heater - Motion Control Faucet | A | Original Unit Winter Peak Savings (kW) | Technical Potential | 0 | 0 | 0 | 0 | 0 | 0 | 0 | 0 | 0 | 0 | 0 | 0 | 0 | 0 | 0 | 0 | 0 | 0 | 0 | 0 | 0 | 0 | 0 | 0 | 0 | 0 | 0
F4_Commercial_WA - Health_Existing_Water Heating_Natural Gas_Water Heater - Motion Control Faucet_A_Technical Potential | F4 | Commercial | WA - Health | Existing | Water Heating | Natural Gas | Water Heater - Motion Control Faucet | A | Standalone Impact on Baseline Energy (%) | Technical Potential | 0 | 0 | 0 | 0 | 0 | 0 | 0 | 0 | 0 | 0 | 0 | 0 | 0 | 0 | 0 | 0 | 0 | 0 | 0 | 0 | 0 | 0 | 0 | 0 | 0 | 0 | 0
F5_Commercial_WA - Health_Existing_Water Heating_Natural Gas_Water Heater - Motion Control Faucet_A_Technical Potential | F5 | Commercial | WA - Health | Existing | Water Heating | Natural Gas | Water Heater - Motion Control Faucet | A | Standalone Impact on Baseline Summer Peak (%) | Technical Potential | 0 | 0 | 0 | 0 | 0 | 0 | 0 | 0 | 0 | 0 | 0 | 0 | 0 | 0 | 0 | 0 | 0 | 0 | 0 | 0 | 0 | 0 | 0 | 0 | 0 | 0 | 0
F6_Commercial_WA - Health_Existing_Water Heating_Natural Gas_Water Heater - Motion Control Faucet_A_Technical Potential | F6 | Commercial | WA - Health | Existing | Water Heating | Natural Gas | Water Heater - Motion Control Faucet | A | Standalone Impact on Baseline Winter Peak (%) | Technical Potential | 0 | 0 | 0 | 0 | 0 | 0 | 0 | 0 | 0 | 0 | 0 | 0 | 0 | 0 | 0 | 0 | 0 | 0 | 0 | 0 | 0 | 0 | 0 | 0 | 0 | 0 | 0
F7_Commercial_WA - Health_Existing_Water Heating_Natural Gas_Water Heater - Motion Control Faucet_A_Technical Potential | F7 | Commercial | WA - Health | Existing | Water Heating | Natural Gas | Water Heater - Motion Control Faucet | A | Incremental Energy Savings (MWh or mTherms) | Technical Potential | 0 | 0 | 0 | 0 | 0 | 0 | 0 | 0 | 0 | 0 | 0 | 0 | 0 | 0 | 0 | 0 | 0 | 0 | 0 | 0 | 0 | 0 | 0 | 0 | 0 | 0 | 0
F8_Commercial_WA - Health_Existing_Water Heating_Natural Gas_Water Heater - Motion Control Faucet_A_Technical Potential | F8 | Commercial | WA - Health | Existing | Water Heating | Natural Gas | Water Heater - Motion Control Faucet | A | Incremental Summer Peak Savings (MW) | Technical Potential | 0 | 0 | 0 | 0 | 0 | 0 | 0 | 0 | 0 | 0 | 0 | 0 | 0 | 0 | 0 | 0 | 0 | 0 | 0 | 0 | 0 | 0 | 0 | 0 | 0 | 0 | 0
F9_Commercial_WA - Health_Existing_Water Heating_Natural Gas_Water Heater - Motion Control Faucet_A_Technical Potential | F9 | Commercial | WA - Health | Existing | Water Heating | Natural Gas | Water Heater - Motion Control Faucet | A | Incremental Winter Peak Savings (MW) | Technical Potential | 0 | 0 | 0 | 0 | 0 | 0 | 0 | 0 | 0 | 0 | 0 | 0 | 0 | 0 | 0 | 0 | 0 | 0 | 0 | 0 | 0 | 0 | 0 | 0 | 0 | 0 | 0
F10_Commercial_WA - Health_Existing_Water Heating_Natural Gas_Water Heater - Motion Control Faucet_A_Technical Potential | F10 | Commercial | WA - Health | Existing | Water Heating | Natural Gas | Water Heater - Motion Control Faucet | A | Cumulative Energy Savings (MWh or mTherms) | Technical Potential | 0 | 0 | 0 | 0 | 0 | 0 | 0 | 0 | 0 | 0 | 0 | 0 | 0 | 0 | 0 | 0 | 0 | 0 | 0 | 0 | 0 | 0 | 0 | 0 | 0 | 0 | 0
F11_Commercial_WA - Health_Existing_Water Heating_Natural Gas_Water Heater - Motion Control Faucet_A_Technical Potential | F11 | Commercial | WA - Health | Existing | Water Heating | Natural Gas | Water Heater - Motion Control Faucet | A | Cumulative Summer Peak Savings (MW) | Technical Potential | 0 | 0 | 0 | 0 | 0 | 0 | 0 | 0 | 0 | 0 | 0 | 0 | 0 | 0 | 0 | 0 | 0 | 0 | 0 | 0 | 0 | 0 | 0 | 0 | 0 | 0 | 0
F12_Commercial_WA - Health_Existing_Water Heating_Natural Gas_Water Heater - Motion Control Faucet_A_Technical Potential | F12 | Commercial | WA - Health | Existing | Water Heating | Natural Gas | Water Heater - Motion Control Faucet | A | Cumulative Winter Peak Savings (MW) | Technical Potential | 0 | 0 | 0 | 0 | 0 | 0 | 0 | 0 | 0 | 0 | 0 | 0 | 0 | 0 | 0 | 0 | 0 | 0 | 0 | 0 | 0 | 0 | 0 | 0 | 0 | 0 | 0
F13_Commercial_WA - Health_Existing_Water Heating_Natural Gas_Water Heater - Motion Control Faucet_A_Technical Potential | F13 | Commercial | WA - Health | Existing | Water Heating | Natural Gas | Water Heater - Motion Control Faucet | A | Purchases (Incremental) | Technical Potential | 0 | 0 | 0 | 92279.0638 | 113303.9735 | 138650.906 | 160951.8554 | 183585.9729 | 122355.0061 | 122152.9344 | 101884.9573 | 65724.3288 | 11261.4076 | 0 | 0 | 0 | 0 | 0 | 0 | 0 | 0 | 0 | 0 | 0 | 0 | 0 | 0
F14_Commercial_WA - Health_Existing_Water Heating_Natural Gas_Water Heater - Motion Control Faucet_A_Technical Potential | F14 | Commercial | WA - Health | Existing | Water Heating | Natural Gas | Water Heater - Motion Control Faucet | A | Purchases (Cumulative) | Technical Potential | 0 | 0 | 0 | 92279.0638 | 205583.0373 | 344233.9433 | 505185.7987 | 688771.7716 | 811126.7778 | 933279.7122 | 1035164.6695 | 1100888.9983 | 1112150.4059 | 1112150.4059 | 1112150.4059 | 1112150.4059 | 1112150.4059 | 1112150.4059 | 1112150.4059 | 1112150.4059 | 1112150.4059 | 1112150.4059 | 1112150.4059 | 1112150.4059 | 1112150.4059 | 1112150.4059 | 1112150.4059
F1_Commercial_WA - Health_Existing_Water Heating_Natural Gas_Water Heater - Solar System_A_Technical Potential | F1 | Commercial | WA - Health | Existing | Water Heating | Natural Gas | Water Heater - Solar System | A | Original Unit Energy Savings (kWh or therms) | Technical Potential | 0 | 0 | 38.6922 | 38.0862 | 37.554 | 37.0905 | 36.6913 | 36.353 | 36.0729 | 35.8489 | 35.6696 | 35.5262 | 35.4115 | 35.3197 | 35.2463 | 35.1876 | 35.1406 | 35.103 | 35.0729 | 35.0488 | 35.0296 | 35.0142 | 35.0019 | 34.992 | 34.9841 | 34.9778 | 34.9728
F2_Commercial_WA - Health_Existing_Water Heating_Natural Gas_Water Heater - Solar System_A_Technical Potential | F2 | Commercial | WA - Health | Existing | Water Heating | Natural Gas | Water Heater - Solar System | A | Original Unit Summer Peak Savings (kW) | Technical Potential | 0 | 0 | 0 | 0 | 0 | 0 | 0 | 0 | 0 | 0 | 0 | 0 | 0 | 0 | 0 | 0 | 0 | 0 | 0 | 0 | 0 | 0 | 0 | 0 | 0 | 0 | 0
F3_Commercial_WA - Health_Existing_Water Heating_Natural Gas_Water Heater - Solar System_A_Technical Potential | F3 | Commercial | WA - Health | Existing | Water Heating | Natural Gas | Water Heater - Solar System | A | Original Unit Winter Peak Savings (kW) | Technical Potential | 0 | 0 | 0 | 0 | 0 | 0 | 0 | 0 | 0 | 0 | 0 | 0 | 0 | 0 | 0 | 0 | 0 | 0 | 0 | 0 | 0 | 0 | 0 | 0 | 0 | 0 | 0
F4_Commercial_WA - Health_Existing_Water Heating_Natural Gas_Water Heater - Solar System_A_Technical Potential | F4 | Commercial | WA - Health | Existing | Water Heating | Natural Gas | Water Heater - Solar System | A | Standalone Impact on Baseline Energy (%) | Technical Potential | 0 | 0 | 0 | 0.00044111 | 0.00096064 | 0.0015748 | 0.0022676 | 0.0030396 | 0.003925 | 0.0048812 | 0.005919 | 0.0069292 | 0.0078101 | 0.0084938 | 0.0089608 | 0.0093242 | 0.0094819 | 0.0094819 | 0.0094819 | 0.0094819 | 0.0094819 | 0.0094819 | 0.0094819 | 0.0094819 | 0.0094819 | 0.0094819 | 0.0094819
F5_Commercial_WA - Health_Existing_Water Heating_Natural Gas_Water Heater - Solar System_A_Technical Potential | F5 | Commercial | WA - Health | Existing | Water Heating | Natural Gas | Water Heater - Solar System | A | Standalone Impact on Baseline Summer Peak (%) | Technical Potential | 0 | 0 | 0 | 0 | 0 | 0 | 0 | 0 | 0 | 0 | 0 | 0 | 0 | 0 | 0 | 0 | 0 | 0 | 0 | 0 | 0 | 0 | 0 | 0 | 0 | 0 | 0
F6_Commercial_WA - Health_Existing_Water Heating_Natural Gas_Water Heater - Solar System_A_Technical Potential | F6 | Commercial | WA - Health | Existing | Water Heating | Natural Gas | Water Heater - Solar System | A | Standalone Impact on Baseline Winter Peak (%) | Technical Potential | 0 | 0 | 0 | 0 | 0 | 0 | 0 | 0 | 0 | 0 | 0 | 0 | 0 | 0 | 0 | 0 | 0 | 0 | 0 | 0 | 0 | 0 | 0 | 0 | 0 | 0 | 0
F7_Commercial_WA - Health_Existing_Water Heating_Natural Gas_Water Heater - Solar System_A_Technical Potential | F7 | Commercial | WA - Health | Existing | Water Heating | Natural Gas | Water Heater - Solar System | A | Incremental Energy Savings (MWh or mTherms) | Technical Potential | 0 | 0 | 0 | 0.97856 | 1.1364 | 1.3268 | 1.4807 | 1.6346 | 1.8603 | 1.9967 | 2.1562 | 2.0904 | 1.8171 | 1.4064 | 0.95876 | 0.74475 | 0.32297 | 0 | 0 | 0 | 0 | 0 | 0 | 0 | 0 | 0 | 0
F8_Commercial_WA - Health_Existing_Water Heating_Natural Gas_Water Heater - Solar System_A_Technical Potential | F8 | Commercial | WA - Health | Existing | Water Heating | Natural Gas | Water Heater - Solar System | A | Incremental Summer Peak Savings (MW) | Technical Potential | 0 | 0 | 0 | 0 | 0 | 0 | 0 | 0 | 0 | 0 | 0 | 0 | 0 | 0 | 0 | 0 | 0 | 0 | 0 | 0 | 0 | 0 | 0 | 0 | 0 | 0 | 0
F9_Commercial_WA - Health_Existing_Water Heating_Natural Gas_Water Heater - Solar System_A_Technical Potential | F9 | Commercial | WA - Health | Existing | Water Heating | Natural Gas | Water Heater - Solar System | A | Incremental Winter Peak Savings (MW) | Technical Potential | 0 | 0 | 0 | 0 | 0 | 0 | 0 | 0 | 0 | 0 | 0 | 0 | 0 | 0 | 0 | 0 | 0 | 0 | 0 | 0 | 0 | 0 | 0 | 0 | 0 | 0 | 0
F10_Commercial_WA - Health_Existing_Water Heating_Natural Gas_Water Heater - Solar System_A_Technical Potential | F10 | Commercial | WA - Health | Existing | Water Heating | Natural Gas | Water Heater - Solar System | A | Cumulative Energy Savings (MWh or mTherms) | Technical Potential | 0 | 0 | 0 | 0.97856 | 2.1013 | 3.4022 | 4.8463 | 6.4362 | 8.247 | 10.1925 | 12.2978 | 14.3387 | 16.1094 | 17.4741 | 18.3966 | 19.1107 | 19.4081 | 19.3873 | 19.3707 | 19.3574 | 19.3468 | 19.3383 | 19.3315 | 19.3261 | 19.3217 | 19.3182 | 19.3154
F11_Commercial_WA - Health_Existing_Water Heating_Natural Gas_Water Heater - Solar System_A_Technical Potential | F11 | Commercial | WA - Health | Existing | Water Heating | Natural Gas | Water Heater - Solar System | A | Cumulative Summer Peak Savings (MW) | Technical Potential | 0 | 0 | 0 | 0 | 0 | 0 | 0 | 0 | 0 | 0 | 0 | 0 | 0 | 0 | 0 | 0 | 0 | 0 | 0 | 0 | 0 | 0 | 0 | 0 | 0 | 0 | 0
F12_Commercial_WA - Health_Existing_Water Heating_Natural Gas_Water Heater - Solar System_A_Technical Potential | F12 | Commercial | WA - Health | Existing | Water Heating | Natural Gas | Water Heater - Solar System | A | Cumulative Winter Peak Savings (MW) | Technical Potential | 0 | 0 | 0 | 0 | 0 | 0 | 0 | 0 | 0 | 0 | 0 | 0 | 0 | 0 | 0 | 0 | 0 | 0 | 0 | 0 | 0 | 0 | 0 | 0 | 0 | 0 | 0
F13_Commercial_WA - Health_Existing_Water Heating_Natural Gas_Water Heater - Solar System_A_Technical Potential | F13 | Commercial | WA - Health | Existing | Water Heating | Natural Gas | Water Heater - Solar System | A | Purchases (Incremental) | Technical Potential | 0 | 0 | 0 | 25.6933 | 30.2613 | 35.772 | 40.3565 | 44.9648 | 51.5715 | 55.699 | 60.4505 | 58.8398 | 51.3125 | 39.8204 | 27.2018 | 21.1652 | 9.1907 | 0 | 0 | 0 | 0 | 0 | 0 | 0 | 0 | 0 | 0
F14_Commercial_WA - Health_Existing_Water Heating_Natural Gas_Water Heater - Solar System_A_Technical Potential | F14 | Commercial | WA - Health | Existing | Water Heating | Natural Gas | Water Heater - Solar System | A | Purchases (Cumulative) | Technical Potential | 0 | 0 | 0 | 25.6933 | 55.9546 | 91.7266 | 132.0831 | 177.0479 | 228.6194 | 284.3184 | 344.7689 | 403.6087 | 454.9213 | 494.7417 | 521.9434 | 543.1086 | 552.2993 | 552.2993 | 552.2993 | 552.2993 | 552.2993 | 552.2993 | 552.2993 | 552.2993 | 552.2993 | 552.2993 | 552.2993
F1_Commercial_WA - Health_Existing_Water Heating_Natural Gas_Commercial Laundry - Ozone Treatment_A_Technical Potential | F1 | Commercial | WA - Health | Existing | Water Heating | Natural Gas | Commercial Laundry - Ozone Treatment | A | Original Unit Energy Savings (kWh or therms) | Technical Potential | 0 | 0 | 145.6912 | 143.4091 | 141.4054 | 139.66 | 138.1568 | 136.8831 | 135.8285 | 134.9848 | 134.3098 | 133.7699 | 133.3379 | 132.9923 | 132.7158 | 132.4947 | 132.3177 | 132.1762 | 132.063 | 131.9724 | 131.8999 | 131.8419 | 131.7955 | 131.7584 | 131.7287 | 131.705 | 131.686
F2_Commercial_WA - Health_Existing_Water Heating_Natural Gas_Commercial Laundry - Ozone Treatment_A_Technical Potential | F2 | Commercial | WA - Health | Existing | Water Heating | Natural Gas | Commercial Laundry - Ozone Treatment | A | Original Unit Summer Peak Savings (kW) | Technical Potential | 0 | 0 | 0 | 0 | 0 | 0 | 0 | 0 | 0 | 0 | 0 | 0 | 0 | 0 | 0 | 0 | 0 | 0 | 0 | 0 | 0 | 0 | 0 | 0 | 0 | 0 | 0
F3_Commercial_WA - Health_Existing_Water Heating_Natural Gas_Commercial Laundry - Ozone Treatment_A_Technical Potential | F3 | Commercial | WA - Health | Existing | Water Heating | Natural Gas | Commercial Laundry - Ozone Treatment | A | Original Unit Winter Peak Savings (kW) | Technical Potential | 0 | 0 | 0 | 0 | 0 | 0 | 0 | 0 | 0 | 0 | 0 | 0 | 0 | 0 | 0 | 0 | 0 | 0 | 0 | 0 | 0 | 0 | 0 | 0 | 0 | 0 | 0
F4_Commercial_WA - Health_Existing_Water Heating_Natural Gas_Commercial Laundry - Ozone Treatment_A_Technical Potential | F4 | Commercial | WA - Health | Existing | Water Heating | Natural Gas | Commercial Laundry - Ozone Treatment | A | Standalone Impact on Baseline Energy (%) | Technical Potential | 0 | 0 | 0 | 0.00017675 | 0.00039377 | 0.00065934 | 0.00096763 | 0.0013193 | 0.0017304 | 0.0021814 | 0.0026421 | 0.0030763 | 0.0034495 | 0.0035615 | 0.0035615 | 0.0035615 | 0.0035615 | 0.0035615 | 0.0035615 | 0.0035615 | 0.0035615 | 0.0035615 | 0.0035615 | 0.0035615 | 0.0035615 | 0.0035615 | 0.0035615
F5_Commercial_WA - Health_Existing_Water Heating_Natural Gas_Commercial Laundry - Ozone Treatment_A_Technical Potential | F5 | Commercial | WA - Health | Existing | Water Heating | Natural Gas | Commercial Laundry - Ozone Treatment | A | Standalone Impact on Baseline Summer Peak (%) | Technical Potential | 0 | 0 | 0 | 0 | 0 | 0 | 0 | 0 | 0 | 0 | 0 | 0 | 0 | 0 | 0 | 0 | 0 | 0 | 0 | 0 | 0 | 0 | 0 | 0 | 0 | 0 | 0
F6_Commercial_WA - Health_Existing_Water Heating_Natural Gas_Commercial Laundry - Ozone Treatment_A_Technical Potential | F6 | Commercial | WA - Health | Existing | Water Heating | Natural Gas | Commercial Laundry - Ozone Treatment | A | Standalone Impact on Baseline Winter Peak (%) | Technical Potential | 0 | 0 | 0 | 0 | 0 | 0 | 0 | 0 | 0 | 0 | 0 | 0 | 0 | 0 | 0 | 0 | 0 | 0 | 0 | 0 | 0 | 0 | 0 | 0 | 0 | 0 | 0
F7_Commercial_WA - Health_Existing_Water Heating_Natural Gas_Commercial Laundry - Ozone Treatment_A_Technical Potential | F7 | Commercial | WA - Health | Existing | Water Heating | Natural Gas | Commercial Laundry - Ozone Treatment | A | Incremental Energy Savings (MWh or mTherms) | Technical Potential | 0 | 0 | 0 | 0.39211 | 0.47472 | 0.57375 | 0.65886 | 0.74459 | 0.8638 | 0.94172 | 0.95722 | 0.89844 | 0.76979 | 0.23053 | 0 | 0 | 0 | 0 | 0 | 0 | 0 | 0 | 0 | 0 | 0 | 0 | 0
F8_Commercial_WA - Health_Existing_Water Heating_Natural Gas_Commercial Laundry - Ozone Treatment_A_Technical Potential | F8 | Commercial | WA - Health | Existing | Water Heating | Natural Gas | Commercial Laundry - Ozone Treatment | A | Incremental Summer Peak Savings (MW) | Technical Potential | 0 | 0 | 0 | 0 | 0 | 0 | 0 | 0 | 0 | 0 | 0 | 0 | 0 | 0 | 0 | 0 | 0 | 0 | 0 | 0 | 0 | 0 | 0 | 0 | 0 | 0 | 0
F9_Commercial_WA - Health_Existing_Water Heating_Natural Gas_Commercial Laundry - Ozone Treatment_A_Technical Potential | F9 | Commercial | WA - Health | Existing | Water Heating | Natural Gas | Commercial Laundry - Ozone Treatment | A | Incremental Winter Peak Savings (MW) | Technical Potential | 0 | 0 | 0 | 0 | 0 | 0 | 0 | 0 | 0 | 0 | 0 | 0 | 0 | 0 | 0 | 0 | 0 | 0 | 0 | 0 | 0 | 0 | 0 | 0 | 0 | 0 | 0
F10_Commercial_WA - Health_Existing_Water Heating_Natural Gas_Commercial Laundry - Ozone Treatment_A_Technical Potential | F10 | Commercial | WA - Health | Existing | Water Heating | Natural Gas | Commercial Laundry - Ozone Treatment | A | Cumulative Energy Savings (MWh or mTherms) | Technical Potential | 0 | 0 | 0 | 0.39211 | 0.86135 | 1.4245 | 2.068 | 2.7935 | 3.6358 | 4.5549 | 5.4894 | 6.3658 | 7.115 | 7.3271 | 7.3119 | 7.2997 | 7.2899 | 7.2821 | 7.2759 | 7.2709 | 7.2669 | 7.2637 | 7.2611 | 7.2591 | 7.2575 | 7.2562 | 7.2551
F11_Commercial_WA - Health_Existing_Water Heating_Natural Gas_Commercial Laundry - Ozone Treatment_A_Technical Potential | F11 | Commercial | WA - Health | Existing | Water Heating | Natural Gas | Commercial Laundry - Ozone Treatment | A | Cumulative Summer Peak Savings (MW) | Technical Potential | 0 | 0 | 0 | 0 | 0 | 0 | 0 | 0 | 0 | 0 | 0 | 0 | 0 | 0 | 0 | 0 | 0 | 0 | 0 | 0 | 0 | 0 | 0 | 0 | 0 | 0 | 0
F12_Commercial_WA - Health_Existing_Water Heating_Natural Gas_Commercial Laundry - Ozone Treatment_A_Technical Potential | F12 | Commercial | WA - Health | Existing | Water Heating | Natural Gas | Commercial Laundry - Ozone Treatment | A | Cumulative Winter Peak Savings (MW) | Technical Potential | 0 | 0 | 0 | 0 | 0 | 0 | 0 | 0 | 0 | 0 | 0 | 0 | 0 | 0 | 0 | 0 | 0 | 0 | 0 | 0 | 0 | 0 | 0 | 0 | 0 | 0 | 0
F13_Commercial_WA - Health_Existing_Water Heating_Natural Gas_Commercial Laundry - Ozone Treatment_A_Technical Potential | F13 | Commercial | WA - Health | Existing | Water Heating | Natural Gas | Commercial Laundry - Ozone Treatment | A | Purchases (Incremental) | Technical Potential | 0 | 0 | 0 | 2.7342 | 3.3572 | 4.1082 | 4.7689 | 5.4396 | 6.3595 | 6.9765 | 7.127 | 6.7163 | 5.7733 | 1.7334 | 0 | 0 | 0 | 0 | 0 | 0 | 0 | 0 | 0 | 0 | 0 | 0 | 0
F14_Commercial_WA - Health_Existing_Water Heating_Natural Gas_Commercial Laundry - Ozone Treatment_A_Technical Potential | F14 | Commercial | WA - Health | Existing | Water Heating | Natural Gas | Commercial Laundry - Ozone Treatment | A | Purchases (Cumulative) | Technical Potential | 0 | 0 | 0 | 2.7342 | 6.0913 | 10.1995 | 14.9685 | 20.4081 | 26.7676 | 33.7441 | 40.8711 | 47.5874 | 53.3607 | 55.0941 | 55.0941 | 55.0941 | 55.0941 | 55.0941 | 55.0941 | 55.0941 | 55.0941 | 55.0941 | 55.0941 | 55.0941 | 55.0941 | 55.0941 | 55.0941
F1_Commercial_WA - Health_Existing_Water Heating_Natural Gas_Commercial Laundry - ENERGY STAR Washer_A_Technical Potential | F1 | Commercial | WA - Health | Existing | Water Heating | Natural Gas | Commercial Laundry - ENERGY STAR Washer | A | Original Unit Energy Savings (kWh or therms) | Technical Potential | 0 | 0 | 34.2159 | 33.6799 | 33.2094 | 32.7995 | 32.4464 | 32.1473 | 31.8996 | 31.7015 | 31.5429 | 31.4161 | 31.3147 | 31.2335 | 31.1686 | 31.1167 | 31.0751 | 31.0419 | 31.0153 | 30.994 | 30.977 | 30.9634 | 30.9525 | 30.9437 | 30.9368 | 30.9312 | 30.9267
F2_Commercial_WA - Health_Existing_Water Heating_Natural Gas_Commercial Laundry - ENERGY STAR Washer_A_Technical Potential | F2 | Commercial | WA - Health | Existing | Water Heating | Natural Gas | Commercial Laundry - ENERGY STAR Washer | A | Original Unit Summer Peak Savings (kW) | Technical Potential | 0 | 0 | 0 | 0 | 0 | 0 | 0 | 0 | 0 | 0 | 0 | 0 | 0 | 0 | 0 | 0 | 0 | 0 | 0 | 0 | 0 | 0 | 0 | 0 | 0 | 0 | 0
F3_Commercial_WA - Health_Existing_Water Heating_Natural Gas_Commercial Laundry - ENERGY STAR Washer_A_Technical Potential | F3 | Commercial | WA - Health | Existing | Water Heating | Natural Gas | Commercial Laundry - ENERGY STAR Washer | A | Original Unit Winter Peak Savings (kW) | Technical Potential | 0 | 0 | 0 | 0 | 0 | 0 | 0 | 0 | 0 | 0 | 0 | 0 | 0 | 0 | 0 | 0 | 0 | 0 | 0 | 0 | 0 | 0 | 0 | 0 | 0 | 0 | 0
F4_Commercial_WA - Health_Existing_Water Heating_Natural Gas_Commercial Laundry - ENERGY STAR Washer_A_Technical Potential | F4 | Commercial | WA - Health | Existing | Water Heating | Natural Gas | Commercial Laundry - ENERGY STAR Washer | A | Standalone Impact on Baseline Energy (%) | Technical Potential | 0 | 0 | 0 | 3.3645e-06 | 7.4957e-06 | 1.2551e-05 | 1.8419e-05 | 2.5113e-05 | 3.2939e-05 | 4.1524e-05 | 4.6929e-05 | 5.1063e-05 | 5.3112e-05 | 5.3112e-05 | 5.3112e-05 | 5.3112e-05 | 5.3112e-05 | 5.3112e-05 | 5.3112e-05 | 5.3112e-05 | 5.3112e-05 | 5.3112e-05 | 5.3112e-05 | 5.3112e-05 | 5.3112e-05 | 5.3112e-05 | 5.3112e-05
F5_Commercial_WA - Health_Existing_Water Heating_Natural Gas_Commercial Laundry - ENERGY STAR Washer_A_Technical Potential | F5 | Commercial | WA - Health | Existing | Water Heating | Natural Gas | Commercial Laundry - ENERGY STAR Washer | A | Standalone Impact on Baseline Summer Peak (%) | Technical Potential | 0 | 0 | 0 | 0 | 0 | 0 | 0 | 0 | 0 | 0 | 0 | 0 | 0 | 0 | 0 | 0 | 0 | 0 | 0 | 0 | 0 | 0 | 0 | 0 | 0 | 0 | 0
F6_Commercial_WA - Health_Existing_Water Heating_Natural Gas_Commercial Laundry - ENERGY STAR Washer_A_Technical Potential | F6 | Commercial | WA - Health | Existing | Water Heating | Natural Gas | Commercial Laundry - ENERGY STAR Washer | A | Standalone Impact on Baseline Winter Peak (%) | Technical Potential | 0 | 0 | 0 | 0 | 0 | 0 | 0 | 0 | 0 | 0 | 0 | 0 | 0 | 0 | 0 | 0 | 0 | 0 | 0 | 0 | 0 | 0 | 0 | 0 | 0 | 0 | 0
F7_Commercial_WA - Health_Existing_Water Heating_Natural Gas_Commercial Laundry - ENERGY STAR Washer_A_Technical Potential | F7 | Commercial | WA - Health | Existing | Water Heating | Natural Gas | Commercial Laundry - ENERGY STAR Washer | A | Incremental Energy Savings (MWh or mTherms) | Technical Potential | 0 | 0 | 0 | 0.007464 | 0.0090365 | 0.010922 | 0.012542 | 0.014174 | 0.016443 | 0.017926 | 0.011231 | 0.0085537 | 0.0042262 | 0 | 0 | 0 | 0 | 0 | 0 | 0 | 0 | 0 | 0 | 0 | 0 | 0 | 0
F8_Commercial_WA - Health_Existing_Water Heating_Natural Gas_Commercial Laundry - ENERGY STAR Washer_A_Technical Potential | F8 | Commercial | WA - Health | Existing | Water Heating | Natural Gas | Commercial Laundry - ENERGY STAR Washer | A | Incremental Summer Peak Savings (MW) | Technical Potential | 0 | 0 | 0 | 0 | 0 | 0 | 0 | 0 | 0 | 0 | 0 | 0 | 0 | 0 | 0 | 0 | 0 | 0 | 0 | 0 | 0 | 0 | 0 | 0 | 0 | 0 | 0
F9_Commercial_WA - Health_Existing_Water Heating_Natural Gas_Commercial Laundry - ENERGY STAR Washer_A_Technical Potential | F9 | Commercial | WA - Health | Existing | Water Heating | Natural Gas | Commercial Laundry - ENERGY STAR Washer | A | Incremental Winter Peak Savings (MW) | Technical Potential | 0 | 0 | 0 | 0 | 0 | 0 | 0 | 0 | 0 | 0 | 0 | 0 | 0 | 0 | 0 | 0 | 0 | 0 | 0 | 0 | 0 | 0 | 0 | 0 | 0 | 0 | 0
F10_Commercial_WA - Health_Existing_Water Heating_Natural Gas_Commercial Laundry - ENERGY STAR Washer_A_Technical Potential | F10 | Commercial | WA - Health | Existing | Water Heating | Natural Gas | Commercial Laundry - ENERGY STAR Washer | A | Cumulative Energy Savings (MWh or mTherms) | Technical Potential | 0 | 0 | 0 | 0.007464 | 0.016396 | 0.027115 | 0.039365 | 0.053176 | 0.069209 | 0.086706 | 0.097503 | 0.10566 | 0.10955 | 0.10927 | 0.10904 | 0.10886 | 0.10871 | 0.1086 | 0.1085 | 0.10843 | 0.10837 | 0.10832 | 0.10828 | 0.10825 | 0.10823 | 0.10821 | 0.10819
F11_Commercial_WA - Health_Existing_Water Heating_Natural Gas_Commercial Laundry - ENERGY STAR Washer_A_Technical Potential | F11 | Commercial | WA - Health | Existing | Water Heating | Natural Gas | Commercial Laundry - ENERGY STAR Washer | A | Cumulative Summer Peak Savings (MW) | Technical Potential | 0 | 0 | 0 | 0 | 0 | 0 | 0 | 0 | 0 | 0 | 0 | 0 | 0 | 0 | 0 | 0 | 0 | 0 | 0 | 0 | 0 | 0 | 0 | 0 | 0 | 0 | 0
F12_Commercial_WA - Health_Existing_Water Heating_Natural Gas_Commercial Laundry - ENERGY STAR Washer_A_Technical Potential | F12 | Commercial | WA - Health | Existing | Water Heating | Natural Gas | Commercial Laundry - ENERGY STAR Washer | A | Cumulative Winter Peak Savings (MW) | Technical Potential | 0 | 0 | 0 | 0 | 0 | 0 | 0 | 0 | 0 | 0 | 0 | 0 | 0 | 0 | 0 | 0 | 0 | 0 | 0 | 0 | 0 | 0 | 0 | 0 | 0 | 0 | 0
F13_Commercial_WA - Health_Existing_Water Heating_Natural Gas_Commercial Laundry - ENERGY STAR Washer_A_Technical Potential | F13 | Commercial | WA - Health | Existing | Water Heating | Natural Gas | Commercial Laundry - ENERGY STAR Washer | A | Purchases (Incremental) | Technical Potential | 0 | 0 | 0 | 0.22162 | 0.27211 | 0.33298 | 0.38654 | 0.4409 | 0.51546 | 0.56547 | 0.35605 | 0.27227 | 0.13496 | 0 | 0 | 0 | 0 | 0 | 0 | 0 | 0 | 0 | 0 | 0 | 0 | 0 | 0
F14_Commercial_WA - Health_Existing_Water Heating_Natural Gas_Commercial Laundry - ENERGY STAR Washer_A_Technical Potential | F14 | Commercial | WA - Health | Existing | Water Heating | Natural Gas | Commercial Laundry - ENERGY STAR Washer | A | Purchases (Cumulative) | Technical Potential | 0 | 0 | 0 | 0.22162 | 0.49372 | 0.8267 | 1.2132 | 1.6541 | 2.1696 | 2.7351 | 3.0911 | 3.3634 | 3.4984 | 3.4984 | 3.4984 | 3.4984 | 3.4984 | 3.4984 | 3.4984 | 3.4984 | 3.4984 | 3.4984 | 3.4984 | 3.4984 | 3.4984 | 3.4984 | 3.4984
F1_Commercial_WA - Health_Existing_Water Heating_Natural Gas_Water Heater - Efficient Dishwasher_A_Technical Potential | F1 | Commercial | WA - Health | Existing | Water Heating | Natural Gas | Water Heater - Efficient Dishwasher | A | Original Unit Energy Savings (kWh or therms) | Technical Potential | 0 | 0 | 99.0727 | 97.5208 | 96.1583 | 94.9714 | 93.9492 | 93.083 | 92.3658 | 91.7921 | 91.3331 | 90.9659 | 90.6722 | 90.4372 | 90.2492 | 90.0988 | 89.9785 | 89.8822 | 89.8052 | 89.7436 | 89.6943 | 89.6549 | 89.6234 | 89.5981 | 89.5779 | 89.5618 | 89.5489
F2_Commercial_WA - Health_Existing_Water Heating_Natural Gas_Water Heater - Efficient Dishwasher_A_Technical Potential | F2 | Commercial | WA - Health | Existing | Water Heating | Natural Gas | Water Heater - Efficient Dishwasher | A | Original Unit Summer Peak Savings (kW) | Technical Potential | 0 | 0 | 0 | 0 | 0 | 0 | 0 | 0 | 0 | 0 | 0 | 0 | 0 | 0 | 0 | 0 | 0 | 0 | 0 | 0 | 0 | 0 | 0 | 0 | 0 | 0 | 0
F3_Commercial_WA - Health_Existing_Water Heating_Natural Gas_Water Heater - Efficient Dishwasher_A_Technical Potential | F3 | Commercial | WA - Health | Existing | Water Heating | Natural Gas | Water Heater - Efficient Dishwasher | A | Original Unit Winter Peak Savings (kW) | Technical Potential | 0 | 0 | 0 | 0 | 0 | 0 | 0 | 0 | 0 | 0 | 0 | 0 | 0 | 0 | 0 | 0 | 0 | 0 | 0 | 0 | 0 | 0 | 0 | 0 | 0 | 0 | 0
F4_Commercial_WA - Health_Existing_Water Heating_Natural Gas_Water Heater - Efficient Dishwasher_A_Technical Potential | F4 | Commercial | WA - Health | Existing | Water Heating | Natural Gas | Water Heater - Efficient Dishwasher | A | Standalone Impact on Baseline Energy (%) | Technical Potential | 0 | 0 | 0 | 0.0013522 | 0.0030124 | 0.0050441 | 0.0074026 | 0.010093 | 0.013238 | 0.016688 | 0.020213 | 0.023534 | 0.026389 | 0.028599 | 0.030115 | 0.030115 | 0.030115 | 0.030115 | 0.030115 | 0.030115 | 0.030115 | 0.030115 | 0.030115 | 0.030115 | 0.030115 | 0.030115 | 0.030115
F5_Commercial_WA - Health_Existing_Water Heating_Natural Gas_Water Heater - Efficient Dishwasher_A_Technical Potential | F5 | Commercial | WA - Health | Existing | Water Heating | Natural Gas | Water Heater - Efficient Dishwasher | A | Standalone Impact on Baseline Summer Peak (%) | Technical Potential | 0 | 0 | 0 | 0 | 0 | 0 | 0 | 0 | 0 | 0 | 0 | 0 | 0 | 0 | 0 | 0 | 0 | 0 | 0 | 0 | 0 | 0 | 0 | 0 | 0 | 0 | 0
F6_Commercial_WA - Health_Existing_Water Heating_Natural Gas_Water Heater - Efficient Dishwasher_A_Technical Potential | F6 | Commercial | WA - Health | Existing | Water Heating | Natural Gas | Water Heater - Efficient Dishwasher | A | Standalone Impact on Baseline Winter Peak (%) | Technical Potential | 0 | 0 | 0 | 0 | 0 | 0 | 0 | 0 | 0 | 0 | 0 | 0 | 0 | 0 | 0 | 0 | 0 | 0 | 0 | 0 | 0 | 0 | 0 | 0 | 0 | 0 | 0
F7_Commercial_WA - Health_Existing_Water Heating_Natural Gas_Water Heater - Efficient Dishwasher_A_Technical Potential | F7 | Commercial | WA - Health | Existing | Water Heating | Natural Gas | Water Heater - Efficient Dishwasher | A | Incremental Energy Savings (MWh or mTherms) | Technical Potential | 0 | 0 | 0 | 2.9997 | 3.6317 | 4.3893 | 5.0404 | 5.6962 | 6.6083 | 7.2044 | 7.323 | 6.8733 | 5.8891 | 4.5454 | 3.1129 | 0 | 0 | 0 | 0 | 0 | 0 | 0 | 0 | 0 | 0 | 0 | 0
F8_Commercial_WA - Health_Existing_Water Heating_Natural Gas_Water Heater - Efficient Dishwasher_A_Technical Potential | F8 | Commercial | WA - Health | Existing | Water Heating | Natural Gas | Water Heater - Efficient Dishwasher | A | Incremental Summer Peak Savings (MW) | Technical Potential | 0 | 0 | 0 | 0 | 0 | 0 | 0 | 0 | 0 | 0 | 0 | 0 | 0 | 0 | 0 | 0 | 0 | 0 | 0 | 0 | 0 | 0 | 0 | 0 | 0 | 0 | 0
F9_Commercial_WA - Health_Existing_Water Heating_Natural Gas_Water Heater - Efficient Dishwasher_A_Technical Potential | F9 | Commercial | WA - Health | Existing | Water Heating | Natural Gas | Water Heater - Efficient Dishwasher | A | Incremental Winter Peak Savings (MW) | Technical Potential | 0 | 0 | 0 | 0 | 0 | 0 | 0 | 0 | 0 | 0 | 0 | 0 | 0 | 0 | 0 | 0 | 0 | 0 | 0 | 0 | 0 | 0 | 0 | 0 | 0 | 0 | 0
F10_Commercial_WA - Health_Existing_Water Heating_Natural Gas_Water Heater - Efficient Dishwasher_A_Technical Potential | F10 | Commercial | WA - Health | Existing | Water Heating | Natural Gas | Water Heater - Efficient Dishwasher | A | Cumulative Energy Savings (MWh or mTherms) | Technical Potential | 0 | 0 | 0 | 2.9997 | 6.5895 | 10.8975 | 15.8206 | 21.371 | 27.8146 | 34.8462 | 41.9949 | 48.6994 | 54.4312 | 58.8355 | 61.8261 | 61.7231 | 61.6407 | 61.5747 | 61.522 | 61.4798 | 61.446 | 61.419 | 61.3974 | 61.3801 | 61.3663 | 61.3552 | 61.3464
F11_Commercial_WA - Health_Existing_Water Heating_Natural Gas_Water Heater - Efficient Dishwasher_A_Technical Potential | F11 | Commercial | WA - Health | Existing | Water Heating | Natural Gas | Water Heater - Efficient Dishwasher | A | Cumulative Summer Peak Savings (MW) | Technical Potential | 0 | 0 | 0 | 0 | 0 | 0 | 0 | 0 | 0 | 0 | 0 | 0 | 0 | 0 | 0 | 0 | 0 | 0 | 0 | 0 | 0 | 0 | 0 | 0 | 0 | 0 | 0
F12_Commercial_WA - Health_Existing_Water Heating_Natural Gas_Water Heater - Efficient Dishwasher_A_Technical Potential | F12 | Commercial | WA - Health | Existing | Water Heating | Natural Gas | Water Heater - Efficient Dishwasher | A | Cumulative Winter Peak Savings (MW) | Technical Potential | 0 | 0 | 0 | 0 | 0 | 0 | 0 | 0 | 0 | 0 | 0 | 0 | 0 | 0 | 0 | 0 | 0 | 0 | 0 | 0 | 0 | 0 | 0 | 0 | 0 | 0 | 0
F13_Commercial_WA - Health_Existing_Water Heating_Natural Gas_Water Heater - Efficient Dishwasher_A_Technical Potential | F13 | Commercial | WA - Health | Existing | Water Heating | Natural Gas | Water Heater - Efficient Dishwasher | A | Purchases (Incremental) | Technical Potential | 0 | 0 | 0 | 30.7597 | 37.768 | 46.217 | 53.6506 | 61.1953 | 71.5447 | 78.4856 | 80.1786 | 75.5587 | 64.9491 | 50.2604 | 34.4926 | 0 | 0 | 0 | 0 | 0 | 0 | 0 | 0 | 0 | 0 | 0 | 0
F14_Commercial_WA - Health_Existing_Water Heating_Natural Gas_Water Heater - Efficient Dishwasher_A_Technical Potential | F14 | Commercial | WA - Health | Existing | Water Heating | Natural Gas | Water Heater - Efficient Dishwasher | A | Purchases (Cumulative) | Technical Potential | 0 | 0 | 0 | 30.7597 | 68.5277 | 114.7446 | 168.3953 | 229.5906 | 301.1353 | 379.6209 | 459.7995 | 535.3583 | 600.3074 | 650.5678 | 685.0604 | 685.0604 | 685.0604 | 685.0604 | 685.0604 | 685.0604 | 685.0604 | 685.0604 | 685.0604 | 685.0604 | 685.0604 | 685.0604 | 685.0604
F1_Commercial_WA - Health_Existing_Water Heating_Natural Gas_Commercial Laundry - Alternative Dry-Cleaning Methods_A_Technical Potential | F1 | Commercial | WA - Health | Existing | Water Heating | Natural Gas | Commercial Laundry - Alternative Dry-Cleaning Methods | A | Original Unit Energy Savings (kWh or therms) | Technical Potential | 0 | 0 | 0 | 0 | 0 | 0 | 0 | 0 | 0 | 0 | 0 | 0 | 0 | 0 | 0 | 0 | 0 | 0 | 0 | 0 | 0 | 0 | 0 | 0 | 0 | 0 | 0
F2_Commercial_WA - Health_Existing_Water Heating_Natural Gas_Commercial Laundry - Alternative Dry-Cleaning Methods_A_Technical Potential | F2 | Commercial | WA - Health | Existing | Water Heating | Natural Gas | Commercial Laundry - Alternative Dry-Cleaning Methods | A | Original Unit Summer Peak Savings (kW) | Technical Potential | 0 | 0 | 0 | 0 | 0 | 0 | 0 | 0 | 0 | 0 | 0 | 0 | 0 | 0 | 0 | 0 | 0 | 0 | 0 | 0 | 0 | 0 | 0 | 0 | 0 | 0 | 0
F3_Commercial_WA - Health_Existing_Water Heating_Natural Gas_Commercial Laundry - Alternative Dry-Cleaning Methods_A_Technical Potential | F3 | Commercial | WA - Health | Existing | Water Heating | Natural Gas | Commercial Laundry - Alternative Dry-Cleaning Methods | A | Original Unit Winter Peak Savings (kW) | Technical Potential | 0 | 0 | 0 | 0 | 0 | 0 | 0 | 0 | 0 | 0 | 0 | 0 | 0 | 0 | 0 | 0 | 0 | 0 | 0 | 0 | 0 | 0 | 0 | 0 | 0 | 0 | 0
F4_Commercial_WA - Health_Existing_Water Heating_Natural Gas_Commercial Laundry - Alternative Dry-Cleaning Methods_A_Technical Potential | F4 | Commercial | WA - Health | Existing | Water Heating | Natural Gas | Commercial Laundry - Alternative Dry-Cleaning Methods | A | Standalone Impact on Baseline Energy (%) | Technical Potential | 0 | 0 | 0 | 0 | 0 | 0 | 0 | 0 | 0 | 0 | 0 | 0 | 0 | 0 | 0 | 0 | 0 | 0 | 0 | 0 | 0 | 0 | 0 | 0 | 0 | 0 | 0
F5_Commercial_WA - Health_Existing_Water Heating_Natural Gas_Commercial Laundry - Alternative Dry-Cleaning Methods_A_Technical Potential | F5 | Commercial | WA - Health | Existing | Water Heating | Natural Gas | Commercial Laundry - Alternative Dry-Cleaning Methods | A | Standalone Impact on Baseline Summer Peak (%) | Technical Potential | 0 | 0 | 0 | 0 | 0 | 0 | 0 | 0 | 0 | 0 | 0 | 0 | 0 | 0 | 0 | 0 | 0 | 0 | 0 | 0 | 0 | 0 | 0 | 0 | 0 | 0 | 0
F6_Commercial_WA - Health_Existing_Water Heating_Natural Gas_Commercial Laundry - Alternative Dry-Cleaning Methods_A_Technical Potential | F6 | Commercial | WA - Health | Existing | Water Heating | Natural Gas | Commercial Laundry - Alternative Dry-Cleaning Methods | A | Standalone Impact on Baseline Winter Peak (%) | Technical Potential | 0 | 0 | 0 | 0 | 0 | 0 | 0 | 0 | 0 | 0 | 0 | 0 | 0 | 0 | 0 | 0 | 0 | 0 | 0 | 0 | 0 | 0 | 0 | 0 | 0 | 0 | 0
F7_Commercial_WA - Health_Existing_Water Heating_Natural Gas_Commercial Laundry - Alternative Dry-Cleaning Methods_A_Technical Potential | F7 | Commercial | WA - Health | Existing | Water Heating | Natural Gas | Commercial Laundry - Alternative Dry-Cleaning Methods | A | Incremental Energy Savings (MWh or mTherms) | Technical Potential | 0 | 0 | 0 | 0 | 0 | 0 | 0 | 0 | 0 | 0 | 0 | 0 | 0 | 0 | 0 | 0 | 0 | 0 | 0 | 0 | 0 | 0 | 0 | 0 | 0 | 0 | 0
F8_Commercial_WA - Health_Existing_Water Heating_Natural Gas_Commercial Laundry - Alternative Dry-Cleaning Methods_A_Technical Potential | F8 | Commercial | WA - Health | Existing | Water Heating | Natural Gas | Commercial Laundry - Alternative Dry-Cleaning Methods | A | Incremental Summer Peak Savings (MW) | Technical Potential | 0 | 0 | 0 | 0 | 0 | 0 | 0 | 0 | 0 | 0 | 0 | 0 | 0 | 0 | 0 | 0 | 0 | 0 | 0 | 0 | 0 | 0 | 0 | 0 | 0 | 0 | 0
F9_Commercial_WA - Health_Existing_Water Heating_Natural Gas_Commercial Laundry - Alternative Dry-Cleaning Methods_A_Technical Potential | F9 | Commercial | WA - Health | Existing | Water Heating | Natural Gas | Commercial Laundry - Alternative Dry-Cleaning Methods | A | Incremental Winter Peak Savings (MW) | Technical Potential | 0 | 0 | 0 | 0 | 0 | 0 | 0 | 0 | 0 | 0 | 0 | 0 | 0 | 0 | 0 | 0 | 0 | 0 | 0 | 0 | 0 | 0 | 0 | 0 | 0 | 0 | 0
F10_Commercial_WA - Health_Existing_Water Heating_Natural Gas_Commercial Laundry - Alternative Dry-Cleaning Methods_A_Technical Potential | F10 | Commercial | WA - Health | Existing | Water Heating | Natural Gas | Commercial Laundry - Alternative Dry-Cleaning Methods | A | Cumulative Energy Savings (MWh or mTherms) | Technical Potential | 0 | 0 | 0 | 0 | 0 | 0 | 0 | 0 | 0 | 0 | 0 | 0 | 0 | 0 | 0 | 0 | 0 | 0 | 0 | 0 | 0 | 0 | 0 | 0 | 0 | 0 | 0
F11_Commercial_WA - Health_Existing_Water Heating_Natural Gas_Commercial Laundry - Alternative Dry-Cleaning Methods_A_Technical Potential | F11 | Commercial | WA - Health | Existing | Water Heating | Natural Gas | Commercial Laundry - Alternative Dry-Cleaning Methods | A | Cumulative Summer Peak Savings (MW) | Technical Potential | 0 | 0 | 0 | 0 | 0 | 0 | 0 | 0 | 0 | 0 | 0 | 0 | 0 | 0 | 0 | 0 | 0 | 0 | 0 | 0 | 0 | 0 | 0 | 0 | 0 | 0 | 0
F12_Commercial_WA - Health_Existing_Water Heating_Natural Gas_Commercial Laundry - Alternative Dry-Cleaning Methods_A_Technical Potential | F12 | Commercial | WA - Health | Existing | Water Heating | Natural Gas | Commercial Laundry - Alternative Dry-Cleaning Methods | A | Cumulative Winter Peak Savings (MW) | Technical Potential | 0 | 0 | 0 | 0 | 0 | 0 | 0 | 0 | 0 | 0 | 0 | 0 | 0 | 0 | 0 | 0 | 0 | 0 | 0 | 0 | 0 | 0 | 0 | 0 | 0 | 0 | 0
F13_Commercial_WA - Health_Existing_Water Heating_Natural Gas_Commercial Laundry - Alternative Dry-Cleaning Methods_A_Technical Potential | F13 | Commercial | WA - Health | Existing | Water Heating | Natural Gas | Commercial Laundry - Alternative Dry-Cleaning Methods | A | Purchases (Incremental) | Technical Potential | 0 | 0 | 0 | 2.7342 | 3.3572 | 4.1082 | 4.7689 | 5.4396 | 6.3595 | 6.9765 | 7.127 | 6.7163 | 5.7733 | 4.4676 | 3.066 | 1.8347 | 0.85694 | 0 | 0 | 0 | 0 | 0 | 0 | 0 | 0 | 0 | 0
F14_Commercial_WA - Health_Existing_Water Heating_Natural Gas_Commercial Laundry - Alternative Dry-Cleaning Methods_A_Technical Potential | F14 | Commercial | WA - Health | Existing | Water Heating | Natural Gas | Commercial Laundry - Alternative Dry-Cleaning Methods | A | Purchases (Cumulative) | Technical Potential | 0 | 0 | 0 | 2.7342 | 6.0913 | 10.1995 | 14.9685 | 20.4081 | 26.7676 | 33.7441 | 40.8711 | 47.5874 | 53.3607 | 57.8282 | 60.8943 | 62.729 | 63.5859 | 63.5859 | 63.5859 | 63.5859 | 63.5859 | 63.5859 | 63.5859 | 63.5859 | 63.5859 | 63.5859 | 63.5859
F1_Commercial_WA - Health_Existing_Space Heating_Natural Gas_Advanced Kitchen Ventilation Controls_A_Technical Potential | F1 | Commercial | WA - Health | Existing | Space Heating | Natural Gas | Advanced Kitchen Ventilation Controls | A | Original Unit Energy Savings (kWh or therms) | Technical Potential | 0 | 0 | 0.059857 | 0.059674 | 0.059493 | 0.059315 | 0.059141 | 0.058969 | 0.058802 | 0.058639 | 0.058481 | 0.058328 | 0.058181 | 0.05804 | 0.057905 | 0.057777 | 0.057656 | 0.057543 | 0.057437 | 0.057339 | 0.057248 | 0.057166 | 0.057091 | 0.057023 | 0.056961 | 0.056904 | 0.056852